## Main
Country |  | Min - Installed capacity (GW)
|  | OldNuke | NewNuke | Solar | WindOnShore | WindOffShore | Biomass | Coal | Lignite | CCG | TAC | HydroRiver | HydroReservoir | curtailment | HydroStorage | Batteryh1 | Batteryh4
FR |  | 63.1 | 0 | 8.2 | 13.6 | 0 | 1.9 | 3 | 0 | 6.6 | 0.7 | 11 | 2.1 | 25 | 5 | 0 | 0
GB |  | 9.2 | 0 | 13.4 | 13.6 | 9.4 | 4 | 8.8 | 0 | 42.2 | 0 | 1.9 | 0 | 15 | 9.4 | 0 | 0
Country |  | Max - Installed capacity (GW)
|  | OldNuke | NewNuke | Solar | WindOnShore | WindOffShore | Biomass | Coal | Lignite | CCG | TAC | HydroRiver | HydroReservoir | curtailment | HydroStorage | Batteryh1 | Batteryh4
FR |  | 63.1 | 0 | 8.2 | 13.6 | 0 | 1.9 | 3 | 0 | 6.6 | 0.7 | 11 | 2.1 | 25 | 5 | 0 | 0
GB |  | 9.2 | 0 | 13.4 | 13.6 | 9.4 | 4 | 8.8 | 0 | 42.2 | 0 | 1.9 | 0 | 15 | 9.4 | 0 | 0
Storage hours |  | - | [12 empty] | 20 | 1 | 4
Discount rate |  | 4% | 4% | 4% | 4% | 4% | 4% | 4% | 4% | 4% | 4% | 4% | 4% | 4% | 4% | 4% | 4%
Lifetime |  | 10 | 60 | 25 | 25 | 20 | 25 | 30 | 40 | 30 | 25 | 70 | 70 |  | 50 | 15 | 15
CAPEX (€/kW) |  | 650 | 11900 | 747 | 1300 | 2600 | 3000 | 2000 | 2200 | 1100 | 800 | 1000 | 1000 |  | 1000 | 406 | 1101
OPEX (€/kW/yr) |  | 100 | 100 | 11 | 40 | 80 | 120 | 22 | 32 | 48 | 48 | 15 | 15 | 1000 | 15 | 11 | 30
Fuel cost (€/MWh_th) |  | 3.3 | 3.3 | - |  |  | 15 | 25 | 6.5 | 50 | 50 | - |  | 300 | -
Carbon tax (€/tCO2) |  | 60
Country | Initial consumption (TWh) | Non Flexible Consumption (TWh) |  |  |  | Thermosensitivity (under 15°C) |  |  | Flexible Consumption
[6 empty] | GW/°C |  |  | EV (millions vehicles) |  | EV flexibility ratio |  |  | H2 production (TWh) |  |  | H2 production flexibility ratio
[9 empty] | EV |  |  |  |  | H2
FR | 475.5077 | 475 |  |  |  | 2.0134 |  |  | 0 |  | 0.1 |  |  | 0 |  |  | 1
GB | 313.3425 | 313 |  |  |  | 0.76847 |  |  | 0 |  | 0.1 |  |  | 0 |  |  | 1
[9 empty] | Charger cost (€/kW) |  |  |  | 300 | Electrolyser cost (€/kW) |  |  |  | 500
[9 empty] | Lifetime |  |  |  | 15 | Lifetime |  |  |  | 10
[9 empty] | Discount rate |  |  |  | 4% | Discount rate |  |  |  | 4%
[9 empty] | Capital recovery factor |  |  |  | 0.089941 | Capital recovery factor |  |  |  | 0.12329
Note on O2: Auteur: limited to 20hrs of use per year
Note on O7: Auteur: limited to 20hrs of use per year
Note on C13: Auteur: Grand carénage = +10 years lifetime
Note on D14: Auteur: Flamanville EPR cost but for prospective, between 4000€ and 7000€ is more accurate

## interconnexions
AREAS | AREAS.1 | maxExchangeCapacity
FR | GB | 2000
GB | FR | 2000

## Interm_costs
RTE BP2050 | OldNuke | NewNuke | Solar | WindOnShore | WindOffShore | Biomass | Coal | Lignite | CCG | TAC | HydroRiver | HydroReservoir | curtailment
Actualisation | 4% | 4% | 4% | 4% | 4% | 4% | 4% | 4% | 4% | 4% | 4% | 4% | 4%
Investment (building) C_C [euros/kW] "CAPEX" | 650 | 11900 | 747 | 1300 | 2600 | 3000 | 2000 | 2200 | 1100 | 800 | 1000 | 1000 | 0
Operation cost C_F [euros/kW/an] | 100 | 100 | 11 | 40 | 80 | 120 | 22 | 32 | 48 | 48 | 15 | 15 | 1000
Fuel cost [euros/MWh_th] | 3.3 | 3.3 |  |  |  | 15 | 25 | 6.5 | 50 | 50 |  |  | 300
Efficiency | 33% | 37% |  |  |  | 25% | 46% | 45% | 60% | 42% |  |  | 100%
Variable O&M [euros/MWh]
Marginal cost C_M [euros/MWh] "OPEX" | 10 | 8.9189 |  |  |  | 60 | 54.3478 | 14.4444 | 83.3333 | 119.0476 |  |  | 300
Carbon tax [€/tCO2] | 60 | 60 | 60 | 60 | 60 | 60 | 60 | 60 | 60 | 60 | 60 | 60 | 60
Decommissioning C_D [euros/kW]
Construction length D_c [year] | 0.5 | 10 | 2 | 2 | 2 | 2 | 3 | 3 | 3 | 3 | 2 | 5
Life length L_E [year] | 10 | 60 | 25 | 25 | 20 | 25 | 30 | 40 | 30 | 25 | 70 | 70 | 0
Direct emission CO2 [gCO2/kWh_e] | [6 empty] | 855 | 933 | 356 | 534
Capital Recovery Factor (CRF) | 0.12329 | 0.044202 | 0.064012 | 0.064012 | 0.073582 | 0.064012 | 0.05783 | 0.050523 | 0.05783 | 0.064012 | 0.042745 | 0.042745
Capacity cost [€/MW/yr] | 180139.1138 | 626001.957 | 58816.9362 | 123215.5516 | 271312.5509 | 312035.8884 | 137660.1983 | 143151.6765 | 111613.109 | 99209.5702 | 57745.0623 | 57745.0623 | 1000000
Energy cost (marignal cost) [€/MWh_e/yr] | 10 | 8.9189 |  |  |  | 60 | 165.8696 | 138.8444 | 118.9333 | 195.3333 |  |  | 300
| HydroStorage | Batteryh1 | Batteryh4 | [10 empty] | GJ to TWh | 2.7778e-07
Actualisation | 4% | 4% | 4% | [10 empty] | GJ to MWh | 0.27778
Investment (building) C_C [euros/kW] "CAPEX" | 1000 | 406 | 1101
Operation cost C_F [euros/kW/an] | 15 | 11 | 30
Construction length D_c [year] | 0.5 | 0.5 | 0.5
Life length L_E [year] | 50 | 15 | 15
Efficiency In | 89.44% | 92.2% | 92.2%
Efficiency Out | 89.44% | 92.2% | 92.2%
Dissipation [%/hr] |  | 0.2083% | 0.2083%
Storage hours | 20 | 1 | 4
Capital Recovery Factor (CRF) | 0.046403 | 0.087812 | 0.087812
Capacity cost [€/MW/yr] | 61402.6395 | 46651.6915 | 126681.0649
Capacity cost [€/MWh/yr] | 3070.132 | 46651.6915 | 31670.2662

## EVModel
Saison | Jour | Heure | Puissance.MW.par.million
Hiver | 2 | 0 | 227
Hiver | 2 | 1 | 161
Hiver | 2 | 2 | 109
Hiver | 2 | 3 | 74
Hiver | 2 | 4 | 55
Hiver | 2 | 5 | 46
Hiver | 2 | 6 | 38
Hiver | 2 | 7 | 46
Hiver | 2 | 8 | 90
Hiver | 2 | 9 | 191
Hiver | 2 | 10 | 216
Hiver | 2 | 11 | 194
Hiver | 2 | 12 | 268
Hiver | 2 | 13 | 412
Hiver | 2 | 14 | 374
Hiver | 2 | 15 | 240
Hiver | 2 | 16 | 210
Hiver | 2 | 17 | 281
Hiver | 2 | 18 | 519
Hiver | 2 | 19 | 691
Hiver | 2 | 20 | 669
Hiver | 2 | 21 | 568
Hiver | 2 | 22 | 407
Hiver | 2 | 23 | 284
Hiver | 3 | 0 | 227
Hiver | 3 | 1 | 161
Hiver | 3 | 2 | 109
Hiver | 3 | 3 | 74
Hiver | 3 | 4 | 55
Hiver | 3 | 5 | 46
Hiver | 3 | 6 | 38
Hiver | 3 | 7 | 46
Hiver | 3 | 8 | 90
Hiver | 3 | 9 | 191
Hiver | 3 | 10 | 216
Hiver | 3 | 11 | 194
Hiver | 3 | 12 | 268
Hiver | 3 | 13 | 412
Hiver | 3 | 14 | 374
Hiver | 3 | 15 | 240
Hiver | 3 | 16 | 210
Hiver | 3 | 17 | 281
Hiver | 3 | 18 | 519
Hiver | 3 | 19 | 691
Hiver | 3 | 20 | 669
Hiver | 3 | 21 | 568
Hiver | 3 | 22 | 407
Hiver | 3 | 23 | 284
Hiver | 4 | 0 | 227
Hiver | 4 | 1 | 161
Hiver | 4 | 2 | 109
Hiver | 4 | 3 | 74
Hiver | 4 | 4 | 55
Hiver | 4 | 5 | 46
Hiver | 4 | 6 | 38
Hiver | 4 | 7 | 46
Hiver | 4 | 8 | 90
Hiver | 4 | 9 | 191
Hiver | 4 | 10 | 216
Hiver | 4 | 11 | 194
Hiver | 4 | 12 | 268
Hiver | 4 | 13 | 412
Hiver | 4 | 14 | 374
Hiver | 4 | 15 | 240
Hiver | 4 | 16 | 210
Hiver | 4 | 17 | 281
Hiver | 4 | 18 | 519
Hiver | 4 | 19 | 691
Hiver | 4 | 20 | 669
Hiver | 4 | 21 | 568
Hiver | 4 | 22 | 407
Hiver | 4 | 23 | 284
Hiver | 5 | 0 | 227
Hiver | 5 | 1 | 161
Hiver | 5 | 2 | 109
Hiver | 5 | 3 | 74
Hiver | 5 | 4 | 55
Hiver | 5 | 5 | 46
Hiver | 5 | 6 | 38
Hiver | 5 | 7 | 46
Hiver | 5 | 8 | 90
Hiver | 5 | 9 | 191
Hiver | 5 | 10 | 216
Hiver | 5 | 11 | 194
Hiver | 5 | 12 | 268
Hiver | 5 | 13 | 412
Hiver | 5 | 14 | 374
Hiver | 5 | 15 | 240
Hiver | 5 | 16 | 210
Hiver | 5 | 17 | 281
Hiver | 5 | 18 | 519
Hiver | 5 | 19 | 691
Hiver | 5 | 20 | 669
Hiver | 5 | 21 | 568
Hiver | 5 | 22 | 407
Hiver | 5 | 23 | 284
Hiver | 6 | 0 | 251
Hiver | 6 | 1 | 233
Hiver | 6 | 2 | 151
Hiver | 6 | 3 | 110
Hiver | 6 | 4 | 86
Hiver | 6 | 5 | 63
Hiver | 6 | 6 | 51
Hiver | 6 | 7 | 45
Hiver | 6 | 8 | 50
Hiver | 6 | 9 | 62
Hiver | 6 | 10 | 79
Hiver | 6 | 11 | 131
Hiver | 6 | 12 | 183
Hiver | 6 | 13 | 323
Hiver | 6 | 14 | 282
Hiver | 6 | 15 | 194
Hiver | 6 | 16 | 241
Hiver | 6 | 17 | 182
Hiver | 6 | 18 | 228
Hiver | 6 | 19 | 310
Hiver | 6 | 20 | 461
Hiver | 6 | 21 | 514
Hiver | 6 | 22 | 455
Hiver | 6 | 23 | 361
Hiver | 7 | 0 | 251
Hiver | 7 | 1 | 233
Hiver | 7 | 2 | 151
Hiver | 7 | 3 | 110
Hiver | 7 | 4 | 86
Hiver | 7 | 5 | 63
Hiver | 7 | 6 | 51
Hiver | 7 | 7 | 45
Hiver | 7 | 8 | 50
Hiver | 7 | 9 | 62
Hiver | 7 | 10 | 79
Hiver | 7 | 11 | 131
Hiver | 7 | 12 | 183
Hiver | 7 | 13 | 323
Hiver | 7 | 14 | 282
Hiver | 7 | 15 | 194
Hiver | 7 | 16 | 241
Hiver | 7 | 17 | 182
Hiver | 7 | 18 | 228
Hiver | 7 | 19 | 310
Hiver | 7 | 20 | 461
Hiver | 7 | 21 | 514
Hiver | 7 | 22 | 455
Hiver | 7 | 23 | 361
Hiver | 1 | 0 | 227
Hiver | 1 | 1 | 161
Hiver | 1 | 2 | 109
Hiver | 1 | 3 | 74
Hiver | 1 | 4 | 55
Hiver | 1 | 5 | 46
Hiver | 1 | 6 | 38
Hiver | 1 | 7 | 46
Hiver | 1 | 8 | 90
Hiver | 1 | 9 | 191
Hiver | 1 | 10 | 216
Hiver | 1 | 11 | 194
Hiver | 1 | 12 | 268
Hiver | 1 | 13 | 412
Hiver | 1 | 14 | 374
Hiver | 1 | 15 | 240
Hiver | 1 | 16 | 210
Hiver | 1 | 17 | 281
Hiver | 1 | 18 | 519
Hiver | 1 | 19 | 691
Hiver | 1 | 20 | 669
Hiver | 1 | 21 | 568
Hiver | 1 | 22 | 407
Hiver | 1 | 23 | 284
Ete | 2 | 0 | 227
Ete | 2 | 1 | 161
Ete | 2 | 2 | 109
Ete | 2 | 3 | 74
Ete | 2 | 4 | 55
Ete | 2 | 5 | 46
Ete | 2 | 6 | 38
Ete | 2 | 7 | 46
Ete | 2 | 8 | 90
Ete | 2 | 9 | 191
Ete | 2 | 10 | 216
Ete | 2 | 11 | 194
Ete | 2 | 12 | 268
Ete | 2 | 13 | 412
Ete | 2 | 14 | 374
Ete | 2 | 15 | 240
Ete | 2 | 16 | 210
Ete | 2 | 17 | 281
Ete | 2 | 18 | 519
Ete | 2 | 19 | 691
Ete | 2 | 20 | 669
Ete | 2 | 21 | 568
Ete | 2 | 22 | 407
Ete | 2 | 23 | 284
Ete | 3 | 0 | 227
Ete | 3 | 1 | 161
Ete | 3 | 2 | 109
Ete | 3 | 3 | 74
Ete | 3 | 4 | 55
Ete | 3 | 5 | 46
Ete | 3 | 6 | 38
Ete | 3 | 7 | 46
Ete | 3 | 8 | 90
Ete | 3 | 9 | 191
Ete | 3 | 10 | 216
Ete | 3 | 11 | 194
Ete | 3 | 12 | 268
Ete | 3 | 13 | 412
Ete | 3 | 14 | 374
Ete | 3 | 15 | 240
Ete | 3 | 16 | 210
Ete | 3 | 17 | 281
Ete | 3 | 18 | 519
Ete | 3 | 19 | 691
Ete | 3 | 20 | 669
Ete | 3 | 21 | 568
Ete | 3 | 22 | 407
Ete | 3 | 23 | 284
Ete | 4 | 0 | 227
Ete | 4 | 1 | 161
Ete | 4 | 2 | 109
Ete | 4 | 3 | 74
Ete | 4 | 4 | 55
Ete | 4 | 5 | 46
Ete | 4 | 6 | 38
Ete | 4 | 7 | 46
Ete | 4 | 8 | 90
Ete | 4 | 9 | 191
Ete | 4 | 10 | 216
Ete | 4 | 11 | 194
Ete | 4 | 12 | 268
Ete | 4 | 13 | 412
Ete | 4 | 14 | 374
Ete | 4 | 15 | 240
Ete | 4 | 16 | 210
Ete | 4 | 17 | 281
Ete | 4 | 18 | 519
Ete | 4 | 19 | 691
Ete | 4 | 20 | 669
Ete | 4 | 21 | 568
Ete | 4 | 22 | 407
Ete | 4 | 23 | 284
Ete | 5 | 0 | 227
Ete | 5 | 1 | 161
Ete | 5 | 2 | 109
Ete | 5 | 3 | 74
Ete | 5 | 4 | 55
Ete | 5 | 5 | 46
Ete | 5 | 6 | 38
Ete | 5 | 7 | 46
Ete | 5 | 8 | 90
Ete | 5 | 9 | 191
Ete | 5 | 10 | 216
Ete | 5 | 11 | 194
Ete | 5 | 12 | 268
Ete | 5 | 13 | 412
Ete | 5 | 14 | 374
Ete | 5 | 15 | 240
Ete | 5 | 16 | 210
Ete | 5 | 17 | 281
Ete | 5 | 18 | 519
Ete | 5 | 19 | 691
Ete | 5 | 20 | 669
Ete | 5 | 21 | 568
Ete | 5 | 22 | 407
Ete | 5 | 23 | 284
Ete | 6 | 0 | 251
Ete | 6 | 1 | 233
Ete | 6 | 2 | 151
Ete | 6 | 3 | 110
Ete | 6 | 4 | 86
Ete | 6 | 5 | 63
Ete | 6 | 6 | 51
Ete | 6 | 7 | 45
Ete | 6 | 8 | 50
Ete | 6 | 9 | 62
Ete | 6 | 10 | 79
Ete | 6 | 11 | 131
Ete | 6 | 12 | 183
Ete | 6 | 13 | 323
Ete | 6 | 14 | 282
Ete | 6 | 15 | 194
Ete | 6 | 16 | 241
Ete | 6 | 17 | 182
Ete | 6 | 18 | 228
Ete | 6 | 19 | 310
Ete | 6 | 20 | 461
Ete | 6 | 21 | 514
Ete | 6 | 22 | 455
Ete | 6 | 23 | 361
Ete | 7 | 0 | 251
Ete | 7 | 1 | 233
Ete | 7 | 2 | 151
Ete | 7 | 3 | 110
Ete | 7 | 4 | 86
Ete | 7 | 5 | 63
Ete | 7 | 6 | 51
Ete | 7 | 7 | 45
Ete | 7 | 8 | 50
Ete | 7 | 9 | 62
Ete | 7 | 10 | 79
Ete | 7 | 11 | 131
Ete | 7 | 12 | 183
Ete | 7 | 13 | 323
Ete | 7 | 14 | 282
Ete | 7 | 15 | 194
Ete | 7 | 16 | 241
Ete | 7 | 17 | 182
Ete | 7 | 18 | 228
Ete | 7 | 19 | 310
Ete | 7 | 20 | 461
Ete | 7 | 21 | 514
Ete | 7 | 22 | 455
Ete | 7 | 23 | 361
Ete | 1 | 0 | 227
Ete | 1 | 1 | 161
Ete | 1 | 2 | 109
Ete | 1 | 3 | 74
Ete | 1 | 4 | 55
Ete | 1 | 5 | 46
Ete | 1 | 6 | 38
Ete | 1 | 7 | 46
Ete | 1 | 8 | 90
Ete | 1 | 9 | 191
Ete | 1 | 10 | 216
Ete | 1 | 11 | 194
Ete | 1 | 12 | 268
Ete | 1 | 13 | 412
Ete | 1 | 14 | 374
Ete | 1 | 15 | 240
Ete | 1 | 16 | 210
Ete | 1 | 17 | 281
Ete | 1 | 18 | 519
Ete | 1 | 19 | 691
Ete | 1 | 20 | 669
Ete | 1 | 21 | 568
Ete | 1 | 22 | 407
Ete | 1 | 23 | 284

## TECHNO_AREAS
AREAS | TECHNOLOGIES | energyCost | margvarCost | capacityCost | EnergyNbhourCap | minCapacity | maxCapacity | RampConstraintPlus | RampConstraintMoins | RampConstraintPlus2 | RampConstraintMoins2
FR | CCG | 118.9333 | 0.0005 | 111613.109 | 0 | 6600 | 6600 | 0.35 | 0.35 | 0 | 0
FR | TAC | 195.3333 | 0 | 99209.5702 | 0 | 700 | 700 | 0 | 0 | 0 | 0
FR | OldNuke | 10 | 0 | 180139.1138 | 0 | 63100 | 63100 | 0.08 | 0.08 | 0 | 0
FR | NewNuke | 8.9189 | 0 | 626001.957 | 0 | 0 | 0 | 0 | 0 | 0 | 0
FR | WindOnShore | 0 | 0 | 123215.5516 | 0 | 13600 | 13600 | 0 | 0 | 0 | 0
FR | WindOffShore | 0 | 0 | 271312.5509 | 0 | 0 | 0 | 0 | 0 | 0 | 0
FR | HydroRiver | 0 | 0 | 57745.0623 | 0 | 11000 | 11000 | 0 | 0 | 0 | 0
FR | Solar | 0 | 0 | 58816.9362 | 0 | 8200 | 8200 | 0 | 0 | 0 | 0
FR | HydroReservoir | 0 | 0 | 57745.0623 | 2100 | 2100 | 2100 | 0 | 0 | 0 | 0
FR | Biomass | 60 | 0.0005 | 312035.8884 | 0 | 1900 | 1900 | 0.15 | 0.15 | 0 | 0
FR | Coal | 165.8696 | 0.0005 | 137660.1983 | 0 | 3000 | 3000 | 0.15 | 0.15 | 0 | 0
FR | Lignite | 138.8444 | 0.0005 | 143151.6765 | 0 | 0 | 0 | 0.15 | 0.15 | 0 | 0
FR | curtailment | 300 | 0 | 1000000 | 20 | 25000 | 25000 | 0 | 0 | 0 | 0
GB | CCG | 118.9333 | 0.0005 | 111613.109 | 0 | 42200 | 42200 | 0.35 | 0.35 | 0 | 0
GB | TAC | 195.3333 | 0 | 99209.5702 | 0 | 0 | 0 | 0 | 0 | 0 | 0
GB | WindOnShore | 0 | 0 | 123215.5516 | 0 | 13600 | 13600 | 0 | 0 | 0 | 0
GB | WindOffShore | 0 | 0 | 271312.5509 | 0 | 9400 | 9400 | 0 | 0 | 0 | 0
GB | HydroRiver | 0 | 0 | 57745.0623 | 0 | 1900 | 1900 | 0 | 0 | 0 | 0
GB | OldNuke | 10 | 0 | 180139.1138 | 0 | 9200 | 9200 | 0.08 | 0.08 | 0 | 0
GB | NewNuke | 8.9189 | 0 | 626001.957 | 0 | 0 | 0 | 0 | 0 | 0 | 0
GB | Solar | 0 | 0 | 58816.9362 | 0 | 13400 | 13400 | 0 | 0 | 0 | 0
GB | Biomass | 60 | 0.0005 | 312035.8884 | 0 | 4000 | 4000 | 0.15 | 0.15 | 0 | 0
GB | Coal | 165.8696 | 0.0005 | 137660.1983 | 0 | 8800 | 8800 | 0.15 | 0.15 | 0 | 0
GB | Lignite | 138.8444 | 0.0005 | 143151.6765 | 0 | 0 | 0 | 0.15 | 0.15 | 0 | 0
GB | HydroReservoir | 0 | 0 | 57745.0623 | 0 | 0 | 0 | 0 | 0 | 0 | 0
GB | curtailment | 300 | 0 | 1000000 | 20 | 15000 | 15000 | 0 | 0 | 0 | 0

## STOCK_TECHNO_AREAS
AREAS | STOCK_TECHNO | storageCost | p_max | c_min | c_max | efficiency_in | dissipation | efficiency_out
FR | Batteryh1 | 46651.6915 | 0 | 0 | 0 | 0.92 | 0.021 | 0.92
FR | Batteryh4 | 31670.2662 | 0 | 0 | 0 | 0.92 | 0.021 | 0.92
FR | HydroStorage | 3070.132 | 5000 | 100000 | 100000 | 0.89 | 0 | 0.89
GB | Batteryh1 | 46651.6915 | 0 | 0 | 0 | 0.92 | 0.021 | 0.92
GB | Batteryh4 | 31670.2662 | 0 | 0 | 0 | 0.92 | 0.021 | 0.92
GB | HydroStorage | 3070.132 | 9400 | 188000 | 188000 | 0.89 | 0 | 0.89

## areaConsumption
Date | AREAS | areaConsumption
2018-01-01 | GB | 31076.9943
2018-01-01 01:00 | GB | 31290.7604
2018-01-01 02:00 | GB | 28759.5302
2018-01-01 03:00 | GB | 26516.9841
2018-01-01 04:00 | GB | 24689.9832
2018-01-01 05:00 | GB | 24163.5593
2018-01-01 06:00 | GB | 25480.1186
2018-01-01 07:00 | GB | 26382.1316
2018-01-01 08:00 | GB | 27877.4953
2018-01-01 09:00 | GB | 31815.1866
2018-01-01 10:00 | GB | 35510.1434
2018-01-01 11:00 | GB | 38208.1911
2018-01-01 12:00 | GB | 39981.2509
2018-01-01 13:00 | GB | 40496.6869
2018-01-01 14:00 | GB | 39940.2957
2018-01-01 15:00 | GB | 39652.6105
2018-01-01 16:00 | GB | 41538.5469
2018-01-01 17:00 | GB | 44446.365
2018-01-01 18:00 | GB | 43332.5838
2018-01-01 19:00 | GB | 41300.807
2018-01-01 20:00 | GB | 39286.0117
2018-01-01 21:00 | GB | 36517.0416
2018-01-01 22:00 | GB | 32921.9755
2018-01-01 23:00 | GB | 29228.0175
2018-01-02 | GB | 27627.7686
2018-01-02 01:00 | GB | 28456.8614
2018-01-02 02:00 | GB | 27507.8998
2018-01-02 03:00 | GB | 27248.184
2018-01-02 04:00 | GB | 26467.0387
2018-01-02 05:00 | GB | 28053.303
2018-01-02 06:00 | GB | 33113.7656
2018-01-02 07:00 | GB | 37553.907
2018-01-02 08:00 | GB | 41788.2736
2018-01-02 09:00 | GB | 44989.7704
2018-01-02 10:00 | GB | 46602.0062
2018-01-02 11:00 | GB | 47433.0968
2018-01-02 12:00 | GB | 48260.1918
2018-01-02 13:00 | GB | 48105.3612
2018-01-02 14:00 | GB | 47677.829
2018-01-02 15:00 | GB | 47345.193
2018-01-02 16:00 | GB | 48975.4092
2018-01-02 17:00 | GB | 50725.4942
2018-01-02 18:00 | GB | 50074.2068
2018-01-02 19:00 | GB | 48290.159
2018-01-02 20:00 | GB | 45525.1845
2018-01-02 21:00 | GB | 42078.9555
2018-01-02 22:00 | GB | 37931.4939
2018-01-02 23:00 | GB | 33346.5109
2018-01-03 | GB | 30878.2118
2018-01-03 01:00 | GB | 31152.9113
2018-01-03 02:00 | GB | 29375.8558
2018-01-03 03:00 | GB | 28542.7674
2018-01-03 04:00 | GB | 27892.4789
2018-01-03 05:00 | GB | 28750.54
2018-01-03 06:00 | GB | 34104.6813
2018-01-03 07:00 | GB | 39906.3329
2018-01-03 08:00 | GB | 43390.5204
2018-01-03 09:00 | GB | 45878.7976
2018-01-03 10:00 | GB | 46750.8434
2018-01-03 11:00 | GB | 47161.3941
2018-01-03 12:00 | GB | 47530.9897
2018-01-03 13:00 | GB | 47320.2203
2018-01-03 14:00 | GB | 46952.6226
2018-01-03 15:00 | GB | 46809.7789
2018-01-03 16:00 | GB | 48230.2246
2018-01-03 17:00 | GB | 50557.6778
2018-01-03 18:00 | GB | 49905.3915
2018-01-03 19:00 | GB | 48513.9142
2018-01-03 20:00 | GB | 45861.8162
2018-01-03 21:00 | GB | 42129.8998
2018-01-03 22:00 | GB | 37863.5682
2018-01-03 23:00 | GB | 33530.3098
2018-01-04 | GB | 31068.0042
2018-01-04 01:00 | GB | 31274.7779
2018-01-04 02:00 | GB | 30508.6163
2018-01-04 03:00 | GB | 30310.8327
2018-01-04 04:00 | GB | 30133.0272
2018-01-04 05:00 | GB | 31150.9134
2018-01-04 06:00 | GB | 35855.7652
2018-01-04 07:00 | GB | 41914.1359
2018-01-04 08:00 | GB | 44997.7617
2018-01-04 09:00 | GB | 46732.863
2018-01-04 10:00 | GB | 47210.3406
2018-01-04 11:00 | GB | 47539.9799
2018-01-04 12:00 | GB | 47859.6301
2018-01-04 13:00 | GB | 47653.8553
2018-01-04 14:00 | GB | 47132.4258
2018-01-04 15:00 | GB | 47041.5253
2018-01-04 16:00 | GB | 48971.4135
2018-01-04 17:00 | GB | 51295.87
2018-01-04 18:00 | GB | 50655.5707
2018-01-04 19:00 | GB | 48859.536
2018-01-04 20:00 | GB | 46323.3112
2018-01-04 21:00 | GB | 43322.5947
2018-01-04 22:00 | GB | 39400.886
2018-01-04 23:00 | GB | 35290.3839
2018-01-05 | GB | 32993.8968
2018-01-05 01:00 | GB | 33171.7022
2018-01-05 02:00 | GB | 31654.3625
2018-01-05 03:00 | GB | 31019.0577
2018-01-05 04:00 | GB | 30167.989
2018-01-05 05:00 | GB | 30799.2982
2018-01-05 06:00 | GB | 35845.7761
2018-01-05 07:00 | GB | 41689.3818
2018-01-05 08:00 | GB | 45127.6196
2018-01-05 09:00 | GB | 47036.5308
2018-01-05 10:00 | GB | 47743.7569
2018-01-05 11:00 | GB | 47875.6126
2018-01-05 12:00 | GB | 48233.2213
2018-01-05 13:00 | GB | 47463.064
2018-01-05 14:00 | GB | 47031.5362
2018-01-05 15:00 | GB | 46441.1822
2018-01-05 16:00 | GB | 48073.3962
2018-01-05 17:00 | GB | 50889.3149
2018-01-05 18:00 | GB | 49997.291
2018-01-05 19:00 | GB | 48597.8223
2018-01-05 20:00 | GB | 46004.6599
2018-01-05 21:00 | GB | 42715.2593
2018-01-05 22:00 | GB | 39437.8455
2018-01-05 23:00 | GB | 36636.9104
2018-01-06 | GB | 35014.6855
2018-01-06 01:00 | GB | 34691.0397
2018-01-06 02:00 | GB | 32329.6236
2018-01-06 03:00 | GB | 30697.4097
2018-01-06 04:00 | GB | 29237.0077
2018-01-06 05:00 | GB | 29315.9214
2018-01-06 06:00 | GB | 31404.6358
2018-01-06 07:00 | GB | 35193.4899
2018-01-06 08:00 | GB | 38109.2993
2018-01-06 09:00 | GB | 41829.2288
2018-01-06 10:00 | GB | 43987.8667
2018-01-06 11:00 | GB | 44712.0743
2018-01-06 12:00 | GB | 44885.8841
2018-01-06 13:00 | GB | 44428.3847
2018-01-06 14:00 | GB | 43684.199
2018-01-06 15:00 | GB | 43517.3816
2018-01-06 16:00 | GB | 45713.978
2018-01-06 17:00 | GB | 48772.6311
2018-01-06 18:00 | GB | 48632.7841
2018-01-06 19:00 | GB | 46608.9986
2018-01-06 20:00 | GB | 44216.6164
2018-01-06 21:00 | GB | 41530.5556
2018-01-06 22:00 | GB | 38583.7801
2018-01-06 23:00 | GB | 35603.0417
2018-01-07 | GB | 34127.6562
2018-01-07 01:00 | GB | 33119.759
2018-01-07 02:00 | GB | 30827.2676
2018-01-07 03:00 | GB | 30256.8917
2018-01-07 04:00 | GB | 29254.988
2018-01-07 05:00 | GB | 28858.422
2018-01-07 06:00 | GB | 29761.4339
2018-01-07 07:00 | GB | 31595.427
2018-01-07 08:00 | GB | 34844.8714
2018-01-07 09:00 | GB | 38884.4511
2018-01-07 10:00 | GB | 41782.2802
2018-01-07 11:00 | GB | 43234.6909
2018-01-07 12:00 | GB | 44123.7181
2018-01-07 13:00 | GB | 44117.7246
2018-01-07 14:00 | GB | 43931.9279
2018-01-07 15:00 | GB | 44123.7181
2018-01-07 16:00 | GB | 46744.8499
2018-01-07 17:00 | GB | 50593.6384
2018-01-07 18:00 | GB | 49777.5315
2018-01-07 19:00 | GB | 47736.7645
2018-01-07 20:00 | GB | 45307.4228
2018-01-07 21:00 | GB | 42196.8266
2018-01-07 22:00 | GB | 38823.5178
2018-01-07 23:00 | GB | 35015.6845
2018-01-08 | GB | 32418.5264
2018-01-08 01:00 | GB | 32709.2083
2018-01-08 02:00 | GB | 31368.6752
2018-01-08 03:00 | GB | 30929.1561
2018-01-08 04:00 | GB | 30356.7824
2018-01-08 05:00 | GB | 31352.6926
2018-01-08 06:00 | GB | 37428.0448
2018-01-08 07:00 | GB | 45104.6447
2018-01-08 08:00 | GB | 48682.7294
2018-01-08 09:00 | GB | 50181.0899
2018-01-08 10:00 | GB | 51035.1553
2018-01-08 11:00 | GB | 52085.0065
2018-01-08 12:00 | GB | 52536.5125
2018-01-08 13:00 | GB | 52121.9661
2018-01-08 14:00 | GB | 51657.4743
2018-01-08 15:00 | GB | 50846.3619
2018-01-08 16:00 | GB | 52538.5103
2018-01-08 17:00 | GB | 53052.9474
2018-01-08 18:00 | GB | 52530.519
2018-01-08 19:00 | GB | 52251.824
2018-01-08 20:00 | GB | 50312.9456
2018-01-08 21:00 | GB | 46529.086
2018-01-08 22:00 | GB | 42005.0364
2018-01-08 23:00 | GB | 37032.4776
2018-01-09 | GB | 34257.5141
2018-01-09 01:00 | GB | 34087.6999
2018-01-09 02:00 | GB | 32986.9044
2018-01-09 03:00 | GB | 32629.2957
2018-01-09 04:00 | GB | 31860.1374
2018-01-09 05:00 | GB | 32699.2192
2018-01-09 06:00 | GB | 38749.5987
2018-01-09 07:00 | GB | 45301.4294
2018-01-09 08:00 | GB | 49245.114
2018-01-09 09:00 | GB | 50386.8647
2018-01-09 10:00 | GB | 50904.2985
2018-01-09 11:00 | GB | 51415.7389
2018-01-09 12:00 | GB | 51493.6536
2018-01-09 13:00 | GB | 51140.0405
2018-01-09 14:00 | GB | 50397.8527
2018-01-09 15:00 | GB | 50196.0735
2018-01-09 16:00 | GB | 51049.14
2018-01-09 17:00 | GB | 52181.9005
2018-01-09 18:00 | GB | 51733.3913
2018-01-09 19:00 | GB | 51006.187
2018-01-09 20:00 | GB | 48821.5775
2018-01-09 21:00 | GB | 44899.8688
2018-01-09 22:00 | GB | 40334.864
2018-01-09 23:00 | GB | 35606.0385
2018-01-10 | GB | 33582.253
2018-01-10 01:00 | GB | 33851.9578
2018-01-10 02:00 | GB | 32583.346
2018-01-10 03:00 | GB | 31924.0674
2018-01-10 04:00 | GB | 31314.7342
2018-01-10 05:00 | GB | 32142.828
2018-01-10 06:00 | GB | 37654.7966
2018-01-10 07:00 | GB | 44743.0404
2018-01-10 08:00 | GB | 47465.0618
2018-01-10 09:00 | GB | 48423.0136
2018-01-10 10:00 | GB | 48814.5851
2018-01-10 11:00 | GB | 48693.7174
2018-01-10 12:00 | GB | 48805.595
2018-01-10 13:00 | GB | 48291.1579
2018-01-10 14:00 | GB | 47546.9722
2018-01-10 15:00 | GB | 47311.2302
2018-01-10 16:00 | GB | 48578.8431
2018-01-10 17:00 | GB | 50855.3521
2018-01-10 18:00 | GB | 50651.575
2018-01-10 19:00 | GB | 50574.6592
2018-01-10 20:00 | GB | 48331.1142
2018-01-10 21:00 | GB | 44632.1617
2018-01-10 22:00 | GB | 40386.8072
2018-01-10 23:00 | GB | 35490.1653
2018-01-11 | GB | 33418.4322
2018-01-11 01:00 | GB | 33720.1021
2018-01-11 02:00 | GB | 32497.44
2018-01-11 03:00 | GB | 31733.2762
2018-01-11 04:00 | GB | 30985.0949
2018-01-11 05:00 | GB | 31993.9909
2018-01-11 06:00 | GB | 37379.0983
2018-01-11 07:00 | GB | 44345.4754
2018-01-11 08:00 | GB | 47281.263
2018-01-11 09:00 | GB | 48763.6409
2018-01-11 10:00 | GB | 49185.1796
2018-01-11 11:00 | GB | 49382.9632
2018-01-11 12:00 | GB | 49377.9687
2018-01-11 13:00 | GB | 49148.2201
2018-01-11 14:00 | GB | 48504.924
2018-01-11 15:00 | GB | 48106.3601
2018-01-11 16:00 | GB | 49662.6572
2018-01-11 17:00 | GB | 50772.4428
2018-01-11 18:00 | GB | 50574.6592
2018-01-11 19:00 | GB | 50459.7849
2018-01-11 20:00 | GB | 48394.0453
2018-01-11 21:00 | GB | 45043.7114
2018-01-11 22:00 | GB | 40479.7055
2018-01-11 23:00 | GB | 36527.0307
2018-01-12 | GB | 34898.8123
2018-01-12 01:00 | GB | 34303.4638
2018-01-12 02:00 | GB | 32712.205
2018-01-12 03:00 | GB | 32199.7657
2018-01-12 04:00 | GB | 31485.5473
2018-01-12 05:00 | GB | 32137.8335
2018-01-12 06:00 | GB | 37804.6327
2018-01-12 07:00 | GB | 44848.9245
2018-01-12 08:00 | GB | 47899.5864
2018-01-12 09:00 | GB | 48868.5261
2018-01-12 10:00 | GB | 49322.0299
2018-01-12 11:00 | GB | 49175.1906
2018-01-12 12:00 | GB | 49200.1632
2018-01-12 13:00 | GB | 49141.2277
2018-01-12 14:00 | GB | 48798.6026
2018-01-12 15:00 | GB | 47958.5219
2018-01-12 16:00 | GB | 49336.0146
2018-01-12 17:00 | GB | 51578.5607
2018-01-12 18:00 | GB | 50253.0112
2018-01-12 19:00 | GB | 49076.2988
2018-01-12 20:00 | GB | 46998.5723
2018-01-12 21:00 | GB | 43792.081
2018-01-12 22:00 | GB | 39817.4302
2018-01-12 23:00 | GB | 36164.4275
2018-01-13 | GB | 34493.2561
2018-01-13 01:00 | GB | 33551.2869
2018-01-13 02:00 | GB | 31160.9025
2018-01-13 03:00 | GB | 30129.0316
2018-01-13 04:00 | GB | 29183.0667
2018-01-13 05:00 | GB | 29226.0197
2018-01-13 06:00 | GB | 31306.7429
2018-01-13 07:00 | GB | 35425.2363
2018-01-13 08:00 | GB | 38113.2949
2018-01-13 09:00 | GB | 41570.5119
2018-01-13 10:00 | GB | 43627.2613
2018-01-13 11:00 | GB | 44349.4711
2018-01-13 12:00 | GB | 44432.3803
2018-01-13 13:00 | GB | 44232.5989
2018-01-13 14:00 | GB | 43897.9651
2018-01-13 15:00 | GB | 43665.2198
2018-01-13 16:00 | GB | 45175.5671
2018-01-13 17:00 | GB | 47985.4924
2018-01-13 18:00 | GB | 47676.8301
2018-01-13 19:00 | GB | 45536.1725
2018-01-13 20:00 | GB | 43005.9412
2018-01-13 21:00 | GB | 40262.9427
2018-01-13 22:00 | GB | 37484.9824
2018-01-13 23:00 | GB | 35124.5653
2018-01-14 | GB | 33239.6279
2018-01-14 01:00 | GB | 32545.3875
2018-01-14 02:00 | GB | 30433.6982
2018-01-14 03:00 | GB | 29437.788
2018-01-14 04:00 | GB | 28399.9237
2018-01-14 05:00 | GB | 28224.1161
2018-01-14 06:00 | GB | 29602.6077
2018-01-14 07:00 | GB | 32647.2761
2018-01-14 08:00 | GB | 35060.6353
2018-01-14 09:00 | GB | 38732.6172
2018-01-14 10:00 | GB | 41569.513
2018-01-14 11:00 | GB | 43148.7849
2018-01-14 12:00 | GB | 44023.8274
2018-01-14 13:00 | GB | 44383.4339
2018-01-14 14:00 | GB | 44142.6973
2018-01-14 15:00 | GB | 44587.2109
2018-01-14 16:00 | GB | 47038.5286
2018-01-14 17:00 | GB | 50062.2199
2018-01-14 18:00 | GB | 49228.1326
2018-01-14 19:00 | GB | 46642.9614
2018-01-14 20:00 | GB | 44595.2022
2018-01-14 21:00 | GB | 41029.1043
2018-01-14 22:00 | GB | 36805.7257
2018-01-14 23:00 | GB | 32585.3438
2018-01-15 | GB | 30008.1639
2018-01-15 01:00 | GB | 29460.7629
2018-01-15 02:00 | GB | 28580.7258
2018-01-15 03:00 | GB | 28112.2385
2018-01-15 04:00 | GB | 27599.7992
2018-01-15 05:00 | GB | 28730.5619
2018-01-15 06:00 | GB | 35831.7914
2018-01-15 07:00 | GB | 42934.0199
2018-01-15 08:00 | GB | 46041.6194
2018-01-15 09:00 | GB | 47127.4313
2018-01-15 10:00 | GB | 48094.3732
2018-01-15 11:00 | GB | 49119.2518
2018-01-15 12:00 | GB | 49222.1392
2018-01-15 13:00 | GB | 48605.8136
2018-01-15 14:00 | GB | 47735.7656
2018-01-15 15:00 | GB | 47053.5122
2018-01-15 16:00 | GB | 47909.5754
2018-01-15 17:00 | GB | 51421.7323
2018-01-15 18:00 | GB | 51050.1389
2018-01-15 19:00 | GB | 50046.2374
2018-01-15 20:00 | GB | 47910.5744
2018-01-15 21:00 | GB | 44160.6776
2018-01-15 22:00 | GB | 39712.545
2018-01-15 23:00 | GB | 34884.8276
2018-01-16 | GB | 33269.5951
2018-01-16 01:00 | GB | 32142.828
2018-01-16 02:00 | GB | 30734.3692
2018-01-16 03:00 | GB | 30045.1234
2018-01-16 04:00 | GB | 29336.8984
2018-01-16 05:00 | GB | 30239.9103
2018-01-16 06:00 | GB | 36755.7804
2018-01-16 07:00 | GB | 44476.3322
2018-01-16 08:00 | GB | 47600.9132
2018-01-16 09:00 | GB | 48579.842
2018-01-16 10:00 | GB | 48827.5709
2018-01-16 11:00 | GB | 48912.478
2018-01-16 12:00 | GB | 48235.2191
2018-01-16 13:00 | GB | 49013.3676
2018-01-16 14:00 | GB | 49064.3119
2018-01-16 15:00 | GB | 48754.6507
2018-01-16 16:00 | GB | 50237.0287
2018-01-16 17:00 | GB | 52659.378
2018-01-16 18:00 | GB | 52035.0612
2018-01-16 19:00 | GB | 51270.8974
2018-01-16 20:00 | GB | 49147.2212
2018-01-16 21:00 | GB | 45609.0927
2018-01-16 22:00 | GB | 41395.7032
2018-01-16 23:00 | GB | 36693.8481
2018-01-17 | GB | 34404.3534
2018-01-17 01:00 | GB | 33638.1918
2018-01-17 02:00 | GB | 32138.8324
2018-01-17 03:00 | GB | 31462.5724
2018-01-17 04:00 | GB | 30625.4884
2018-01-17 05:00 | GB | 31755.2521
2018-01-17 06:00 | GB | 37375.1027
2018-01-17 07:00 | GB | 45626.0741
2018-01-17 08:00 | GB | 48451.9819
2018-01-17 09:00 | GB | 49851.4506
2018-01-17 10:00 | GB | 49939.3544
2018-01-17 11:00 | GB | 49639.6823
2018-01-17 12:00 | GB | 49532.7992
2018-01-17 13:00 | GB | 49322.0299
2018-01-17 14:00 | GB | 48653.7611
2018-01-17 15:00 | GB | 47952.5284
2018-01-17 16:00 | GB | 48806.5939
2018-01-17 17:00 | GB | 52728.3026
2018-01-17 18:00 | GB | 52556.4906
2018-01-17 19:00 | GB | 51272.8952
2018-01-17 20:00 | GB | 49202.161
2018-01-17 21:00 | GB | 45880.7954
2018-01-17 22:00 | GB | 41833.2244
2018-01-17 23:00 | GB | 36627.9203
2018-01-18 | GB | 34495.2539
2018-01-18 01:00 | GB | 34238.5348
2018-01-18 02:00 | GB | 33024.8629
2018-01-18 03:00 | GB | 32465.475
2018-01-18 04:00 | GB | 31057.0162
2018-01-18 05:00 | GB | 32793.1165
2018-01-18 06:00 | GB | 38014.4031
2018-01-18 07:00 | GB | 44812.9639
2018-01-18 08:00 | GB | 47319.2214
2018-01-18 09:00 | GB | 48747.6584
2018-01-18 10:00 | GB | 49182.1829
2018-01-18 11:00 | GB | 49360.9873
2018-01-18 12:00 | GB | 49300.0539
2018-01-18 13:00 | GB | 49064.3119
2018-01-18 14:00 | GB | 48852.5436
2018-01-18 15:00 | GB | 48358.0847
2018-01-18 16:00 | GB | 49375.9709
2018-01-18 17:00 | GB | 52201.8786
2018-01-18 18:00 | GB | 51955.1486
2018-01-18 19:00 | GB | 50861.3455
2018-01-18 20:00 | GB | 48407.0311
2018-01-18 21:00 | GB | 45046.7081
2018-01-18 22:00 | GB | 40635.535
2018-01-18 23:00 | GB | 36273.3083
2018-01-19 | GB | 34132.6507
2018-01-19 01:00 | GB | 34140.642
2018-01-19 02:00 | GB | 32989.9011
2018-01-19 03:00 | GB | 32352.5985
2018-01-19 04:00 | GB | 31607.4139
2018-01-19 05:00 | GB | 32588.3405
2018-01-19 06:00 | GB | 37665.7846
2018-01-19 07:00 | GB | 45712.979
2018-01-19 08:00 | GB | 48097.37
2018-01-19 09:00 | GB | 49567.761
2018-01-19 10:00 | GB | 50454.7904
2018-01-19 11:00 | GB | 50513.7259
2018-01-19 12:00 | GB | 50142.1325
2018-01-19 13:00 | GB | 49629.6932
2018-01-19 14:00 | GB | 48943.4441
2018-01-19 15:00 | GB | 47624.887
2018-01-19 16:00 | GB | 48470.9612
2018-01-19 17:00 | GB | 51787.3322
2018-01-19 18:00 | GB | 51225.9465
2018-01-19 19:00 | GB | 49704.6112
2018-01-19 20:00 | GB | 47292.2509
2018-01-19 21:00 | GB | 44071.7749
2018-01-19 22:00 | GB | 40228.9799
2018-01-19 23:00 | GB | 35965.645
2018-01-20 | GB | 33692.1327
2018-01-20 01:00 | GB | 34131.6518
2018-01-20 02:00 | GB | 32561.3701
2018-01-20 03:00 | GB | 31905.0882
2018-01-20 04:00 | GB | 30646.4654
2018-01-20 05:00 | GB | 30731.3725
2018-01-20 06:00 | GB | 33749.0704
2018-01-20 07:00 | GB | 37082.4229
2018-01-20 08:00 | GB | 40508.6738
2018-01-20 09:00 | GB | 44035.8143
2018-01-20 10:00 | GB | 45897.7768
2018-01-20 11:00 | GB | 46658.9439
2018-01-20 12:00 | GB | 46715.8816
2018-01-20 13:00 | GB | 46170.4784
2018-01-20 14:00 | GB | 45501.2108
2018-01-20 15:00 | GB | 44774.0065
2018-01-20 16:00 | GB | 45156.5879
2018-01-20 17:00 | GB | 48632.7841
2018-01-20 18:00 | GB | 48892.4999
2018-01-20 19:00 | GB | 46559.0532
2018-01-20 20:00 | GB | 44070.776
2018-01-20 21:00 | GB | 41551.5327
2018-01-20 22:00 | GB | 38708.6435
2018-01-20 23:00 | GB | 36323.2537
2018-01-21 | GB | 34424.3315
2018-01-21 01:00 | GB | 34216.5589
2018-01-21 02:00 | GB | 32295.6608
2018-01-21 03:00 | GB | 31238.8172
2018-01-21 04:00 | GB | 30169.9868
2018-01-21 05:00 | GB | 29847.3399
2018-01-21 06:00 | GB | 30891.1976
2018-01-21 07:00 | GB | 32887.0137
2018-01-21 08:00 | GB | 36598.952
2018-01-21 09:00 | GB | 40984.1535
2018-01-21 10:00 | GB | 44472.3366
2018-01-21 11:00 | GB | 46731.8641
2018-01-21 12:00 | GB | 48306.1415
2018-01-21 13:00 | GB | 48461.971
2018-01-21 14:00 | GB | 48116.3492
2018-01-21 15:00 | GB | 48085.3831
2018-01-21 16:00 | GB | 49144.2244
2018-01-21 17:00 | GB | 51262.9061
2018-01-21 18:00 | GB | 50434.8122
2018-01-21 19:00 | GB | 48261.1907
2018-01-21 20:00 | GB | 45443.2742
2018-01-21 21:00 | GB | 42043.9938
2018-01-21 22:00 | GB | 38022.3944
2018-01-21 23:00 | GB | 33643.1863
2018-01-22 | GB | 31325.7222
2018-01-22 01:00 | GB | 32107.8663
2018-01-22 02:00 | GB | 30398.7365
2018-01-22 03:00 | GB | 29749.447
2018-01-22 04:00 | GB | 28791.4952
2018-01-22 05:00 | GB | 30137.0229
2018-01-22 06:00 | GB | 36291.2886
2018-01-22 07:00 | GB | 43519.3794
2018-01-22 08:00 | GB | 46445.1778
2018-01-22 09:00 | GB | 47557.9602
2018-01-22 10:00 | GB | 47609.9034
2018-01-22 11:00 | GB | 47591.923
2018-01-22 12:00 | GB | 47368.1679
2018-01-22 13:00 | GB | 47120.4389
2018-01-22 14:00 | GB | 46905.674
2018-01-22 15:00 | GB | 46310.3254
2018-01-22 16:00 | GB | 48210.2464
2018-01-22 17:00 | GB | 50731.4876
2018-01-22 18:00 | GB | 50633.5947
2018-01-22 19:00 | GB | 49801.5052
2018-01-22 20:00 | GB | 47591.923
2018-01-22 21:00 | GB | 44068.7782
2018-01-22 22:00 | GB | 39609.6575
2018-01-22 23:00 | GB | 35289.385
2018-01-23 | GB | 32997.8924
2018-01-23 01:00 | GB | 32433.51
2018-01-23 02:00 | GB | 30725.3791
2018-01-23 03:00 | GB | 29688.5137
2018-01-23 04:00 | GB | 28772.516
2018-01-23 05:00 | GB | 29242.0022
2018-01-23 06:00 | GB | 34687.0441
2018-01-23 07:00 | GB | 42505.4888
2018-01-23 08:00 | GB | 45908.7648
2018-01-23 09:00 | GB | 46861.722
2018-01-23 10:00 | GB | 46811.7767
2018-01-23 11:00 | GB | 46843.7417
2018-01-23 12:00 | GB | 47091.4706
2018-01-23 13:00 | GB | 46481.1385
2018-01-23 14:00 | GB | 45786.8982
2018-01-23 15:00 | GB | 45162.5813
2018-01-23 16:00 | GB | 46254.3866
2018-01-23 17:00 | GB | 49293.0616
2018-01-23 18:00 | GB | 48435.0005
2018-01-23 19:00 | GB | 47108.4521
2018-01-23 20:00 | GB | 45313.4163
2018-01-23 21:00 | GB | 42076.9577
2018-01-23 22:00 | GB | 38086.3244
2018-01-23 23:00 | GB | 33403.4486
2018-01-24 | GB | 31478.5549
2018-01-24 01:00 | GB | 30771.3288
2018-01-24 02:00 | GB | 28706.5881
2018-01-24 03:00 | GB | 27707.6812
2018-01-24 04:00 | GB | 26755.7228
2018-01-24 05:00 | GB | 28135.2133
2018-01-24 06:00 | GB | 34999.7019
2018-01-24 07:00 | GB | 42259.7577
2018-01-24 08:00 | GB | 44991.7682
2018-01-24 09:00 | GB | 46161.4883
2018-01-24 10:00 | GB | 46580.0303
2018-01-24 11:00 | GB | 47075.4881
2018-01-24 12:00 | GB | 47109.451
2018-01-24 13:00 | GB | 47186.3668
2018-01-24 14:00 | GB | 47092.4696
2018-01-24 15:00 | GB | 46536.0784
2018-01-24 16:00 | GB | 47419.1121
2018-01-24 17:00 | GB | 50656.5696
2018-01-24 18:00 | GB | 50253.0112
2018-01-24 19:00 | GB | 48761.6431
2018-01-24 20:00 | GB | 46638.9658
2018-01-24 21:00 | GB | 43488.4133
2018-01-24 22:00 | GB | 39542.7308
2018-01-24 23:00 | GB | 34466.2856
2018-01-25 | GB | 31965.0226
2018-01-25 01:00 | GB | 31831.1691
2018-01-25 02:00 | GB | 30051.1169
2018-01-25 03:00 | GB | 29494.7257
2018-01-25 04:00 | GB | 28501.8122
2018-01-25 05:00 | GB | 30056.1114
2018-01-25 06:00 | GB | 36728.8099
2018-01-25 07:00 | GB | 44352.4678
2018-01-25 08:00 | GB | 46763.8292
2018-01-25 09:00 | GB | 46958.616
2018-01-25 10:00 | GB | 46962.6116
2018-01-25 11:00 | GB | 46824.7625
2018-01-25 12:00 | GB | 46504.1134
2018-01-25 13:00 | GB | 46282.356
2018-01-25 14:00 | GB | 46251.3899
2018-01-25 15:00 | GB | 45392.3299
2018-01-25 16:00 | GB | 47290.2531
2018-01-25 17:00 | GB | 51109.0744
2018-01-25 18:00 | GB | 50795.4176
2018-01-25 19:00 | GB | 49938.3555
2018-01-25 20:00 | GB | 46723.8729
2018-01-25 21:00 | GB | 43220.7062
2018-01-25 22:00 | GB | 38923.4085
2018-01-25 23:00 | GB | 34850.8648
2018-01-26 | GB | 32501.4356
2018-01-26 01:00 | GB | 32278.6794
2018-01-26 02:00 | GB | 31713.2981
2018-01-26 03:00 | GB | 30809.2873
2018-01-26 04:00 | GB | 29728.4699
2018-01-26 05:00 | GB | 30807.2894
2018-01-26 06:00 | GB | 36471.0919
2018-01-26 07:00 | GB | 44108.7345
2018-01-26 08:00 | GB | 46640.9636
2018-01-26 09:00 | GB | 47485.04
2018-01-26 10:00 | GB | 47951.5295
2018-01-26 11:00 | GB | 47972.5066
2018-01-26 12:00 | GB | 47858.6312
2018-01-26 13:00 | GB | 46868.7144
2018-01-26 14:00 | GB | 46476.144
2018-01-26 15:00 | GB | 45564.1419
2018-01-26 16:00 | GB | 46296.3407
2018-01-26 17:00 | GB | 50069.2123
2018-01-26 18:00 | GB | 49972.3183
2018-01-26 19:00 | GB | 48418.0191
2018-01-26 20:00 | GB | 45977.6894
2018-01-26 21:00 | GB | 42730.2429
2018-01-26 22:00 | GB | 38915.4172
2018-01-26 23:00 | GB | 35804.8209
2018-01-27 | GB | 33727.0945
2018-01-27 01:00 | GB | 32850.0542
2018-01-27 02:00 | GB | 30567.5518
2018-01-27 03:00 | GB | 29042.2209
2018-01-27 04:00 | GB | 27559.8429
2018-01-27 05:00 | GB | 27716.6713
2018-01-27 06:00 | GB | 29929.2502
2018-01-27 07:00 | GB | 34258.513
2018-01-27 08:00 | GB | 37521.942
2018-01-27 09:00 | GB | 41355.7469
2018-01-27 10:00 | GB | 42679.2986
2018-01-27 11:00 | GB | 43292.6275
2018-01-27 12:00 | GB | 43578.3149
2018-01-27 13:00 | GB | 43414.4941
2018-01-27 14:00 | GB | 42471.526
2018-01-27 15:00 | GB | 41929.1195
2018-01-27 16:00 | GB | 42489.5063
2018-01-27 17:00 | GB | 46033.6282
2018-01-27 18:00 | GB | 45558.1485
2018-01-27 19:00 | GB | 43504.3958
2018-01-27 20:00 | GB | 40822.3306
2018-01-27 21:00 | GB | 38171.2315
2018-01-27 22:00 | GB | 35434.2265
2018-01-27 23:00 | GB | 32661.2608
2018-01-28 | GB | 31073.9976
2018-01-28 01:00 | GB | 30634.4785
2018-01-28 02:00 | GB | 28378.9466
2018-01-28 03:00 | GB | 27235.1982
2018-01-28 04:00 | GB | 26052.4923
2018-01-28 05:00 | GB | 26196.3349
2018-01-28 06:00 | GB | 27743.6418
2018-01-28 07:00 | GB | 29257.9848
2018-01-28 08:00 | GB | 32773.1383
2018-01-28 09:00 | GB | 36693.8481
2018-01-28 10:00 | GB | 39849.3952
2018-01-28 11:00 | GB | 40915.2289
2018-01-28 12:00 | GB | 41427.6682
2018-01-28 13:00 | GB | 41101.0256
2018-01-28 14:00 | GB | 40407.7842
2018-01-28 15:00 | GB | 40447.7405
2018-01-28 16:00 | GB | 42188.8353
2018-01-28 17:00 | GB | 46410.2161
2018-01-28 18:00 | GB | 46379.25
2018-01-28 19:00 | GB | 44132.7082
2018-01-28 20:00 | GB | 41488.6015
2018-01-28 21:00 | GB | 38351.0348
2018-01-28 22:00 | GB | 34343.4201
2018-01-28 23:00 | GB | 30608.507
2018-01-29 | GB | 28492.822
2018-01-29 01:00 | GB | 28594.7105
2018-01-29 02:00 | GB | 27171.2681
2018-01-29 03:00 | GB | 26565.9305
2018-01-29 04:00 | GB | 25184.4422
2018-01-29 05:00 | GB | 26493.0103
2018-01-29 06:00 | GB | 33747.0726
2018-01-29 07:00 | GB | 39485.7931
2018-01-29 08:00 | GB | 43495.4056
2018-01-29 09:00 | GB | 45163.5802
2018-01-29 10:00 | GB | 45880.7954
2018-01-29 11:00 | GB | 46546.0674
2018-01-29 12:00 | GB | 46781.8095
2018-01-29 13:00 | GB | 46380.2489
2018-01-29 14:00 | GB | 45711.9801
2018-01-29 15:00 | GB | 44607.189
2018-01-29 16:00 | GB | 45094.6556
2018-01-29 17:00 | GB | 49971.3194
2018-01-29 18:00 | GB | 50356.8975
2018-01-29 19:00 | GB | 49545.785
2018-01-29 20:00 | GB | 46448.1746
2018-01-29 21:00 | GB | 42723.2505
2018-01-29 22:00 | GB | 38428.9495
2018-01-29 23:00 | GB | 34095.6911
2018-01-30 | GB | 32130.8412
2018-01-30 01:00 | GB | 32400.546
2018-01-30 02:00 | GB | 31116.9506
2018-01-30 03:00 | GB | 30674.4348
2018-01-30 04:00 | GB | 29848.3388
2018-01-30 05:00 | GB | 31054.0195
2018-01-30 06:00 | GB | 37305.1792
2018-01-30 07:00 | GB | 44536.2667
2018-01-30 08:00 | GB | 46500.1177
2018-01-30 09:00 | GB | 47534.9853
2018-01-30 10:00 | GB | 47615.8968
2018-01-30 11:00 | GB | 47406.1263
2018-01-30 12:00 | GB | 47446.0826
2018-01-30 13:00 | GB | 46625.98
2018-01-30 14:00 | GB | 46081.5757
2018-01-30 15:00 | GB | 46120.5331
2018-01-30 16:00 | GB | 47365.1712
2018-01-30 17:00 | GB | 50943.2559
2018-01-30 18:00 | GB | 50622.6067
2018-01-30 19:00 | GB | 50154.1194
2018-01-30 20:00 | GB | 47930.5525
2018-01-30 21:00 | GB | 43836.0329
2018-01-30 22:00 | GB | 39092.2237
2018-01-30 23:00 | GB | 33933.8682
2018-01-31 | GB | 31854.1439
2018-01-31 01:00 | GB | 31078.9921
2018-01-31 02:00 | GB | 29349.8842
2018-01-31 03:00 | GB | 28599.7051
2018-01-31 04:00 | GB | 27668.7238
2018-01-31 05:00 | GB | 28836.446
2018-01-31 06:00 | GB | 35483.1729
2018-01-31 07:00 | GB | 43144.7893
2018-01-31 08:00 | GB | 45351.3747
2018-01-31 09:00 | GB | 47303.2389
2018-01-31 10:00 | GB | 47569.9471
2018-01-31 11:00 | GB | 47888.5984
2018-01-31 12:00 | GB | 48062.4082
2018-01-31 13:00 | GB | 47815.6782
2018-01-31 14:00 | GB | 47412.1198
2018-01-31 15:00 | GB | 46572.039
2018-01-31 16:00 | GB | 47960.5197
2018-01-31 17:00 | GB | 51522.6219
2018-01-31 18:00 | GB | 51394.7618
2018-01-31 19:00 | GB | 49999.2888
2018-01-31 20:00 | GB | 47803.6913
2018-01-31 21:00 | GB | 44073.7727
2018-01-31 22:00 | GB | 40171.0433
2018-01-31 23:00 | GB | 36022.5827
2018-02-01 | GB | 33310.5503
2018-02-01 01:00 | GB | 32883.0181
2018-02-01 02:00 | GB | 31162.9003
2018-02-01 03:00 | GB | 30268.8786
2018-02-01 04:00 | GB | 29464.7585
2018-02-01 05:00 | GB | 30512.6119
2018-02-01 06:00 | GB | 36915.6055
2018-02-01 07:00 | GB | 44813.9628
2018-02-01 08:00 | GB | 47197.3548
2018-02-01 09:00 | GB | 48488.9415
2018-02-01 10:00 | GB | 48153.3087
2018-02-01 11:00 | GB | 48322.124
2018-02-01 12:00 | GB | 48110.3557
2018-02-01 13:00 | GB | 47308.2335
2018-02-01 14:00 | GB | 47293.2499
2018-02-01 15:00 | GB | 47015.5537
2018-02-01 16:00 | GB | 47776.7208
2018-02-01 17:00 | GB | 51426.7268
2018-02-01 18:00 | GB | 51596.541
2018-02-01 19:00 | GB | 50408.8406
2018-02-01 20:00 | GB | 48142.3208
2018-02-01 21:00 | GB | 44390.4262
2018-02-01 22:00 | GB | 39709.5482
2018-02-01 23:00 | GB | 34744.9807
2018-02-02 | GB | 32328.6247
2018-02-02 01:00 | GB | 32195.7701
2018-02-02 02:00 | GB | 30821.2741
2018-02-02 03:00 | GB | 30427.7048
2018-02-02 04:00 | GB | 29618.5902
2018-02-02 05:00 | GB | 30718.3867
2018-02-02 06:00 | GB | 36992.5213
2018-02-02 07:00 | GB | 44087.7574
2018-02-02 08:00 | GB | 46812.7756
2018-02-02 09:00 | GB | 47883.6039
2018-02-02 10:00 | GB | 47764.7339
2018-02-02 11:00 | GB | 47864.6246
2018-02-02 12:00 | GB | 47519.0028
2018-02-02 13:00 | GB | 46882.6991
2018-02-02 14:00 | GB | 46533.0817
2018-02-02 15:00 | GB | 45867.8096
2018-02-02 16:00 | GB | 46441.1822
2018-02-02 17:00 | GB | 49724.5894
2018-02-02 18:00 | GB | 50213.0549
2018-02-02 19:00 | GB | 48752.6529
2018-02-02 20:00 | GB | 46538.0762
2018-02-02 21:00 | GB | 43248.6756
2018-02-02 22:00 | GB | 39281.0172
2018-02-02 23:00 | GB | 35733.8986
2018-02-03 | GB | 33874.9327
2018-02-03 01:00 | GB | 33446.4016
2018-02-03 02:00 | GB | 31558.4675
2018-02-03 03:00 | GB | 30777.3222
2018-02-03 04:00 | GB | 29701.4994
2018-02-03 05:00 | GB | 29761.4339
2018-02-03 06:00 | GB | 32108.8652
2018-02-03 07:00 | GB | 36577.9749
2018-02-03 08:00 | GB | 39848.3963
2018-02-03 09:00 | GB | 43582.3105
2018-02-03 10:00 | GB | 45113.6349
2018-02-03 11:00 | GB | 45680.0151
2018-02-03 12:00 | GB | 46247.3943
2018-02-03 13:00 | GB | 45972.6949
2018-02-03 14:00 | GB | 45280.4523
2018-02-03 15:00 | GB | 44849.9234
2018-02-03 16:00 | GB | 45435.2829
2018-02-03 17:00 | GB | 48851.5447
2018-02-03 18:00 | GB | 48978.4059
2018-02-03 19:00 | GB | 47135.4226
2018-02-03 20:00 | GB | 44538.2645
2018-02-03 21:00 | GB | 41735.3315
2018-02-03 22:00 | GB | 38719.6314
2018-02-03 23:00 | GB | 35675.9619
2018-02-04 | GB | 33242.6246
2018-02-04 01:00 | GB | 32764.1482
2018-02-04 02:00 | GB | 31251.803
2018-02-04 03:00 | GB | 30434.6971
2018-02-04 04:00 | GB | 29524.6929
2018-02-04 05:00 | GB | 29421.8055
2018-02-04 06:00 | GB | 30576.5419
2018-02-04 07:00 | GB | 32939.9558
2018-02-04 08:00 | GB | 36107.4898
2018-02-04 09:00 | GB | 40127.0913
2018-02-04 10:00 | GB | 42290.7238
2018-02-04 11:00 | GB | 43117.8188
2018-02-04 12:00 | GB | 43520.3783
2018-02-04 13:00 | GB | 43105.8319
2018-02-04 14:00 | GB | 42997.9499
2018-02-04 15:00 | GB | 43046.8964
2018-02-04 16:00 | GB | 44423.3902
2018-02-04 17:00 | GB | 48303.1448
2018-02-04 18:00 | GB | 48633.783
2018-02-04 19:00 | GB | 47350.1875
2018-02-04 20:00 | GB | 44748.0349
2018-02-04 21:00 | GB | 41695.3753
2018-02-04 22:00 | GB | 37979.4414
2018-02-04 23:00 | GB | 34542.2026
2018-02-05 | GB | 32187.7789
2018-02-05 01:00 | GB | 32568.3624
2018-02-05 02:00 | GB | 31553.4729
2018-02-05 03:00 | GB | 31012.0654
2018-02-05 04:00 | GB | 30226.9245
2018-02-05 05:00 | GB | 31695.3177
2018-02-05 06:00 | GB | 38061.3518
2018-02-05 07:00 | GB | 45109.6392
2018-02-05 08:00 | GB | 48542.8825
2018-02-05 09:00 | GB | 50140.1347
2018-02-05 10:00 | GB | 50503.7368
2018-02-05 11:00 | GB | 50705.516
2018-02-05 12:00 | GB | 50635.5925
2018-02-05 13:00 | GB | 50276.9849
2018-02-05 14:00 | GB | 49660.6593
2018-02-05 15:00 | GB | 49595.7304
2018-02-05 16:00 | GB | 50347.9073
2018-02-05 17:00 | GB | 51650.482
2018-02-05 18:00 | GB | 51758.3639
2018-02-05 19:00 | GB | 51417.7367
2018-02-05 20:00 | GB | 49528.8036
2018-02-05 21:00 | GB | 45819.8621
2018-02-05 22:00 | GB | 41138.9841
2018-02-05 23:00 | GB | 36771.7629
2018-02-06 | GB | 34606.1326
2018-02-06 01:00 | GB | 35113.5773
2018-02-06 02:00 | GB | 33836.9742
2018-02-06 03:00 | GB | 33410.441
2018-02-06 04:00 | GB | 32800.1088
2018-02-06 05:00 | GB | 33792.0234
2018-02-06 06:00 | GB | 37901.5266
2018-02-06 07:00 | GB | 45677.0184
2018-02-06 08:00 | GB | 48734.6726
2018-02-06 09:00 | GB | 50222.045
2018-02-06 10:00 | GB | 50008.279
2018-02-06 11:00 | GB | 49822.4823
2018-02-06 12:00 | GB | 49478.8583
2018-02-06 13:00 | GB | 48446.9874
2018-02-06 14:00 | GB | 47628.8826
2018-02-06 15:00 | GB | 47295.2477
2018-02-06 16:00 | GB | 48494.9349
2018-02-06 17:00 | GB | 50874.3313
2018-02-06 18:00 | GB | 51750.3727
2018-02-06 19:00 | GB | 52531.5179
2018-02-06 20:00 | GB | 50493.7477
2018-02-06 21:00 | GB | 46743.851
2018-02-06 22:00 | GB | 42166.8594
2018-02-06 23:00 | GB | 37194.3005
2018-02-07 | GB | 35406.2571
2018-02-07 01:00 | GB | 34912.797
2018-02-07 02:00 | GB | 34108.6769
2018-02-07 03:00 | GB | 33603.23
2018-02-07 04:00 | GB | 32830.076
2018-02-07 05:00 | GB | 34096.6901
2018-02-07 06:00 | GB | 38449.9266
2018-02-07 07:00 | GB | 45674.0217
2018-02-07 08:00 | GB | 48287.1623
2018-02-07 09:00 | GB | 50273.9882
2018-02-07 10:00 | GB | 49740.5719
2018-02-07 11:00 | GB | 48902.489
2018-02-07 12:00 | GB | 48942.4452
2018-02-07 13:00 | GB | 48453.9797
2018-02-07 14:00 | GB | 46683.9166
2018-02-07 15:00 | GB | 46310.3254
2018-02-07 16:00 | GB | 48548.8759
2018-02-07 17:00 | GB | 50681.5422
2018-02-07 18:00 | GB | 50896.3072
2018-02-07 19:00 | GB | 50652.5739
2018-02-07 20:00 | GB | 49988.3008
2018-02-07 21:00 | GB | 44994.7649
2018-02-07 22:00 | GB | 39810.4378
2018-02-07 23:00 | GB | 36891.6317
2018-02-08 | GB | 34847.8681
2018-02-08 01:00 | GB | 34775.9468
2018-02-08 02:00 | GB | 33588.2464
2018-02-08 03:00 | GB | 32802.1066
2018-02-08 04:00 | GB | 32052.9264
2018-02-08 05:00 | GB | 32607.3198
2018-02-08 06:00 | GB | 37004.5082
2018-02-08 07:00 | GB | 43770.105
2018-02-08 08:00 | GB | 46635.9691
2018-02-08 09:00 | GB | 47931.5514
2018-02-08 10:00 | GB | 48040.4323
2018-02-08 11:00 | GB | 48070.3995
2018-02-08 12:00 | GB | 47573.9427
2018-02-08 13:00 | GB | 46278.3604
2018-02-08 14:00 | GB | 45300.4305
2018-02-08 15:00 | GB | 44672.118
2018-02-08 16:00 | GB | 46151.4992
2018-02-08 17:00 | GB | 49161.2059
2018-02-08 18:00 | GB | 49310.043
2018-02-08 19:00 | GB | 49653.667
2018-02-08 20:00 | GB | 47556.9613
2018-02-08 21:00 | GB | 44255.5738
2018-02-08 22:00 | GB | 39014.309
2018-02-08 23:00 | GB | 35984.6242
2018-02-09 | GB | 34076.7119
2018-02-09 01:00 | GB | 33991.8048
2018-02-09 02:00 | GB | 31682.3319
2018-02-09 03:00 | GB | 30776.3233
2018-02-09 04:00 | GB | 30262.8852
2018-02-09 05:00 | GB | 30879.2107
2018-02-09 06:00 | GB | 37734.7092
2018-02-09 07:00 | GB | 44570.2295
2018-02-09 08:00 | GB | 47169.3854
2018-02-09 09:00 | GB | 48428.0082
2018-02-09 10:00 | GB | 48256.1962
2018-02-09 11:00 | GB | 48275.1754
2018-02-09 12:00 | GB | 48587.8333
2018-02-09 13:00 | GB | 48614.8038
2018-02-09 14:00 | GB | 47473.0531
2018-02-09 15:00 | GB | 45894.7801
2018-02-09 16:00 | GB | 46425.1997
2018-02-09 17:00 | GB | 49136.2332
2018-02-09 18:00 | GB | 51042.1477
2018-02-09 19:00 | GB | 49335.0157
2018-02-09 20:00 | GB | 47337.2018
2018-02-09 21:00 | GB | 43806.0657
2018-02-09 22:00 | GB | 40150.0662
2018-02-09 23:00 | GB | 37134.3661
2018-02-10 | GB | 35514.139
2018-02-10 01:00 | GB | 35065.6298
2018-02-10 02:00 | GB | 33232.6355
2018-02-10 03:00 | GB | 31608.4128
2018-02-10 04:00 | GB | 30201.9518
2018-02-10 05:00 | GB | 30018.1529
2018-02-10 06:00 | GB | 31797.2062
2018-02-10 07:00 | GB | 35077.6167
2018-02-10 08:00 | GB | 39194.1122
2018-02-10 09:00 | GB | 42795.1718
2018-02-10 10:00 | GB | 44634.1595
2018-02-10 11:00 | GB | 45079.672
2018-02-10 12:00 | GB | 45340.3868
2018-02-10 13:00 | GB | 44635.1584
2018-02-10 14:00 | GB | 43801.0711
2018-02-10 15:00 | GB | 43904.9575
2018-02-10 16:00 | GB | 44477.3311
2018-02-10 17:00 | GB | 47050.5155
2018-02-10 18:00 | GB | 47502.0214
2018-02-10 19:00 | GB | 46001.6632
2018-02-10 20:00 | GB | 43031.9128
2018-02-10 21:00 | GB | 40046.1799
2018-02-10 22:00 | GB | 36475.0875
2018-02-10 23:00 | GB | 33822.9895
2018-02-11 | GB | 32282.675
2018-02-11 01:00 | GB | 31375.6675
2018-02-11 02:00 | GB | 29409.8186
2018-02-11 03:00 | GB | 28569.7379
2018-02-11 04:00 | GB | 27594.8047
2018-02-11 05:00 | GB | 27497.9107
2018-02-11 06:00 | GB | 28929.3444
2018-02-11 07:00 | GB | 30937.1473
2018-02-11 08:00 | GB | 34659.0747
2018-02-11 09:00 | GB | 38778.567
2018-02-11 10:00 | GB | 41399.6988
2018-02-11 11:00 | GB | 42597.3883
2018-02-11 12:00 | GB | 43274.6472
2018-02-11 13:00 | GB | 42999.9478
2018-02-11 14:00 | GB | 42612.3719
2018-02-11 15:00 | GB | 43009.9368
2018-02-11 16:00 | GB | 43944.9137
2018-02-11 17:00 | GB | 47180.3734
2018-02-11 18:00 | GB | 48469.9622
2018-02-11 19:00 | GB | 46617.9887
2018-02-11 20:00 | GB | 44548.2535
2018-02-11 21:00 | GB | 41733.3337
2018-02-11 22:00 | GB | 36490.0711
2018-02-11 23:00 | GB | 34021.772
2018-02-12 | GB | 32142.828
2018-02-12 01:00 | GB | 32496.4411
2018-02-12 02:00 | GB | 31652.3647
2018-02-12 03:00 | GB | 31087.9823
2018-02-12 04:00 | GB | 30469.6589
2018-02-12 05:00 | GB | 31397.6435
2018-02-12 06:00 | GB | 37829.6053
2018-02-12 07:00 | GB | 43021.9237
2018-02-12 08:00 | GB | 47321.2192
2018-02-12 09:00 | GB | 49245.114
2018-02-12 10:00 | GB | 49420.9217
2018-02-12 11:00 | GB | 48842.5545
2018-02-12 12:00 | GB | 48778.6245
2018-02-12 13:00 | GB | 48266.1852
2018-02-12 14:00 | GB | 47920.5634
2018-02-12 15:00 | GB | 47660.8476
2018-02-12 16:00 | GB | 47548.97
2018-02-12 17:00 | GB | 50205.0636
2018-02-12 18:00 | GB | 51482.6656
2018-02-12 19:00 | GB | 50647.5794
2018-02-12 20:00 | GB | 48480.9502
2018-02-12 21:00 | GB | 44915.8513
2018-02-12 22:00 | GB | 39385.9024
2018-02-12 23:00 | GB | 35501.1532
2018-02-13 | GB | 33632.1983
2018-02-13 01:00 | GB | 33349.5076
2018-02-13 02:00 | GB | 31792.2117
2018-02-13 03:00 | GB | 30994.085
2018-02-13 04:00 | GB | 30233.9169
2018-02-13 05:00 | GB | 31149.9145
2018-02-13 06:00 | GB | 36564.9891
2018-02-13 07:00 | GB | 41334.7699
2018-02-13 08:00 | GB | 45716.9747
2018-02-13 09:00 | GB | 48512.9152
2018-02-13 10:00 | GB | 49567.761
2018-02-13 11:00 | GB | 49978.3118
2018-02-13 12:00 | GB | 50338.9172
2018-02-13 13:00 | GB | 49927.3675
2018-02-13 14:00 | GB | 49467.8703
2018-02-13 15:00 | GB | 48874.5196
2018-02-13 16:00 | GB | 47899.5864
2018-02-13 17:00 | GB | 49834.4691
2018-02-13 18:00 | GB | 50918.2832
2018-02-13 19:00 | GB | 50938.2613
2018-02-13 20:00 | GB | 49157.2102
2018-02-13 21:00 | GB | 45754.9331
2018-02-13 22:00 | GB | 41727.3403
2018-02-13 23:00 | GB | 37938.4862
2018-02-14 | GB | 35948.6635
2018-02-14 01:00 | GB | 35475.1817
2018-02-14 02:00 | GB | 33690.1349
2018-02-14 03:00 | GB | 32611.3154
2018-02-14 04:00 | GB | 31582.4412
2018-02-14 05:00 | GB | 32000.9833
2018-02-14 06:00 | GB | 35488.1674
2018-02-14 07:00 | GB | 42585.4014
2018-02-14 08:00 | GB | 45862.8151
2018-02-14 09:00 | GB | 48271.1798
2018-02-14 10:00 | GB | 48751.654
2018-02-14 11:00 | GB | 49252.1064
2018-02-14 12:00 | GB | 50276.9849
2018-02-14 13:00 | GB | 50240.0254
2018-02-14 14:00 | GB | 50324.9325
2018-02-14 15:00 | GB | 49694.6222
2018-02-14 16:00 | GB | 49539.7916
2018-02-14 17:00 | GB | 51444.7072
2018-02-14 18:00 | GB | 52048.047
2018-02-14 19:00 | GB | 50587.645
2018-02-14 20:00 | GB | 48074.3951
2018-02-14 21:00 | GB | 44229.6022
2018-02-14 22:00 | GB | 40066.158
2018-02-14 23:00 | GB | 36039.5641
2018-02-15 | GB | 33666.1612
2018-02-15 01:00 | GB | 33622.2092
2018-02-15 02:00 | GB | 31929.062
2018-02-15 03:00 | GB | 31335.7112
2018-02-15 04:00 | GB | 30201.9518
2018-02-15 05:00 | GB | 30932.1528
2018-02-15 06:00 | GB | 36641.905
2018-02-15 07:00 | GB | 42576.4112
2018-02-15 08:00 | GB | 45306.4239
2018-02-15 09:00 | GB | 47314.2269
2018-02-15 10:00 | GB | 46428.1964
2018-02-15 11:00 | GB | 45394.3277
2018-02-15 12:00 | GB | 45259.4753
2018-02-15 13:00 | GB | 44432.3803
2018-02-15 14:00 | GB | 45702.99
2018-02-15 15:00 | GB | 45124.6228
2018-02-15 16:00 | GB | 44933.8316
2018-02-15 17:00 | GB | 47583.9318
2018-02-15 18:00 | GB | 50630.598
2018-02-15 19:00 | GB | 49978.3118
2018-02-15 20:00 | GB | 47771.7263
2018-02-15 21:00 | GB | 43878.9859
2018-02-15 22:00 | GB | 39697.5614
2018-02-15 23:00 | GB | 35203.479
2018-02-16 | GB | 33304.5568
2018-02-16 01:00 | GB | 33662.1655
2018-02-16 02:00 | GB | 32669.252
2018-02-16 03:00 | GB | 32126.8455
2018-02-16 04:00 | GB | 31562.4631
2018-02-16 05:00 | GB | 32650.2728
2018-02-16 06:00 | GB | 38323.0654
2018-02-16 07:00 | GB | 40954.1863
2018-02-16 08:00 | GB | 46996.5745
2018-02-16 09:00 | GB | 48680.7316
2018-02-16 10:00 | GB | 48297.1513
2018-02-16 11:00 | GB | 48164.2967
2018-02-16 12:00 | GB | 47915.5689
2018-02-16 13:00 | GB | 46350.2817
2018-02-16 14:00 | GB | 45641.0577
2018-02-16 15:00 | GB | 44501.3049
2018-02-16 16:00 | GB | 44340.4809
2018-02-16 17:00 | GB | 47086.4761
2018-02-16 18:00 | GB | 48872.5218
2018-02-16 19:00 | GB | 47191.3613
2018-02-16 20:00 | GB | 44784.9945
2018-02-16 21:00 | GB | 41545.5392
2018-02-16 22:00 | GB | 37870.5605
2018-02-16 23:00 | GB | 34924.7839
2018-02-17 | GB | 33097.7831
2018-02-17 01:00 | GB | 32667.2542
2018-02-17 02:00 | GB | 31302.7473
2018-02-17 03:00 | GB | 30588.5288
2018-02-17 04:00 | GB | 29155.0973
2018-02-17 05:00 | GB | 29634.5727
2018-02-17 06:00 | GB | 32883.0181
2018-02-17 07:00 | GB | 35420.2418
2018-02-17 08:00 | GB | 37936.4884
2018-02-17 09:00 | GB | 41344.7589
2018-02-17 10:00 | GB | 42560.4287
2018-02-17 11:00 | GB | 42474.5227
2018-02-17 12:00 | GB | 42230.7894
2018-02-17 13:00 | GB | 41223.8912
2018-02-17 14:00 | GB | 40310.8902
2018-02-17 15:00 | GB | 39837.4083
2018-02-17 16:00 | GB | 40079.1438
2018-02-17 17:00 | GB | 42965.9849
2018-02-17 18:00 | GB | 45885.79
2018-02-17 19:00 | GB | 44460.3497
2018-02-17 20:00 | GB | 42360.6473
2018-02-17 21:00 | GB | 40153.0629
2018-02-17 22:00 | GB | 37307.177
2018-02-17 23:00 | GB | 34813.9052
2018-02-18 | GB | 33333.5251
2018-02-18 01:00 | GB | 32645.2782
2018-02-18 02:00 | GB | 30885.2042
2018-02-18 03:00 | GB | 29870.3147
2018-02-18 04:00 | GB | 28771.5171
2018-02-18 05:00 | GB | 28546.763
2018-02-18 06:00 | GB | 30059.1081
2018-02-18 07:00 | GB | 31846.1527
2018-02-18 08:00 | GB | 35332.338
2018-02-18 09:00 | GB | 38634.7244
2018-02-18 10:00 | GB | 41063.0672
2018-02-18 11:00 | GB | 42100.9315
2018-02-18 12:00 | GB | 42650.3303
2018-02-18 13:00 | GB | 42473.5238
2018-02-18 14:00 | GB | 42290.7238
2018-02-18 15:00 | GB | 42478.5183
2018-02-18 16:00 | GB | 43486.4154
2018-02-18 17:00 | GB | 46058.6009
2018-02-18 18:00 | GB | 47550.9678
2018-02-18 19:00 | GB | 45453.2632
2018-02-18 20:00 | GB | 43066.8745
2018-02-18 21:00 | GB | 40159.0564
2018-02-18 22:00 | GB | 36632.9148
2018-02-18 23:00 | GB | 33388.465
2018-02-19 | GB | 31536.4915
2018-02-19 01:00 | GB | 31340.7058
2018-02-19 02:00 | GB | 30165.9912
2018-02-19 03:00 | GB | 29490.7301
2018-02-19 04:00 | GB | 28874.4045
2018-02-19 05:00 | GB | 29791.4011
2018-02-19 06:00 | GB | 35034.6637
2018-02-19 07:00 | GB | 40053.1722
2018-02-19 08:00 | GB | 44307.517
2018-02-19 09:00 | GB | 46362.2686
2018-02-19 10:00 | GB | 46818.769
2018-02-19 11:00 | GB | 47316.2247
2018-02-19 12:00 | GB | 47206.3449
2018-02-19 13:00 | GB | 45561.1452
2018-02-19 14:00 | GB | 45070.6819
2018-02-19 15:00 | GB | 44026.8241
2018-02-19 16:00 | GB | 45558.1485
2018-02-19 17:00 | GB | 48239.2147
2018-02-19 18:00 | GB | 49476.8605
2018-02-19 19:00 | GB | 48576.8453
2018-02-19 20:00 | GB | 46195.4511
2018-02-19 21:00 | GB | 42772.197
2018-02-19 22:00 | GB | 38468.9058
2018-02-19 23:00 | GB | 34822.8954
2018-02-20 | GB | 32502.4345
2018-02-20 01:00 | GB | 32173.7942
2018-02-20 02:00 | GB | 30832.2621
2018-02-20 03:00 | GB | 30097.0666
2018-02-20 04:00 | GB | 29245.9979
2018-02-20 05:00 | GB | 29529.6874
2018-02-20 06:00 | GB | 33360.4956
2018-02-20 07:00 | GB | 40210.0006
2018-02-20 08:00 | GB | 43033.9106
2018-02-20 09:00 | GB | 43664.2209
2018-02-20 10:00 | GB | 43195.7335
2018-02-20 11:00 | GB | 43509.3903
2018-02-20 12:00 | GB | 43811.0602
2018-02-20 13:00 | GB | 43981.8733
2018-02-20 14:00 | GB | 43384.5269
2018-02-20 15:00 | GB | 42648.3325
2018-02-20 16:00 | GB | 42261.7555
2018-02-20 17:00 | GB | 46371.2587
2018-02-20 18:00 | GB | 49098.2747
2018-02-20 19:00 | GB | 48216.2399
2018-02-20 20:00 | GB | 46238.4041
2018-02-20 21:00 | GB | 42817.1478
2018-02-20 22:00 | GB | 38676.6784
2018-02-20 23:00 | GB | 34982.7205
2018-02-21 | GB | 32647.2761
2018-02-21 01:00 | GB | 33025.8618
2018-02-21 02:00 | GB | 31688.3254
2018-02-21 03:00 | GB | 31000.0785
2018-02-21 04:00 | GB | 30336.8043
2018-02-21 05:00 | GB | 31630.3888
2018-02-21 06:00 | GB | 36827.7017
2018-02-21 07:00 | GB | 42216.8047
2018-02-21 08:00 | GB | 45815.8665
2018-02-21 09:00 | GB | 47182.3712
2018-02-21 10:00 | GB | 46960.6138
2018-02-21 11:00 | GB | 47113.4466
2018-02-21 12:00 | GB | 47300.2422
2018-02-21 13:00 | GB | 46502.1155
2018-02-21 14:00 | GB | 46240.4019
2018-02-21 15:00 | GB | 45984.6817
2018-02-21 16:00 | GB | 46209.4358
2018-02-21 17:00 | GB | 48427.0092
2018-02-21 18:00 | GB | 50636.5914
2018-02-21 19:00 | GB | 49635.6867
2018-02-21 20:00 | GB | 47550.9678
2018-02-21 21:00 | GB | 43932.9269
2018-02-21 22:00 | GB | 39489.7887
2018-02-21 23:00 | GB | 35336.3336
2018-02-22 | GB | 33240.6268
2018-02-22 01:00 | GB | 33219.6497
2018-02-22 02:00 | GB | 32271.687
2018-02-22 03:00 | GB | 31513.5167
2018-02-22 04:00 | GB | 30834.2599
2018-02-22 05:00 | GB | 31915.0773
2018-02-22 06:00 | GB | 37007.5049
2018-02-22 07:00 | GB | 43724.1553
2018-02-22 08:00 | GB | 46879.7024
2018-02-22 09:00 | GB | 48572.8497
2018-02-22 10:00 | GB | 48127.3372
2018-02-22 11:00 | GB | 47657.8509
2018-02-22 12:00 | GB | 48676.736
2018-02-22 13:00 | GB | 48420.0169
2018-02-22 14:00 | GB | 47682.8236
2018-02-22 15:00 | GB | 46837.7483
2018-02-22 16:00 | GB | 46957.6171
2018-02-22 17:00 | GB | 48942.4452
2018-02-22 18:00 | GB | 51906.2022
2018-02-22 19:00 | GB | 50932.2679
2018-02-22 20:00 | GB | 48926.4627
2018-02-22 21:00 | GB | 45774.9113
2018-02-22 22:00 | GB | 40093.1285
2018-02-22 23:00 | GB | 36552.0033
2018-02-23 | GB | 34939.7675
2018-02-23 01:00 | GB | 34799.9205
2018-02-23 02:00 | GB | 33373.4814
2018-02-23 03:00 | GB | 32747.1668
2018-02-23 04:00 | GB | 31072.9987
2018-02-23 05:00 | GB | 32258.7013
2018-02-23 06:00 | GB | 38627.732
2018-02-23 07:00 | GB | 45243.4928
2018-02-23 08:00 | GB | 48372.0694
2018-02-23 09:00 | GB | 49710.6047
2018-02-23 10:00 | GB | 49539.7916
2018-02-23 11:00 | GB | 48673.7393
2018-02-23 12:00 | GB | 49018.3622
2018-02-23 13:00 | GB | 48479.9513
2018-02-23 14:00 | GB | 47838.6531
2018-02-23 15:00 | GB | 47086.4761
2018-02-23 16:00 | GB | 46540.074
2018-02-23 17:00 | GB | 48645.7699
2018-02-23 18:00 | GB | 51482.6656
2018-02-23 19:00 | GB | 50275.986
2018-02-23 20:00 | GB | 48119.3459
2018-02-23 21:00 | GB | 44012.8394
2018-02-23 22:00 | GB | 39068.25
2018-02-23 23:00 | GB | 36126.469
2018-02-24 | GB | 34217.5578
2018-02-24 01:00 | GB | 33965.8332
2018-02-24 02:00 | GB | 32587.3416
2018-02-24 03:00 | GB | 31847.1516
2018-02-24 04:00 | GB | 30784.3146
2018-02-24 05:00 | GB | 30738.3649
2018-02-24 06:00 | GB | 34219.5556
2018-02-24 07:00 | GB | 36173.4176
2018-02-24 08:00 | GB | 40054.1711
2018-02-24 09:00 | GB | 44100.7432
2018-02-24 10:00 | GB | 44094.7498
2018-02-24 11:00 | GB | 43402.5073
2018-02-24 12:00 | GB | 42577.4101
2018-02-24 13:00 | GB | 41354.748
2018-02-24 14:00 | GB | 40474.711
2018-02-24 15:00 | GB | 40625.5459
2018-02-24 16:00 | GB | 40815.3382
2018-02-24 17:00 | GB | 43781.093
2018-02-24 18:00 | GB | 47170.3843
2018-02-24 19:00 | GB | 46277.3615
2018-02-24 20:00 | GB | 43651.2351
2018-02-24 21:00 | GB | 41261.8496
2018-02-24 22:00 | GB | 37196.2983
2018-02-24 23:00 | GB | 35174.5107
2018-02-25 | GB | 33820.9917
2018-02-25 01:00 | GB | 33327.5317
2018-02-25 02:00 | GB | 31572.4522
2018-02-25 03:00 | GB | 30737.366
2018-02-25 04:00 | GB | 29814.3759
2018-02-25 05:00 | GB | 29497.7224
2018-02-25 06:00 | GB | 30837.2567
2018-02-25 07:00 | GB | 33556.2814
2018-02-25 08:00 | GB | 37403.0721
2018-02-25 09:00 | GB | 40675.4913
2018-02-25 10:00 | GB | 42534.4571
2018-02-25 11:00 | GB | 43492.4089
2018-02-25 12:00 | GB | 43992.8613
2018-02-25 13:00 | GB | 43622.2668
2018-02-25 14:00 | GB | 42850.1117
2018-02-25 15:00 | GB | 42717.2571
2018-02-25 16:00 | GB | 43305.6133
2018-02-25 17:00 | GB | 45932.7386
2018-02-25 18:00 | GB | 49374.9719
2018-02-25 19:00 | GB | 48060.4104
2018-02-25 20:00 | GB | 45639.0599
2018-02-25 21:00 | GB | 42686.291
2018-02-25 22:00 | GB | 37988.4316
2018-02-25 23:00 | GB | 34733.9927
2018-02-26 | GB | 33570.2661
2018-02-26 01:00 | GB | 33329.5295
2018-02-26 02:00 | GB | 32240.7209
2018-02-26 03:00 | GB | 32035.945
2018-02-26 04:00 | GB | 31536.4915
2018-02-26 05:00 | GB | 31853.145
2018-02-26 06:00 | GB | 38217.1812
2018-02-26 07:00 | GB | 44221.611
2018-02-26 08:00 | GB | 48008.4672
2018-02-26 09:00 | GB | 49928.3664
2018-02-26 10:00 | GB | 49480.8561
2018-02-26 11:00 | GB | 49887.4112
2018-02-26 12:00 | GB | 50237.0287
2018-02-26 13:00 | GB | 51275.8919
2018-02-26 14:00 | GB | 50651.575
2018-02-26 15:00 | GB | 50492.7488
2018-02-26 16:00 | GB | 50940.2592
2018-02-26 17:00 | GB | 51332.8296
2018-02-26 18:00 | GB | 52968.0403
2018-02-26 19:00 | GB | 51888.2219
2018-02-26 20:00 | GB | 50694.528
2018-02-26 21:00 | GB | 47005.5646
2018-02-26 22:00 | GB | 41613.4649
2018-02-26 23:00 | GB | 37810.6261
2018-02-27 | GB | 35556.0931
2018-02-27 01:00 | GB | 35317.3544
2018-02-27 02:00 | GB | 34505.243
2018-02-27 03:00 | GB | 34166.6135
2018-02-27 04:00 | GB | 32854.0498
2018-02-27 05:00 | GB | 32099.875
2018-02-27 06:00 | GB | 37711.7343
2018-02-27 07:00 | GB | 43831.0383
2018-02-27 08:00 | GB | 46615.9909
2018-02-27 09:00 | GB | 48325.1207
2018-02-27 10:00 | GB | 49316.0364
2018-02-27 11:00 | GB | 50043.2407
2018-02-27 12:00 | GB | 50004.2833
2018-02-27 13:00 | GB | 48404.0344
2018-02-27 14:00 | GB | 48304.1437
2018-02-27 15:00 | GB | 48186.2727
2018-02-27 16:00 | GB | 48843.5534
2018-02-27 17:00 | GB | 49121.2496
2018-02-27 18:00 | GB | 50140.1347
2018-02-27 19:00 | GB | 48752.6529
2018-02-27 20:00 | GB | 48289.1601
2018-02-27 21:00 | GB | 44346.4743
2018-02-27 22:00 | GB | 39170.1385
2018-02-27 23:00 | GB | 35486.1696
2018-02-28 | GB | 34001.7939
2018-02-28 01:00 | GB | 34755.9686
2018-02-28 02:00 | GB | 33381.4727
2018-02-28 03:00 | GB | 32632.2925
2018-02-28 04:00 | GB | 30786.3124
2018-02-28 05:00 | GB | 31699.3134
2018-02-28 06:00 | GB | 36581.9706
2018-02-28 07:00 | GB | 43450.4548
2018-02-28 08:00 | GB | 46369.2609
2018-02-28 09:00 | GB | 48297.1513
2018-02-28 10:00 | GB | 49940.3533
2018-02-28 11:00 | GB | 50447.798
2018-02-28 12:00 | GB | 50845.363
2018-02-28 13:00 | GB | 49160.207
2018-02-28 14:00 | GB | 48573.8486
2018-02-28 15:00 | GB | 48614.8038
2018-02-28 16:00 | GB | 48939.4485
2018-02-28 17:00 | GB | 48668.7447
2018-02-28 18:00 | GB | 50970.2264
2018-02-28 19:00 | GB | 52454.6021
2018-02-28 20:00 | GB | 51788.3312
2018-02-28 21:00 | GB | 47444.0848
2018-02-28 22:00 | GB | 41249.8628
2018-02-28 23:00 | GB | 38388.9932
2018-03-01 | GB | 36308.2701
2018-03-01 01:00 | GB | 36258.3247
2018-03-01 02:00 | GB | 34446.3075
2018-03-01 03:00 | GB | 33939.8617
2018-03-01 04:00 | GB | 32428.5154
2018-03-01 05:00 | GB | 32212.7515
2018-03-01 06:00 | GB | 38775.5702
2018-03-01 07:00 | GB | 43385.5258
2018-03-01 08:00 | GB | 47608.9045
2018-03-01 09:00 | GB | 52039.0568
2018-03-01 10:00 | GB | 53802.1276
2018-03-01 11:00 | GB | 55061.7493
2018-03-01 12:00 | GB | 55357.4257
2018-03-01 13:00 | GB | 55462.3109
2018-03-01 14:00 | GB | 54325.5548
2018-03-01 15:00 | GB | 53519.4369
2018-03-01 16:00 | GB | 53820.1079
2018-03-01 17:00 | GB | 54294.5887
2018-03-01 18:00 | GB | 56363.325
2018-03-01 19:00 | GB | 54437.4324
2018-03-01 20:00 | GB | 51067.1203
2018-03-01 21:00 | GB | 47352.1854
2018-03-01 22:00 | GB | 40852.2978
2018-03-01 23:00 | GB | 37391.0852
2018-03-02 | GB | 35992.6155
2018-03-02 01:00 | GB | 35730.9018
2018-03-02 02:00 | GB | 34718.0102
2018-03-02 03:00 | GB | 34455.2976
2018-03-02 04:00 | GB | 34109.6758
2018-03-02 05:00 | GB | 33931.8704
2018-03-02 06:00 | GB | 38780.5648
2018-03-02 07:00 | GB | 44128.7126
2018-03-02 08:00 | GB | 48980.4037
2018-03-02 09:00 | GB | 52770.2567
2018-03-02 10:00 | GB | 54480.3854
2018-03-02 11:00 | GB | 54863.9657
2018-03-02 12:00 | GB | 55313.4738
2018-03-02 13:00 | GB | 54248.639
2018-03-02 14:00 | GB | 53748.1866
2018-03-02 15:00 | GB | 52640.3988
2018-03-02 16:00 | GB | 51997.1027
2018-03-02 17:00 | GB | 53936.98
2018-03-02 18:00 | GB | 55718.0311
2018-03-02 19:00 | GB | 53708.2303
2018-03-02 20:00 | GB | 50567.6669
2018-03-02 21:00 | GB | 46528.0871
2018-03-02 22:00 | GB | 41083.0453
2018-03-02 23:00 | GB | 37814.6217
2018-03-03 | GB | 36014.5914
2018-03-03 01:00 | GB | 36246.3378
2018-03-03 02:00 | GB | 34705.0244
2018-03-03 03:00 | GB | 34459.2933
2018-03-03 04:00 | GB | 33593.2409
2018-03-03 05:00 | GB | 33621.2103
2018-03-03 06:00 | GB | 35425.2363
2018-03-03 07:00 | GB | 37324.1584
2018-03-03 08:00 | GB | 41111.0147
2018-03-03 09:00 | GB | 46288.3495
2018-03-03 10:00 | GB | 48249.2038
2018-03-03 11:00 | GB | 48821.5775
2018-03-03 12:00 | GB | 49208.1545
2018-03-03 13:00 | GB | 48622.795
2018-03-03 14:00 | GB | 47774.723
2018-03-03 15:00 | GB | 47106.4543
2018-03-03 16:00 | GB | 47529.9908
2018-03-03 17:00 | GB | 49915.3806
2018-03-03 18:00 | GB | 51802.3159
2018-03-03 19:00 | GB | 49909.3872
2018-03-03 20:00 | GB | 46874.7078
2018-03-03 21:00 | GB | 44223.6088
2018-03-03 22:00 | GB | 40995.1415
2018-03-03 23:00 | GB | 37116.3858
2018-03-04 | GB | 35131.5577
2018-03-04 01:00 | GB | 35281.3937
2018-03-04 02:00 | GB | 33657.171
2018-03-04 03:00 | GB | 32712.205
2018-03-04 04:00 | GB | 31730.2795
2018-03-04 05:00 | GB | 31409.6303
2018-03-04 06:00 | GB | 32529.405
2018-03-04 07:00 | GB | 34435.3195
2018-03-04 08:00 | GB | 37322.1606
2018-03-04 09:00 | GB | 40947.194
2018-03-04 10:00 | GB | 43687.1957
2018-03-04 11:00 | GB | 45127.6196
2018-03-04 12:00 | GB | 46533.0817
2018-03-04 13:00 | GB | 46686.9133
2018-03-04 14:00 | GB | 46360.2708
2018-03-04 15:00 | GB | 46151.4992
2018-03-04 16:00 | GB | 46477.1429
2018-03-04 17:00 | GB | 47889.5973
2018-03-04 18:00 | GB | 49906.3905
2018-03-04 19:00 | GB | 48531.8945
2018-03-04 20:00 | GB | 46025.6369
2018-03-04 21:00 | GB | 42855.1062
2018-03-04 22:00 | GB | 39271.0281
2018-03-04 23:00 | GB | 35101.5904
2018-03-05 | GB | 33040.8454
2018-03-05 01:00 | GB | 33810.0038
2018-03-05 02:00 | GB | 32675.2455
2018-03-05 03:00 | GB | 32285.6717
2018-03-05 04:00 | GB | 31797.2062
2018-03-05 05:00 | GB | 32689.2301
2018-03-05 06:00 | GB | 37405.0699
2018-03-05 07:00 | GB | 43877.987
2018-03-05 08:00 | GB | 46469.1516
2018-03-05 09:00 | GB | 48209.2475
2018-03-05 10:00 | GB | 48179.2803
2018-03-05 11:00 | GB | 48674.7382
2018-03-05 12:00 | GB | 49227.1337
2018-03-05 13:00 | GB | 49330.0211
2018-03-05 14:00 | GB | 48857.5381
2018-03-05 15:00 | GB | 47969.5099
2018-03-05 16:00 | GB | 49216.1457
2018-03-05 17:00 | GB | 50707.5138
2018-03-05 18:00 | GB | 52783.2425
2018-03-05 19:00 | GB | 51734.3902
2018-03-05 20:00 | GB | 48450.983
2018-03-05 21:00 | GB | 44633.1606
2018-03-05 22:00 | GB | 39663.5985
2018-03-05 23:00 | GB | 35203.479
2018-03-06 | GB | 32655.2673
2018-03-06 01:00 | GB | 31991.9931
2018-03-06 02:00 | GB | 30859.2326
2018-03-06 03:00 | GB | 30602.5135
2018-03-06 04:00 | GB | 30060.107
2018-03-06 05:00 | GB | 31142.9222
2018-03-06 06:00 | GB | 37158.3399
2018-03-06 07:00 | GB | 42960.9904
2018-03-06 08:00 | GB | 46001.6632
2018-03-06 09:00 | GB | 47669.8378
2018-03-06 10:00 | GB | 47528.9919
2018-03-06 11:00 | GB | 47978.5
2018-03-06 12:00 | GB | 47873.6148
2018-03-06 13:00 | GB | 47166.3887
2018-03-06 14:00 | GB | 47333.2061
2018-03-06 15:00 | GB | 46855.7286
2018-03-06 16:00 | GB | 47569.9471
2018-03-06 17:00 | GB | 49426.9151
2018-03-06 18:00 | GB | 52155.9289
2018-03-06 19:00 | GB | 51559.5815
2018-03-06 20:00 | GB | 49215.1468
2018-03-06 21:00 | GB | 45492.2206
2018-03-06 22:00 | GB | 40798.3568
2018-03-06 23:00 | GB | 36591.9596
2018-03-07 | GB | 35061.6342
2018-03-07 01:00 | GB | 33992.8037
2018-03-07 02:00 | GB | 32940.9547
2018-03-07 03:00 | GB | 32263.6958
2018-03-07 04:00 | GB | 31541.4861
2018-03-07 05:00 | GB | 32546.3865
2018-03-07 06:00 | GB | 37849.5835
2018-03-07 07:00 | GB | 44710.0765
2018-03-07 08:00 | GB | 47665.8421
2018-03-07 09:00 | GB | 48678.7338
2018-03-07 10:00 | GB | 48588.8322
2018-03-07 11:00 | GB | 48423.0136
2018-03-07 12:00 | GB | 46870.7122
2018-03-07 13:00 | GB | 46371.2587
2018-03-07 14:00 | GB | 45676.0195
2018-03-07 15:00 | GB | 44536.2667
2018-03-07 16:00 | GB | 45359.366
2018-03-07 17:00 | GB | 47012.557
2018-03-07 18:00 | GB | 49687.6298
2018-03-07 19:00 | GB | 49739.573
2018-03-07 20:00 | GB | 47339.1996
2018-03-07 21:00 | GB | 43877.987
2018-03-07 22:00 | GB | 39525.7494
2018-03-07 23:00 | GB | 35228.4516
2018-03-08 | GB | 32670.2509
2018-03-08 01:00 | GB | 33111.7678
2018-03-08 02:00 | GB | 31981.0051
2018-03-08 03:00 | GB | 31420.6183
2018-03-08 04:00 | GB | 30792.3058
2018-03-08 05:00 | GB | 31587.4358
2018-03-08 06:00 | GB | 37091.4131
2018-03-08 07:00 | GB | 43609.281
2018-03-08 08:00 | GB | 45422.2971
2018-03-08 09:00 | GB | 47305.2367
2018-03-08 10:00 | GB | 47576.9394
2018-03-08 11:00 | GB | 47773.7241
2018-03-08 12:00 | GB | 47876.6115
2018-03-08 13:00 | GB | 47156.3996
2018-03-08 14:00 | GB | 45880.7954
2018-03-08 15:00 | GB | 44603.1934
2018-03-08 16:00 | GB | 45748.9397
2018-03-08 17:00 | GB | 47857.6323
2018-03-08 18:00 | GB | 50318.939
2018-03-08 19:00 | GB | 50145.1292
2018-03-08 20:00 | GB | 47767.7307
2018-03-08 21:00 | GB | 44217.6153
2018-03-08 22:00 | GB | 39453.8281
2018-03-08 23:00 | GB | 35311.3609
2018-03-09 | GB | 32795.1143
2018-03-09 01:00 | GB | 32734.181
2018-03-09 02:00 | GB | 31642.3757
2018-03-09 03:00 | GB | 31128.9375
2018-03-09 04:00 | GB | 30522.601
2018-03-09 05:00 | GB | 31462.5724
2018-03-09 06:00 | GB | 36814.7159
2018-03-09 07:00 | GB | 43221.7051
2018-03-09 08:00 | GB | 45853.8249
2018-03-09 09:00 | GB | 47191.3613
2018-03-09 10:00 | GB | 47427.1034
2018-03-09 11:00 | GB | 47276.2684
2018-03-09 12:00 | GB | 47237.3111
2018-03-09 13:00 | GB | 46635.9691
2018-03-09 14:00 | GB | 46084.5724
2018-03-09 15:00 | GB | 45464.2512
2018-03-09 16:00 | GB | 46401.2259
2018-03-09 17:00 | GB | 47986.4913
2018-03-09 18:00 | GB | 49674.644
2018-03-09 19:00 | GB | 48648.7666
2018-03-09 20:00 | GB | 45933.7375
2018-03-09 21:00 | GB | 42588.3981
2018-03-09 22:00 | GB | 38595.767
2018-03-09 23:00 | GB | 34965.7391
2018-03-10 | GB | 32238.7231
2018-03-10 01:00 | GB | 31810.192
2018-03-10 02:00 | GB | 30200.9529
2018-03-10 03:00 | GB | 29312.9246
2018-03-10 04:00 | GB | 28168.1773
2018-03-10 05:00 | GB | 28117.233
2018-03-10 06:00 | GB | 30675.4337
2018-03-10 07:00 | GB | 34136.6463
2018-03-10 08:00 | GB | 37669.7802
2018-03-10 09:00 | GB | 41064.0661
2018-03-10 10:00 | GB | 41854.2015
2018-03-10 11:00 | GB | 41887.1654
2018-03-10 12:00 | GB | 41904.1468
2018-03-10 13:00 | GB | 41299.8081
2018-03-10 14:00 | GB | 40293.9088
2018-03-10 15:00 | GB | 39912.3264
2018-03-10 16:00 | GB | 39923.3143
2018-03-10 17:00 | GB | 41275.8343
2018-03-10 18:00 | GB | 43102.8352
2018-03-10 19:00 | GB | 43391.5193
2018-03-10 20:00 | GB | 41129.9939
2018-03-10 21:00 | GB | 38660.6959
2018-03-10 22:00 | GB | 35857.763
2018-03-10 23:00 | GB | 33105.7744
2018-03-11 | GB | 30792.3058
2018-03-11 01:00 | GB | 30349.7901
2018-03-11 02:00 | GB | 28895.3815
2018-03-11 03:00 | GB | 27945.421
2018-03-11 04:00 | GB | 26981.4758
2018-03-11 05:00 | GB | 27045.4058
2018-03-11 06:00 | GB | 28164.1816
2018-03-11 07:00 | GB | 30531.5911
2018-03-11 08:00 | GB | 34126.6573
2018-03-11 09:00 | GB | 37355.1245
2018-03-11 10:00 | GB | 39721.5351
2018-03-11 11:00 | GB | 40119.1001
2018-03-11 12:00 | GB | 40166.0487
2018-03-11 13:00 | GB | 39758.4947
2018-03-11 14:00 | GB | 39357.933
2018-03-11 15:00 | GB | 38812.5298
2018-03-11 16:00 | GB | 39415.8696
2018-03-11 17:00 | GB | 40730.4311
2018-03-11 18:00 | GB | 42758.2123
2018-03-11 19:00 | GB | 42969.9805
2018-03-11 20:00 | GB | 41304.8026
2018-03-11 21:00 | GB | 38661.6948
2018-03-11 22:00 | GB | 35324.3467
2018-03-11 23:00 | GB | 31496.5352
2018-03-12 | GB | 29474.7476
2018-03-12 01:00 | GB | 29761.4339
2018-03-12 02:00 | GB | 28512.8002
2018-03-12 03:00 | GB | 27815.5631
2018-03-12 04:00 | GB | 27265.1654
2018-03-12 05:00 | GB | 28330.9991
2018-03-12 06:00 | GB | 33686.1393
2018-03-12 07:00 | GB | 40362.8334
2018-03-12 08:00 | GB | 43708.1728
2018-03-12 09:00 | GB | 45818.8632
2018-03-12 10:00 | GB | 46572.039
2018-03-12 11:00 | GB | 47046.5198
2018-03-12 12:00 | GB | 47518.0039
2018-03-12 13:00 | GB | 47146.4105
2018-03-12 14:00 | GB | 46750.8434
2018-03-12 15:00 | GB | 45881.7943
2018-03-12 16:00 | GB | 47201.3504
2018-03-12 17:00 | GB | 48616.8016
2018-03-12 18:00 | GB | 49998.2899
2018-03-12 19:00 | GB | 48971.4135
2018-03-12 20:00 | GB | 46871.7111
2018-03-12 21:00 | GB | 43134.8002
2018-03-12 22:00 | GB | 38688.6653
2018-03-12 23:00 | GB | 34160.6201
2018-03-13 | GB | 31773.2325
2018-03-13 01:00 | GB | 32138.8324
2018-03-13 02:00 | GB | 30745.3572
2018-03-13 03:00 | GB | 29952.2251
2018-03-13 04:00 | GB | 29272.9684
2018-03-13 05:00 | GB | 30219.9322
2018-03-13 06:00 | GB | 35870.7488
2018-03-13 07:00 | GB | 42125.9042
2018-03-13 08:00 | GB | 44004.8482
2018-03-13 09:00 | GB | 45565.1408
2018-03-13 10:00 | GB | 45783.9014
2018-03-13 11:00 | GB | 45931.7397
2018-03-13 12:00 | GB | 46180.4675
2018-03-13 13:00 | GB | 46164.485
2018-03-13 14:00 | GB | 45223.5146
2018-03-13 15:00 | GB | 43654.2318
2018-03-13 16:00 | GB | 44970.7912
2018-03-13 17:00 | GB | 45975.6916
2018-03-13 18:00 | GB | 46900.6794
2018-03-13 19:00 | GB | 49778.5304
2018-03-13 20:00 | GB | 46743.851
2018-03-13 21:00 | GB | 43645.2416
2018-03-13 22:00 | GB | 38941.3888
2018-03-13 23:00 | GB | 34395.3632
2018-03-14 | GB | 31601.4205
2018-03-14 01:00 | GB | 31600.4216
2018-03-14 02:00 | GB | 30293.8513
2018-03-14 03:00 | GB | 29510.7082
2018-03-14 04:00 | GB | 28779.5083
2018-03-14 05:00 | GB | 29466.7563
2018-03-14 06:00 | GB | 34069.7196
2018-03-14 07:00 | GB | 41570.5119
2018-03-14 08:00 | GB | 44440.3716
2018-03-14 09:00 | GB | 44877.8928
2018-03-14 10:00 | GB | 44719.0666
2018-03-14 11:00 | GB | 45001.7573
2018-03-14 12:00 | GB | 45417.3026
2018-03-14 13:00 | GB | 44559.2415
2018-03-14 14:00 | GB | 43217.7095
2018-03-14 15:00 | GB | 43261.6614
2018-03-14 16:00 | GB | 44602.1945
2018-03-14 17:00 | GB | 45630.0698
2018-03-14 18:00 | GB | 48428.0082
2018-03-14 19:00 | GB | 48109.3568
2018-03-14 20:00 | GB | 45138.6075
2018-03-14 21:00 | GB | 41349.7535
2018-03-14 22:00 | GB | 37136.3639
2018-03-14 23:00 | GB | 32017.9647
2018-03-15 | GB | 29420.8066
2018-03-15 01:00 | GB | 29399.8295
2018-03-15 02:00 | GB | 28212.1292
2018-03-15 03:00 | GB | 27894.4768
2018-03-15 04:00 | GB | 27249.1829
2018-03-15 05:00 | GB | 28631.6701
2018-03-15 06:00 | GB | 34311.455
2018-03-15 07:00 | GB | 40853.2967
2018-03-15 08:00 | GB | 43812.0591
2018-03-15 09:00 | GB | 45079.672
2018-03-15 10:00 | GB | 45347.3791
2018-03-15 11:00 | GB | 45974.6927
2018-03-15 12:00 | GB | 46140.5112
2018-03-15 13:00 | GB | 45008.7496
2018-03-15 14:00 | GB | 44617.1781
2018-03-15 15:00 | GB | 43556.3389
2018-03-15 16:00 | GB | 44548.2535
2018-03-15 17:00 | GB | 45710.9812
2018-03-15 18:00 | GB | 47376.1591
2018-03-15 19:00 | GB | 47660.8476
2018-03-15 20:00 | GB | 45619.0818
2018-03-15 21:00 | GB | 41909.1414
2018-03-15 22:00 | GB | 37454.0163
2018-03-15 23:00 | GB | 33812.0016
2018-03-16 | GB | 31505.5254
2018-03-16 01:00 | GB | 30917.1692
2018-03-16 02:00 | GB | 29372.8591
2018-03-16 03:00 | GB | 28622.6799
2018-03-16 04:00 | GB | 27934.433
2018-03-16 05:00 | GB | 28649.6504
2018-03-16 06:00 | GB | 33499.3437
2018-03-16 07:00 | GB | 39604.663
2018-03-16 08:00 | GB | 42046.9905
2018-03-16 09:00 | GB | 42778.1904
2018-03-16 10:00 | GB | 43049.8931
2018-03-16 11:00 | GB | 43282.6384
2018-03-16 12:00 | GB | 43809.0624
2018-03-16 13:00 | GB | 43503.3969
2018-03-16 14:00 | GB | 42833.1303
2018-03-16 15:00 | GB | 41532.5534
2018-03-16 16:00 | GB | 42601.3839
2018-03-16 17:00 | GB | 43887.976
2018-03-16 18:00 | GB | 45813.8686
2018-03-16 19:00 | GB | 45550.1572
2018-03-16 20:00 | GB | 44170.6667
2018-03-16 21:00 | GB | 40937.2049
2018-03-16 22:00 | GB | 36447.1181
2018-03-16 23:00 | GB | 33761.0573
2018-03-17 | GB | 31788.2161
2018-03-17 01:00 | GB | 30967.1146
2018-03-17 02:00 | GB | 28923.3509
2018-03-17 03:00 | GB | 27900.4702
2018-03-17 04:00 | GB | 27349.0736
2018-03-17 05:00 | GB | 26832.6387
2018-03-17 06:00 | GB | 29094.164
2018-03-17 07:00 | GB | 32316.6379
2018-03-17 08:00 | GB | 34136.6463
2018-03-17 09:00 | GB | 42233.7861
2018-03-17 10:00 | GB | 44059.788
2018-03-17 11:00 | GB | 45056.6972
2018-03-17 12:00 | GB | 45573.1321
2018-03-17 13:00 | GB | 45170.5726
2018-03-17 14:00 | GB | 44617.1781
2018-03-17 15:00 | GB | 43943.9148
2018-03-17 16:00 | GB | 43786.0875
2018-03-17 17:00 | GB | 45201.5387
2018-03-17 18:00 | GB | 46955.6193
2018-03-17 19:00 | GB | 46672.9286
2018-03-17 20:00 | GB | 44306.5181
2018-03-17 21:00 | GB | 41747.3184
2018-03-17 22:00 | GB | 38721.6293
2018-03-17 23:00 | GB | 35453.2057
2018-03-18 | GB | 34344.419
2018-03-18 01:00 | GB | 34190.5873
2018-03-18 02:00 | GB | 31630.3888
2018-03-18 03:00 | GB | 30443.6873
2018-03-18 04:00 | GB | 29718.4809
2018-03-18 05:00 | GB | 28982.2864
2018-03-18 06:00 | GB | 29037.2263
2018-03-18 07:00 | GB | 32003.98
2018-03-18 08:00 | GB | 33962.8365
2018-03-18 09:00 | GB | 40515.6662
2018-03-18 10:00 | GB | 43794.0788
2018-03-18 11:00 | GB | 45751.9364
2018-03-18 12:00 | GB | 47026.5417
2018-03-18 13:00 | GB | 47297.2455
2018-03-18 14:00 | GB | 47067.4969
2018-03-18 15:00 | GB | 46821.7658
2018-03-18 16:00 | GB | 46903.6761
2018-03-18 17:00 | GB | 47921.5623
2018-03-18 18:00 | GB | 48277.1732
2018-03-18 19:00 | GB | 47371.1646
2018-03-18 20:00 | GB | 45555.1517
2018-03-18 21:00 | GB | 42468.5293
2018-03-18 22:00 | GB | 40340.8574
2018-03-18 23:00 | GB | 35195.4877
2018-03-19 | GB | 33630.2005
2018-03-19 01:00 | GB | 32901.9973
2018-03-19 02:00 | GB | 32077.8991
2018-03-19 03:00 | GB | 31778.227
2018-03-19 04:00 | GB | 30795.3026
2018-03-19 05:00 | GB | 30866.225
2018-03-19 06:00 | GB | 33079.8028
2018-03-19 07:00 | GB | 40836.3153
2018-03-19 08:00 | GB | 44765.0163
2018-03-19 09:00 | GB | 48035.4377
2018-03-19 10:00 | GB | 49897.4003
2018-03-19 11:00 | GB | 52025.0721
2018-03-19 12:00 | GB | 52055.0393
2018-03-19 13:00 | GB | 50866.34
2018-03-19 14:00 | GB | 49558.7708
2018-03-19 15:00 | GB | 47861.6279
2018-03-19 16:00 | GB | 48587.8333
2018-03-19 17:00 | GB | 50037.2473
2018-03-19 18:00 | GB | 51150.0296
2018-03-19 19:00 | GB | 52751.2775
2018-03-19 20:00 | GB | 50084.1959
2018-03-19 21:00 | GB | 46273.3658
2018-03-19 22:00 | GB | 41391.7076
2018-03-19 23:00 | GB | 37093.4109
2018-03-20 | GB | 35609.0352
2018-03-20 01:00 | GB | 34536.2091
2018-03-20 02:00 | GB | 33449.3983
2018-03-20 03:00 | GB | 32659.2629
2018-03-20 04:00 | GB | 32079.8969
2018-03-20 05:00 | GB | 32730.1853
2018-03-20 06:00 | GB | 36450.1148
2018-03-20 07:00 | GB | 42885.0735
2018-03-20 08:00 | GB | 46607.0008
2018-03-20 09:00 | GB | 47871.617
2018-03-20 10:00 | GB | 48819.5797
2018-03-20 11:00 | GB | 48996.3862
2018-03-20 12:00 | GB | 48669.7436
2018-03-20 13:00 | GB | 48173.2869
2018-03-20 14:00 | GB | 47344.1941
2018-03-20 15:00 | GB | 46377.2522
2018-03-20 16:00 | GB | 47373.1624
2018-03-20 17:00 | GB | 48531.8945
2018-03-20 18:00 | GB | 49942.3511
2018-03-20 19:00 | GB | 51718.4077
2018-03-20 20:00 | GB | 49431.9096
2018-03-20 21:00 | GB | 45666.0304
2018-03-20 22:00 | GB | 40777.3798
2018-03-20 23:00 | GB | 36662.882
2018-03-21 | GB | 34951.7544
2018-03-21 01:00 | GB | 34150.631
2018-03-21 02:00 | GB | 33063.8203
2018-03-21 03:00 | GB | 32721.1952
2018-03-21 04:00 | GB | 32079.8969
2018-03-21 05:00 | GB | 31682.3319
2018-03-21 06:00 | GB | 35260.4167
2018-03-21 07:00 | GB | 43129.8057
2018-03-21 08:00 | GB | 45395.3266
2018-03-21 09:00 | GB | 46135.5167
2018-03-21 10:00 | GB | 44603.1934
2018-03-21 11:00 | GB | 44880.8896
2018-03-21 12:00 | GB | 44670.1202
2018-03-21 13:00 | GB | 44138.7017
2018-03-21 14:00 | GB | 44046.8022
2018-03-21 15:00 | GB | 43386.5247
2018-03-21 16:00 | GB | 43418.4898
2018-03-21 17:00 | GB | 45499.213
2018-03-21 18:00 | GB | 47390.1438
2018-03-21 19:00 | GB | 49192.172
2018-03-21 20:00 | GB | 45917.755
2018-03-21 21:00 | GB | 42982.9663
2018-03-21 22:00 | GB | 37070.4361
2018-03-21 23:00 | GB | 33535.3043
2018-03-22 | GB | 32019.9625
2018-03-22 01:00 | GB | 31098.9703
2018-03-22 02:00 | GB | 30105.0579
2018-03-22 03:00 | GB | 29456.7672
2018-03-22 04:00 | GB | 28981.2875
2018-03-22 05:00 | GB | 27920.4483
2018-03-22 06:00 | GB | 31666.3494
2018-03-22 07:00 | GB | 38161.2425
2018-03-22 08:00 | GB | 40943.1983
2018-03-22 09:00 | GB | 41951.0954
2018-03-22 10:00 | GB | 41409.6879
2018-03-22 11:00 | GB | 41843.2135
2018-03-22 12:00 | GB | 42222.7981
2018-03-22 13:00 | GB | 42153.8736
2018-03-22 14:00 | GB | 42520.4724
2018-03-22 15:00 | GB | 41015.1196
2018-03-22 16:00 | GB | 41659.4146
2018-03-22 17:00 | GB | 43586.3061
2018-03-22 18:00 | GB | 44829.9453
2018-03-22 19:00 | GB | 47591.923
2018-03-22 20:00 | GB | 44941.8229
2018-03-22 21:00 | GB | 42036.0025
2018-03-22 22:00 | GB | 37417.0568
2018-03-22 23:00 | GB | 33544.2945
2018-03-23 | GB | 31978.0084
2018-03-23 01:00 | GB | 30739.3638
2018-03-23 02:00 | GB | 28955.3159
2018-03-23 03:00 | GB | 28133.2155
2018-03-23 04:00 | GB | 27492.9162
2018-03-23 05:00 | GB | 27194.243
2018-03-23 06:00 | GB | 31164.8981
2018-03-23 07:00 | GB | 37252.2371
2018-03-23 08:00 | GB | 40046.1799
2018-03-23 09:00 | GB | 41174.9447
2018-03-23 10:00 | GB | 41423.6726
2018-03-23 11:00 | GB | 41903.1479
2018-03-23 12:00 | GB | 42523.4691
2018-03-23 13:00 | GB | 42816.1489
2018-03-23 14:00 | GB | 42322.6888
2018-03-23 15:00 | GB | 40324.8749
2018-03-23 16:00 | GB | 40206.005
2018-03-23 17:00 | GB | 42715.2593
2018-03-23 18:00 | GB | 45250.4851
2018-03-23 19:00 | GB | 46259.3812
2018-03-23 20:00 | GB | 44071.7749
2018-03-23 21:00 | GB | 40830.3218
2018-03-23 22:00 | GB | 37143.3563
2018-03-23 23:00 | GB | 33724.0978
2018-03-24 | GB | 32511.4247
2018-03-24 01:00 | GB | 31098.9703
2018-03-24 02:00 | GB | 29376.8547
2018-03-24 03:00 | GB | 28606.6974
2018-03-24 04:00 | GB | 27619.7773
2018-03-24 05:00 | GB | 27711.6768
2018-03-24 06:00 | GB | 30099.0644
2018-03-24 07:00 | GB | 33842.9677
2018-03-24 08:00 | GB | 37181.3147
2018-03-24 09:00 | GB | 40491.6924
2018-03-24 10:00 | GB | 40829.3229
2018-03-24 11:00 | GB | 40975.1634
2018-03-24 12:00 | GB | 41345.7578
2018-03-24 13:00 | GB | 40902.2431
2018-03-24 14:00 | GB | 40377.817
2018-03-24 15:00 | GB | 39470.8095
2018-03-24 16:00 | GB | 39953.2815
2018-03-24 17:00 | GB | 41568.5141
2018-03-24 18:00 | GB | 42595.3904
2018-03-24 19:00 | GB | 43047.8953
2018-03-24 20:00 | GB | 40881.2661
2018-03-24 21:00 | GB | 38198.202
2018-03-24 22:00 | GB | 35375.291
2018-03-24 23:00 | GB | 31709.3024
2018-03-25 | GB | 30005.1672
2018-03-25 01:00 | GB | 30288.8567
2018-03-25 02:00 | GB | 28882.3957
2018-03-25 03:00 | GB | 27833.5434
2018-03-25 04:00 | GB | 27294.1337
2018-03-25 05:00 | GB | 27933.4341
2018-03-25 06:00 | GB | 29963.2131
2018-03-25 07:00 | GB | 33143.7328
2018-03-25 08:00 | GB | 35369.2975
2018-03-25 09:00 | GB | 37450.0207
2018-03-25 10:00 | GB | 38442.9342
2018-03-25 11:00 | GB | 39374.9144
2018-03-25 12:00 | GB | 39392.8947
2018-03-25 13:00 | GB | 38302.0883
2018-03-25 14:00 | GB | 37540.9212
2018-03-25 15:00 | GB | 38820.521
2018-03-25 16:00 | GB | 39744.51
2018-03-25 17:00 | GB | 40664.5033
2018-03-25 18:00 | GB | 40173.0411
2018-03-25 19:00 | GB | 40948.1929
2018-03-25 20:00 | GB | 39019.3035
2018-03-25 21:00 | GB | 35531.1204
2018-03-25 22:00 | GB | 30849.2435
2018-03-25 23:00 | GB | 27808.5708
2018-03-26 | GB | 27837.5391
2018-03-26 01:00 | GB | 28907.3684
2018-03-26 02:00 | GB | 28648.6515
2018-03-26 03:00 | GB | 28411.9106
2018-03-26 04:00 | GB | 28127.2221
2018-03-26 05:00 | GB | 32981.9099
2018-03-26 06:00 | GB | 40129.0892
2018-03-26 07:00 | GB | 44195.6394
2018-03-26 08:00 | GB | 44608.188
2018-03-26 09:00 | GB | 44061.7858
2018-03-26 10:00 | GB | 44061.7858
2018-03-26 11:00 | GB | 43821.0493
2018-03-26 12:00 | GB | 43402.5073
2018-03-26 13:00 | GB | 43468.4351
2018-03-26 14:00 | GB | 42914.0418
2018-03-26 15:00 | GB | 43836.0329
2018-03-26 16:00 | GB | 44691.0972
2018-03-26 17:00 | GB | 44306.5181
2018-03-26 18:00 | GB | 44602.1945
2018-03-26 19:00 | GB | 45389.3332
2018-03-26 20:00 | GB | 42242.7763
2018-03-26 21:00 | GB | 36878.6459
2018-03-26 22:00 | GB | 33296.5656
2018-03-26 23:00 | GB | 29205.0427
2018-03-27 | GB | 28416.9051
2018-03-27 01:00 | GB | 29287.952
2018-03-27 02:00 | GB | 28815.469
2018-03-27 03:00 | GB | 28499.8144
2018-03-27 04:00 | GB | 28456.8614
2018-03-27 05:00 | GB | 32181.7854
2018-03-27 06:00 | GB | 39290.0073
2018-03-27 07:00 | GB | 43913.9476
2018-03-27 08:00 | GB | 45151.5933
2018-03-27 09:00 | GB | 45395.3266
2018-03-27 10:00 | GB | 45720.9703
2018-03-27 11:00 | GB | 45798.885
2018-03-27 12:00 | GB | 45031.7245
2018-03-27 13:00 | GB | 44660.1311
2018-03-27 14:00 | GB | 44058.7891
2018-03-27 15:00 | GB | 44733.0513
2018-03-27 16:00 | GB | 45038.7169
2018-03-27 17:00 | GB | 44566.2339
2018-03-27 18:00 | GB | 44834.9398
2018-03-27 19:00 | GB | 44883.8863
2018-03-27 20:00 | GB | 41978.0659
2018-03-27 21:00 | GB | 37524.9387
2018-03-27 22:00 | GB | 33206.664
2018-03-27 23:00 | GB | 29330.905
2018-03-28 | GB | 28596.7083
2018-03-28 01:00 | GB | 29773.4207
2018-03-28 02:00 | GB | 29152.1006
2018-03-28 03:00 | GB | 29048.2143
2018-03-28 04:00 | GB | 29799.3923
2018-03-28 05:00 | GB | 34519.2277
2018-03-28 06:00 | GB | 40711.4519
2018-03-28 07:00 | GB | 44494.3126
2018-03-28 08:00 | GB | 45681.014
2018-03-28 09:00 | GB | 46139.5123
2018-03-28 10:00 | GB | 46562.05
2018-03-28 11:00 | GB | 47011.5581
2018-03-28 12:00 | GB | 46543.0707
2018-03-28 13:00 | GB | 45998.6664
2018-03-28 14:00 | GB | 44983.777
2018-03-28 15:00 | GB | 44780.9989
2018-03-28 16:00 | GB | 45316.413
2018-03-28 17:00 | GB | 44925.8404
2018-03-28 18:00 | GB | 44857.9147
2018-03-28 19:00 | GB | 45880.7954
2018-03-28 20:00 | GB | 43427.4799
2018-03-28 21:00 | GB | 38942.3877
2018-03-28 22:00 | GB | 33916.8868
2018-03-28 23:00 | GB | 30051.1169
2018-03-29 | GB | 29585.6262
2018-03-29 01:00 | GB | 30808.2884
2018-03-29 02:00 | GB | 30026.1442
2018-03-29 03:00 | GB | 29650.5552
2018-03-29 04:00 | GB | 30516.6075
2018-03-29 05:00 | GB | 34772.9501
2018-03-29 06:00 | GB | 40904.241
2018-03-29 07:00 | GB | 43718.1619
2018-03-29 08:00 | GB | 44062.7848
2018-03-29 09:00 | GB | 44675.1147
2018-03-29 10:00 | GB | 44967.7945
2018-03-29 11:00 | GB | 45409.3113
2018-03-29 12:00 | GB | 44834.9398
2018-03-29 13:00 | GB | 44622.1727
2018-03-29 14:00 | GB | 44518.2863
2018-03-29 15:00 | GB | 44911.8557
2018-03-29 16:00 | GB | 45594.1091
2018-03-29 17:00 | GB | 44923.8426
2018-03-29 18:00 | GB | 44522.282
2018-03-29 19:00 | GB | 44675.1147
2018-03-29 20:00 | GB | 42007.0342
2018-03-29 21:00 | GB | 38080.331
2018-03-29 22:00 | GB | 33650.1786
2018-03-29 23:00 | GB | 30180.9748
2018-03-30 | GB | 29644.5617
2018-03-30 01:00 | GB | 30410.7234
2018-03-30 02:00 | GB | 30064.1027
2018-03-30 03:00 | GB | 29493.7268
2018-03-30 04:00 | GB | 29654.5508
2018-03-30 05:00 | GB | 32056.922
2018-03-30 06:00 | GB | 33592.242
2018-03-30 07:00 | GB | 36566.987
2018-03-30 08:00 | GB | 39550.722
2018-03-30 09:00 | GB | 41330.7742
2018-03-30 10:00 | GB | 41616.4616
2018-03-30 11:00 | GB | 41557.5261
2018-03-30 12:00 | GB | 41272.8376
2018-03-30 13:00 | GB | 40828.324
2018-03-30 14:00 | GB | 40676.4902
2018-03-30 15:00 | GB | 41105.0213
2018-03-30 16:00 | GB | 42294.7194
2018-03-30 17:00 | GB | 42730.2429
2018-03-30 18:00 | GB | 42543.4473
2018-03-30 19:00 | GB | 42034.0047
2018-03-30 20:00 | GB | 39480.7985
2018-03-30 21:00 | GB | 35883.7346
2018-03-30 22:00 | GB | 32359.5909
2018-03-30 23:00 | GB | 28771.5171
2018-03-31 | GB | 27991.3707
2018-03-31 01:00 | GB | 28992.2755
2018-03-31 02:00 | GB | 28187.1565
2018-03-31 03:00 | GB | 27262.1687
2018-03-31 04:00 | GB | 26827.6441
2018-03-31 05:00 | GB | 27991.3707
2018-03-31 06:00 | GB | 31131.9342
2018-03-31 07:00 | GB | 34782.9391
2018-03-31 08:00 | GB | 38099.3102
2018-03-31 09:00 | GB | 40008.2214
2018-03-31 10:00 | GB | 40666.5011
2018-03-31 11:00 | GB | 40901.2442
2018-03-31 12:00 | GB | 40172.0422
2018-03-31 13:00 | GB | 39233.0696
2018-03-31 14:00 | GB | 38678.6763
2018-03-31 15:00 | GB | 38826.5145
2018-03-31 16:00 | GB | 40204.0072
2018-03-31 17:00 | GB | 40539.6399
2018-03-31 18:00 | GB | 40291.911
2018-03-31 19:00 | GB | 39908.3307
2018-03-31 20:00 | GB | 37715.73
2018-03-31 21:00 | GB | 34811.9074
2018-03-31 22:00 | GB | 32285.6717
2018-03-31 23:00 | GB | 29306.9312
2018-04-01 | GB | 28280.0548
2018-04-01 01:00 | GB | 29225.0208
2018-04-01 02:00 | GB | 28844.4373
2018-04-01 03:00 | GB | 28062.2931
2018-04-01 04:00 | GB | 27703.6855
2018-04-01 05:00 | GB | 28196.1467
2018-04-01 06:00 | GB | 30509.6152
2018-04-01 07:00 | GB | 34020.7731
2018-04-01 08:00 | GB | 36425.1422
2018-04-01 09:00 | GB | 38359.026
2018-04-01 10:00 | GB | 39249.0521
2018-04-01 11:00 | GB | 40266.9383
2018-04-01 12:00 | GB | 39678.5821
2018-04-01 13:00 | GB | 38969.3582
2018-04-01 14:00 | GB | 38621.7386
2018-04-01 15:00 | GB | 38977.3494
2018-04-01 16:00 | GB | 39087.2292
2018-04-01 17:00 | GB | 38892.4423
2018-04-01 18:00 | GB | 38811.5309
2018-04-01 19:00 | GB | 39933.3034
2018-04-01 20:00 | GB | 38394.9867
2018-04-01 21:00 | GB | 35695.9401
2018-04-01 22:00 | GB | 32561.3701
2018-04-01 23:00 | GB | 29692.5093
2018-04-02 | GB | 28588.7171
2018-04-02 01:00 | GB | 29549.6656
2018-04-02 02:00 | GB | 28659.6395
2018-04-02 03:00 | GB | 27737.6484
2018-04-02 04:00 | GB | 27379.0408
2018-04-02 05:00 | GB | 28815.469
2018-04-02 06:00 | GB | 31154.9091
2018-04-02 07:00 | GB | 34530.2157
2018-04-02 08:00 | GB | 37423.0502
2018-04-02 09:00 | GB | 39583.686
2018-04-02 10:00 | GB | 40953.1874
2018-04-02 11:00 | GB | 41689.3818
2018-04-02 12:00 | GB | 41310.7961
2018-04-02 13:00 | GB | 40834.3175
2018-04-02 14:00 | GB | 40444.7438
2018-04-02 15:00 | GB | 40525.6552
2018-04-02 16:00 | GB | 42035.0036
2018-04-02 17:00 | GB | 42198.8244
2018-04-02 18:00 | GB | 41576.5053
2018-04-02 19:00 | GB | 41560.5228
2018-04-02 20:00 | GB | 38854.4839
2018-04-02 21:00 | GB | 34521.2255
2018-04-02 22:00 | GB | 30849.2435
2018-04-02 23:00 | GB | 27646.7478
2018-04-03 | GB | 27575.8254
2018-04-03 01:00 | GB | 28870.4089
2018-04-03 02:00 | GB | 28259.0778
2018-04-03 03:00 | GB | 27615.7817
2018-04-03 04:00 | GB | 28239.0997
2018-04-03 05:00 | GB | 32792.1176
2018-04-03 06:00 | GB | 36931.588
2018-04-03 07:00 | GB | 41121.0038
2018-04-03 08:00 | GB | 43000.9467
2018-04-03 09:00 | GB | 43253.6701
2018-04-03 10:00 | GB | 43547.3488
2018-04-03 11:00 | GB | 43796.0766
2018-04-03 12:00 | GB | 43323.5936
2018-04-03 13:00 | GB | 42821.1434
2018-04-03 14:00 | GB | 42242.7763
2018-04-03 15:00 | GB | 42441.5588
2018-04-03 16:00 | GB | 43626.2624
2018-04-03 17:00 | GB | 43678.2056
2018-04-03 18:00 | GB | 43102.8352
2018-04-03 19:00 | GB | 43731.1476
2018-04-03 20:00 | GB | 41286.8223
2018-04-03 21:00 | GB | 37241.2491
2018-04-03 22:00 | GB | 33184.688
2018-04-03 23:00 | GB | 29444.7804
2018-04-04 | GB | 28517.7947
2018-04-04 01:00 | GB | 29578.6339
2018-04-04 02:00 | GB | 29034.2296
2018-04-04 03:00 | GB | 28543.7663
2018-04-04 04:00 | GB | 29129.1258
2018-04-04 05:00 | GB | 33553.2847
2018-04-04 06:00 | GB | 38195.2053
2018-04-04 07:00 | GB | 42744.2276
2018-04-04 08:00 | GB | 43409.4996
2018-04-04 09:00 | GB | 44787.9912
2018-04-04 10:00 | GB | 45014.7431
2018-04-04 11:00 | GB | 46175.473
2018-04-04 12:00 | GB | 45349.3769
2018-04-04 13:00 | GB | 44188.647
2018-04-04 14:00 | GB | 43712.1684
2018-04-04 15:00 | GB | 43210.7171
2018-04-04 16:00 | GB | 44491.3158
2018-04-04 17:00 | GB | 44081.764
2018-04-04 18:00 | GB | 44392.4241
2018-04-04 19:00 | GB | 44150.6886
2018-04-04 20:00 | GB | 41379.7207
2018-04-04 21:00 | GB | 37267.2207
2018-04-04 22:00 | GB | 32932.9634
2018-04-04 23:00 | GB | 29167.0842
2018-04-05 | GB | 27752.632
2018-04-05 01:00 | GB | 29471.7508
2018-04-05 02:00 | GB | 28815.469
2018-04-05 03:00 | GB | 28868.411
2018-04-05 04:00 | GB | 29570.6426
2018-04-05 05:00 | GB | 34105.6802
2018-04-05 06:00 | GB | 39464.816
2018-04-05 07:00 | GB | 43022.9226
2018-04-05 08:00 | GB | 43985.8689
2018-04-05 09:00 | GB | 43542.3542
2018-04-05 10:00 | GB | 43766.1094
2018-04-05 11:00 | GB | 44111.7312
2018-04-05 12:00 | GB | 43278.6428
2018-04-05 13:00 | GB | 42311.7009
2018-04-05 14:00 | GB | 41500.5884
2018-04-05 15:00 | GB | 42107.9238
2018-04-05 16:00 | GB | 43396.5138
2018-04-05 17:00 | GB | 43652.234
2018-04-05 18:00 | GB | 43473.4297
2018-04-05 19:00 | GB | 44040.8088
2018-04-05 20:00 | GB | 41932.1162
2018-04-05 21:00 | GB | 37764.6764
2018-04-05 22:00 | GB | 33256.6093
2018-04-05 23:00 | GB | 29185.0645
2018-04-06 | GB | 28157.1893
2018-04-06 01:00 | GB | 29057.2045
2018-04-06 02:00 | GB | 28384.9401
2018-04-06 03:00 | GB | 27755.6287
2018-04-06 04:00 | GB | 28092.2603
2018-04-06 05:00 | GB | 31200.8588
2018-04-06 06:00 | GB | 37625.8283
2018-04-06 07:00 | GB | 42464.5336
2018-04-06 08:00 | GB | 43867.9979
2018-04-06 09:00 | GB | 43984.87
2018-04-06 10:00 | GB | 43622.2668
2018-04-06 11:00 | GB | 43217.7095
2018-04-06 12:00 | GB | 41567.5152
2018-04-06 13:00 | GB | 40680.4858
2018-04-06 14:00 | GB | 39823.4236
2018-04-06 15:00 | GB | 39699.5592
2018-04-06 16:00 | GB | 40524.6563
2018-04-06 17:00 | GB | 40970.1688
2018-04-06 18:00 | GB | 40636.5339
2018-04-06 19:00 | GB | 40878.2694
2018-04-06 20:00 | GB | 38959.3691
2018-04-06 21:00 | GB | 35667.9707
2018-04-06 22:00 | GB | 31537.4904
2018-04-06 23:00 | GB | 28815.469
2018-04-07 | GB | 27876.4964
2018-04-07 01:00 | GB | 28256.0811
2018-04-07 02:00 | GB | 27418.997
2018-04-07 03:00 | GB | 26878.5884
2018-04-07 04:00 | GB | 27076.372
2018-04-07 05:00 | GB | 29441.7836
2018-04-07 06:00 | GB | 32054.9242
2018-04-07 07:00 | GB | 35283.3915
2018-04-07 08:00 | GB | 37980.4403
2018-04-07 09:00 | GB | 39075.2423
2018-04-07 10:00 | GB | 39524.7505
2018-04-07 11:00 | GB | 39238.0642
2018-04-07 12:00 | GB | 37946.4775
2018-04-07 13:00 | GB | 36807.7235
2018-04-07 14:00 | GB | 36003.6034
2018-04-07 15:00 | GB | 36432.1345
2018-04-07 16:00 | GB | 38050.3638
2018-04-07 17:00 | GB | 38192.2086
2018-04-07 18:00 | GB | 37949.4742
2018-04-07 19:00 | GB | 38431.9462
2018-04-07 20:00 | GB | 36691.8503
2018-04-07 21:00 | GB | 33994.8015
2018-04-07 22:00 | GB | 31170.8916
2018-04-07 23:00 | GB | 27722.6648
2018-04-08 | GB | 26826.6452
2018-04-08 01:00 | GB | 27192.2452
2018-04-08 02:00 | GB | 26399.113
2018-04-08 03:00 | GB | 25749.8235
2018-04-08 04:00 | GB | 25658.923
2018-04-08 05:00 | GB | 26422.0879
2018-04-08 06:00 | GB | 28505.8078
2018-04-08 07:00 | GB | 32002.9811
2018-04-08 08:00 | GB | 34595.1446
2018-04-08 09:00 | GB | 36883.6405
2018-04-08 10:00 | GB | 38077.3343
2018-04-08 11:00 | GB | 38769.5768
2018-04-08 12:00 | GB | 38542.8249
2018-04-08 13:00 | GB | 38037.378
2018-04-08 14:00 | GB | 37473.9945
2018-04-08 15:00 | GB | 38063.3496
2018-04-08 16:00 | GB | 38823.5178
2018-04-08 17:00 | GB | 38896.438
2018-04-08 18:00 | GB | 38492.8796
2018-04-08 19:00 | GB | 38504.8664
2018-04-08 20:00 | GB | 37286.2
2018-04-08 21:00 | GB | 34314.4518
2018-04-08 22:00 | GB | 30522.601
2018-04-08 23:00 | GB | 27251.1807
2018-04-09 | GB | 26517.983
2018-04-09 01:00 | GB | 27656.7369
2018-04-09 02:00 | GB | 26968.49
2018-04-09 03:00 | GB | 26701.7819
2018-04-09 04:00 | GB | 27844.5314
2018-04-09 05:00 | GB | 31634.3844
2018-04-09 06:00 | GB | 37507.9573
2018-04-09 07:00 | GB | 41787.2747
2018-04-09 08:00 | GB | 43155.7772
2018-04-09 09:00 | GB | 43777.0974
2018-04-09 10:00 | GB | 44112.7301
2018-04-09 11:00 | GB | 44065.7815
2018-04-09 12:00 | GB | 43518.3805
2018-04-09 13:00 | GB | 42971.9784
2018-04-09 14:00 | GB | 42760.2101
2018-04-09 15:00 | GB | 43279.6417
2018-04-09 16:00 | GB | 44095.7487
2018-04-09 17:00 | GB | 44024.8263
2018-04-09 18:00 | GB | 43582.3105
2018-04-09 19:00 | GB | 43039.904
2018-04-09 20:00 | GB | 40749.4104
2018-04-09 21:00 | GB | 36687.8547
2018-04-09 22:00 | GB | 32388.5592
2018-04-09 23:00 | GB | 28210.1314
2018-04-10 | GB | 27975.3882
2018-04-10 01:00 | GB | 28761.528
2018-04-10 02:00 | GB | 28038.3194
2018-04-10 03:00 | GB | 27702.6866
2018-04-10 04:00 | GB | 28446.8723
2018-04-10 05:00 | GB | 33074.8082
2018-04-10 06:00 | GB | 37823.6119
2018-04-10 07:00 | GB | 42094.9381
2018-04-10 08:00 | GB | 43771.1039
2018-04-10 09:00 | GB | 44482.3257
2018-04-10 10:00 | GB | 45173.5693
2018-04-10 11:00 | GB | 45332.3955
2018-04-10 12:00 | GB | 44878.8917
2018-04-10 13:00 | GB | 44360.459
2018-04-10 14:00 | GB | 44019.8318
2018-04-10 15:00 | GB | 44525.2787
2018-04-10 16:00 | GB | 45375.3485
2018-04-10 17:00 | GB | 44826.9486
2018-04-10 18:00 | GB | 44317.506
2018-04-10 19:00 | GB | 44253.576
2018-04-10 20:00 | GB | 41767.2966
2018-04-10 21:00 | GB | 37789.6491
2018-04-10 22:00 | GB | 33200.6705
2018-04-10 23:00 | GB | 29255.9869
2018-04-11 | GB | 28786.5007
2018-04-11 01:00 | GB | 29562.6514
2018-04-11 02:00 | GB | 28719.5739
2018-04-11 03:00 | GB | 28032.3259
2018-04-11 04:00 | GB | 28713.5805
2018-04-11 05:00 | GB | 32966.9263
2018-04-11 06:00 | GB | 38668.6872
2018-04-11 07:00 | GB | 42248.7697
2018-04-11 08:00 | GB | 43357.5564
2018-04-11 09:00 | GB | 43619.2701
2018-04-11 10:00 | GB | 44261.5672
2018-04-11 11:00 | GB | 44479.329
2018-04-11 12:00 | GB | 44151.6875
2018-04-11 13:00 | GB | 43747.1302
2018-04-11 14:00 | GB | 43304.6144
2018-04-11 15:00 | GB | 44048.8001
2018-04-11 16:00 | GB | 44977.7835
2018-04-11 17:00 | GB | 44491.3158
2018-04-11 18:00 | GB | 44107.7356
2018-04-11 19:00 | GB | 44105.7378
2018-04-11 20:00 | GB | 41419.6769
2018-04-11 21:00 | GB | 37147.3519
2018-04-11 22:00 | GB | 32813.0946
2018-04-11 23:00 | GB | 29135.1192
2018-04-12 | GB | 28898.3782
2018-04-12 01:00 | GB | 29718.4809
2018-04-12 02:00 | GB | 28954.317
2018-04-12 03:00 | GB | 28458.8592
2018-04-12 04:00 | GB | 29071.1892
2018-04-12 05:00 | GB | 33233.6344
2018-04-12 06:00 | GB | 39044.2762
2018-04-12 07:00 | GB | 43158.774
2018-04-12 08:00 | GB | 44531.2721
2018-04-12 09:00 | GB | 44713.0732
2018-04-12 10:00 | GB | 45398.3234
2018-04-12 11:00 | GB | 45698.9943
2018-04-12 12:00 | GB | 45488.225
2018-04-12 13:00 | GB | 45029.7267
2018-04-12 14:00 | GB | 43853.0143
2018-04-12 15:00 | GB | 44258.5705
2018-04-12 16:00 | GB | 44833.9409
2018-04-12 17:00 | GB | 44807.9693
2018-04-12 18:00 | GB | 44401.4142
2018-04-12 19:00 | GB | 44157.6809
2018-04-12 20:00 | GB | 41812.2474
2018-04-12 21:00 | GB | 37890.5387
2018-04-12 22:00 | GB | 33148.7273
2018-04-12 23:00 | GB | 29550.6645
2018-04-13 | GB | 29197.0514
2018-04-13 01:00 | GB | 30021.1497
2018-04-13 02:00 | GB | 29243.0011
2018-04-13 03:00 | GB | 28646.6537
2018-04-13 04:00 | GB | 29474.7476
2018-04-13 05:00 | GB | 33900.9043
2018-04-13 06:00 | GB | 38244.1517
2018-04-13 07:00 | GB | 43097.8406
2018-04-13 08:00 | GB | 43803.0689
2018-04-13 09:00 | GB | 43846.0219
2018-04-13 10:00 | GB | 44799.9781
2018-04-13 11:00 | GB | 44600.1967
2018-04-13 12:00 | GB | 43542.3542
2018-04-13 13:00 | GB | 43302.6166
2018-04-13 14:00 | GB | 42795.1718
2018-04-13 15:00 | GB | 42641.3402
2018-04-13 16:00 | GB | 43205.7226
2018-04-13 17:00 | GB | 42687.2899
2018-04-13 18:00 | GB | 42062.973
2018-04-13 19:00 | GB | 41846.2102
2018-04-13 20:00 | GB | 39852.3919
2018-04-13 21:00 | GB | 36474.0886
2018-04-13 22:00 | GB | 32789.1208
2018-04-13 23:00 | GB | 28645.6548
2018-04-14 | GB | 28067.2877
2018-04-14 01:00 | GB | 28194.1488
2018-04-14 02:00 | GB | 27714.6735
2018-04-14 03:00 | GB | 26783.6922
2018-04-14 04:00 | GB | 27042.4091
2018-04-14 05:00 | GB | 29131.1236
2018-04-14 06:00 | GB | 32681.2389
2018-04-14 07:00 | GB | 36293.2864
2018-04-14 08:00 | GB | 38245.1506
2018-04-14 09:00 | GB | 38834.5057
2018-04-14 10:00 | GB | 38888.4467
2018-04-14 11:00 | GB | 38459.9156
2018-04-14 12:00 | GB | 37963.4589
2018-04-14 13:00 | GB | 36955.5618
2018-04-14 14:00 | GB | 36164.4275
2018-04-14 15:00 | GB | 36109.4876
2018-04-14 16:00 | GB | 37262.2262
2018-04-14 17:00 | GB | 37838.5955
2018-04-14 18:00 | GB | 37366.1125
2018-04-14 19:00 | GB | 37856.5758
2018-04-14 20:00 | GB | 37025.4852
2018-04-14 21:00 | GB | 34627.1096
2018-04-14 22:00 | GB | 31578.4456
2018-04-14 23:00 | GB | 27927.4407
2018-04-15 | GB | 26770.7064
2018-04-15 01:00 | GB | 27092.3545
2018-04-15 02:00 | GB | 26291.2311
2018-04-15 03:00 | GB | 25606.9798
2018-04-15 04:00 | GB | 25418.1864
2018-04-15 05:00 | GB | 25723.8519
2018-04-15 06:00 | GB | 28860.4198
2018-04-15 07:00 | GB | 32055.9231
2018-04-15 08:00 | GB | 35117.573
2018-04-15 09:00 | GB | 37020.4907
2018-04-15 10:00 | GB | 37586.871
2018-04-15 11:00 | GB | 38083.3277
2018-04-15 12:00 | GB | 38110.2982
2018-04-15 13:00 | GB | 37460.0098
2018-04-15 14:00 | GB | 37403.0721
2018-04-15 15:00 | GB | 38391.99
2018-04-15 16:00 | GB | 39899.3406
2018-04-15 17:00 | GB | 39662.5996
2018-04-15 18:00 | GB | 39076.2412
2018-04-15 19:00 | GB | 39339.9527
2018-04-15 20:00 | GB | 38193.2075
2018-04-15 21:00 | GB | 34839.8768
2018-04-15 22:00 | GB | 30373.7638
2018-04-15 23:00 | GB | 27040.4113
2018-04-16 | GB | 25891.6683
2018-04-16 01:00 | GB | 26535.9633
2018-04-16 02:00 | GB | 25920.6366
2018-04-16 03:00 | GB | 25552.0399
2018-04-16 04:00 | GB | 26303.218
2018-04-16 05:00 | GB | 31121.9451
2018-04-16 06:00 | GB | 37766.6742
2018-04-16 07:00 | GB | 41427.6682
2018-04-16 08:00 | GB | 41639.4365
2018-04-16 09:00 | GB | 41246.866
2018-04-16 10:00 | GB | 41799.2616
2018-04-16 11:00 | GB | 42420.5817
2018-04-16 12:00 | GB | 41746.3195
2018-04-16 13:00 | GB | 40883.2639
2018-04-16 14:00 | GB | 39688.5712
2018-04-16 15:00 | GB | 40771.3863
2018-04-16 16:00 | GB | 41858.1971
2018-04-16 17:00 | GB | 41111.0147
2018-04-16 18:00 | GB | 40905.2399
2018-04-16 19:00 | GB | 41435.6595
2018-04-16 20:00 | GB | 39751.5023
2018-04-16 21:00 | GB | 35397.2669
2018-04-16 22:00 | GB | 30241.9081
2018-04-16 23:00 | GB | 26365.1502
2018-04-17 | GB | 25063.5744
2018-04-17 01:00 | GB | 24988.6564
2018-04-17 02:00 | GB | 23589.1878
2018-04-17 03:00 | GB | 22770.0841
2018-04-17 04:00 | GB | 24448.2478
2018-04-17 05:00 | GB | 29357.8754
2018-04-17 06:00 | GB | 37146.353
2018-04-17 07:00 | GB | 40447.7405
2018-04-17 08:00 | GB | 40775.382
2018-04-17 09:00 | GB | 40924.2191
2018-04-17 10:00 | GB | 41279.83
2018-04-17 11:00 | GB | 41470.6212
2018-04-17 12:00 | GB | 41362.7393
2018-04-17 13:00 | GB | 40889.2574
2018-04-17 14:00 | GB | 40269.935
2018-04-17 15:00 | GB | 41208.9076
2018-04-17 16:00 | GB | 41947.0998
2018-04-17 17:00 | GB | 41247.865
2018-04-17 18:00 | GB | 40570.606
2018-04-17 19:00 | GB | 40081.1416
2018-04-17 20:00 | GB | 38508.8621
2018-04-17 21:00 | GB | 34699.0309
2018-04-17 22:00 | GB | 30191.9628
2018-04-17 23:00 | GB | 26633.8562
2018-04-18 | GB | 25608.9776
2018-04-18 01:00 | GB | 26142.394
2018-04-18 02:00 | GB | 25811.7558
2018-04-18 03:00 | GB | 25204.4203
2018-04-18 04:00 | GB | 26179.3535
2018-04-18 05:00 | GB | 30960.1222
2018-04-18 06:00 | GB | 37726.7179
2018-04-18 07:00 | GB | 40133.0848
2018-04-18 08:00 | GB | 40255.9503
2018-04-18 09:00 | GB | 40347.8498
2018-04-18 10:00 | GB | 40670.4967
2018-04-18 11:00 | GB | 41502.5862
2018-04-18 12:00 | GB | 41244.8682
2018-04-18 13:00 | GB | 40781.3754
2018-04-18 14:00 | GB | 40159.0564
2018-04-18 15:00 | GB | 40285.9176
2018-04-18 16:00 | GB | 40208.0028
2018-04-18 17:00 | GB | 39530.7439
2018-04-18 18:00 | GB | 38788.556
2018-04-18 19:00 | GB | 38721.6293
2018-04-18 20:00 | GB | 38339.0479
2018-04-18 21:00 | GB | 34201.5753
2018-04-18 22:00 | GB | 29928.2513
2018-04-18 23:00 | GB | 25738.8355
2018-04-19 | GB | 24568.1166
2018-04-19 01:00 | GB | 24827.8324
2018-04-19 02:00 | GB | 24171.5505
2018-04-19 03:00 | GB | 24152.5713
2018-04-19 04:00 | GB | 25108.5253
2018-04-19 05:00 | GB | 30190.9639
2018-04-19 06:00 | GB | 37391.0852
2018-04-19 07:00 | GB | 39713.5439
2018-04-19 08:00 | GB | 39936.3001
2018-04-19 09:00 | GB | 40168.0465
2018-04-19 10:00 | GB | 39664.5974
2018-04-19 11:00 | GB | 40881.2661
2018-04-19 12:00 | GB | 40581.594
2018-04-19 13:00 | GB | 40013.216
2018-04-19 14:00 | GB | 39194.1122
2018-04-19 15:00 | GB | 39706.5515
2018-04-19 16:00 | GB | 40063.1613
2018-04-19 17:00 | GB | 39465.8149
2018-04-19 18:00 | GB | 38376.0075
2018-04-19 19:00 | GB | 38074.3376
2018-04-19 20:00 | GB | 37841.5922
2018-04-19 21:00 | GB | 34501.2474
2018-04-19 22:00 | GB | 30878.2118
2018-04-19 23:00 | GB | 27661.7314
2018-04-20 | GB | 26068.4748
2018-04-20 01:00 | GB | 25775.7951
2018-04-20 02:00 | GB | 25066.5712
2018-04-20 03:00 | GB | 25025.616
2018-04-20 04:00 | GB | 25751.8213
2018-04-20 05:00 | GB | 29932.2469
2018-04-20 06:00 | GB | 36469.0941
2018-04-20 07:00 | GB | 39337.9549
2018-04-20 08:00 | GB | 39956.2783
2018-04-20 09:00 | GB | 40001.2291
2018-04-20 10:00 | GB | 40068.1558
2018-04-20 11:00 | GB | 40770.3874
2018-04-20 12:00 | GB | 40237.97
2018-04-20 13:00 | GB | 39098.2172
2018-04-20 14:00 | GB | 37659.7912
2018-04-20 15:00 | GB | 37876.554
2018-04-20 16:00 | GB | 38506.8643
2018-04-20 17:00 | GB | 37887.542
2018-04-20 18:00 | GB | 36776.7574
2018-04-20 19:00 | GB | 35996.6111
2018-04-20 20:00 | GB | 35114.5762
2018-04-20 21:00 | GB | 32664.2575
2018-04-20 22:00 | GB | 29691.5104
2018-04-20 23:00 | GB | 26275.2486
2018-04-21 | GB | 24546.1406
2018-04-21 01:00 | GB | 24615.0652
2018-04-21 02:00 | GB | 23936.8074
2018-04-21 03:00 | GB | 23812.9429
2018-04-21 04:00 | GB | 24243.4718
2018-04-21 05:00 | GB | 24718.9515
2018-04-21 06:00 | GB | 29797.3945
2018-04-21 07:00 | GB | 33507.3349
2018-04-21 08:00 | GB | 35481.1751
2018-04-21 09:00 | GB | 36084.5149
2018-04-21 10:00 | GB | 36204.3837
2018-04-21 11:00 | GB | 35721.9117
2018-04-21 12:00 | GB | 33985.8114
2018-04-21 13:00 | GB | 32940.9547
2018-04-21 14:00 | GB | 32267.6914
2018-04-21 15:00 | GB | 33167.7066
2018-04-21 16:00 | GB | 34828.8889
2018-04-21 17:00 | GB | 34566.1763
2018-04-21 18:00 | GB | 33443.4049
2018-04-21 19:00 | GB | 33492.3513
2018-04-21 20:00 | GB | 33337.5208
2018-04-21 21:00 | GB | 31559.4664
2018-04-21 22:00 | GB | 28421.8996
2018-04-21 23:00 | GB | 25640.9427
2018-04-22 | GB | 24112.615
2018-04-22 01:00 | GB | 23014.8163
2018-04-22 02:00 | GB | 22075.8437
2018-04-22 03:00 | GB | 21572.3946
2018-04-22 04:00 | GB | 21894.0427
2018-04-22 05:00 | GB | 22127.7869
2018-04-22 06:00 | GB | 25406.1995
2018-04-22 07:00 | GB | 29033.2307
2018-04-22 08:00 | GB | 32128.8433
2018-04-22 09:00 | GB | 33669.1579
2018-04-22 10:00 | GB | 34395.3632
2018-04-22 11:00 | GB | 35366.3008
2018-04-22 12:00 | GB | 35197.4855
2018-04-22 13:00 | GB | 34123.6605
2018-04-22 14:00 | GB | 33475.3699
2018-04-22 15:00 | GB | 34276.4933
2018-04-22 16:00 | GB | 35639.0024
2018-04-22 17:00 | GB | 35554.0953
2018-04-22 18:00 | GB | 35119.5708
2018-04-22 19:00 | GB | 34794.926
2018-04-22 20:00 | GB | 35091.6014
2018-04-22 21:00 | GB | 31867.1297
2018-04-22 22:00 | GB | 27800.5795
2018-04-22 23:00 | GB | 24059.673
2018-04-23 | GB | 22212.694
2018-04-23 01:00 | GB | 22145.7672
2018-04-23 02:00 | GB | 21238.7597
2018-04-23 03:00 | GB | 21160.845
2018-04-23 04:00 | GB | 22925.9136
2018-04-23 05:00 | GB | 27746.6385
2018-04-23 06:00 | GB | 34746.9785
2018-04-23 07:00 | GB | 38482.8905
2018-04-23 08:00 | GB | 39384.9035
2018-04-23 09:00 | GB | 39708.5493
2018-04-23 10:00 | GB | 40242.9646
2018-04-23 11:00 | GB | 40200.0116
2018-04-23 12:00 | GB | 38788.556
2018-04-23 13:00 | GB | 38584.779
2018-04-23 14:00 | GB | 37620.8338
2018-04-23 15:00 | GB | 38721.6293
2018-04-23 16:00 | GB | 39943.2925
2018-04-23 17:00 | GB | 39674.5865
2018-04-23 18:00 | GB | 38899.4347
2018-04-23 19:00 | GB | 38355.0304
2018-04-23 20:00 | GB | 37107.3956
2018-04-23 21:00 | GB | 32883.0181
2018-04-23 22:00 | GB | 28261.0756
2018-04-23 23:00 | GB | 25029.6116
2018-04-24 | GB | 23703.0632
2018-04-24 01:00 | GB | 24036.6981
2018-04-24 02:00 | GB | 23147.6709
2018-04-24 03:00 | GB | 22902.9387
2018-04-24 04:00 | GB | 24810.851
2018-04-24 05:00 | GB | 29848.3388
2018-04-24 06:00 | GB | 36725.8132
2018-04-24 07:00 | GB | 39721.5351
2018-04-24 08:00 | GB | 40070.1537
2018-04-24 09:00 | GB | 39936.3001
2018-04-24 10:00 | GB | 40848.3022
2018-04-24 11:00 | GB | 41446.6474
2018-04-24 12:00 | GB | 41023.1109
2018-04-24 13:00 | GB | 40722.4399
2018-04-24 14:00 | GB | 40157.0586
2018-04-24 15:00 | GB | 41295.8125
2018-04-24 16:00 | GB | 42511.4823
2018-04-24 17:00 | GB | 41850.2058
2018-04-24 18:00 | GB | 40854.2956
2018-04-24 19:00 | GB | 40061.1635
2018-04-24 20:00 | GB | 38194.2064
2018-04-24 21:00 | GB | 34247.525
2018-04-24 22:00 | GB | 29889.294
2018-04-24 23:00 | GB | 26479.0256
2018-04-25 | GB | 24843.8149
2018-04-25 01:00 | GB | 25159.4695
2018-04-25 02:00 | GB | 24524.1647
2018-04-25 03:00 | GB | 24444.2521
2018-04-25 04:00 | GB | 25920.6366
2018-04-25 05:00 | GB | 30678.4304
2018-04-25 06:00 | GB | 37654.7966
2018-04-25 07:00 | GB | 39810.4378
2018-04-25 08:00 | GB | 40241.9656
2018-04-25 09:00 | GB | 40260.9449
2018-04-25 10:00 | GB | 40846.3044
2018-04-25 11:00 | GB | 41437.6573
2018-04-25 12:00 | GB | 41106.0202
2018-04-25 13:00 | GB | 40259.946
2018-04-25 14:00 | GB | 39200.1057
2018-04-25 15:00 | GB | 38624.7353
2018-04-25 16:00 | GB | 40819.3339
2018-04-25 17:00 | GB | 40551.6268
2018-04-25 18:00 | GB | 39810.4378
2018-04-25 19:00 | GB | 39270.0292
2018-04-25 20:00 | GB | 38661.6948
2018-04-25 21:00 | GB | 34964.7402
2018-04-25 22:00 | GB | 30170.9857
2018-04-25 23:00 | GB | 26258.2672
2018-04-26 | GB | 24659.0171
2018-04-26 01:00 | GB | 24782.8816
2018-04-26 02:00 | GB | 24397.3035
2018-04-26 03:00 | GB | 24233.4828
2018-04-26 04:00 | GB | 25140.4903
2018-04-26 05:00 | GB | 29639.5672
2018-04-26 06:00 | GB | 37550.9103
2018-04-26 07:00 | GB | 39877.3646
2018-04-26 08:00 | GB | 39793.4564
2018-04-26 09:00 | GB | 39728.5275
2018-04-26 10:00 | GB | 40426.7634
2018-04-26 11:00 | GB | 40607.5656
2018-04-26 12:00 | GB | 39739.5154
2018-04-26 13:00 | GB | 38555.8107
2018-04-26 14:00 | GB | 37824.6108
2018-04-26 15:00 | GB | 38591.7714
2018-04-26 16:00 | GB | 39293.004
2018-04-26 17:00 | GB | 39231.0718
2018-04-26 18:00 | GB | 38993.332
2018-04-26 19:00 | GB | 38933.3975
2018-04-26 20:00 | GB | 38609.7517
2018-04-26 21:00 | GB | 35184.4997
2018-04-26 22:00 | GB | 30778.3211
2018-04-26 23:00 | GB | 27319.1064
2018-04-27 | GB | 25922.6344
2018-04-27 01:00 | GB | 26111.4278
2018-04-27 02:00 | GB | 25421.1831
2018-04-27 03:00 | GB | 25333.2793
2018-04-27 04:00 | GB | 26193.3382
2018-04-27 05:00 | GB | 30240.9092
2018-04-27 06:00 | GB | 37853.5791
2018-04-27 07:00 | GB | 41044.0879
2018-04-27 08:00 | GB | 41918.1315
2018-04-27 09:00 | GB | 42138.89
2018-04-27 10:00 | GB | 42656.3238
2018-04-27 11:00 | GB | 42863.0975
2018-04-27 12:00 | GB | 42371.6353
2018-04-27 13:00 | GB | 42048.9883
2018-04-27 14:00 | GB | 41025.1087
2018-04-27 15:00 | GB | 41348.7546
2018-04-27 16:00 | GB | 41933.1151
2018-04-27 17:00 | GB | 41354.748
2018-04-27 18:00 | GB | 40518.6629
2018-04-27 19:00 | GB | 39623.6422
2018-04-27 20:00 | GB | 38306.084
2018-04-27 21:00 | GB | 35075.6189
2018-04-27 22:00 | GB | 31646.3713
2018-04-27 23:00 | GB | 28103.2483
2018-04-28 | GB | 26410.101
2018-04-28 01:00 | GB | 26619.8715
2018-04-28 02:00 | GB | 25780.7896
2018-04-28 03:00 | GB | 25506.0902
2018-04-28 04:00 | GB | 25648.9339
2018-04-28 05:00 | GB | 27633.762
2018-04-28 06:00 | GB | 31528.5003
2018-04-28 07:00 | GB | 34986.7161
2018-04-28 08:00 | GB | 37767.6731
2018-04-28 09:00 | GB | 38750.5976
2018-04-28 10:00 | GB | 38714.6369
2018-04-28 11:00 | GB | 38766.5801
2018-04-28 12:00 | GB | 38061.3518
2018-04-28 13:00 | GB | 37250.2393
2018-04-28 14:00 | GB | 36538.0187
2018-04-28 15:00 | GB | 36836.6918
2018-04-28 16:00 | GB | 38098.3113
2018-04-28 17:00 | GB | 38355.0304
2018-04-28 18:00 | GB | 37849.5835
2018-04-28 19:00 | GB | 36930.5891
2018-04-28 20:00 | GB | 36290.2897
2018-04-28 21:00 | GB | 33966.8321
2018-04-28 22:00 | GB | 31102.9659
2018-04-28 23:00 | GB | 27194.243
2018-04-29 | GB | 25867.6945
2018-04-29 01:00 | GB | 25922.6344
2018-04-29 02:00 | GB | 25003.64
2018-04-29 03:00 | GB | 24321.3866
2018-04-29 04:00 | GB | 24211.5068
2018-04-29 05:00 | GB | 24528.1603
2018-04-29 06:00 | GB | 27552.8506
2018-04-29 07:00 | GB | 31598.4238
2018-04-29 08:00 | GB | 34707.0222
2018-04-29 09:00 | GB | 36673.87
2018-04-29 10:00 | GB | 37751.6906
2018-04-29 11:00 | GB | 38337.0501
2018-04-29 12:00 | GB | 37460.0098
2018-04-29 13:00 | GB | 36740.7968
2018-04-29 14:00 | GB | 36358.2154
2018-04-29 15:00 | GB | 36966.5497
2018-04-29 16:00 | GB | 38492.8796
2018-04-29 17:00 | GB | 38226.1714
2018-04-29 18:00 | GB | 38254.1408
2018-04-29 19:00 | GB | 37451.0196
2018-04-29 20:00 | GB | 36907.6142
2018-04-29 21:00 | GB | 33702.1218
2018-04-29 22:00 | GB | 29583.6284
2018-04-29 23:00 | GB | 25202.4225
2018-04-30 | GB | 24823.8368
2018-04-30 01:00 | GB | 25299.3165
2018-04-30 02:00 | GB | 24638.0401
2018-04-30 03:00 | GB | 24475.2182
2018-04-30 04:00 | GB | 25747.8257
2018-04-30 05:00 | GB | 30792.3058
2018-04-30 06:00 | GB | 38230.167
2018-04-30 07:00 | GB | 41908.1425
2018-04-30 08:00 | GB | 41767.2966
2018-04-30 09:00 | GB | 43024.9204
2018-04-30 10:00 | GB | 44083.7618
2018-04-30 11:00 | GB | 44357.4623
2018-04-30 12:00 | GB | 43558.3367
2018-04-30 13:00 | GB | 42941.0122
2018-04-30 14:00 | GB | 42068.9665
2018-04-30 15:00 | GB | 42825.139
2018-04-30 16:00 | GB | 43066.8745
2018-04-30 17:00 | GB | 42261.7555
2018-04-30 18:00 | GB | 41444.6496
2018-04-30 19:00 | GB | 40520.6607
2018-04-30 20:00 | GB | 40041.1853
2018-04-30 21:00 | GB | 36459.105
2018-04-30 22:00 | GB | 32217.7461
2018-04-30 23:00 | GB | 28506.8067
2018-05-01 | GB | 27238.1949
2018-05-01 01:00 | GB | 27595.8036
2018-05-01 02:00 | GB | 27136.3064
2018-05-01 03:00 | GB | 27131.3118
2018-05-01 04:00 | GB | 28264.0723
2018-05-01 05:00 | GB | 32888.0126
2018-05-01 06:00 | GB | 39979.2531
2018-05-01 07:00 | GB | 42220.8003
2018-05-01 08:00 | GB | 42439.561
2018-05-01 09:00 | GB | 42203.8189
2018-05-01 10:00 | GB | 41193.924
2018-05-01 11:00 | GB | 40425.7645
2018-05-01 12:00 | GB | 39576.6936
2018-05-01 13:00 | GB | 39186.121
2018-05-01 14:00 | GB | 39192.1144
2018-05-01 15:00 | GB | 40582.5929
2018-05-01 16:00 | GB | 42083.9501
2018-05-01 17:00 | GB | 41899.1523
2018-05-01 18:00 | GB | 41314.7917
2018-05-01 19:00 | GB | 39967.2662
2018-05-01 20:00 | GB | 39113.2008
2018-05-01 21:00 | GB | 35104.5872
2018-05-01 22:00 | GB | 29473.7487
2018-05-01 23:00 | GB | 25456.1449
2018-05-02 | GB | 24469.2248
2018-05-02 01:00 | GB | 25139.4914
2018-05-02 02:00 | GB | 24068.6631
2018-05-02 03:00 | GB | 24538.1494
2018-05-02 04:00 | GB | 25972.5798
2018-05-02 05:00 | GB | 30537.5846
2018-05-02 06:00 | GB | 38285.1069
2018-05-02 07:00 | GB | 41591.4889
2018-05-02 08:00 | GB | 42669.3096
2018-05-02 09:00 | GB | 43194.7346
2018-05-02 10:00 | GB | 43749.128
2018-05-02 11:00 | GB | 44041.8077
2018-05-02 12:00 | GB | 43014.9314
2018-05-02 13:00 | GB | 42202.82
2018-05-02 14:00 | GB | 41158.9622
2018-05-02 15:00 | GB | 41359.7425
2018-05-02 16:00 | GB | 42016.0244
2018-05-02 17:00 | GB | 41266.8442
2018-05-02 18:00 | GB | 40188.0247
2018-05-02 19:00 | GB | 38967.3604
2018-05-02 20:00 | GB | 39170.1385
2018-05-02 21:00 | GB | 35447.2123
2018-05-02 22:00 | GB | 30637.4753
2018-05-02 23:00 | GB | 27113.3315
2018-05-03 | GB | 26351.1655
2018-05-03 01:00 | GB | 26978.4791
2018-05-03 02:00 | GB | 26865.6026
2018-05-03 03:00 | GB | 26428.0813
2018-05-03 04:00 | GB | 27372.0484
2018-05-03 05:00 | GB | 31887.1079
2018-05-03 06:00 | GB | 38841.4981
2018-05-03 07:00 | GB | 41154.9666
2018-05-03 08:00 | GB | 41575.5064
2018-05-03 09:00 | GB | 41367.7338
2018-05-03 10:00 | GB | 41441.6529
2018-05-03 11:00 | GB | 41693.3775
2018-05-03 12:00 | GB | 40743.4169
2018-05-03 13:00 | GB | 39933.3034
2018-05-03 14:00 | GB | 38987.3385
2018-05-03 15:00 | GB | 39955.2794
2018-05-03 16:00 | GB | 41265.8453
2018-05-03 17:00 | GB | 40917.2267
2018-05-03 18:00 | GB | 40121.0979
2018-05-03 19:00 | GB | 39649.6138
2018-05-03 20:00 | GB | 38967.3604
2018-05-03 21:00 | GB | 35007.6932
2018-05-03 22:00 | GB | 30785.3135
2018-05-03 23:00 | GB | 26909.5545
2018-05-04 | GB | 26255.2704
2018-05-04 01:00 | GB | 26411.0999
2018-05-04 02:00 | GB | 25521.0738
2018-05-04 03:00 | GB | 25348.2629
2018-05-04 04:00 | GB | 25804.7634
2018-05-04 05:00 | GB | 30588.5288
2018-05-04 06:00 | GB | 37265.2229
2018-05-04 07:00 | GB | 39992.2389
2018-05-04 08:00 | GB | 40241.9656
2018-05-04 09:00 | GB | 40448.7394
2018-05-04 10:00 | GB | 40940.2016
2018-05-04 11:00 | GB | 41036.0967
2018-05-04 12:00 | GB | 40270.9339
2018-05-04 13:00 | GB | 39155.1549
2018-05-04 14:00 | GB | 37857.5747
2018-05-04 15:00 | GB | 38442.9342
2018-05-04 16:00 | GB | 39222.0816
2018-05-04 17:00 | GB | 38878.4577
2018-05-04 18:00 | GB | 37402.0732
2018-05-04 19:00 | GB | 36291.2886
2018-05-04 20:00 | GB | 36191.3979
2018-05-04 21:00 | GB | 33489.3546
2018-05-04 22:00 | GB | 31119.9473
2018-05-04 23:00 | GB | 27691.6986
2018-05-05 | GB | 26364.1513
2018-05-05 01:00 | GB | 25604.982
2018-05-05 02:00 | GB | 24212.5057
2018-05-05 03:00 | GB | 23873.8763
2018-05-05 04:00 | GB | 23740.0227
2018-05-05 05:00 | GB | 25833.7317
2018-05-05 06:00 | GB | 30401.7332
2018-05-05 07:00 | GB | 33785.0311
2018-05-05 08:00 | GB | 35779.8483
2018-05-05 09:00 | GB | 36132.4624
2018-05-05 10:00 | GB | 36057.5444
2018-05-05 11:00 | GB | 35820.8035
2018-05-05 12:00 | GB | 33975.8223
2018-05-05 13:00 | GB | 32015.9669
2018-05-05 14:00 | GB | 31222.8347
2018-05-05 15:00 | GB | 31918.074
2018-05-05 16:00 | GB | 34206.5698
2018-05-05 17:00 | GB | 34676.0561
2018-05-05 18:00 | GB | 34285.4835
2018-05-05 19:00 | GB | 33255.6104
2018-05-05 20:00 | GB | 33811.0027
2018-05-05 21:00 | GB | 32094.8805
2018-05-05 22:00 | GB | 29192.0569
2018-05-05 23:00 | GB | 26565.9305
2018-05-06 | GB | 25380.2279
2018-05-06 01:00 | GB | 24025.7101
2018-05-06 02:00 | GB | 23044.7835
2018-05-06 03:00 | GB | 22395.494
2018-05-06 04:00 | GB | 22137.776
2018-05-06 05:00 | GB | 22892.9496
2018-05-06 06:00 | GB | 25973.5787
2018-05-06 07:00 | GB | 29511.7071
2018-05-06 08:00 | GB | 32154.8149
2018-05-06 09:00 | GB | 33625.206
2018-05-06 10:00 | GB | 34091.6955
2018-05-06 11:00 | GB | 34186.5917
2018-05-06 12:00 | GB | 33117.7612
2018-05-06 13:00 | GB | 30794.3037
2018-05-06 14:00 | GB | 29382.8481
2018-05-06 15:00 | GB | 29627.5803
2018-05-06 16:00 | GB | 31897.0969
2018-05-06 17:00 | GB | 32718.1985
2018-05-06 18:00 | GB | 32722.1941
2018-05-06 19:00 | GB | 32207.757
2018-05-06 20:00 | GB | 32894.0061
2018-05-06 21:00 | GB | 31431.6063
2018-05-06 22:00 | GB | 28326.0046
2018-05-06 23:00 | GB | 25501.0957
2018-05-07 | GB | 24116.6106
2018-05-07 01:00 | GB | 23685.0828
2018-05-07 02:00 | GB | 22702.1584
2018-05-07 03:00 | GB | 22289.6098
2018-05-07 04:00 | GB | 22145.7672
2018-05-07 05:00 | GB | 23949.7932
2018-05-07 06:00 | GB | 26711.7709
2018-05-07 07:00 | GB | 30640.472
2018-05-07 08:00 | GB | 33093.7875
2018-05-07 09:00 | GB | 34633.1031
2018-05-07 10:00 | GB | 35015.6845
2018-05-07 11:00 | GB | 35193.4899
2018-05-07 12:00 | GB | 34195.5818
2018-05-07 13:00 | GB | 32736.1788
2018-05-07 14:00 | GB | 32082.8936
2018-05-07 15:00 | GB | 32906.9919
2018-05-07 16:00 | GB | 35021.6779
2018-05-07 17:00 | GB | 35673.9641
2018-05-07 18:00 | GB | 35445.2144
2018-05-07 19:00 | GB | 34766.9566
2018-05-07 20:00 | GB | 35570.0778
2018-05-07 21:00 | GB | 32465.475
2018-05-07 22:00 | GB | 29055.2066
2018-05-07 23:00 | GB | 25413.1919
2018-05-08 | GB | 24121.6052
2018-05-08 01:00 | GB | 23796.9604
2018-05-08 02:00 | GB | 23250.5583
2018-05-08 03:00 | GB | 23143.6753
2018-05-08 04:00 | GB | 23833.92
2018-05-08 05:00 | GB | 28972.2974
2018-05-08 06:00 | GB | 35787.8395
2018-05-08 07:00 | GB | 38854.4839
2018-05-08 08:00 | GB | 39829.4171
2018-05-08 09:00 | GB | 40527.653
2018-05-08 10:00 | GB | 41306.8005
2018-05-08 11:00 | GB | 41476.6146
2018-05-08 12:00 | GB | 40613.559
2018-05-08 13:00 | GB | 39386.9013
2018-05-08 14:00 | GB | 38262.1321
2018-05-08 15:00 | GB | 39202.1035
2018-05-08 16:00 | GB | 40372.8225
2018-05-08 17:00 | GB | 39713.5439
2018-05-08 18:00 | GB | 38386.9954
2018-05-08 19:00 | GB | 36900.6219
2018-05-08 20:00 | GB | 36555.0001
2018-05-08 21:00 | GB | 33983.8136
2018-05-08 22:00 | GB | 29818.3716
2018-05-08 23:00 | GB | 25991.559
2018-05-09 | GB | 24965.6816
2018-05-09 01:00 | GB | 24564.121
2018-05-09 02:00 | GB | 23917.8282
2018-05-09 03:00 | GB | 23970.7702
2018-05-09 04:00 | GB | 24411.2882
2018-05-09 05:00 | GB | 29203.0449
2018-05-09 06:00 | GB | 35861.7586
2018-05-09 07:00 | GB | 39003.321
2018-05-09 08:00 | GB | 39247.0543
2018-05-09 09:00 | GB | 39301.9942
2018-05-09 10:00 | GB | 40316.8837
2018-05-09 11:00 | GB | 40005.2247
2018-05-09 12:00 | GB | 39602.6652
2018-05-09 13:00 | GB | 38938.3921
2018-05-09 14:00 | GB | 38385.9965
2018-05-09 15:00 | GB | 39603.6641
2018-05-09 16:00 | GB | 41049.0825
2018-05-09 17:00 | GB | 40745.4148
2018-05-09 18:00 | GB | 39789.4608
2018-05-09 19:00 | GB | 38489.8828
2018-05-09 20:00 | GB | 38152.2523
2018-05-09 21:00 | GB | 34481.2692
2018-05-09 22:00 | GB | 29722.4765
2018-05-09 23:00 | GB | 26118.4202
2018-05-10 | GB | 24760.9056
2018-05-10 01:00 | GB | 24527.1614
2018-05-10 02:00 | GB | 23327.4742
2018-05-10 03:00 | GB | 23259.5485
2018-05-10 04:00 | GB | 24392.309
2018-05-10 05:00 | GB | 29214.0328
2018-05-10 06:00 | GB | 36168.4231
2018-05-10 07:00 | GB | 38472.9014
2018-05-10 08:00 | GB | 38958.3702
2018-05-10 09:00 | GB | 39169.1396
2018-05-10 10:00 | GB | 39619.6466
2018-05-10 11:00 | GB | 40129.0892
2018-05-10 12:00 | GB | 39533.7406
2018-05-10 13:00 | GB | 38886.4489
2018-05-10 14:00 | GB | 38121.2862
2018-05-10 15:00 | GB | 39154.156
2018-05-10 16:00 | GB | 40069.1547
2018-05-10 17:00 | GB | 39954.2804
2018-05-10 18:00 | GB | 39168.1407
2018-05-10 19:00 | GB | 37882.5474
2018-05-10 20:00 | GB | 37688.7595
2018-05-10 21:00 | GB | 34544.2004
2018-05-10 22:00 | GB | 31009.0686
2018-05-10 23:00 | GB | 26661.8256
2018-05-11 | GB | 25118.5143
2018-05-11 01:00 | GB | 24543.1439
2018-05-11 02:00 | GB | 23842.9101
2018-05-11 03:00 | GB | 23611.1637
2018-05-11 04:00 | GB | 23287.5179
2018-05-11 05:00 | GB | 27962.4024
2018-05-11 06:00 | GB | 35582.0647
2018-05-11 07:00 | GB | 38867.4697
2018-05-11 08:00 | GB | 38991.3341
2018-05-11 09:00 | GB | 38550.8162
2018-05-11 10:00 | GB | 38669.6861
2018-05-11 11:00 | GB | 39050.2696
2018-05-11 12:00 | GB | 38357.0282
2018-05-11 13:00 | GB | 37539.9223
2018-05-11 14:00 | GB | 36649.8962
2018-05-11 15:00 | GB | 37001.5115
2018-05-11 16:00 | GB | 38554.8118
2018-05-11 17:00 | GB | 38357.0282
2018-05-11 18:00 | GB | 37775.6644
2018-05-11 19:00 | GB | 36650.8951
2018-05-11 20:00 | GB | 36270.3116
2018-05-11 21:00 | GB | 33692.1327
2018-05-11 22:00 | GB | 29160.0919
2018-05-11 23:00 | GB | 26111.4278
2018-05-12 | GB | 25063.5744
2018-05-12 01:00 | GB | 24765.9002
2018-05-12 02:00 | GB | 23699.0675
2018-05-12 03:00 | GB | 23503.2818
2018-05-12 04:00 | GB | 23407.3867
2018-05-12 05:00 | GB | 25906.6519
2018-05-12 06:00 | GB | 30466.6622
2018-05-12 07:00 | GB | 33419.4311
2018-05-12 08:00 | GB | 35570.0778
2018-05-12 09:00 | GB | 36321.2558
2018-05-12 10:00 | GB | 36496.0646
2018-05-12 11:00 | GB | 36785.7476
2018-05-12 12:00 | GB | 35997.61
2018-05-12 13:00 | GB | 35064.6309
2018-05-12 14:00 | GB | 34331.4332
2018-05-12 15:00 | GB | 34627.1096
2018-05-12 16:00 | GB | 36544.0121
2018-05-12 17:00 | GB | 36867.6579
2018-05-12 18:00 | GB | 36460.1039
2018-05-12 19:00 | GB | 35534.1172
2018-05-12 20:00 | GB | 35315.3565
2018-05-12 21:00 | GB | 33059.8246
2018-05-12 22:00 | GB | 30020.1508
2018-05-12 23:00 | GB | 27188.2495
2018-05-13 | GB | 25145.4848
2018-05-13 01:00 | GB | 24463.2314
2018-05-13 02:00 | GB | 23500.2851
2018-05-13 03:00 | GB | 23058.7682
2018-05-13 04:00 | GB | 22653.212
2018-05-13 05:00 | GB | 23661.1091
2018-05-13 06:00 | GB | 26800.6736
2018-05-13 07:00 | GB | 30217.9343
2018-05-13 08:00 | GB | 33389.4639
2018-05-13 09:00 | GB | 34819.8987
2018-05-13 10:00 | GB | 35769.8592
2018-05-13 11:00 | GB | 36229.3564
2018-05-13 12:00 | GB | 35660.9783
2018-05-13 13:00 | GB | 34584.1566
2018-05-13 14:00 | GB | 33755.0639
2018-05-13 15:00 | GB | 33885.9207
2018-05-13 16:00 | GB | 35462.1959
2018-05-13 17:00 | GB | 35683.9532
2018-05-13 18:00 | GB | 35344.3248
2018-05-13 19:00 | GB | 34594.1457
2018-05-13 20:00 | GB | 34504.2441
2018-05-13 21:00 | GB | 32899.0006
2018-05-13 22:00 | GB | 28475.8406
2018-05-13 23:00 | GB | 25459.1416
2018-05-14 | GB | 24523.1658
2018-05-14 01:00 | GB | 23670.0992
2018-05-14 02:00 | GB | 22688.1737
2018-05-14 03:00 | GB | 22655.2098
2018-05-14 04:00 | GB | 23091.7321
2018-05-14 05:00 | GB | 27920.4483
2018-05-14 06:00 | GB | 35255.4221
2018-05-14 07:00 | GB | 38173.2293
2018-05-14 08:00 | GB | 38421.9572
2018-05-14 09:00 | GB | 38637.7211
2018-05-14 10:00 | GB | 39024.2981
2018-05-14 11:00 | GB | 39292.0051
2018-05-14 12:00 | GB | 39143.168
2018-05-14 13:00 | GB | 38460.9145
2018-05-14 14:00 | GB | 37619.8349
2018-05-14 15:00 | GB | 38085.3255
2018-05-14 16:00 | GB | 38706.6457
2018-05-14 17:00 | GB | 38047.3671
2018-05-14 18:00 | GB | 37380.0972
2018-05-14 19:00 | GB | 36113.4832
2018-05-14 20:00 | GB | 35504.15
2018-05-14 21:00 | GB | 33163.711
2018-05-14 22:00 | GB | 29397.8317
2018-05-14 23:00 | GB | 25452.1492
2018-05-15 | GB | 24298.4117
2018-05-15 01:00 | GB | 24129.5964
2018-05-15 02:00 | GB | 23826.9276
2018-05-15 03:00 | GB | 23807.9484
2018-05-15 04:00 | GB | 24164.5582
2018-05-15 05:00 | GB | 28722.5706
2018-05-15 06:00 | GB | 34816.902
2018-05-15 07:00 | GB | 37352.1278
2018-05-15 08:00 | GB | 37811.625
2018-05-15 09:00 | GB | 38241.155
2018-05-15 10:00 | GB | 39004.3199
2018-05-15 11:00 | GB | 39421.863
2018-05-15 12:00 | GB | 39107.2073
2018-05-15 13:00 | GB | 38469.9047
2018-05-15 14:00 | GB | 37958.4643
2018-05-15 15:00 | GB | 38858.4795
2018-05-15 16:00 | GB | 39681.5788
2018-05-15 17:00 | GB | 39398.8882
2018-05-15 18:00 | GB | 38492.8796
2018-05-15 19:00 | GB | 37263.2251
2018-05-15 20:00 | GB | 36446.1192
2018-05-15 21:00 | GB | 33560.277
2018-05-15 22:00 | GB | 28819.4646
2018-05-15 23:00 | GB | 25580.0093
2018-05-16 | GB | 24364.3396
2018-05-16 01:00 | GB | 23713.0522
2018-05-16 02:00 | GB | 22927.9114
2018-05-16 03:00 | GB | 22755.1005
2018-05-16 04:00 | GB | 23321.4807
2018-05-16 05:00 | GB | 28025.3336
2018-05-16 06:00 | GB | 33766.0518
2018-05-16 07:00 | GB | 37265.2229
2018-05-16 08:00 | GB | 37956.4665
2018-05-16 09:00 | GB | 38030.3856
2018-05-16 10:00 | GB | 38356.0293
2018-05-16 11:00 | GB | 38756.591
2018-05-16 12:00 | GB | 38408.9714
2018-05-16 13:00 | GB | 37988.4316
2018-05-16 14:00 | GB | 37428.0448
2018-05-16 15:00 | GB | 38375.0085
2018-05-16 16:00 | GB | 39285.0128
2018-05-16 17:00 | GB | 38376.0075
2018-05-16 18:00 | GB | 37294.1912
2018-05-16 19:00 | GB | 36199.3892
2018-05-16 20:00 | GB | 35816.8078
2018-05-16 21:00 | GB | 33652.1765
2018-05-16 22:00 | GB | 29321.9148
2018-05-16 23:00 | GB | 26038.5076
2018-05-17 | GB | 25179.4477
2018-05-17 01:00 | GB | 24960.687
2018-05-17 02:00 | GB | 24306.403
2018-05-17 03:00 | GB | 24349.356
2018-05-17 04:00 | GB | 24829.8302
2018-05-17 05:00 | GB | 29436.7891
2018-05-17 06:00 | GB | 36332.2438
2018-05-17 07:00 | GB | 38460.9145
2018-05-17 08:00 | GB | 38988.3374
2018-05-17 09:00 | GB | 39054.2653
2018-05-17 10:00 | GB | 39875.3668
2018-05-17 11:00 | GB | 40219.9897
2018-05-17 12:00 | GB | 39627.6379
2018-05-17 13:00 | GB | 38951.3779
2018-05-17 14:00 | GB | 37891.5376
2018-05-17 15:00 | GB | 38688.6653
2018-05-17 16:00 | GB | 39592.6761
2018-05-17 17:00 | GB | 39045.2751
2018-05-17 18:00 | GB | 38368.0162
2018-05-17 19:00 | GB | 37214.2787
2018-05-17 20:00 | GB | 36981.5333
2018-05-17 21:00 | GB | 34643.0922
2018-05-17 22:00 | GB | 30397.7376
2018-05-17 23:00 | GB | 27397.0211
2018-05-18 | GB | 26333.1852
2018-05-18 01:00 | GB | 25962.5907
2018-05-18 02:00 | GB | 25365.2443
2018-05-18 03:00 | GB | 24923.7275
2018-05-18 04:00 | GB | 25266.3526
2018-05-18 05:00 | GB | 30494.6316
2018-05-18 06:00 | GB | 36468.0952
2018-05-18 07:00 | GB | 39098.2172
2018-05-18 08:00 | GB | 39083.2336
2018-05-18 09:00 | GB | 38713.638
2018-05-18 10:00 | GB | 39512.7636
2018-05-18 11:00 | GB | 39359.9308
2018-05-18 12:00 | GB | 38506.8643
2018-05-18 13:00 | GB | 37331.1508
2018-05-18 14:00 | GB | 36415.1531
2018-05-18 15:00 | GB | 37104.3989
2018-05-18 16:00 | GB | 37955.4676
2018-05-18 17:00 | GB | 37557.9027
2018-05-18 18:00 | GB | 36861.6645
2018-05-18 19:00 | GB | 35694.9412
2018-05-18 20:00 | GB | 35106.585
2018-05-18 21:00 | GB | 33562.2748
2018-05-18 22:00 | GB | 29346.8875
2018-05-18 23:00 | GB | 26051.4934
2018-05-19 | GB | 24889.7646
2018-05-19 01:00 | GB | 24215.5024
2018-05-19 02:00 | GB | 23544.237
2018-05-19 03:00 | GB | 23167.649
2018-05-19 04:00 | GB | 22973.8611
2018-05-19 05:00 | GB | 25487.111
2018-05-19 06:00 | GB | 29995.1781
2018-05-19 07:00 | GB | 31855.1428
2018-05-19 08:00 | GB | 33113.7656
2018-05-19 09:00 | GB | 33034.852
2018-05-19 10:00 | GB | 33120.758
2018-05-19 11:00 | GB | 32165.8029
2018-05-19 12:00 | GB | 31919.0729
2018-05-19 13:00 | GB | 31271.7812
2018-05-19 14:00 | GB | 30017.154
2018-05-19 15:00 | GB | 31443.5932
2018-05-19 16:00 | GB | 33784.0322
2018-05-19 17:00 | GB | 34866.8473
2018-05-19 18:00 | GB | 34349.4135
2018-05-19 19:00 | GB | 33383.4705
2018-05-19 20:00 | GB | 32858.0454
2018-05-19 21:00 | GB | 31866.1308
2018-05-19 22:00 | GB | 28906.3695
2018-05-19 23:00 | GB | 25844.7197
2018-05-20 | GB | 23971.7691
2018-05-20 01:00 | GB | 23055.7715
2018-05-20 02:00 | GB | 22215.6907
2018-05-20 03:00 | GB | 22068.8514
2018-05-20 04:00 | GB | 21513.4591
2018-05-20 05:00 | GB | 22525.3519
2018-05-20 06:00 | GB | 24694.9778
2018-05-20 07:00 | GB | 28918.3564
2018-05-20 08:00 | GB | 31890.1046
2018-05-20 09:00 | GB | 33359.4967
2018-05-20 10:00 | GB | 34039.7524
2018-05-20 11:00 | GB | 34345.4179
2018-05-20 12:00 | GB | 32408.5373
2018-05-20 13:00 | GB | 31119.9473
2018-05-20 14:00 | GB | 30628.4851
2018-05-20 15:00 | GB | 32118.8543
2018-05-20 16:00 | GB | 33253.6126
2018-05-20 17:00 | GB | 34787.9337
2018-05-20 18:00 | GB | 34867.8462
2018-05-20 19:00 | GB | 34124.6594
2018-05-20 20:00 | GB | 33820.9917
2018-05-20 21:00 | GB | 32275.6827
2018-05-20 22:00 | GB | 28087.2658
2018-05-20 23:00 | GB | 24260.4533
2018-05-21 | GB | 23064.7616
2018-05-21 01:00 | GB | 22877.966
2018-05-21 02:00 | GB | 22348.5453
2018-05-21 03:00 | GB | 22218.6874
2018-05-21 04:00 | GB | 23264.543
2018-05-21 05:00 | GB | 29302.9356
2018-05-21 06:00 | GB | 35555.0942
2018-05-21 07:00 | GB | 38231.1659
2018-05-21 08:00 | GB | 39149.1614
2018-05-21 09:00 | GB | 39226.0773
2018-05-21 10:00 | GB | 40050.1755
2018-05-21 11:00 | GB | 40104.1165
2018-05-21 12:00 | GB | 39494.7832
2018-05-21 13:00 | GB | 39141.1702
2018-05-21 14:00 | GB | 38704.6478
2018-05-21 15:00 | GB | 39622.6433
2018-05-21 16:00 | GB | 40239.9678
2018-05-21 17:00 | GB | 39128.1844
2018-05-21 18:00 | GB | 38395.9856
2018-05-21 19:00 | GB | 37352.1278
2018-05-21 20:00 | GB | 35952.6592
2018-05-21 21:00 | GB | 33795.0202
2018-05-21 22:00 | GB | 30003.1693
2018-05-21 23:00 | GB | 26398.1141
2018-05-22 | GB | 24838.8204
2018-05-22 01:00 | GB | 24508.1822
2018-05-22 02:00 | GB | 23446.3441
2018-05-22 03:00 | GB | 23143.6753
2018-05-22 04:00 | GB | 22268.6328
2018-05-22 05:00 | GB | 26951.5086
2018-05-22 06:00 | GB | 33897.9076
2018-05-22 07:00 | GB | 37330.1519
2018-05-22 08:00 | GB | 37775.6644
2018-05-22 09:00 | GB | 37464.0054
2018-05-22 10:00 | GB | 38320.0687
2018-05-22 11:00 | GB | 38509.861
2018-05-22 12:00 | GB | 38440.9364
2018-05-22 13:00 | GB | 37553.907
2018-05-22 14:00 | GB | 37058.4492
2018-05-22 15:00 | GB | 37726.7179
2018-05-22 16:00 | GB | 39061.2576
2018-05-22 17:00 | GB | 38804.5385
2018-05-22 18:00 | GB | 38054.3594
2018-05-22 19:00 | GB | 36487.0744
2018-05-22 20:00 | GB | 35426.2352
2018-05-22 21:00 | GB | 32665.2564
2018-05-22 22:00 | GB | 28799.4865
2018-05-22 23:00 | GB | 25694.8836
2018-05-23 | GB | 24598.0838
2018-05-23 01:00 | GB | 24161.5615
2018-05-23 02:00 | GB | 23320.4818
2018-05-23 03:00 | GB | 23394.4009
2018-05-23 04:00 | GB | 23969.7713
2018-05-23 05:00 | GB | 29077.1826
2018-05-23 06:00 | GB | 35498.1565
2018-05-23 07:00 | GB | 37719.7256
2018-05-23 08:00 | GB | 38377.0064
2018-05-23 09:00 | GB | 39189.1177
2018-05-23 10:00 | GB | 39611.6554
2018-05-23 11:00 | GB | 40368.8268
2018-05-23 12:00 | GB | 40352.8443
2018-05-23 13:00 | GB | 39475.804
2018-05-23 14:00 | GB | 38565.7998
2018-05-23 15:00 | GB | 39312.9822
2018-05-23 16:00 | GB | 39809.4389
2018-05-23 17:00 | GB | 39315.9789
2018-05-23 18:00 | GB | 38356.0293
2018-05-23 19:00 | GB | 37216.2765
2018-05-23 20:00 | GB | 36313.2646
2018-05-23 21:00 | GB | 34342.4212
2018-05-23 22:00 | GB | 29500.7191
2018-05-23 23:00 | GB | 26325.1939
2018-05-24 | GB | 25120.5121
2018-05-24 01:00 | GB | 24776.8881
2018-05-24 02:00 | GB | 24009.7276
2018-05-24 03:00 | GB | 23625.1484
2018-05-24 04:00 | GB | 24304.4052
2018-05-24 05:00 | GB | 29488.7323
2018-05-24 06:00 | GB | 35803.822
2018-05-24 07:00 | GB | 38897.4369
2018-05-24 08:00 | GB | 39640.6237
2018-05-24 09:00 | GB | 39949.2859
2018-05-24 10:00 | GB | 40559.6181
2018-05-24 11:00 | GB | 40953.1874
2018-05-24 12:00 | GB | 40401.7908
2018-05-24 13:00 | GB | 39720.5362
2018-05-24 14:00 | GB | 39490.7876
2018-05-24 15:00 | GB | 39952.2826
2018-05-24 16:00 | GB | 40985.1524
2018-05-24 17:00 | GB | 40588.5864
2018-05-24 18:00 | GB | 39784.4663
2018-05-24 19:00 | GB | 38397.9834
2018-05-24 20:00 | GB | 37477.9901
2018-05-24 21:00 | GB | 34442.3119
2018-05-24 22:00 | GB | 30298.8458
2018-05-24 23:00 | GB | 26993.4627
2018-05-25 | GB | 25419.1853
2018-05-25 01:00 | GB | 24981.6641
2018-05-25 02:00 | GB | 24214.5035
2018-05-25 03:00 | GB | 24118.6085
2018-05-25 04:00 | GB | 24418.2806
2018-05-25 05:00 | GB | 29108.1487
2018-05-25 06:00 | GB | 35054.6418
2018-05-25 07:00 | GB | 38703.6489
2018-05-25 08:00 | GB | 39759.4936
2018-05-25 09:00 | GB | 39773.4783
2018-05-25 10:00 | GB | 39697.5614
2018-05-25 11:00 | GB | 40330.8684
2018-05-25 12:00 | GB | 39602.6652
2018-05-25 13:00 | GB | 38764.5823
2018-05-25 14:00 | GB | 37749.6928
2018-05-25 15:00 | GB | 38288.1036
2018-05-25 16:00 | GB | 39400.886
2018-05-25 17:00 | GB | 38574.7899
2018-05-25 18:00 | GB | 37474.9934
2018-05-25 19:00 | GB | 36365.2077
2018-05-25 20:00 | GB | 35241.4374
2018-05-25 21:00 | GB | 33474.371
2018-05-25 22:00 | GB | 29634.5727
2018-05-25 23:00 | GB | 25999.5503
2018-05-26 | GB | 24379.3232
2018-05-26 01:00 | GB | 23667.1025
2018-05-26 02:00 | GB | 22638.2284
2018-05-26 03:00 | GB | 22258.6437
2018-05-26 04:00 | GB | 21850.0908
2018-05-26 05:00 | GB | 24064.6675
2018-05-26 06:00 | GB | 27860.5139
2018-05-26 07:00 | GB | 31522.5068
2018-05-26 08:00 | GB | 33966.8321
2018-05-26 09:00 | GB | 34205.5709
2018-05-26 10:00 | GB | 34604.1348
2018-05-26 11:00 | GB | 34569.173
2018-05-26 12:00 | GB | 33213.6563
2018-05-26 13:00 | GB | 31581.4423
2018-05-26 14:00 | GB | 30493.6327
2018-05-26 15:00 | GB | 30620.4938
2018-05-26 16:00 | GB | 32633.2914
2018-05-26 17:00 | GB | 32971.9208
2018-05-26 18:00 | GB | 32927.9689
2018-05-26 19:00 | GB | 31511.5188
2018-05-26 20:00 | GB | 31010.0676
2018-05-26 21:00 | GB | 30609.5059
2018-05-26 22:00 | GB | 27552.8506
2018-05-26 23:00 | GB | 24779.8849
2018-05-27 | GB | 22846.001
2018-05-27 01:00 | GB | 21627.3345
2018-05-27 02:00 | GB | 19593.56
2018-05-27 03:00 | GB | 18065.2323
2018-05-27 04:00 | GB | 16908.4981
2018-05-27 05:00 | GB | 18332.9394
2018-05-27 06:00 | GB | 22597.2732
2018-05-27 07:00 | GB | 26831.6398
2018-05-27 08:00 | GB | 30345.7944
2018-05-27 09:00 | GB | 31981.0051
2018-05-27 10:00 | GB | 33286.5765
2018-05-27 11:00 | GB | 33997.7983
2018-05-27 12:00 | GB | 32964.9285
2018-05-27 13:00 | GB | 31637.3811
2018-05-27 14:00 | GB | 30867.2239
2018-05-27 15:00 | GB | 32421.5231
2018-05-27 16:00 | GB | 33678.148
2018-05-27 17:00 | GB | 33353.5033
2018-05-27 18:00 | GB | 33075.8071
2018-05-27 19:00 | GB | 32060.9177
2018-05-27 20:00 | GB | 31981.0051
2018-05-27 21:00 | GB | 31110.9572
2018-05-27 22:00 | GB | 28474.8417
2018-05-27 23:00 | GB | 25551.041
2018-05-28 | GB | 23930.814
2018-05-28 01:00 | GB | 23162.6545
2018-05-28 02:00 | GB | 22386.5038
2018-05-28 03:00 | GB | 22119.7956
2018-05-28 04:00 | GB | 21685.2711
2018-05-28 05:00 | GB | 22716.1431
2018-05-28 06:00 | GB | 24635.0434
2018-05-28 07:00 | GB | 27900.4702
2018-05-28 08:00 | GB | 30726.378
2018-05-28 09:00 | GB | 32372.5766
2018-05-28 10:00 | GB | 33591.2431
2018-05-28 11:00 | GB | 33988.8081
2018-05-28 12:00 | GB | 33040.8454
2018-05-28 13:00 | GB | 32263.6958
2018-05-28 14:00 | GB | 31622.3975
2018-05-28 15:00 | GB | 32679.2411
2018-05-28 16:00 | GB | 34962.7424
2018-05-28 17:00 | GB | 35125.5642
2018-05-28 18:00 | GB | 34794.926
2018-05-28 19:00 | GB | 33749.0704
2018-05-28 20:00 | GB | 33184.688
2018-05-28 21:00 | GB | 32628.2968
2018-05-28 22:00 | GB | 29678.5246
2018-05-28 23:00 | GB | 25805.7623
2018-05-29 | GB | 24406.2937
2018-05-29 01:00 | GB | 23826.9276
2018-05-29 02:00 | GB | 22702.1584
2018-05-29 03:00 | GB | 22063.8569
2018-05-29 04:00 | GB | 22380.5104
2018-05-29 05:00 | GB | 27104.3414
2018-05-29 06:00 | GB | 32098.8761
2018-05-29 07:00 | GB | 35943.669
2018-05-29 08:00 | GB | 37509.9551
2018-05-29 09:00 | GB | 38026.39
2018-05-29 10:00 | GB | 38358.0271
2018-05-29 11:00 | GB | 38661.6948
2018-05-29 12:00 | GB | 38029.3867
2018-05-29 13:00 | GB | 37986.4337
2018-05-29 14:00 | GB | 37356.1234
2018-05-29 15:00 | GB | 38012.4053
2018-05-29 16:00 | GB | 38613.7473
2018-05-29 17:00 | GB | 38069.343
2018-05-29 18:00 | GB | 36628.9192
2018-05-29 19:00 | GB | 35120.5697
2018-05-29 20:00 | GB | 33806.0081
2018-05-29 21:00 | GB | 32130.8412
2018-05-29 22:00 | GB | 29525.6918
2018-05-29 23:00 | GB | 26315.2049
2018-05-30 | GB | 25042.5974
2018-05-30 01:00 | GB | 24574.11
2018-05-30 02:00 | GB | 23796.9604
2018-05-30 03:00 | GB | 23471.3168
2018-05-30 04:00 | GB | 23024.8053
2018-05-30 05:00 | GB | 27519.8866
2018-05-30 06:00 | GB | 31689.3243
2018-05-30 07:00 | GB | 35628.0144
2018-05-30 08:00 | GB | 38129.2774
2018-05-30 09:00 | GB | 37984.4359
2018-05-30 10:00 | GB | 38838.5014
2018-05-30 11:00 | GB | 39367.9221
2018-05-30 12:00 | GB | 38538.8293
2018-05-30 13:00 | GB | 37894.5343
2018-05-30 14:00 | GB | 38232.1649
2018-05-30 15:00 | GB | 38197.2031
2018-05-30 16:00 | GB | 39279.0193
2018-05-30 17:00 | GB | 38766.5801
2018-05-30 18:00 | GB | 38084.3266
2018-05-30 19:00 | GB | 36753.7826
2018-05-30 20:00 | GB | 35890.7269
2018-05-30 21:00 | GB | 33471.3743
2018-05-30 22:00 | GB | 29988.1857
2018-05-30 23:00 | GB | 27107.3381
2018-05-31 | GB | 25831.7339
2018-05-31 01:00 | GB | 25024.6171
2018-05-31 02:00 | GB | 23861.8894
2018-05-31 03:00 | GB | 23853.8981
2018-05-31 04:00 | GB | 24000.7374
2018-05-31 05:00 | GB | 28318.0133
2018-05-31 06:00 | GB | 32194.7712
2018-05-31 07:00 | GB | 35397.2669
2018-05-31 08:00 | GB | 37469.9988
2018-05-31 09:00 | GB | 37946.4775
2018-05-31 10:00 | GB | 38660.6959
2018-05-31 11:00 | GB | 38945.3844
2018-05-31 12:00 | GB | 38655.7014
2018-05-31 13:00 | GB | 38348.0381
2018-05-31 14:00 | GB | 37639.813
2018-05-31 15:00 | GB | 37436.036
2018-05-31 16:00 | GB | 38569.7954
2018-05-31 17:00 | GB | 38091.319
2018-05-31 18:00 | GB | 37019.4918
2018-05-31 19:00 | GB | 36370.2023
2018-05-31 20:00 | GB | 35424.2374
2018-05-31 21:00 | GB | 34295.4725
2018-05-31 22:00 | GB | 30762.3386
2018-05-31 23:00 | GB | 27661.7314
2018-06-01 | GB | 26149.3863
2018-06-01 01:00 | GB | 25573.017
2018-06-01 02:00 | GB | 24284.427
2018-06-01 03:00 | GB | 24033.7014
2018-06-01 04:00 | GB | 23556.2238
2018-06-01 05:00 | GB | 27534.8703
2018-06-01 06:00 | GB | 31522.5068
2018-06-01 07:00 | GB | 36441.1247
2018-06-01 08:00 | GB | 38670.685
2018-06-01 09:00 | GB | 38145.2599
2018-06-01 10:00 | GB | 39700.5581
2018-06-01 11:00 | GB | 39773.4783
2018-06-01 12:00 | GB | 39471.8084
2018-06-01 13:00 | GB | 39281.0172
2018-06-01 14:00 | GB | 37773.6666
2018-06-01 15:00 | GB | 37557.9027
2018-06-01 16:00 | GB | 38816.5254
2018-06-01 17:00 | GB | 37818.6174
2018-06-01 18:00 | GB | 36597.9531
2018-06-01 19:00 | GB | 34929.7785
2018-06-01 20:00 | GB | 33684.1415
2018-06-01 21:00 | GB | 32577.3526
2018-06-01 22:00 | GB | 29802.389
2018-06-01 23:00 | GB | 26734.7458
2018-06-02 | GB | 24890.7635
2018-06-02 01:00 | GB | 24518.1712
2018-06-02 02:00 | GB | 23580.1976
2018-06-02 03:00 | GB | 23507.2774
2018-06-02 04:00 | GB | 22438.447
2018-06-02 05:00 | GB | 24557.1286
2018-06-02 06:00 | GB | 28200.1423
2018-06-02 07:00 | GB | 31405.6347
2018-06-02 08:00 | GB | 33720.1021
2018-06-02 09:00 | GB | 34694.0364
2018-06-02 10:00 | GB | 35520.1325
2018-06-02 11:00 | GB | 35504.15
2018-06-02 12:00 | GB | 34935.7719
2018-06-02 13:00 | GB | 34145.6365
2018-06-02 14:00 | GB | 33160.7142
2018-06-02 15:00 | GB | 33508.3339
2018-06-02 16:00 | GB | 34710.0189
2018-06-02 17:00 | GB | 34570.1719
2018-06-02 18:00 | GB | 34085.7021
2018-06-02 19:00 | GB | 32851.0531
2018-06-02 20:00 | GB | 32479.4597
2018-06-02 21:00 | GB | 31909.0838
2018-06-02 22:00 | GB | 29439.7858
2018-06-02 23:00 | GB | 26311.2092
2018-06-03 | GB | 24894.7592
2018-06-03 01:00 | GB | 23807.9484
2018-06-03 02:00 | GB | 22634.2327
2018-06-03 03:00 | GB | 22145.7672
2018-06-03 04:00 | GB | 21320.6701
2018-06-03 05:00 | GB | 22314.5825
2018-06-03 06:00 | GB | 24254.4598
2018-06-03 07:00 | GB | 28105.2461
2018-06-03 08:00 | GB | 31335.7112
2018-06-03 09:00 | GB | 33508.3339
2018-06-03 10:00 | GB | 34392.3665
2018-06-03 11:00 | GB | 34944.7621
2018-06-03 12:00 | GB | 34410.3468
2018-06-03 13:00 | GB | 33602.2311
2018-06-03 14:00 | GB | 33037.8487
2018-06-03 15:00 | GB | 33794.0212
2018-06-03 16:00 | GB | 34445.3086
2018-06-03 17:00 | GB | 34612.126
2018-06-03 18:00 | GB | 34365.396
2018-06-03 19:00 | GB | 33443.4049
2018-06-03 20:00 | GB | 32915.982
2018-06-03 21:00 | GB | 32157.8116
2018-06-03 22:00 | GB | 28780.5072
2018-06-03 23:00 | GB | 25779.7907
2018-06-04 | GB | 24187.533
2018-06-04 01:00 | GB | 23608.167
2018-06-04 02:00 | GB | 22859.9857
2018-06-04 03:00 | GB | 23012.8185
2018-06-04 04:00 | GB | 22149.7629
2018-06-04 05:00 | GB | 27429.985
2018-06-04 06:00 | GB | 33505.3371
2018-06-04 07:00 | GB | 37825.6097
2018-06-04 08:00 | GB | 38935.3953
2018-06-04 09:00 | GB | 38838.5014
2018-06-04 10:00 | GB | 39504.7723
2018-06-04 11:00 | GB | 39852.3919
2018-06-04 12:00 | GB | 39516.7592
2018-06-04 13:00 | GB | 39409.8762
2018-06-04 14:00 | GB | 39200.1057
2018-06-04 15:00 | GB | 39677.5832
2018-06-04 16:00 | GB | 40668.4989
2018-06-04 17:00 | GB | 40259.946
2018-06-04 18:00 | GB | 38953.3757
2018-06-04 19:00 | GB | 37297.1879
2018-06-04 20:00 | GB | 36328.2482
2018-06-04 21:00 | GB | 34299.4682
2018-06-04 22:00 | GB | 29613.5956
2018-06-04 23:00 | GB | 26218.3109
2018-06-05 | GB | 24790.8728
2018-06-05 01:00 | GB | 24308.4008
2018-06-05 02:00 | GB | 23060.766
2018-06-05 03:00 | GB | 22560.3136
2018-06-05 04:00 | GB | 22547.3278
2018-06-05 05:00 | GB | 28000.3609
2018-06-05 06:00 | GB | 32894.0061
2018-06-05 07:00 | GB | 37720.7245
2018-06-05 08:00 | GB | 38876.4598
2018-06-05 09:00 | GB | 38748.5997
2018-06-05 10:00 | GB | 39650.6127
2018-06-05 11:00 | GB | 39969.264
2018-06-05 12:00 | GB | 38440.9364
2018-06-05 13:00 | GB | 38382.0009
2018-06-05 14:00 | GB | 37669.7802
2018-06-05 15:00 | GB | 38723.6271
2018-06-05 16:00 | GB | 39771.4805
2018-06-05 17:00 | GB | 38947.3822
2018-06-05 18:00 | GB | 37989.4305
2018-06-05 19:00 | GB | 36618.9301
2018-06-05 20:00 | GB | 35177.5074
2018-06-05 21:00 | GB | 33829.9819
2018-06-05 22:00 | GB | 29425.8011
2018-06-05 23:00 | GB | 26313.207
2018-06-06 | GB | 25078.558
2018-06-06 01:00 | GB | 24441.2554
2018-06-06 02:00 | GB | 23682.0861
2018-06-06 03:00 | GB | 23515.2687
2018-06-06 04:00 | GB | 23896.8511
2018-06-06 05:00 | GB | 28327.0035
2018-06-06 06:00 | GB | 34441.313
2018-06-06 07:00 | GB | 37612.8425
2018-06-06 08:00 | GB | 38069.343
2018-06-06 09:00 | GB | 38193.2075
2018-06-06 10:00 | GB | 38478.8949
2018-06-06 11:00 | GB | 38977.3494
2018-06-06 12:00 | GB | 38538.8293
2018-06-06 13:00 | GB | 38033.3824
2018-06-06 14:00 | GB | 37501.9639
2018-06-06 15:00 | GB | 38697.6555
2018-06-06 16:00 | GB | 39655.6073
2018-06-06 17:00 | GB | 39004.3199
2018-06-06 18:00 | GB | 38120.2873
2018-06-06 19:00 | GB | 36777.7563
2018-06-06 20:00 | GB | 35000.7008
2018-06-06 21:00 | GB | 33735.0857
2018-06-06 22:00 | GB | 30035.1344
2018-06-06 23:00 | GB | 26681.8037
2018-06-07 | GB | 25587.0017
2018-06-07 01:00 | GB | 25028.6127
2018-06-07 02:00 | GB | 24312.3964
2018-06-07 03:00 | GB | 23963.7779
2018-06-07 04:00 | GB | 24499.192
2018-06-07 05:00 | GB | 28383.9412
2018-06-07 06:00 | GB | 34493.2561
2018-06-07 07:00 | GB | 37503.9617
2018-06-07 08:00 | GB | 38312.0774
2018-06-07 09:00 | GB | 38155.249
2018-06-07 10:00 | GB | 38630.7287
2018-06-07 11:00 | GB | 38722.6282
2018-06-07 12:00 | GB | 38484.8883
2018-06-07 13:00 | GB | 37664.7857
2018-06-07 14:00 | GB | 37166.3311
2018-06-07 15:00 | GB | 38523.8457
2018-06-07 16:00 | GB | 39607.6597
2018-06-07 17:00 | GB | 38994.3309
2018-06-07 18:00 | GB | 38288.1036
2018-06-07 19:00 | GB | 37142.3574
2018-06-07 20:00 | GB | 35105.5861
2018-06-07 21:00 | GB | 33712.1109
2018-06-07 22:00 | GB | 30485.6414
2018-06-07 23:00 | GB | 27566.8353
2018-06-08 | GB | 25321.2924
2018-06-08 01:00 | GB | 24872.7832
2018-06-08 02:00 | GB | 24089.6402
2018-06-08 03:00 | GB | 23841.9112
2018-06-08 04:00 | GB | 23553.2271
2018-06-08 05:00 | GB | 28038.3194
2018-06-08 06:00 | GB | 33958.8409
2018-06-08 07:00 | GB | 36924.5956
2018-06-08 08:00 | GB | 37701.7453
2018-06-08 09:00 | GB | 38130.2763
2018-06-08 10:00 | GB | 38875.4609
2018-06-08 11:00 | GB | 38883.4522
2018-06-08 12:00 | GB | 38332.0555
2018-06-08 13:00 | GB | 38288.1036
2018-06-08 14:00 | GB | 37120.3814
2018-06-08 15:00 | GB | 37896.5321
2018-06-08 16:00 | GB | 38189.2119
2018-06-08 17:00 | GB | 37272.2153
2018-06-08 18:00 | GB | 36223.363
2018-06-08 19:00 | GB | 34914.7948
2018-06-08 20:00 | GB | 34025.7677
2018-06-08 21:00 | GB | 32850.0542
2018-06-08 22:00 | GB | 30064.1027
2018-06-08 23:00 | GB | 26671.8146
2018-06-09 | GB | 24943.7056
2018-06-09 01:00 | GB | 24131.5943
2018-06-09 02:00 | GB | 22849.9966
2018-06-09 03:00 | GB | 22405.483
2018-06-09 04:00 | GB | 22145.7672
2018-06-09 05:00 | GB | 24280.4314
2018-06-09 06:00 | GB | 27699.6899
2018-06-09 07:00 | GB | 31879.1166
2018-06-09 08:00 | GB | 34313.4529
2018-06-09 09:00 | GB | 35163.5227
2018-06-09 10:00 | GB | 35578.0691
2018-06-09 11:00 | GB | 35684.9521
2018-06-09 12:00 | GB | 34876.8364
2018-06-09 13:00 | GB | 33703.1207
2018-06-09 14:00 | GB | 33006.8826
2018-06-09 15:00 | GB | 33374.4803
2018-06-09 16:00 | GB | 33923.3797
2018-06-09 17:00 | GB | 34472.2791
2018-06-09 18:00 | GB | 33792.0234
2018-06-09 19:00 | GB | 32590.3384
2018-06-09 20:00 | GB | 31650.3669
2018-06-09 21:00 | GB | 31276.7757
2018-06-09 22:00 | GB | 28608.6952
2018-06-09 23:00 | GB | 26272.2519
2018-06-10 | GB | 24691.9811
2018-06-10 01:00 | GB | 23384.4119
2018-06-10 02:00 | GB | 22505.3737
2018-06-10 03:00 | GB | 21549.4198
2018-06-10 04:00 | GB | 20785.2559
2018-06-10 05:00 | GB | 21840.1017
2018-06-10 06:00 | GB | 23999.7385
2018-06-10 07:00 | GB | 28545.7641
2018-06-10 08:00 | GB | 31377.6653
2018-06-10 09:00 | GB | 33346.5109
2018-06-10 10:00 | GB | 34369.3917
2018-06-10 11:00 | GB | 35073.6211
2018-06-10 12:00 | GB | 34479.2714
2018-06-10 13:00 | GB | 33476.3688
2018-06-10 14:00 | GB | 33013.8749
2018-06-10 15:00 | GB | 33351.5055
2018-06-10 16:00 | GB | 34316.4496
2018-06-10 17:00 | GB | 34796.9238
2018-06-10 18:00 | GB | 34723.0047
2018-06-10 19:00 | GB | 33940.8606
2018-06-10 20:00 | GB | 33128.7492
2018-06-10 21:00 | GB | 32007.9756
2018-06-10 22:00 | GB | 28214.127
2018-06-10 23:00 | GB | 25179.4477
2018-06-11 | GB | 23525.2577
2018-06-11 01:00 | GB | 22873.9704
2018-06-11 02:00 | GB | 21955.9749
2018-06-11 03:00 | GB | 22347.5464
2018-06-11 04:00 | GB | 21604.3597
2018-06-11 05:00 | GB | 27131.3118
2018-06-11 06:00 | GB | 33547.2912
2018-06-11 07:00 | GB | 37186.3093
2018-06-11 08:00 | GB | 37623.8305
2018-06-11 09:00 | GB | 37819.6163
2018-06-11 10:00 | GB | 38014.4031
2018-06-11 11:00 | GB | 38689.6642
2018-06-11 12:00 | GB | 38597.7648
2018-06-11 13:00 | GB | 38223.1747
2018-06-11 14:00 | GB | 38076.3354
2018-06-11 15:00 | GB | 39002.3221
2018-06-11 16:00 | GB | 39383.9046
2018-06-11 17:00 | GB | 38641.7167
2018-06-11 18:00 | GB | 37631.8218
2018-06-11 19:00 | GB | 36033.5706
2018-06-11 20:00 | GB | 34894.8167
2018-06-11 21:00 | GB | 33722.0999
2018-06-11 22:00 | GB | 30261.8862
2018-06-11 23:00 | GB | 27054.396
2018-06-12 | GB | 25073.5635
2018-06-12 01:00 | GB | 24369.3341
2018-06-12 02:00 | GB | 23782.9757
2018-06-12 03:00 | GB | 23558.2217
2018-06-12 04:00 | GB | 23854.897
2018-06-12 05:00 | GB | 28495.8187
2018-06-12 06:00 | GB | 33477.3677
2018-06-12 07:00 | GB | 37700.7463
2018-06-12 08:00 | GB | 38535.8326
2018-06-12 09:00 | GB | 39083.2336
2018-06-12 10:00 | GB | 39301.9942
2018-06-12 11:00 | GB | 39332.9603
2018-06-12 12:00 | GB | 38443.9331
2018-06-12 13:00 | GB | 37601.8546
2018-06-12 14:00 | GB | 37757.684
2018-06-12 15:00 | GB | 38497.8741
2018-06-12 16:00 | GB | 39281.0172
2018-06-12 17:00 | GB | 38710.6413
2018-06-12 18:00 | GB | 37762.6786
2018-06-12 19:00 | GB | 36716.823
2018-06-12 20:00 | GB | 34952.7533
2018-06-12 21:00 | GB | 33573.2628
2018-06-12 22:00 | GB | 29695.506
2018-06-12 23:00 | GB | 26933.5283
2018-06-13 | GB | 25378.2301
2018-06-13 01:00 | GB | 24359.345
2018-06-13 02:00 | GB | 23812.9429
2018-06-13 03:00 | GB | 23365.4326
2018-06-13 04:00 | GB | 24249.4653
2018-06-13 05:00 | GB | 29258.9837
2018-06-13 06:00 | GB | 35107.5839
2018-06-13 07:00 | GB | 37550.9103
2018-06-13 08:00 | GB | 37440.0316
2018-06-13 09:00 | GB | 37202.2918
2018-06-13 10:00 | GB | 37522.9409
2018-06-13 11:00 | GB | 38191.2097
2018-06-13 12:00 | GB | 37633.8196
2018-06-13 13:00 | GB | 37348.1322
2018-06-13 14:00 | GB | 37285.2011
2018-06-13 15:00 | GB | 38260.1342
2018-06-13 16:00 | GB | 39162.1472
2018-06-13 17:00 | GB | 37850.5824
2018-06-13 18:00 | GB | 37283.2032
2018-06-13 19:00 | GB | 36199.3892
2018-06-13 20:00 | GB | 34220.5545
2018-06-13 21:00 | GB | 31855.1428
2018-06-13 22:00 | GB | 27767.6156
2018-06-13 23:00 | GB | 21669.2886
2018-06-14 | GB | 19925.1971
2018-06-14 01:00 | GB | 18791.4377
2018-06-14 02:00 | GB | 17964.3427
2018-06-14 03:00 | GB | 17182.1986
2018-06-14 04:00 | GB | 18844.3797
2018-06-14 05:00 | GB | 23438.3528
2018-06-14 06:00 | GB | 32006.9767
2018-06-14 07:00 | GB | 35994.6133
2018-06-14 08:00 | GB | 37336.1453
2018-06-14 09:00 | GB | 38006.4119
2018-06-14 10:00 | GB | 38729.6205
2018-06-14 11:00 | GB | 38594.7681
2018-06-14 12:00 | GB | 37987.4326
2018-06-14 13:00 | GB | 37709.7365
2018-06-14 14:00 | GB | 36785.7476
2018-06-14 15:00 | GB | 37638.8141
2018-06-14 16:00 | GB | 38662.6937
2018-06-14 17:00 | GB | 38216.1823
2018-06-14 18:00 | GB | 37586.871
2018-06-14 19:00 | GB | 36092.5061
2018-06-14 20:00 | GB | 34405.3523
2018-06-14 21:00 | GB | 33273.5907
2018-06-14 22:00 | GB | 30238.9114
2018-06-14 23:00 | GB | 26042.5033
2018-06-15 | GB | 24633.0455
2018-06-15 01:00 | GB | 23312.4905
2018-06-15 02:00 | GB | 22660.2043
2018-06-15 03:00 | GB | 22441.4437
2018-06-15 04:00 | GB | 23140.6786
2018-06-15 05:00 | GB | 28098.2538
2018-06-15 06:00 | GB | 33820.9917
2018-06-15 07:00 | GB | 36867.6579
2018-06-15 08:00 | GB | 37416.0579
2018-06-15 09:00 | GB | 37716.7289
2018-06-15 10:00 | GB | 37792.6458
2018-06-15 11:00 | GB | 38080.331
2018-06-15 12:00 | GB | 37750.6917
2018-06-15 13:00 | GB | 36986.5279
2018-06-15 14:00 | GB | 36115.481
2018-06-15 15:00 | GB | 37472.9956
2018-06-15 16:00 | GB | 37981.4392
2018-06-15 17:00 | GB | 37523.9398
2018-06-15 18:00 | GB | 36683.8591
2018-06-15 19:00 | GB | 35490.1653
2018-06-15 20:00 | GB | 34006.7884
2018-06-15 21:00 | GB | 33199.6716
2018-06-15 22:00 | GB | 30559.5605
2018-06-15 23:00 | GB | 26915.5479
2018-06-16 | GB | 24972.6739
2018-06-16 01:00 | GB | 23980.7593
2018-06-16 02:00 | GB | 22794.0578
2018-06-16 03:00 | GB | 22170.7399
2018-06-16 04:00 | GB | 21810.1345
2018-06-16 05:00 | GB | 24122.6041
2018-06-16 06:00 | GB | 28160.186
2018-06-16 07:00 | GB | 32496.4411
2018-06-16 08:00 | GB | 34254.5174
2018-06-16 09:00 | GB | 35403.2603
2018-06-16 10:00 | GB | 35306.3664
2018-06-16 11:00 | GB | 35140.5478
2018-06-16 12:00 | GB | 34503.2452
2018-06-16 13:00 | GB | 33267.5973
2018-06-16 14:00 | GB | 32789.1208
2018-06-16 15:00 | GB | 33052.8323
2018-06-16 16:00 | GB | 33864.9436
2018-06-16 17:00 | GB | 33664.1633
2018-06-16 18:00 | GB | 32799.1099
2018-06-16 19:00 | GB | 31656.3604
2018-06-16 20:00 | GB | 31176.885
2018-06-16 21:00 | GB | 31009.0686
2018-06-16 22:00 | GB | 28632.669
2018-06-16 23:00 | GB | 25171.4564
2018-06-17 | GB | 23000.8316
2018-06-17 01:00 | GB | 21809.1356
2018-06-17 02:00 | GB | 20907.1226
2018-06-17 03:00 | GB | 20295.7915
2018-06-17 04:00 | GB | 19811.3217
2018-06-17 05:00 | GB | 21073.9401
2018-06-17 06:00 | GB | 23301.5026
2018-06-17 07:00 | GB | 27878.4942
2018-06-17 08:00 | GB | 30928.1572
2018-06-17 09:00 | GB | 33080.8017
2018-06-17 10:00 | GB | 34322.443
2018-06-17 11:00 | GB | 34713.0156
2018-06-17 12:00 | GB | 34294.4736
2018-06-17 13:00 | GB | 33491.3524
2018-06-17 14:00 | GB | 33408.4432
2018-06-17 15:00 | GB | 34238.5348
2018-06-17 16:00 | GB | 34714.0146
2018-06-17 17:00 | GB | 34722.0058
2018-06-17 18:00 | GB | 34897.8134
2018-06-17 19:00 | GB | 34257.5141
2018-06-17 20:00 | GB | 33066.817
2018-06-17 21:00 | GB | 31883.1122
2018-06-17 22:00 | GB | 27823.5544
2018-06-17 23:00 | GB | 24171.5505
2018-06-18 | GB | 22226.6787
2018-06-18 01:00 | GB | 21744.2066
2018-06-18 02:00 | GB | 21372.6132
2018-06-18 03:00 | GB | 21470.5061
2018-06-18 04:00 | GB | 22008.917
2018-06-18 05:00 | GB | 26902.5622
2018-06-18 06:00 | GB | 33278.5853
2018-06-18 07:00 | GB | 36489.0722
2018-06-18 08:00 | GB | 37821.6141
2018-06-18 09:00 | GB | 38396.9845
2018-06-18 10:00 | GB | 38933.3975
2018-06-18 11:00 | GB | 39053.2664
2018-06-18 12:00 | GB | 38625.7342
2018-06-18 13:00 | GB | 38216.1823
2018-06-18 14:00 | GB | 37690.7573
2018-06-18 15:00 | GB | 38585.7779
2018-06-18 16:00 | GB | 39630.6346
2018-06-18 17:00 | GB | 39210.0948
2018-06-18 18:00 | GB | 37217.2754
2018-06-18 19:00 | GB | 35414.2483
2018-06-18 20:00 | GB | 33791.0245
2018-06-18 21:00 | GB | 32004.9789
2018-06-18 22:00 | GB | 28495.8187
2018-06-18 23:00 | GB | 26011.5371
2018-06-19 | GB | 23503.2818
2018-06-19 01:00 | GB | 22896.9453
2018-06-19 02:00 | GB | 22834.0141
2018-06-19 03:00 | GB | 22677.1857
2018-06-19 04:00 | GB | 23746.0162
2018-06-19 05:00 | GB | 28460.857
2018-06-19 06:00 | GB | 34248.5239
2018-06-19 07:00 | GB | 36962.5541
2018-06-19 08:00 | GB | 38443.9331
2018-06-19 09:00 | GB | 38056.3572
2018-06-19 10:00 | GB | 38741.6074
2018-06-19 11:00 | GB | 39390.8969
2018-06-19 12:00 | GB | 38931.3997
2018-06-19 13:00 | GB | 38899.4347
2018-06-19 14:00 | GB | 38399.9812
2018-06-19 15:00 | GB | 39491.7865
2018-06-19 16:00 | GB | 40218.9908
2018-06-19 17:00 | GB | 39470.8095
2018-06-19 18:00 | GB | 38628.7309
2018-06-19 19:00 | GB | 37199.2951
2018-06-19 20:00 | GB | 35592.0538
2018-06-19 21:00 | GB | 33855.9535
2018-06-19 22:00 | GB | 29714.4852
2018-06-19 23:00 | GB | 25703.8738
2018-06-20 | GB | 23704.0621
2018-06-20 01:00 | GB | 22871.9726
2018-06-20 02:00 | GB | 22021.9028
2018-06-20 03:00 | GB | 21550.4187
2018-06-20 04:00 | GB | 21754.1957
2018-06-20 05:00 | GB | 26985.4714
2018-06-20 06:00 | GB | 32089.886
2018-06-20 07:00 | GB | 35466.1915
2018-06-20 08:00 | GB | 36376.1957
2018-06-20 09:00 | GB | 36883.6405
2018-06-20 10:00 | GB | 37894.5343
2018-06-20 11:00 | GB | 38375.0085
2018-06-20 12:00 | GB | 38541.826
2018-06-20 13:00 | GB | 38530.838
2018-06-20 14:00 | GB | 37782.6567
2018-06-20 15:00 | GB | 38378.0053
2018-06-20 16:00 | GB | 39323.9702
2018-06-20 17:00 | GB | 38385.9965
2018-06-20 18:00 | GB | 37195.2994
2018-06-20 19:00 | GB | 35504.15
2018-06-20 20:00 | GB | 34034.7578
2018-06-20 21:00 | GB | 31972.015
2018-06-20 22:00 | GB | 28777.5105
2018-06-20 23:00 | GB | 25618.9667
2018-06-21 | GB | 23426.3659
2018-06-21 01:00 | GB | 22167.7432
2018-06-21 02:00 | GB | 20573.4877
2018-06-21 03:00 | GB | 19823.3086
2018-06-21 04:00 | GB | 20199.8965
2018-06-21 05:00 | GB | 26009.5393
2018-06-21 06:00 | GB | 32760.1525
2018-06-21 07:00 | GB | 35714.9193
2018-06-21 08:00 | GB | 36594.9563
2018-06-21 09:00 | GB | 37058.4492
2018-06-21 10:00 | GB | 37947.4764
2018-06-21 11:00 | GB | 38727.6227
2018-06-21 12:00 | GB | 38003.4152
2018-06-21 13:00 | GB | 37415.059
2018-06-21 14:00 | GB | 36671.8722
2018-06-21 15:00 | GB | 37122.3792
2018-06-21 16:00 | GB | 37723.7212
2018-06-21 17:00 | GB | 37174.3224
2018-06-21 18:00 | GB | 36574.9782
2018-06-21 19:00 | GB | 35295.3784
2018-06-21 20:00 | GB | 33608.2245
2018-06-21 21:00 | GB | 32660.2618
2018-06-21 22:00 | GB | 28797.4886
2018-06-21 23:00 | GB | 25274.3438
2018-06-22 | GB | 23294.5102
2018-06-22 01:00 | GB | 22585.2863
2018-06-22 02:00 | GB | 21906.0296
2018-06-22 03:00 | GB | 21767.1815
2018-06-22 04:00 | GB | 22112.8033
2018-06-22 05:00 | GB | 27769.6134
2018-06-22 06:00 | GB | 33695.1295
2018-06-22 07:00 | GB | 36293.2864
2018-06-22 08:00 | GB | 36819.7104
2018-06-22 09:00 | GB | 37300.1847
2018-06-22 10:00 | GB | 38132.2742
2018-06-22 11:00 | GB | 38449.9266
2018-06-22 12:00 | GB | 37801.636
2018-06-22 13:00 | GB | 37026.4842
2018-06-22 14:00 | GB | 35834.7882
2018-06-22 15:00 | GB | 36005.6012
2018-06-22 16:00 | GB | 36605.9443
2018-06-22 17:00 | GB | 36030.5739
2018-06-22 18:00 | GB | 35178.5063
2018-06-22 19:00 | GB | 33968.83
2018-06-22 20:00 | GB | 32466.4739
2018-06-22 21:00 | GB | 31725.2849
2018-06-22 22:00 | GB | 29303.9345
2018-06-22 23:00 | GB | 25899.6596
2018-06-23 | GB | 24224.4926
2018-06-23 01:00 | GB | 22593.2775
2018-06-23 02:00 | GB | 21499.4744
2018-06-23 03:00 | GB | 21075.9379
2018-06-23 04:00 | GB | 21087.9248
2018-06-23 05:00 | GB | 23316.4862
2018-06-23 06:00 | GB | 27451.961
2018-06-23 07:00 | GB | 30546.5747
2018-06-23 08:00 | GB | 32673.2476
2018-06-23 09:00 | GB | 33700.124
2018-06-23 10:00 | GB | 33856.9524
2018-06-23 11:00 | GB | 33457.3896
2018-06-23 12:00 | GB | 33257.6082
2018-06-23 13:00 | GB | 32392.5548
2018-06-23 14:00 | GB | 31712.2991
2018-06-23 15:00 | GB | 32082.8936
2018-06-23 16:00 | GB | 32943.9514
2018-06-23 17:00 | GB | 33042.8432
2018-06-23 18:00 | GB | 32581.3482
2018-06-23 19:00 | GB | 31357.6872
2018-06-23 20:00 | GB | 30560.5594
2018-06-23 21:00 | GB | 30476.6512
2018-06-23 22:00 | GB | 28113.2374
2018-06-23 23:00 | GB | 25492.1055
2018-06-24 | GB | 23584.1932
2018-06-24 01:00 | GB | 22285.6142
2018-06-24 02:00 | GB | 21559.4088
2018-06-24 03:00 | GB | 20678.3729
2018-06-24 04:00 | GB | 19993.1227
2018-06-24 05:00 | GB | 21205.7958
2018-06-24 06:00 | GB | 23617.1572
2018-06-24 07:00 | GB | 27576.8243
2018-06-24 08:00 | GB | 30226.9245
2018-06-24 09:00 | GB | 31948.0412
2018-06-24 10:00 | GB | 32911.9864
2018-06-24 11:00 | GB | 33595.2388
2018-06-24 12:00 | GB | 33054.8301
2018-06-24 13:00 | GB | 32106.8674
2018-06-24 14:00 | GB | 31378.6642
2018-06-24 15:00 | GB | 31642.3757
2018-06-24 16:00 | GB | 32926.97
2018-06-24 17:00 | GB | 33306.5546
2018-06-24 18:00 | GB | 33216.653
2018-06-24 19:00 | GB | 32569.3613
2018-06-24 20:00 | GB | 31387.6544
2018-06-24 21:00 | GB | 31065.0074
2018-06-24 22:00 | GB | 28487.8275
2018-06-24 23:00 | GB | 24931.7187
2018-06-25 | GB | 23055.7715
2018-06-25 01:00 | GB | 22410.4776
2018-06-25 02:00 | GB | 21779.1684
2018-06-25 03:00 | GB | 21636.3247
2018-06-25 04:00 | GB | 21900.0361
2018-06-25 05:00 | GB | 27154.2867
2018-06-25 06:00 | GB | 32898.0017
2018-06-25 07:00 | GB | 36364.2088
2018-06-25 08:00 | GB | 37626.8272
2018-06-25 09:00 | GB | 37910.5168
2018-06-25 10:00 | GB | 39020.3024
2018-06-25 11:00 | GB | 39670.5909
2018-06-25 12:00 | GB | 39575.6947
2018-06-25 13:00 | GB | 39421.863
2018-06-25 14:00 | GB | 38725.6249
2018-06-25 15:00 | GB | 39001.3232
2018-06-25 16:00 | GB | 39284.0139
2018-06-25 17:00 | GB | 38412.967
2018-06-25 18:00 | GB | 37580.8775
2018-06-25 19:00 | GB | 36239.3455
2018-06-25 20:00 | GB | 34860.8539
2018-06-25 21:00 | GB | 33843.9666
2018-06-25 22:00 | GB | 30452.6775
2018-06-25 23:00 | GB | 26517.983
2018-06-26 | GB | 24702.969
2018-06-26 01:00 | GB | 23944.7987
2018-06-26 02:00 | GB | 23013.8174
2018-06-26 03:00 | GB | 22772.0819
2018-06-26 04:00 | GB | 22875.9682
2018-06-26 05:00 | GB | 27064.3851
2018-06-26 06:00 | GB | 33778.0387
2018-06-26 07:00 | GB | 36980.5344
2018-06-26 08:00 | GB | 38184.2173
2018-06-26 09:00 | GB | 38955.3735
2018-06-26 10:00 | GB | 39935.3012
2018-06-26 11:00 | GB | 40437.7514
2018-06-26 12:00 | GB | 40344.8531
2018-06-26 13:00 | GB | 40032.1952
2018-06-26 14:00 | GB | 39313.9811
2018-06-26 15:00 | GB | 39782.4684
2018-06-26 16:00 | GB | 39901.3384
2018-06-26 17:00 | GB | 38785.5593
2018-06-26 18:00 | GB | 37835.5988
2018-06-26 19:00 | GB | 36471.0919
2018-06-26 20:00 | GB | 35203.479
2018-06-26 21:00 | GB | 34065.7239
2018-06-26 22:00 | GB | 30780.319
2018-06-26 23:00 | GB | 26748.7305
2018-06-27 | GB | 24866.7898
2018-06-27 01:00 | GB | 23776.9823
2018-06-27 02:00 | GB | 23228.5824
2018-06-27 03:00 | GB | 23025.8043
2018-06-27 04:00 | GB | 22791.0611
2018-06-27 05:00 | GB | 27200.2364
2018-06-27 06:00 | GB | 33444.4038
2018-06-27 07:00 | GB | 36901.6208
2018-06-27 08:00 | GB | 37954.4687
2018-06-27 09:00 | GB | 37574.8841
2018-06-27 10:00 | GB | 38156.2479
2018-06-27 11:00 | GB | 38800.5429
2018-06-27 12:00 | GB | 38420.9583
2018-06-27 13:00 | GB | 37937.4873
2018-06-27 14:00 | GB | 37767.6731
2018-06-27 15:00 | GB | 39245.0565
2018-06-27 16:00 | GB | 39446.8357
2018-06-27 17:00 | GB | 38643.7145
2018-06-27 18:00 | GB | 37694.7529
2018-06-27 19:00 | GB | 36458.1061
2018-06-27 20:00 | GB | 34714.0146
2018-06-27 21:00 | GB | 33579.2562
2018-06-27 22:00 | GB | 30571.5474
2018-06-27 23:00 | GB | 26874.5928
2018-06-28 | GB | 24614.0663
2018-06-28 01:00 | GB | 23777.9812
2018-06-28 02:00 | GB | 23377.4195
2018-06-28 03:00 | GB | 23278.5277
2018-06-28 04:00 | GB | 22726.1322
2018-06-28 05:00 | GB | 27683.7074
2018-06-28 06:00 | GB | 33593.2409
2018-06-28 07:00 | GB | 36877.647
2018-06-28 08:00 | GB | 36829.6995
2018-06-28 09:00 | GB | 36700.8405
2018-06-28 10:00 | GB | 38237.1594
2018-06-28 11:00 | GB | 39048.2718
2018-06-28 12:00 | GB | 37904.5234
2018-06-28 13:00 | GB | 37696.7507
2018-06-28 14:00 | GB | 37552.9081
2018-06-28 15:00 | GB | 39103.2117
2018-06-28 16:00 | GB | 39613.6532
2018-06-28 17:00 | GB | 38728.6216
2018-06-28 18:00 | GB | 37246.2437
2018-06-28 19:00 | GB | 35644.9958
2018-06-28 20:00 | GB | 33738.0825
2018-06-28 21:00 | GB | 33345.512
2018-06-28 22:00 | GB | 30500.625
2018-06-28 23:00 | GB | 27057.3927
2018-06-29 | GB | 24909.7428
2018-06-29 01:00 | GB | 24024.7112
2018-06-29 02:00 | GB | 23347.4523
2018-06-29 03:00 | GB | 23006.825
2018-06-29 04:00 | GB | 23235.5747
2018-06-29 05:00 | GB | 28164.1816
2018-06-29 06:00 | GB | 33282.5809
2018-06-29 07:00 | GB | 36104.493
2018-06-29 08:00 | GB | 37213.2798
2018-06-29 09:00 | GB | 37724.7201
2018-06-29 10:00 | GB | 38518.8511
2018-06-29 11:00 | GB | 39067.2511
2018-06-29 12:00 | GB | 38959.3691
2018-06-29 13:00 | GB | 38123.284
2018-06-29 14:00 | GB | 37223.2688
2018-06-29 15:00 | GB | 37370.1081
2018-06-29 16:00 | GB | 37576.8819
2018-06-29 17:00 | GB | 36457.1072
2018-06-29 18:00 | GB | 35903.7127
2018-06-29 19:00 | GB | 34206.5698
2018-06-29 20:00 | GB | 32726.1897
2018-06-29 21:00 | GB | 31484.5484
2018-06-29 22:00 | GB | 30393.742
2018-06-29 23:00 | GB | 26915.5479
2018-06-30 | GB | 24868.7876
2018-06-30 01:00 | GB | 23687.0807
2018-06-30 02:00 | GB | 22845.0021
2018-06-30 03:00 | GB | 22385.5049
2018-06-30 04:00 | GB | 22164.7465
2018-06-30 05:00 | GB | 24490.2019
2018-06-30 06:00 | GB | 28057.2986
2018-06-30 07:00 | GB | 31430.6074
2018-06-30 08:00 | GB | 33334.524
2018-06-30 09:00 | GB | 34272.4977
2018-06-30 10:00 | GB | 34721.0069
2018-06-30 11:00 | GB | 34714.0146
2018-06-30 12:00 | GB | 34529.2168
2018-06-30 13:00 | GB | 33335.523
2018-06-30 14:00 | GB | 32218.745
2018-06-30 15:00 | GB | 32713.2039
2018-06-30 16:00 | GB | 33933.8682
2018-06-30 17:00 | GB | 33618.2136
2018-06-30 18:00 | GB | 33157.7175
2018-06-30 19:00 | GB | 32113.8597
2018-06-30 20:00 | GB | 31336.7101
2018-06-30 21:00 | GB | 31721.2893
2018-06-30 22:00 | GB | 29028.2362
2018-06-30 23:00 | GB | 26842.6277
2018-07-01 | GB | 24295.415
2018-07-01 01:00 | GB | 22822.0272
2018-07-01 02:00 | GB | 21586.3793
2018-07-01 03:00 | GB | 20864.1696
2018-07-01 04:00 | GB | 19954.1654
2018-07-01 05:00 | GB | 21077.9357
2018-07-01 06:00 | GB | 23467.3211
2018-07-01 07:00 | GB | 27332.0921
2018-07-01 08:00 | GB | 31270.7823
2018-07-01 09:00 | GB | 33357.4989
2018-07-01 10:00 | GB | 34681.0506
2018-07-01 11:00 | GB | 35110.5806
2018-07-01 12:00 | GB | 34780.9413
2018-07-01 13:00 | GB | 34100.6857
2018-07-01 14:00 | GB | 33668.159
2018-07-01 15:00 | GB | 34194.5829
2018-07-01 16:00 | GB | 35294.3795
2018-07-01 17:00 | GB | 35595.0505
2018-07-01 18:00 | GB | 35119.5708
2018-07-01 19:00 | GB | 34348.4146
2018-07-01 20:00 | GB | 33613.2191
2018-07-01 21:00 | GB | 33178.6946
2018-07-01 22:00 | GB | 29645.5607
2018-07-01 23:00 | GB | 26531.9677
2018-07-02 | GB | 25160.4684
2018-07-02 01:00 | GB | 24152.5713
2018-07-02 02:00 | GB | 22699.1617
2018-07-02 03:00 | GB | 22460.4229
2018-07-02 04:00 | GB | 23482.3047
2018-07-02 05:00 | GB | 28994.2733
2018-07-02 06:00 | GB | 33886.9196
2018-07-02 07:00 | GB | 37059.4481
2018-07-02 08:00 | GB | 38515.8544
2018-07-02 09:00 | GB | 38282.1102
2018-07-02 10:00 | GB | 39178.1297
2018-07-02 11:00 | GB | 39715.5417
2018-07-02 12:00 | GB | 39321.9723
2018-07-02 13:00 | GB | 38689.6642
2018-07-02 14:00 | GB | 37996.4228
2018-07-02 15:00 | GB | 39323.9702
2018-07-02 16:00 | GB | 39919.3187
2018-07-02 17:00 | GB | 39406.8794
2018-07-02 18:00 | GB | 38154.2501
2018-07-02 19:00 | GB | 36603.9465
2018-07-02 20:00 | GB | 34884.8276
2018-07-02 21:00 | GB | 33224.6443
2018-07-02 22:00 | GB | 30641.4709
2018-07-02 23:00 | GB | 27614.7828
2018-07-03 | GB | 25689.8891
2018-07-03 01:00 | GB | 24774.8903
2018-07-03 02:00 | GB | 23301.5026
2018-07-03 03:00 | GB | 23088.7354
2018-07-03 04:00 | GB | 23817.9375
2018-07-03 05:00 | GB | 28889.3881
2018-07-03 06:00 | GB | 32833.0728
2018-07-03 07:00 | GB | 36421.1465
2018-07-03 08:00 | GB | 36891.6317
2018-07-03 09:00 | GB | 37776.6633
2018-07-03 10:00 | GB | 38668.6872
2018-07-03 11:00 | GB | 38938.3921
2018-07-03 12:00 | GB | 38355.0304
2018-07-03 13:00 | GB | 38002.4163
2018-07-03 14:00 | GB | 37740.7026
2018-07-03 15:00 | GB | 38670.685
2018-07-03 16:00 | GB | 39418.8663
2018-07-03 17:00 | GB | 38646.7112
2018-07-03 18:00 | GB | 37191.3038
2018-07-03 19:00 | GB | 35542.1084
2018-07-03 20:00 | GB | 33696.1284
2018-07-03 21:00 | GB | 32801.1077
2018-07-03 22:00 | GB | 30987.0927
2018-07-03 23:00 | GB | 27304.1227
2018-07-04 | GB | 25071.5657
2018-07-04 01:00 | GB | 24338.368
2018-07-04 02:00 | GB | 23801.955
2018-07-04 03:00 | GB | 23530.2523
2018-07-04 04:00 | GB | 23658.1124
2018-07-04 05:00 | GB | 28791.4952
2018-07-04 06:00 | GB | 32872.0301
2018-07-04 07:00 | GB | 36490.0711
2018-07-04 08:00 | GB | 37334.1475
2018-07-04 09:00 | GB | 37802.6349
2018-07-04 10:00 | GB | 38747.6008
2018-07-04 11:00 | GB | 38988.3374
2018-07-04 12:00 | GB | 38663.6927
2018-07-04 13:00 | GB | 38117.2906
2018-07-04 14:00 | GB | 37910.5168
2018-07-04 15:00 | GB | 38565.7998
2018-07-04 16:00 | GB | 39608.6586
2018-07-04 17:00 | GB | 38766.5801
2018-07-04 18:00 | GB | 37874.5562
2018-07-04 19:00 | GB | 36561.9924
2018-07-04 20:00 | GB | 35464.1937
2018-07-04 21:00 | GB | 33578.2573
2018-07-04 22:00 | GB | 31257.7965
2018-07-04 23:00 | GB | 28298.0352
2018-07-05 | GB | 27080.3676
2018-07-05 01:00 | GB | 26157.3776
2018-07-05 02:00 | GB | 25698.8793
2018-07-05 03:00 | GB | 25422.182
2018-07-05 04:00 | GB | 24524.1647
2018-07-05 05:00 | GB | 28771.5171
2018-07-05 06:00 | GB | 34392.3665
2018-07-05 07:00 | GB | 38013.4042
2018-07-05 08:00 | GB | 38766.5801
2018-07-05 09:00 | GB | 39333.9592
2018-07-05 10:00 | GB | 40104.1165
2018-07-05 11:00 | GB | 40543.6355
2018-07-05 12:00 | GB | 40639.5306
2018-07-05 13:00 | GB | 40180.0334
2018-07-05 14:00 | GB | 39294.0029
2018-07-05 15:00 | GB | 40129.0892
2018-07-05 16:00 | GB | 40140.0771
2018-07-05 17:00 | GB | 39128.1844
2018-07-05 18:00 | GB | 38429.9484
2018-07-05 19:00 | GB | 37111.3912
2018-07-05 20:00 | GB | 35242.4363
2018-07-05 21:00 | GB | 34002.7928
2018-07-05 22:00 | GB | 31657.3593
2018-07-05 23:00 | GB | 27854.5205
2018-07-06 | GB | 26202.3284
2018-07-06 01:00 | GB | 25151.4783
2018-07-06 02:00 | GB | 24491.2008
2018-07-06 03:00 | GB | 24352.3527
2018-07-06 04:00 | GB | 24477.2161
2018-07-06 05:00 | GB | 29687.5147
2018-07-06 06:00 | GB | 34588.1523
2018-07-06 07:00 | GB | 37917.5092
2018-07-06 08:00 | GB | 38953.3757
2018-07-06 09:00 | GB | 39190.1166
2018-07-06 10:00 | GB | 39501.7756
2018-07-06 11:00 | GB | 40346.8509
2018-07-06 12:00 | GB | 39564.7067
2018-07-06 13:00 | GB | 38975.3516
2018-07-06 14:00 | GB | 38619.7407
2018-07-06 15:00 | GB | 39404.8816
2018-07-06 16:00 | GB | 39549.7231
2018-07-06 17:00 | GB | 38556.8096
2018-07-06 18:00 | GB | 37678.7704
2018-07-06 19:00 | GB | 36067.5335
2018-07-06 20:00 | GB | 33926.8759
2018-07-06 21:00 | GB | 32864.0389
2018-07-06 22:00 | GB | 31502.5287
2018-07-06 23:00 | GB | 28678.6187
2018-07-07 | GB | 26185.347
2018-07-07 01:00 | GB | 24933.7165
2018-07-07 02:00 | GB | 24036.6981
2018-07-07 03:00 | GB | 23206.6064
2018-07-07 04:00 | GB | 23017.813
2018-07-07 05:00 | GB | 25083.5526
2018-07-07 06:00 | GB | 29088.1706
2018-07-07 07:00 | GB | 32912.9853
2018-07-07 08:00 | GB | 34400.3578
2018-07-07 09:00 | GB | 35777.8505
2018-07-07 10:00 | GB | 36386.1848
2018-07-07 11:00 | GB | 36703.8372
2018-07-07 12:00 | GB | 35460.198
2018-07-07 13:00 | GB | 34458.2944
2018-07-07 14:00 | GB | 33345.512
2018-07-07 15:00 | GB | 33798.0169
2018-07-07 16:00 | GB | 34751.973
2018-07-07 17:00 | GB | 34611.1271
2018-07-07 18:00 | GB | 34648.0867
2018-07-07 19:00 | GB | 33384.4694
2018-07-07 20:00 | GB | 32441.5012
2018-07-07 21:00 | GB | 32801.1077
2018-07-07 22:00 | GB | 30554.566
2018-07-07 23:00 | GB | 27758.6254
2018-07-08 | GB | 26001.5481
2018-07-08 01:00 | GB | 24842.816
2018-07-08 02:00 | GB | 23182.6326
2018-07-08 03:00 | GB | 22267.6339
2018-07-08 04:00 | GB | 21769.1793
2018-07-08 05:00 | GB | 22963.872
2018-07-08 06:00 | GB | 25242.3788
2018-07-08 07:00 | GB | 29163.0886
2018-07-08 08:00 | GB | 32014.968
2018-07-08 09:00 | GB | 33984.8125
2018-07-08 10:00 | GB | 35003.6976
2018-07-08 11:00 | GB | 35580.0669
2018-07-08 12:00 | GB | 35389.2757
2018-07-08 13:00 | GB | 34683.0484
2018-07-08 14:00 | GB | 34069.7196
2018-07-08 15:00 | GB | 34288.4802
2018-07-08 16:00 | GB | 35002.6987
2018-07-08 17:00 | GB | 35180.5041
2018-07-08 18:00 | GB | 34961.7435
2018-07-08 19:00 | GB | 34246.5261
2018-07-08 20:00 | GB | 33559.2781
2018-07-08 21:00 | GB | 33083.7984
2018-07-08 22:00 | GB | 30376.7605
2018-07-08 23:00 | GB | 27166.2736
2018-07-09 | GB | 25242.3788
2018-07-09 01:00 | GB | 24228.4882
2018-07-09 02:00 | GB | 23602.1736
2018-07-09 03:00 | GB | 23736.0271
2018-07-09 04:00 | GB | 24251.4631
2018-07-09 05:00 | GB | 29286.9531
2018-07-09 06:00 | GB | 34529.2168
2018-07-09 07:00 | GB | 38312.0774
2018-07-09 08:00 | GB | 39455.8259
2018-07-09 09:00 | GB | 40104.1165
2018-07-09 10:00 | GB | 40733.4279
2018-07-09 11:00 | GB | 41942.1053
2018-07-09 12:00 | GB | 41121.0038
2018-07-09 13:00 | GB | 40523.6574
2018-07-09 14:00 | GB | 40382.8115
2018-07-09 15:00 | GB | 40487.6968
2018-07-09 16:00 | GB | 40711.4519
2018-07-09 17:00 | GB | 39676.5843
2018-07-09 18:00 | GB | 38663.6927
2018-07-09 19:00 | GB | 37243.247
2018-07-09 20:00 | GB | 35747.8832
2018-07-09 21:00 | GB | 34762.961
2018-07-09 22:00 | GB | 31133.932
2018-07-09 23:00 | GB | 28252.0854
2018-07-10 | GB | 25868.6935
2018-07-10 01:00 | GB | 25045.5941
2018-07-10 02:00 | GB | 24410.2893
2018-07-10 03:00 | GB | 24449.2467
2018-07-10 04:00 | GB | 24418.2806
2018-07-10 05:00 | GB | 28592.7127
2018-07-10 06:00 | GB | 34288.4802
2018-07-10 07:00 | GB | 37837.5966
2018-07-10 08:00 | GB | 38786.5582
2018-07-10 09:00 | GB | 39027.2948
2018-07-10 10:00 | GB | 40136.0815
2018-07-10 11:00 | GB | 40482.7022
2018-07-10 12:00 | GB | 40265.9394
2018-07-10 13:00 | GB | 39797.4521
2018-07-10 14:00 | GB | 38994.3309
2018-07-10 15:00 | GB | 39588.6805
2018-07-10 16:00 | GB | 39870.3723
2018-07-10 17:00 | GB | 39853.3908
2018-07-10 18:00 | GB | 38977.3494
2018-07-10 19:00 | GB | 36528.0296
2018-07-10 20:00 | GB | 35693.9423
2018-07-10 21:00 | GB | 35432.2287
2018-07-10 22:00 | GB | 30884.2053
2018-07-10 23:00 | GB | 28221.1193
2018-07-11 | GB | 26319.2005
2018-07-11 01:00 | GB | 25232.3897
2018-07-11 02:00 | GB | 24466.2281
2018-07-11 03:00 | GB | 24292.4183
2018-07-11 04:00 | GB | 25232.3897
2018-07-11 05:00 | GB | 29497.7224
2018-07-11 06:00 | GB | 34511.2364
2018-07-11 07:00 | GB | 38063.3496
2018-07-11 08:00 | GB | 39051.2686
2018-07-11 09:00 | GB | 39554.7177
2018-07-11 10:00 | GB | 40387.8061
2018-07-11 11:00 | GB | 40458.7285
2018-07-11 12:00 | GB | 39764.4881
2018-07-11 13:00 | GB | 39167.1418
2018-07-11 14:00 | GB | 38474.8992
2018-07-11 15:00 | GB | 39260.0401
2018-07-11 16:00 | GB | 39812.4357
2018-07-11 17:00 | GB | 39323.9702
2018-07-11 18:00 | GB | 36471.0919
2018-07-11 19:00 | GB | 34507.2408
2018-07-11 20:00 | GB | 32722.1941
2018-07-11 21:00 | GB | 34226.548
2018-07-11 22:00 | GB | 31040.0348
2018-07-11 23:00 | GB | 28344.9838
2018-07-12 | GB | 26363.1524
2018-07-12 01:00 | GB | 24533.1549
2018-07-12 02:00 | GB | 23899.8478
2018-07-12 03:00 | GB | 23519.2643
2018-07-12 04:00 | GB | 24069.662
2018-07-12 05:00 | GB | 28202.1401
2018-07-12 06:00 | GB | 33883.9229
2018-07-12 07:00 | GB | 37116.3858
2018-07-12 08:00 | GB | 38917.415
2018-07-12 09:00 | GB | 39094.2216
2018-07-12 10:00 | GB | 39969.264
2018-07-12 11:00 | GB | 40224.9842
2018-07-12 12:00 | GB | 40160.0553
2018-07-12 13:00 | GB | 38547.8194
2018-07-12 14:00 | GB | 38447.9288
2018-07-12 15:00 | GB | 39751.5023
2018-07-12 16:00 | GB | 40219.9897
2018-07-12 17:00 | GB | 39075.2423
2018-07-12 18:00 | GB | 37942.4818
2018-07-12 19:00 | GB | 36709.8306
2018-07-12 20:00 | GB | 35804.8209
2018-07-12 21:00 | GB | 34490.2594
2018-07-12 22:00 | GB | 31428.6096
2018-07-12 23:00 | GB | 28395.9281
2018-07-13 | GB | 26214.3153
2018-07-13 01:00 | GB | 25106.5274
2018-07-13 02:00 | GB | 24332.3746
2018-07-13 03:00 | GB | 24369.3341
2018-07-13 04:00 | GB | 24318.3899
2018-07-13 05:00 | GB | 28705.5892
2018-07-13 06:00 | GB | 34288.4802
2018-07-13 07:00 | GB | 37710.7354
2018-07-13 08:00 | GB | 38206.1933
2018-07-13 09:00 | GB | 38434.943
2018-07-13 10:00 | GB | 39266.0336
2018-07-13 11:00 | GB | 39208.0969
2018-07-13 12:00 | GB | 38847.4915
2018-07-13 13:00 | GB | 38382.0009
2018-07-13 14:00 | GB | 37600.8557
2018-07-13 15:00 | GB | 37624.8294
2018-07-13 16:00 | GB | 37927.4982
2018-07-13 17:00 | GB | 37349.1311
2018-07-13 18:00 | GB | 36585.9662
2018-07-13 19:00 | GB | 35195.4877
2018-07-13 20:00 | GB | 33780.0365
2018-07-13 21:00 | GB | 33544.2945
2018-07-13 22:00 | GB | 30809.2873
2018-07-13 23:00 | GB | 27594.8047
2018-07-14 | GB | 25354.2564
2018-07-14 01:00 | GB | 24016.72
2018-07-14 02:00 | GB | 23059.7671
2018-07-14 03:00 | GB | 22397.4918
2018-07-14 04:00 | GB | 22318.5781
2018-07-14 05:00 | GB | 24375.3276
2018-07-14 06:00 | GB | 28718.575
2018-07-14 07:00 | GB | 31943.0467
2018-07-14 08:00 | GB | 34261.5097
2018-07-14 09:00 | GB | 35262.4145
2018-07-14 10:00 | GB | 35796.8297
2018-07-14 11:00 | GB | 35896.7204
2018-07-14 12:00 | GB | 35416.2461
2018-07-14 13:00 | GB | 34259.5119
2018-07-14 14:00 | GB | 33396.4563
2018-07-14 15:00 | GB | 33538.3011
2018-07-14 16:00 | GB | 34368.3927
2018-07-14 17:00 | GB | 34321.4441
2018-07-14 18:00 | GB | 33931.8704
2018-07-14 19:00 | GB | 32736.1788
2018-07-14 20:00 | GB | 31932.0587
2018-07-14 21:00 | GB | 32161.8073
2018-07-14 22:00 | GB | 29907.2743
2018-07-14 23:00 | GB | 27507.8998
2018-07-15 | GB | 25204.4203
2018-07-15 01:00 | GB | 23690.0774
2018-07-15 02:00 | GB | 22882.9606
2018-07-15 03:00 | GB | 22537.3388
2018-07-15 04:00 | GB | 21476.4996
2018-07-15 05:00 | GB | 22642.224
2018-07-15 06:00 | GB | 25191.4345
2018-07-15 07:00 | GB | 28979.2897
2018-07-15 08:00 | GB | 31644.3735
2018-07-15 09:00 | GB | 33544.2945
2018-07-15 10:00 | GB | 34753.9708
2018-07-15 11:00 | GB | 35524.1281
2018-07-15 12:00 | GB | 35423.2385
2018-07-15 13:00 | GB | 34619.1184
2018-07-15 14:00 | GB | 33433.4158
2018-07-15 15:00 | GB | 33709.1142
2018-07-15 16:00 | GB | 34572.1698
2018-07-15 17:00 | GB | 34677.055
2018-07-15 18:00 | GB | 34950.7555
2018-07-15 19:00 | GB | 33840.9699
2018-07-15 20:00 | GB | 32883.0181
2018-07-15 21:00 | GB | 32771.1405
2018-07-15 22:00 | GB | 29861.3246
2018-07-15 23:00 | GB | 27190.2474
2018-07-16 | GB | 25049.5897
2018-07-16 01:00 | GB | 24359.345
2018-07-16 02:00 | GB | 23572.2064
2018-07-16 03:00 | GB | 23561.2184
2018-07-16 04:00 | GB | 24042.6915
2018-07-16 05:00 | GB | 28685.6111
2018-07-16 06:00 | GB | 34070.7185
2018-07-16 07:00 | GB | 37406.0688
2018-07-16 08:00 | GB | 38569.7954
2018-07-16 09:00 | GB | 39098.2172
2018-07-16 10:00 | GB | 39886.3548
2018-07-16 11:00 | GB | 40727.4344
2018-07-16 12:00 | GB | 40688.4771
2018-07-16 13:00 | GB | 40766.3918
2018-07-16 14:00 | GB | 39747.5067
2018-07-16 15:00 | GB | 40493.6902
2018-07-16 16:00 | GB | 41290.818
2018-07-16 17:00 | GB | 40232.9755
2018-07-16 18:00 | GB | 39103.2117
2018-07-16 19:00 | GB | 37422.0513
2018-07-16 20:00 | GB | 35942.6701
2018-07-16 21:00 | GB | 34554.1894
2018-07-16 22:00 | GB | 31016.061
2018-07-16 23:00 | GB | 27903.4669
2018-07-17 | GB | 26177.3557
2018-07-17 01:00 | GB | 24667.0084
2018-07-17 02:00 | GB | 24188.532
2018-07-17 03:00 | GB | 23860.8905
2018-07-17 04:00 | GB | 24492.1997
2018-07-17 05:00 | GB | 29196.0525
2018-07-17 06:00 | GB | 34073.7152
2018-07-17 07:00 | GB | 37404.071
2018-07-17 08:00 | GB | 38418.9605
2018-07-17 09:00 | GB | 38879.4566
2018-07-17 10:00 | GB | 39437.8455
2018-07-17 11:00 | GB | 39895.3449
2018-07-17 12:00 | GB | 39485.7931
2018-07-17 13:00 | GB | 39071.2467
2018-07-17 14:00 | GB | 38438.9386
2018-07-17 15:00 | GB | 39799.4499
2018-07-17 16:00 | GB | 40026.2017
2018-07-17 17:00 | GB | 39385.9024
2018-07-17 18:00 | GB | 37952.4709
2018-07-17 19:00 | GB | 36618.9301
2018-07-17 20:00 | GB | 35440.2199
2018-07-17 21:00 | GB | 34124.6594
2018-07-17 22:00 | GB | 30872.2184
2018-07-17 23:00 | GB | 27565.8364
2018-07-18 | GB | 25708.8683
2018-07-18 01:00 | GB | 24737.9308
2018-07-18 02:00 | GB | 24151.5724
2018-07-18 03:00 | GB | 24045.6883
2018-07-18 04:00 | GB | 24652.0248
2018-07-18 05:00 | GB | 29386.8438
2018-07-18 06:00 | GB | 34585.1556
2018-07-18 07:00 | GB | 37698.7485
2018-07-18 08:00 | GB | 39005.3188
2018-07-18 09:00 | GB | 39142.1691
2018-07-18 10:00 | GB | 39919.3187
2018-07-18 11:00 | GB | 40090.1318
2018-07-18 12:00 | GB | 39540.733
2018-07-18 13:00 | GB | 39100.215
2018-07-18 14:00 | GB | 38739.6096
2018-07-18 15:00 | GB | 39562.7089
2018-07-18 16:00 | GB | 40133.0848
2018-07-18 17:00 | GB | 39368.921
2018-07-18 18:00 | GB | 38038.3769
2018-07-18 19:00 | GB | 36843.6842
2018-07-18 20:00 | GB | 35665.9729
2018-07-18 21:00 | GB | 34465.2867
2018-07-18 22:00 | GB | 31249.8052
2018-07-18 23:00 | GB | 27706.6823
2018-07-19 | GB | 25787.782
2018-07-19 01:00 | GB | 24987.6575
2018-07-19 02:00 | GB | 24027.7079
2018-07-19 03:00 | GB | 24018.7178
2018-07-19 04:00 | GB | 24315.3931
2018-07-19 05:00 | GB | 28963.3072
2018-07-19 06:00 | GB | 34628.1086
2018-07-19 07:00 | GB | 37720.7245
2018-07-19 08:00 | GB | 38990.3352
2018-07-19 09:00 | GB | 39563.7078
2018-07-19 10:00 | GB | 40397.7951
2018-07-19 11:00 | GB | 41124.9994
2018-07-19 12:00 | GB | 40758.4005
2018-07-19 13:00 | GB | 40555.6224
2018-07-19 14:00 | GB | 39781.4695
2018-07-19 15:00 | GB | 40538.641
2018-07-19 16:00 | GB | 40611.5612
2018-07-19 17:00 | GB | 39423.8608
2018-07-19 18:00 | GB | 38481.8916
2018-07-19 19:00 | GB | 36558.9957
2018-07-19 20:00 | GB | 35374.292
2018-07-19 21:00 | GB | 34346.4168
2018-07-19 22:00 | GB | 30850.2424
2018-07-19 23:00 | GB | 27551.8517
2018-07-20 | GB | 25888.6716
2018-07-20 01:00 | GB | 25055.5832
2018-07-20 02:00 | GB | 24405.2948
2018-07-20 03:00 | GB | 24213.5046
2018-07-20 04:00 | GB | 24565.1199
2018-07-20 05:00 | GB | 28536.7739
2018-07-20 06:00 | GB | 34008.7862
2018-07-20 07:00 | GB | 37192.3027
2018-07-20 08:00 | GB | 38577.7867
2018-07-20 09:00 | GB | 39138.1735
2018-07-20 10:00 | GB | 39469.8106
2018-07-20 11:00 | GB | 39348.9428
2018-07-20 12:00 | GB | 38974.3527
2018-07-20 13:00 | GB | 37970.4512
2018-07-20 14:00 | GB | 37410.0644
2018-07-20 15:00 | GB | 37979.4414
2018-07-20 16:00 | GB | 38313.0763
2018-07-20 17:00 | GB | 37532.93
2018-07-20 18:00 | GB | 36552.0033
2018-07-20 19:00 | GB | 34961.7435
2018-07-20 20:00 | GB | 34054.736
2018-07-20 21:00 | GB | 33057.8268
2018-07-20 22:00 | GB | 30041.1278
2018-07-20 23:00 | GB | 27531.8735
2018-07-21 | GB | 25698.8793
2018-07-21 01:00 | GB | 24343.3625
2018-07-21 02:00 | GB | 23662.108
2018-07-21 03:00 | GB | 23361.437
2018-07-21 04:00 | GB | 22767.0874
2018-07-21 05:00 | GB | 24937.7122
2018-07-21 06:00 | GB | 28460.857
2018-07-21 07:00 | GB | 31515.5145
2018-07-21 08:00 | GB | 33510.3317
2018-07-21 09:00 | GB | 34196.5807
2018-07-21 10:00 | GB | 34279.49
2018-07-21 11:00 | GB | 34472.2791
2018-07-21 12:00 | GB | 34173.6059
2018-07-21 13:00 | GB | 33203.6672
2018-07-21 14:00 | GB | 32691.228
2018-07-21 15:00 | GB | 33386.4672
2018-07-21 16:00 | GB | 34433.3217
2018-07-21 17:00 | GB | 34449.3042
2018-07-21 18:00 | GB | 33780.0365
2018-07-21 19:00 | GB | 32606.3209
2018-07-21 20:00 | GB | 31870.1264
2018-07-21 21:00 | GB | 31625.3942
2018-07-21 22:00 | GB | 28474.8417
2018-07-21 23:00 | GB | 25901.6574
2018-07-22 | GB | 24702.969
2018-07-22 01:00 | GB | 23509.2752
2018-07-22 02:00 | GB | 22098.8186
2018-07-22 03:00 | GB | 21710.2438
2018-07-22 04:00 | GB | 21176.8275
2018-07-22 05:00 | GB | 22251.6514
2018-07-22 06:00 | GB | 25113.5198
2018-07-22 07:00 | GB | 28252.0854
2018-07-22 08:00 | GB | 31035.0402
2018-07-22 09:00 | GB | 33003.8858
2018-07-22 10:00 | GB | 34421.3348
2018-07-22 11:00 | GB | 35037.6604
2018-07-22 12:00 | GB | 34586.1545
2018-07-22 13:00 | GB | 33859.9491
2018-07-22 14:00 | GB | 33466.3798
2018-07-22 15:00 | GB | 33980.8168
2018-07-22 16:00 | GB | 34641.0943
2018-07-22 17:00 | GB | 34816.902
2018-07-22 18:00 | GB | 34504.2441
2018-07-22 19:00 | GB | 33673.1535
2018-07-22 20:00 | GB | 32946.9481
2018-07-22 21:00 | GB | 32673.2476
2018-07-22 22:00 | GB | 29663.541
2018-07-22 23:00 | GB | 26749.7294
2018-07-23 | GB | 25341.2706
2018-07-23 01:00 | GB | 23979.7604
2018-07-23 02:00 | GB | 23161.6556
2018-07-23 03:00 | GB | 23209.6031
2018-07-23 04:00 | GB | 23220.5911
2018-07-23 05:00 | GB | 28520.7914
2018-07-23 06:00 | GB | 33847.9622
2018-07-23 07:00 | GB | 37480.9868
2018-07-23 08:00 | GB | 38899.4347
2018-07-23 09:00 | GB | 40151.0651
2018-07-23 10:00 | GB | 40977.1612
2018-07-23 11:00 | GB | 41569.513
2018-07-23 12:00 | GB | 41277.8322
2018-07-23 13:00 | GB | 40753.406
2018-07-23 14:00 | GB | 40862.2869
2018-07-23 15:00 | GB | 40774.3831
2018-07-23 16:00 | GB | 40854.2956
2018-07-23 17:00 | GB | 40143.0739
2018-07-23 18:00 | GB | 38940.3899
2018-07-23 19:00 | GB | 37166.3311
2018-07-23 20:00 | GB | 35416.2461
2018-07-23 21:00 | GB | 34813.9052
2018-07-23 22:00 | GB | 31200.8588
2018-07-23 23:00 | GB | 28253.0844
2018-07-24 | GB | 26221.3076
2018-07-24 01:00 | GB | 25455.146
2018-07-24 02:00 | GB | 24798.8641
2018-07-24 03:00 | GB | 24829.8302
2018-07-24 04:00 | GB | 24589.0936
2018-07-24 05:00 | GB | 29124.1312
2018-07-24 06:00 | GB | 33110.7689
2018-07-24 07:00 | GB | 37284.2021
2018-07-24 08:00 | GB | 38794.5495
2018-07-24 09:00 | GB | 39165.1439
2018-07-24 10:00 | GB | 39709.5482
2018-07-24 11:00 | GB | 39865.3777
2018-07-24 12:00 | GB | 39421.863
2018-07-24 13:00 | GB | 38602.7593
2018-07-24 14:00 | GB | 38439.9375
2018-07-24 15:00 | GB | 39764.4881
2018-07-24 16:00 | GB | 40041.1853
2018-07-24 17:00 | GB | 39426.8576
2018-07-24 18:00 | GB | 38041.3736
2018-07-24 19:00 | GB | 36294.2854
2018-07-24 20:00 | GB | 35209.4724
2018-07-24 21:00 | GB | 34453.2998
2018-07-24 22:00 | GB | 31406.6336
2018-07-24 23:00 | GB | 28547.7619
2018-07-25 | GB | 25998.5514
2018-07-25 01:00 | GB | 24986.6586
2018-07-25 02:00 | GB | 24438.2587
2018-07-25 03:00 | GB | 24689.9832
2018-07-25 04:00 | GB | 24420.2784
2018-07-25 05:00 | GB | 27415.0014
2018-07-25 06:00 | GB | 32041.9384
2018-07-25 07:00 | GB | 37011.5005
2018-07-25 08:00 | GB | 38544.8227
2018-07-25 09:00 | GB | 38597.7648
2018-07-25 10:00 | GB | 38714.6369
2018-07-25 11:00 | GB | 39874.3679
2018-07-25 12:00 | GB | 39844.4007
2018-07-25 13:00 | GB | 39696.5624
2018-07-25 14:00 | GB | 38917.415
2018-07-25 15:00 | GB | 39887.3537
2018-07-25 16:00 | GB | 40312.888
2018-07-25 17:00 | GB | 39365.9242
2018-07-25 18:00 | GB | 38185.2162
2018-07-25 19:00 | GB | 36828.7006
2018-07-25 20:00 | GB | 35952.6592
2018-07-25 21:00 | GB | 34966.738
2018-07-25 22:00 | GB | 31787.2172
2018-07-25 23:00 | GB | 28708.5859
2018-07-26 | GB | 26103.4366
2018-07-26 01:00 | GB | 25132.499
2018-07-26 02:00 | GB | 24598.0838
2018-07-26 03:00 | GB | 24624.0554
2018-07-26 04:00 | GB | 25053.5854
2018-07-26 05:00 | GB | 27211.2244
2018-07-26 06:00 | GB | 32169.7985
2018-07-26 07:00 | GB | 37007.5049
2018-07-26 08:00 | GB | 39555.7166
2018-07-26 09:00 | GB | 39665.5963
2018-07-26 10:00 | GB | 40290.9121
2018-07-26 11:00 | GB | 40808.3459
2018-07-26 12:00 | GB | 40434.7547
2018-07-26 13:00 | GB | 39806.4422
2018-07-26 14:00 | GB | 39614.6521
2018-07-26 15:00 | GB | 40606.5667
2018-07-26 16:00 | GB | 41150.971
2018-07-26 17:00 | GB | 40280.923
2018-07-26 18:00 | GB | 38979.3473
2018-07-26 19:00 | GB | 36685.8569
2018-07-26 20:00 | GB | 35586.0603
2018-07-26 21:00 | GB | 34504.2441
2018-07-26 22:00 | GB | 31940.0499
2018-07-26 23:00 | GB | 28610.693
2018-07-27 | GB | 26550.9469
2018-07-27 01:00 | GB | 25645.9372
2018-07-27 02:00 | GB | 24965.6816
2018-07-27 03:00 | GB | 24838.8204
2018-07-27 04:00 | GB | 24943.7056
2018-07-27 05:00 | GB | 28397.9259
2018-07-27 06:00 | GB | 33088.7929
2018-07-27 07:00 | GB | 37814.6217
2018-07-27 08:00 | GB | 39550.722
2018-07-27 09:00 | GB | 39743.5111
2018-07-27 10:00 | GB | 40243.9635
2018-07-27 11:00 | GB | 41123.0016
2018-07-27 12:00 | GB | 40426.7634
2018-07-27 13:00 | GB | 39799.4499
2018-07-27 14:00 | GB | 39166.1429
2018-07-27 15:00 | GB | 39032.2893
2018-07-27 16:00 | GB | 38898.4358
2018-07-27 17:00 | GB | 38349.037
2018-07-27 18:00 | GB | 36654.8908
2018-07-27 19:00 | GB | 34573.1687
2018-07-27 20:00 | GB | 34003.7917
2018-07-27 21:00 | GB | 32634.2903
2018-07-27 22:00 | GB | 29558.6557
2018-07-27 23:00 | GB | 26774.7021
2018-07-28 | GB | 24438.2587
2018-07-28 01:00 | GB | 23331.4698
2018-07-28 02:00 | GB | 22037.8853
2018-07-28 03:00 | GB | 21875.0634
2018-07-28 04:00 | GB | 21194.8078
2018-07-28 05:00 | GB | 22469.4131
2018-07-28 06:00 | GB | 25687.8913
2018-07-28 07:00 | GB | 29809.3814
2018-07-28 08:00 | GB | 31278.7735
2018-07-28 09:00 | GB | 31842.1571
2018-07-28 10:00 | GB | 32112.8608
2018-07-28 11:00 | GB | 31977.0095
2018-07-28 12:00 | GB | 29402.8263
2018-07-28 13:00 | GB | 27282.1468
2018-07-28 14:00 | GB | 27998.3631
2018-07-28 15:00 | GB | 27632.7631
2018-07-28 16:00 | GB | 29183.0667
2018-07-28 17:00 | GB | 29872.3125
2018-07-28 18:00 | GB | 30303.8403
2018-07-28 19:00 | GB | 28950.3214
2018-07-28 20:00 | GB | 28641.6592
2018-07-28 21:00 | GB | 28003.3576
2018-07-28 22:00 | GB | 25087.5482
2018-07-28 23:00 | GB | 22364.5278
2018-07-29 | GB | 19496.666
2018-07-29 01:00 | GB | 18181.1055
2018-07-29 02:00 | GB | 17383.9778
2018-07-29 03:00 | GB | 17201.1778
2018-07-29 04:00 | GB | 16508.9353
2018-07-29 05:00 | GB | 17086.3035
2018-07-29 06:00 | GB | 18099.1951
2018-07-29 07:00 | GB | 22464.4185
2018-07-29 08:00 | GB | 28216.1248
2018-07-29 09:00 | GB | 30386.7496
2018-07-29 10:00 | GB | 32218.745
2018-07-29 11:00 | GB | 32843.0618
2018-07-29 12:00 | GB | 32584.3449
2018-07-29 13:00 | GB | 32464.4761
2018-07-29 14:00 | GB | 32595.3329
2018-07-29 15:00 | GB | 33289.5732
2018-07-29 16:00 | GB | 33929.8726
2018-07-29 17:00 | GB | 33810.0038
2018-07-29 18:00 | GB | 32660.2618
2018-07-29 19:00 | GB | 31769.2368
2018-07-29 20:00 | GB | 31567.4576
2018-07-29 21:00 | GB | 30530.5922
2018-07-29 22:00 | GB | 26793.6813
2018-07-29 23:00 | GB | 23204.6086
2018-07-30 | GB | 22175.7344
2018-07-30 01:00 | GB | 21700.2547
2018-07-30 02:00 | GB | 21168.8362
2018-07-30 03:00 | GB | 21288.7051
2018-07-30 04:00 | GB | 22283.6164
2018-07-30 05:00 | GB | 25354.2564
2018-07-30 06:00 | GB | 30259.8884
2018-07-30 07:00 | GB | 36018.587
2018-07-30 08:00 | GB | 38427.9506
2018-07-30 09:00 | GB | 38726.6238
2018-07-30 10:00 | GB | 39362.9275
2018-07-30 11:00 | GB | 39763.4892
2018-07-30 12:00 | GB | 39008.3156
2018-07-30 13:00 | GB | 38656.7003
2018-07-30 14:00 | GB | 37997.4217
2018-07-30 15:00 | GB | 38333.0545
2018-07-30 16:00 | GB | 38633.7254
2018-07-30 17:00 | GB | 38320.0687
2018-07-30 18:00 | GB | 37471.9967
2018-07-30 19:00 | GB | 36043.5597
2018-07-30 20:00 | GB | 35333.3369
2018-07-30 21:00 | GB | 33360.4956
2018-07-30 22:00 | GB | 29746.4503
2018-07-30 23:00 | GB | 25777.7929
2018-07-31 | GB | 24118.6085
2018-07-31 01:00 | GB | 23480.3069
2018-07-31 02:00 | GB | 22917.9223
2018-07-31 03:00 | GB | 22923.9157
2018-07-31 04:00 | GB | 23659.1113
2018-07-31 05:00 | GB | 27539.8648
2018-07-31 06:00 | GB | 32896.0039
2018-07-31 07:00 | GB | 36064.5368
2018-07-31 08:00 | GB | 37887.542
2018-07-31 09:00 | GB | 38097.3124
2018-07-31 10:00 | GB | 37931.4939
2018-07-31 11:00 | GB | 38815.5265
2018-07-31 12:00 | GB | 38350.0359
2018-07-31 13:00 | GB | 37149.3497
2018-07-31 14:00 | GB | 36788.7443
2018-07-31 15:00 | GB | 37815.6206
2018-07-31 16:00 | GB | 39493.7843
2018-07-31 17:00 | GB | 39329.9636
2018-07-31 18:00 | GB | 38193.2075
2018-07-31 19:00 | GB | 36543.0132
2018-07-31 20:00 | GB | 35303.3697
2018-07-31 21:00 | GB | 33268.5962
2018-07-31 22:00 | GB | 29230.0154
2018-07-31 23:00 | GB | 25769.8017
2018-08-01 | GB | 24019.7167
2018-08-01 01:00 | GB | 22894.9474
2018-08-01 02:00 | GB | 22409.4787
2018-08-01 03:00 | GB | 22388.5016
2018-08-01 04:00 | GB | 23147.6709
2018-08-01 05:00 | GB | 27071.3774
2018-08-01 06:00 | GB | 30260.8873
2018-08-01 07:00 | GB | 35357.3106
2018-08-01 08:00 | GB | 36936.5825
2018-08-01 09:00 | GB | 37447.024
2018-08-01 10:00 | GB | 37883.5463
2018-08-01 11:00 | GB | 38370.014
2018-08-01 12:00 | GB | 37911.5157
2018-08-01 13:00 | GB | 37610.8447
2018-08-01 14:00 | GB | 36886.6372
2018-08-01 15:00 | GB | 37682.766
2018-08-01 16:00 | GB | 38501.8697
2018-08-01 17:00 | GB | 38471.9025
2018-08-01 18:00 | GB | 37785.6534
2018-08-01 19:00 | GB | 36219.3673
2018-08-01 20:00 | GB | 35671.9663
2018-08-01 21:00 | GB | 33312.5481
2018-08-01 22:00 | GB | 29373.858
2018-08-01 23:00 | GB | 26041.5044
2018-08-02 | GB | 24274.4379
2018-08-02 01:00 | GB | 23294.5102
2018-08-02 02:00 | GB | 22549.3256
2018-08-02 03:00 | GB | 22794.0578
2018-08-02 04:00 | GB | 23138.6807
2018-08-02 05:00 | GB | 26684.8004
2018-08-02 06:00 | GB | 30886.2031
2018-08-02 07:00 | GB | 35235.444
2018-08-02 08:00 | GB | 37176.3202
2018-08-02 09:00 | GB | 37662.7879
2018-08-02 10:00 | GB | 38172.2304
2018-08-02 11:00 | GB | 39079.2379
2018-08-02 12:00 | GB | 38564.8009
2018-08-02 13:00 | GB | 38690.6631
2018-08-02 14:00 | GB | 38662.6937
2018-08-02 15:00 | GB | 38939.391
2018-08-02 16:00 | GB | 39871.3712
2018-08-02 17:00 | GB | 39342.9494
2018-08-02 18:00 | GB | 38067.3452
2018-08-02 19:00 | GB | 36219.3673
2018-08-02 20:00 | GB | 35928.6854
2018-08-02 21:00 | GB | 34323.4419
2018-08-02 22:00 | GB | 31206.8522
2018-08-02 23:00 | GB | 27553.8495
2018-08-03 | GB | 25830.735
2018-08-03 01:00 | GB | 24837.8215
2018-08-03 02:00 | GB | 24073.6577
2018-08-03 03:00 | GB | 23954.7877
2018-08-03 04:00 | GB | 24013.7232
2018-08-03 05:00 | GB | 25795.7732
2018-08-03 06:00 | GB | 30040.1289
2018-08-03 07:00 | GB | 35548.1019
2018-08-03 08:00 | GB | 38055.3583
2018-08-03 09:00 | GB | 38502.8686
2018-08-03 10:00 | GB | 38944.3855
2018-08-03 11:00 | GB | 39727.5286
2018-08-03 12:00 | GB | 38893.4413
2018-08-03 13:00 | GB | 38116.2916
2018-08-03 14:00 | GB | 37521.942
2018-08-03 15:00 | GB | 37837.5966
2018-08-03 16:00 | GB | 37706.7398
2018-08-03 17:00 | GB | 37059.4481
2018-08-03 18:00 | GB | 34983.7194
2018-08-03 19:00 | GB | 32734.181
2018-08-03 20:00 | GB | 33643.1863
2018-08-03 21:00 | GB | 32295.6608
2018-08-03 22:00 | GB | 30430.7015
2018-08-03 23:00 | GB | 27677.7139
2018-08-04 | GB | 25910.6475
2018-08-04 01:00 | GB | 24402.298
2018-08-04 02:00 | GB | 23435.3561
2018-08-04 03:00 | GB | 23099.7234
2018-08-04 04:00 | GB | 22674.189
2018-08-04 05:00 | GB | 24442.2543
2018-08-04 06:00 | GB | 27854.5205
2018-08-04 07:00 | GB | 31882.1133
2018-08-04 08:00 | GB | 33633.1972
2018-08-04 09:00 | GB | 34719.0091
2018-08-04 10:00 | GB | 34883.8287
2018-08-04 11:00 | GB | 34861.8528
2018-08-04 12:00 | GB | 34212.5633
2018-08-04 13:00 | GB | 33420.43
2018-08-04 14:00 | GB | 32388.5592
2018-08-04 15:00 | GB | 32380.5679
2018-08-04 16:00 | GB | 33923.8791
2018-08-04 17:00 | GB | 33995.8004
2018-08-04 18:00 | GB | 33320.5393
2018-08-04 19:00 | GB | 32039.9406
2018-08-04 20:00 | GB | 32284.6728
2018-08-04 21:00 | GB | 31445.591
2018-08-04 22:00 | GB | 28990.2777
2018-08-04 23:00 | GB | 26596.8966
2018-08-05 | GB | 24780.8838
2018-08-05 01:00 | GB | 23222.5889
2018-08-05 02:00 | GB | 21943.988
2018-08-05 03:00 | GB | 21564.4034
2018-08-05 04:00 | GB | 21444.5345
2018-08-05 05:00 | GB | 21886.0514
2018-08-05 06:00 | GB | 25160.4684
2018-08-05 07:00 | GB | 27957.4079
2018-08-05 08:00 | GB | 30520.6031
2018-08-05 09:00 | GB | 32340.6116
2018-08-05 10:00 | GB | 33421.4289
2018-08-05 11:00 | GB | 34159.6212
2018-08-05 12:00 | GB | 33767.0508
2018-08-05 13:00 | GB | 33291.571
2018-08-05 14:00 | GB | 32955.9383
2018-08-05 15:00 | GB | 33401.4508
2018-08-05 16:00 | GB | 34093.6933
2018-08-05 17:00 | GB | 34181.5971
2018-08-05 18:00 | GB | 34055.7349
2018-08-05 19:00 | GB | 32960.9328
2018-08-05 20:00 | GB | 33401.4508
2018-08-05 21:00 | GB | 32097.8772
2018-08-05 22:00 | GB | 29137.117
2018-08-05 23:00 | GB | 26236.2912
2018-08-06 | GB | 23275.531
2018-08-06 01:00 | GB | 22437.4481
2018-08-06 02:00 | GB | 21770.1782
2018-08-06 03:00 | GB | 21675.282
2018-08-06 04:00 | GB | 22826.0229
2018-08-06 05:00 | GB | 24870.7854
2018-08-06 06:00 | GB | 29188.0613
2018-08-06 07:00 | GB | 34268.502
2018-08-06 08:00 | GB | 36861.6645
2018-08-06 09:00 | GB | 37034.4754
2018-08-06 10:00 | GB | 37083.4219
2018-08-06 11:00 | GB | 37953.4698
2018-08-06 12:00 | GB | 37758.683
2018-08-06 13:00 | GB | 37101.4022
2018-08-06 14:00 | GB | 37065.4415
2018-08-06 15:00 | GB | 36473.0897
2018-08-06 16:00 | GB | 38166.237
2018-08-06 17:00 | GB | 38066.3463
2018-08-06 18:00 | GB | 37148.3508
2018-08-06 19:00 | GB | 35308.3642
2018-08-06 20:00 | GB | 35303.3697
2018-08-06 21:00 | GB | 31810.192
2018-08-06 22:00 | GB | 30937.1473
2018-08-06 23:00 | GB | 28344.9838
2018-08-07 | GB | 26152.383
2018-08-07 01:00 | GB | 24891.7624
2018-08-07 02:00 | GB | 24468.2259
2018-08-07 03:00 | GB | 24180.5407
2018-08-07 04:00 | GB | 23960.7812
2018-08-07 05:00 | GB | 27190.2474
2018-08-07 06:00 | GB | 29420.8066
2018-08-07 07:00 | GB | 34627.1096
2018-08-07 08:00 | GB | 37749.6928
2018-08-07 09:00 | GB | 37312.1715
2018-08-07 10:00 | GB | 37016.4951
2018-08-07 11:00 | GB | 37308.1759
2018-08-07 12:00 | GB | 36669.8744
2018-08-07 13:00 | GB | 35580.0669
2018-08-07 14:00 | GB | 36309.269
2018-08-07 15:00 | GB | 37610.8447
2018-08-07 16:00 | GB | 38353.0326
2018-08-07 17:00 | GB | 37780.6589
2018-08-07 18:00 | GB | 36613.9356
2018-08-07 19:00 | GB | 35178.5063
2018-08-07 20:00 | GB | 35021.6779
2018-08-07 21:00 | GB | 32109.8641
2018-08-07 22:00 | GB | 30360.778
2018-08-07 23:00 | GB | 27753.6309
2018-08-08 | GB | 25548.0443
2018-08-08 01:00 | GB | 24527.1614
2018-08-08 02:00 | GB | 23639.1331
2018-08-08 03:00 | GB | 23571.2075
2018-08-08 04:00 | GB | 24195.5243
2018-08-08 05:00 | GB | 28282.0527
2018-08-08 06:00 | GB | 32011.9712
2018-08-08 07:00 | GB | 36213.3739
2018-08-08 08:00 | GB | 36763.7716
2018-08-08 09:00 | GB | 37659.7912
2018-08-08 10:00 | GB | 38151.2534
2018-08-08 11:00 | GB | 38308.0818
2018-08-08 12:00 | GB | 38050.3638
2018-08-08 13:00 | GB | 37765.6753
2018-08-08 14:00 | GB | 37562.8972
2018-08-08 15:00 | GB | 37582.8753
2018-08-08 16:00 | GB | 38249.1463
2018-08-08 17:00 | GB | 37621.8327
2018-08-08 18:00 | GB | 36834.694
2018-08-08 19:00 | GB | 35635.0068
2018-08-08 20:00 | GB | 35661.9773
2018-08-08 21:00 | GB | 33280.5831
2018-08-08 22:00 | GB | 29929.2502
2018-08-08 23:00 | GB | 27048.4026
2018-08-09 | GB | 25456.1449
2018-08-09 01:00 | GB | 24477.2161
2018-08-09 02:00 | GB | 23840.9123
2018-08-09 03:00 | GB | 23639.1331
2018-08-09 04:00 | GB | 24248.4664
2018-08-09 05:00 | GB | 27564.8375
2018-08-09 06:00 | GB | 32485.4531
2018-08-09 07:00 | GB | 36408.1607
2018-08-09 08:00 | GB | 37840.5933
2018-08-09 09:00 | GB | 38285.1069
2018-08-09 10:00 | GB | 38798.5451
2018-08-09 11:00 | GB | 39251.0499
2018-08-09 12:00 | GB | 38887.4478
2018-08-09 13:00 | GB | 38635.7233
2018-08-09 14:00 | GB | 38482.8905
2018-08-09 15:00 | GB | 38268.1255
2018-08-09 16:00 | GB | 38746.6019
2018-08-09 17:00 | GB | 38188.2129
2018-08-09 18:00 | GB | 37233.2579
2018-08-09 19:00 | GB | 35931.6821
2018-08-09 20:00 | GB | 35570.0778
2018-08-09 21:00 | GB | 33076.806
2018-08-09 22:00 | GB | 29511.7071
2018-08-09 23:00 | GB | 26574.9207
2018-08-10 | GB | 25025.616
2018-08-10 01:00 | GB | 23375.4217
2018-08-10 02:00 | GB | 22743.1136
2018-08-10 03:00 | GB | 22585.2863
2018-08-10 04:00 | GB | 24073.6577
2018-08-10 05:00 | GB | 27387.032
2018-08-10 06:00 | GB | 32642.2815
2018-08-10 07:00 | GB | 35718.9149
2018-08-10 08:00 | GB | 37193.3016
2018-08-10 09:00 | GB | 37452.0185
2018-08-10 10:00 | GB | 38098.3113
2018-08-10 11:00 | GB | 38457.9178
2018-08-10 12:00 | GB | 38677.6774
2018-08-10 13:00 | GB | 37699.7474
2018-08-10 14:00 | GB | 37087.4175
2018-08-10 15:00 | GB | 36690.8514
2018-08-10 16:00 | GB | 37196.2983
2018-08-10 17:00 | GB | 36724.8143
2018-08-10 18:00 | GB | 35704.9303
2018-08-10 19:00 | GB | 33893.9119
2018-08-10 20:00 | GB | 34016.7775
2018-08-10 21:00 | GB | 31852.1461
2018-08-10 22:00 | GB | 28407.9149
2018-08-10 23:00 | GB | 25635.9481
2018-08-11 | GB | 23748.014
2018-08-11 01:00 | GB | 22304.5934
2018-08-11 02:00 | GB | 22045.8765
2018-08-11 03:00 | GB | 21688.2678
2018-08-11 04:00 | GB | 21933.9989
2018-08-11 05:00 | GB | 24242.4729
2018-08-11 06:00 | GB | 27423.9916
2018-08-11 07:00 | GB | 30718.3867
2018-08-11 08:00 | GB | 32960.9328
2018-08-11 09:00 | GB | 34146.6354
2018-08-11 10:00 | GB | 34539.2058
2018-08-11 11:00 | GB | 34725.0025
2018-08-11 12:00 | GB | 33975.8223
2018-08-11 13:00 | GB | 32989.9011
2018-08-11 14:00 | GB | 32541.3919
2018-08-11 15:00 | GB | 32858.0454
2018-08-11 16:00 | GB | 34570.1719
2018-08-11 17:00 | GB | 34806.9129
2018-08-11 18:00 | GB | 34204.572
2018-08-11 19:00 | GB | 33419.4311
2018-08-11 20:00 | GB | 32899.9995
2018-08-11 21:00 | GB | 30471.6567
2018-08-11 22:00 | GB | 26839.631
2018-08-11 23:00 | GB | 24205.5134
2018-08-12 | GB | 22782.071
2018-08-12 01:00 | GB | 21131.8767
2018-08-12 02:00 | GB | 20251.8396
2018-08-12 03:00 | GB | 20057.0528
2018-08-12 04:00 | GB | 20655.398
2018-08-12 05:00 | GB | 21011.0089
2018-08-12 06:00 | GB | 23344.4556
2018-08-12 07:00 | GB | 27207.2288
2018-08-12 08:00 | GB | 30379.7573
2018-08-12 09:00 | GB | 32615.311
2018-08-12 10:00 | GB | 33910.8934
2018-08-12 11:00 | GB | 34642.0932
2018-08-12 12:00 | GB | 34361.4004
2018-08-12 13:00 | GB | 33755.0639
2018-08-12 14:00 | GB | 33496.347
2018-08-12 15:00 | GB | 34217.5578
2018-08-12 16:00 | GB | 34640.0954
2018-08-12 17:00 | GB | 34699.0309
2018-08-12 18:00 | GB | 34222.5523
2018-08-12 19:00 | GB | 33620.2114
2018-08-12 20:00 | GB | 33627.2038
2018-08-12 21:00 | GB | 31626.3931
2018-08-12 22:00 | GB | 28277.0581
2018-08-12 23:00 | GB | 25548.0443
2018-08-13 | GB | 23689.0785
2018-08-13 01:00 | GB | 22894.9474
2018-08-13 02:00 | GB | 22233.671
2018-08-13 03:00 | GB | 22128.7858
2018-08-13 04:00 | GB | 22904.9365
2018-08-13 05:00 | GB | 26755.7228
2018-08-13 06:00 | GB | 30991.0883
2018-08-13 07:00 | GB | 35740.8909
2018-08-13 08:00 | GB | 37709.7365
2018-08-13 09:00 | GB | 38311.0785
2018-08-13 10:00 | GB | 38649.708
2018-08-13 11:00 | GB | 39262.0379
2018-08-13 12:00 | GB | 39166.1429
2018-08-13 13:00 | GB | 39225.0784
2018-08-13 14:00 | GB | 38610.7506
2018-08-13 15:00 | GB | 38718.6325
2018-08-13 16:00 | GB | 39329.9636
2018-08-13 17:00 | GB | 38769.5768
2018-08-13 18:00 | GB | 37767.6731
2018-08-13 19:00 | GB | 36426.1411
2018-08-13 20:00 | GB | 36395.175
2018-08-13 21:00 | GB | 33467.3787
2018-08-13 22:00 | GB | 29629.5781
2018-08-13 23:00 | GB | 25955.5984
2018-08-14 | GB | 24191.5287
2018-08-14 01:00 | GB | 23529.2534
2018-08-14 02:00 | GB | 23072.7529
2018-08-14 03:00 | GB | 23246.5627
2018-08-14 04:00 | GB | 25507.0891
2018-08-14 05:00 | GB | 27767.6156
2018-08-14 06:00 | GB | 32936.9591
2018-08-14 07:00 | GB | 36210.3772
2018-08-14 08:00 | GB | 37641.8108
2018-08-14 09:00 | GB | 38482.8905
2018-08-14 10:00 | GB | 39198.1079
2018-08-14 11:00 | GB | 39547.7253
2018-08-14 12:00 | GB | 39079.2379
2018-08-14 13:00 | GB | 38821.52
2018-08-14 14:00 | GB | 38365.0195
2018-08-14 15:00 | GB | 38647.7101
2018-08-14 16:00 | GB | 39155.1549
2018-08-14 17:00 | GB | 38665.6905
2018-08-14 18:00 | GB | 37030.4798
2018-08-14 19:00 | GB | 35762.8669
2018-08-14 20:00 | GB | 36122.4734
2018-08-14 21:00 | GB | 32933.9624
2018-08-14 22:00 | GB | 29634.5727
2018-08-14 23:00 | GB | 26765.7119
2018-08-15 | GB | 24723.9461
2018-08-15 01:00 | GB | 23682.0861
2018-08-15 02:00 | GB | 22903.9376
2018-08-15 03:00 | GB | 22738.119
2018-08-15 04:00 | GB | 23740.0227
2018-08-15 05:00 | GB | 27294.1337
2018-08-15 06:00 | GB | 32742.1722
2018-08-15 07:00 | GB | 36201.387
2018-08-15 08:00 | GB | 38067.3452
2018-08-15 09:00 | GB | 38413.9659
2018-08-15 10:00 | GB | 38983.3429
2018-08-15 11:00 | GB | 38980.3462
2018-08-15 12:00 | GB | 38263.131
2018-08-15 13:00 | GB | 37583.8742
2018-08-15 14:00 | GB | 37515.9486
2018-08-15 15:00 | GB | 37878.5518
2018-08-15 16:00 | GB | 38760.5866
2018-08-15 17:00 | GB | 38020.3966
2018-08-15 18:00 | GB | 37046.4623
2018-08-15 19:00 | GB | 35890.7269
2018-08-15 20:00 | GB | 35364.303
2018-08-15 21:00 | GB | 32093.8816
2018-08-15 22:00 | GB | 28995.2722
2018-08-15 23:00 | GB | 26150.3852
2018-08-16 | GB | 24157.5658
2018-08-16 01:00 | GB | 23006.825
2018-08-16 02:00 | GB | 21946.9847
2018-08-16 03:00 | GB | 21988.9388
2018-08-16 04:00 | GB | 24237.4784
2018-08-16 05:00 | GB | 27663.7293
2018-08-16 06:00 | GB | 32083.8925
2018-08-16 07:00 | GB | 37093.4109
2018-08-16 08:00 | GB | 38611.7495
2018-08-16 09:00 | GB | 39000.3243
2018-08-16 10:00 | GB | 39462.8182
2018-08-16 11:00 | GB | 39385.9024
2018-08-16 12:00 | GB | 38969.3582
2018-08-16 13:00 | GB | 38282.1102
2018-08-16 14:00 | GB | 38173.2293
2018-08-16 15:00 | GB | 37709.7365
2018-08-16 16:00 | GB | 38438.9386
2018-08-16 17:00 | GB | 38017.3999
2018-08-16 18:00 | GB | 37342.1388
2018-08-16 19:00 | GB | 35765.8636
2018-08-16 20:00 | GB | 35886.7313
2018-08-16 21:00 | GB | 32890.0104
2018-08-16 22:00 | GB | 29048.2143
2018-08-16 23:00 | GB | 26393.1196
2018-08-17 | GB | 24888.7657
2018-08-17 01:00 | GB | 23786.9714
2018-08-17 02:00 | GB | 23101.7212
2018-08-17 03:00 | GB | 23301.5026
2018-08-17 04:00 | GB | 24466.2281
2018-08-17 05:00 | GB | 27538.8659
2018-08-17 06:00 | GB | 33353.5033
2018-08-17 07:00 | GB | 36584.9673
2018-08-17 08:00 | GB | 38145.2599
2018-08-17 09:00 | GB | 38218.1802
2018-08-17 10:00 | GB | 38752.5954
2018-08-17 11:00 | GB | 38631.7276
2018-08-17 12:00 | GB | 37741.7015
2018-08-17 13:00 | GB | 36492.0689
2018-08-17 14:00 | GB | 36262.3203
2018-08-17 15:00 | GB | 36286.2941
2018-08-17 16:00 | GB | 37454.0163
2018-08-17 17:00 | GB | 37034.4754
2018-08-17 18:00 | GB | 36384.187
2018-08-17 19:00 | GB | 35381.2844
2018-08-17 20:00 | GB | 34850.8648
2018-08-17 21:00 | GB | 30973.108
2018-08-17 22:00 | GB | 28446.8723
2018-08-17 23:00 | GB | 25689.8891
2018-08-18 | GB | 23676.0927
2018-08-18 01:00 | GB | 21966.9629
2018-08-18 02:00 | GB | 19850.279
2018-08-18 03:00 | GB | 19741.3982
2018-08-18 04:00 | GB | 21248.7488
2018-08-18 05:00 | GB | 23067.7583
2018-08-18 06:00 | GB | 26566.9294
2018-08-18 07:00 | GB | 30163.9934
2018-08-18 08:00 | GB | 32523.4116
2018-08-18 09:00 | GB | 33251.6148
2018-08-18 10:00 | GB | 33719.1032
2018-08-18 11:00 | GB | 33529.3109
2018-08-18 12:00 | GB | 32817.0902
2018-08-18 13:00 | GB | 31083.9867
2018-08-18 14:00 | GB | 30930.155
2018-08-18 15:00 | GB | 31864.133
2018-08-18 16:00 | GB | 33353.5033
2018-08-18 17:00 | GB | 33588.2464
2018-08-18 18:00 | GB | 33137.7394
2018-08-18 19:00 | GB | 32793.1165
2018-08-18 20:00 | GB | 32804.1044
2018-08-18 21:00 | GB | 30977.1036
2018-08-18 22:00 | GB | 28256.0811
2018-08-18 23:00 | GB | 26070.4727
2018-08-19 | GB | 24184.5363
2018-08-19 01:00 | GB | 22252.6503
2018-08-19 02:00 | GB | 20441.632
2018-08-19 03:00 | GB | 19953.1665
2018-08-19 04:00 | GB | 19828.3031
2018-08-19 05:00 | GB | 20403.6735
2018-08-19 06:00 | GB | 22421.4655
2018-08-19 07:00 | GB | 26812.6605
2018-08-19 08:00 | GB | 29849.3377
2018-08-19 09:00 | GB | 31881.1144
2018-08-19 10:00 | GB | 33215.6541
2018-08-19 11:00 | GB | 33945.8551
2018-08-19 12:00 | GB | 33868.9393
2018-08-19 13:00 | GB | 33202.6683
2018-08-19 14:00 | GB | 32901.9973
2018-08-19 15:00 | GB | 33489.3546
2018-08-19 16:00 | GB | 34632.1042
2018-08-19 17:00 | GB | 34626.1107
2018-08-19 18:00 | GB | 33983.8136
2018-08-19 19:00 | GB | 33268.5962
2018-08-19 20:00 | GB | 33498.3448
2018-08-19 21:00 | GB | 31292.7582
2018-08-19 22:00 | GB | 28227.1128
2018-08-19 23:00 | GB | 25632.9514
2018-08-20 | GB | 24199.5199
2018-08-20 01:00 | GB | 23599.1768
2018-08-20 02:00 | GB | 22999.8327
2018-08-20 03:00 | GB | 23174.6414
2018-08-20 04:00 | GB | 24730.9384
2018-08-20 05:00 | GB | 28630.6712
2018-08-20 06:00 | GB | 32602.3252
2018-08-20 07:00 | GB | 36647.8984
2018-08-20 08:00 | GB | 38151.2534
2018-08-20 09:00 | GB | 38804.5385
2018-08-20 10:00 | GB | 39378.91
2018-08-20 11:00 | GB | 39423.8608
2018-08-20 12:00 | GB | 39100.215
2018-08-20 13:00 | GB | 38373.0107
2018-08-20 14:00 | GB | 38033.3824
2018-08-20 15:00 | GB | 38663.6927
2018-08-20 16:00 | GB | 39341.9505
2018-08-20 17:00 | GB | 38726.1243
2018-08-20 18:00 | GB | 38110.2982
2018-08-20 19:00 | GB | 37227.2645
2018-08-20 20:00 | GB | 37003.5093
2018-08-20 21:00 | GB | 33443.4049
2018-08-20 22:00 | GB | 30324.8174
2018-08-20 23:00 | GB | 26805.6682
2018-08-21 | GB | 25592.9951
2018-08-21 01:00 | GB | 24588.0947
2018-08-21 02:00 | GB | 24206.5123
2018-08-21 03:00 | GB | 24216.5013
2018-08-21 04:00 | GB | 24267.4456
2018-08-21 05:00 | GB | 27640.7544
2018-08-21 06:00 | GB | 31588.4347
2018-08-21 07:00 | GB | 36229.3564
2018-08-21 08:00 | GB | 38063.3496
2018-08-21 09:00 | GB | 38027.3889
2018-08-21 10:00 | GB | 38674.6806
2018-08-21 11:00 | GB | 39031.2904
2018-08-21 12:00 | GB | 38308.0818
2018-08-21 13:00 | GB | 37089.4153
2018-08-21 14:00 | GB | 36321.2558
2018-08-21 15:00 | GB | 37580.8775
2018-08-21 16:00 | GB | 38437.9397
2018-08-21 17:00 | GB | 38131.2752
2018-08-21 18:00 | GB | 36260.3225
2018-08-21 19:00 | GB | 34588.1523
2018-08-21 20:00 | GB | 34250.5217
2018-08-21 21:00 | GB | 31184.8763
2018-08-21 22:00 | GB | 29347.8864
2018-08-21 23:00 | GB | 26281.242
2018-08-22 | GB | 24383.3188
2018-08-22 01:00 | GB | 24165.5571
2018-08-22 02:00 | GB | 23279.5266
2018-08-22 03:00 | GB | 23205.6075
2018-08-22 04:00 | GB | 25039.6007
2018-08-22 05:00 | GB | 27184.2539
2018-08-22 06:00 | GB | 30456.6731
2018-08-22 07:00 | GB | 35268.4079
2018-08-22 08:00 | GB | 37834.5999
2018-08-22 09:00 | GB | 37863.5682
2018-08-22 10:00 | GB | 38605.7561
2018-08-22 11:00 | GB | 38272.1211
2018-08-22 12:00 | GB | 37038.471
2018-08-22 13:00 | GB | 36773.7607
2018-08-22 14:00 | GB | 37924.5015
2018-08-22 15:00 | GB | 37584.8731
2018-08-22 16:00 | GB | 39229.074
2018-08-22 17:00 | GB | 38669.6861
2018-08-22 18:00 | GB | 37769.6709
2018-08-22 19:00 | GB | 37571.8874
2018-08-22 20:00 | GB | 36321.2558
2018-08-22 21:00 | GB | 32116.8565
2018-08-22 22:00 | GB | 29149.1039
2018-08-22 23:00 | GB | 26043.5022
2018-08-23 | GB | 24315.3931
2018-08-23 01:00 | GB | 23081.743
2018-08-23 02:00 | GB | 22371.5202
2018-08-23 03:00 | GB | 22273.6273
2018-08-23 04:00 | GB | 23802.9539
2018-08-23 05:00 | GB | 27705.6833
2018-08-23 06:00 | GB | 34139.6431
2018-08-23 07:00 | GB | 37451.0196
2018-08-23 08:00 | GB | 38838.5014
2018-08-23 09:00 | GB | 38975.3516
2018-08-23 10:00 | GB | 38074.3376
2018-08-23 11:00 | GB | 37733.7103
2018-08-23 12:00 | GB | 36521.0372
2018-08-23 13:00 | GB | 36655.8897
2018-08-23 14:00 | GB | 36855.6711
2018-08-23 15:00 | GB | 37611.8436
2018-08-23 16:00 | GB | 38391.99
2018-08-23 17:00 | GB | 38020.3966
2018-08-23 18:00 | GB | 36209.3783
2018-08-23 19:00 | GB | 35895.7215
2018-08-23 20:00 | GB | 34731.9949
2018-08-23 21:00 | GB | 30196.9573
2018-08-23 22:00 | GB | 28841.4406
2018-08-23 23:00 | GB | 26074.4683
2018-08-24 | GB | 23876.873
2018-08-24 01:00 | GB | 22226.6787
2018-08-24 02:00 | GB | 20922.1062
2018-08-24 03:00 | GB | 20844.1915
2018-08-24 04:00 | GB | 22507.3715
2018-08-24 05:00 | GB | 26579.9152
2018-08-24 06:00 | GB | 31097.9714
2018-08-24 07:00 | GB | 35151.5358
2018-08-24 08:00 | GB | 36636.9104
2018-08-24 09:00 | GB | 36880.6437
2018-08-24 10:00 | GB | 37513.9507
2018-08-24 11:00 | GB | 37805.6316
2018-08-24 12:00 | GB | 36439.1269
2018-08-24 13:00 | GB | 35375.291
2018-08-24 14:00 | GB | 35650.9893
2018-08-24 15:00 | GB | 36163.4285
2018-08-24 16:00 | GB | 36893.6295
2018-08-24 17:00 | GB | 37183.3125
2018-08-24 18:00 | GB | 36634.9126
2018-08-24 19:00 | GB | 35692.9434
2018-08-24 20:00 | GB | 34698.032
2018-08-24 21:00 | GB | 31287.7637
2018-08-24 22:00 | GB | 28246.092
2018-08-24 23:00 | GB | 25549.0432
2018-08-25 | GB | 23568.2107
2018-08-25 01:00 | GB | 22202.7049
2018-08-25 02:00 | GB | 20718.3292
2018-08-25 03:00 | GB | 19864.2637
2018-08-25 04:00 | GB | 21011.0089
2018-08-25 05:00 | GB | 22871.9726
2018-08-25 06:00 | GB | 26413.0977
2018-08-25 07:00 | GB | 30254.8939
2018-08-25 08:00 | GB | 32515.4203
2018-08-25 09:00 | GB | 33121.7569
2018-08-25 10:00 | GB | 33446.4016
2018-08-25 11:00 | GB | 33686.1393
2018-08-25 12:00 | GB | 32882.0192
2018-08-25 13:00 | GB | 32284.6728
2018-08-25 14:00 | GB | 31484.5484
2018-08-25 15:00 | GB | 31819.1822
2018-08-25 16:00 | GB | 33046.8388
2018-08-25 17:00 | GB | 33404.4475
2018-08-25 18:00 | GB | 32852.052
2018-08-25 19:00 | GB | 32839.0662
2018-08-25 20:00 | GB | 32551.381
2018-08-25 21:00 | GB | 30496.6294
2018-08-25 22:00 | GB | 27497.9107
2018-08-25 23:00 | GB | 25268.3504
2018-08-26 | GB | 24034.7003
2018-08-26 01:00 | GB | 23309.4938
2018-08-26 02:00 | GB | 21716.2372
2018-08-26 03:00 | GB | 21152.8537
2018-08-26 04:00 | GB | 21063.951
2018-08-26 05:00 | GB | 21448.5302
2018-08-26 06:00 | GB | 23382.414
2018-08-26 07:00 | GB | 27495.9129
2018-08-26 08:00 | GB | 30251.8972
2018-08-26 09:00 | GB | 32578.3515
2018-08-26 10:00 | GB | 33819.9928
2018-08-26 11:00 | GB | 34393.3654
2018-08-26 12:00 | GB | 34391.3676
2018-08-26 13:00 | GB | 33323.5361
2018-08-26 14:00 | GB | 33187.6847
2018-08-26 15:00 | GB | 34041.7502
2018-08-26 16:00 | GB | 35119.5708
2018-08-26 17:00 | GB | 34685.0462
2018-08-26 18:00 | GB | 34057.7327
2018-08-26 19:00 | GB | 33940.8606
2018-08-26 20:00 | GB | 32858.0454
2018-08-26 21:00 | GB | 28258.0789
2018-08-26 22:00 | GB | 25204.4203
2018-08-26 23:00 | GB | 23078.7463
2018-08-27 | GB | 20247.844
2018-08-27 01:00 | GB | 19092.1087
2018-08-27 02:00 | GB | 17868.4476
2018-08-27 03:00 | GB | 18203.0815
2018-08-27 04:00 | GB | 19178.0147
2018-08-27 05:00 | GB | 20809.2297
2018-08-27 06:00 | GB | 22923.9157
2018-08-27 07:00 | GB | 25905.653
2018-08-27 08:00 | GB | 28777.5105
2018-08-27 09:00 | GB | 30502.6228
2018-08-27 10:00 | GB | 30932.1528
2018-08-27 11:00 | GB | 31568.4565
2018-08-27 12:00 | GB | 30435.6961
2018-08-27 13:00 | GB | 29677.5257
2018-08-27 14:00 | GB | 29770.424
2018-08-27 15:00 | GB | 32752.1613
2018-08-27 16:00 | GB | 33879.9272
2018-08-27 17:00 | GB | 35473.1838
2018-08-27 18:00 | GB | 35087.6058
2018-08-27 19:00 | GB | 34806.9129
2018-08-27 20:00 | GB | 33732.089
2018-08-27 21:00 | GB | 29076.1837
2018-08-27 22:00 | GB | 27525.8801
2018-08-27 23:00 | GB | 25331.2815
2018-08-28 | GB | 23926.8183
2018-08-28 01:00 | GB | 23369.4282
2018-08-28 02:00 | GB | 22648.2174
2018-08-28 03:00 | GB | 22760.095
2018-08-28 04:00 | GB | 24077.6533
2018-08-28 05:00 | GB | 28103.2483
2018-08-28 06:00 | GB | 32132.839
2018-08-28 07:00 | GB | 36667.8766
2018-08-28 08:00 | GB | 38679.6752
2018-08-28 09:00 | GB | 38075.3365
2018-08-28 10:00 | GB | 38020.3966
2018-08-28 11:00 | GB | 38339.0479
2018-08-28 12:00 | GB | 37567.8917
2018-08-28 13:00 | GB | 36963.553
2018-08-28 14:00 | GB | 37496.4699
2018-08-28 15:00 | GB | 38029.3867
2018-08-28 16:00 | GB | 39208.0969
2018-08-28 17:00 | GB | 38778.567
2018-08-28 18:00 | GB | 38289.1025
2018-08-28 19:00 | GB | 38320.0687
2018-08-28 20:00 | GB | 36234.3509
2018-08-28 21:00 | GB | 31892.1024
2018-08-28 22:00 | GB | 29349.8842
2018-08-28 23:00 | GB | 26154.3808
2018-08-29 | GB | 24485.2073
2018-08-29 01:00 | GB | 23863.8872
2018-08-29 02:00 | GB | 23636.1364
2018-08-29 03:00 | GB | 23552.2282
2018-08-29 04:00 | GB | 24710.9603
2018-08-29 05:00 | GB | 28147.2002
2018-08-29 06:00 | GB | 31582.4412
2018-08-29 07:00 | GB | 35927.6865
2018-08-29 08:00 | GB | 37458.012
2018-08-29 09:00 | GB | 37866.5649
2018-08-29 10:00 | GB | 38078.3332
2018-08-29 11:00 | GB | 38473.9003
2018-08-29 12:00 | GB | 37460.0098
2018-08-29 13:00 | GB | 36075.5247
2018-08-29 14:00 | GB | 35336.3336
2018-08-29 15:00 | GB | 35947.6646
2018-08-29 16:00 | GB | 38827.5134
2018-08-29 17:00 | GB | 39065.2533
2018-08-29 18:00 | GB | 38380.0031
2018-08-29 19:00 | GB | 38348.0381
2018-08-29 20:00 | GB | 36897.6252
2018-08-29 21:00 | GB | 31806.1964
2018-08-29 22:00 | GB | 29854.3322
2018-08-29 23:00 | GB | 26652.8354
2018-08-30 | GB | 24653.0237
2018-08-30 01:00 | GB | 23870.8795
2018-08-30 02:00 | GB | 23373.4239
2018-08-30 03:00 | GB | 23601.1747
2018-08-30 04:00 | GB | 24804.8575
2018-08-30 05:00 | GB | 28623.6788
2018-08-30 06:00 | GB | 31949.0401
2018-08-30 07:00 | GB | 36744.7924
2018-08-30 08:00 | GB | 38097.3124
2018-08-30 09:00 | GB | 37407.0677
2018-08-30 10:00 | GB | 37510.954
2018-08-30 11:00 | GB | 38114.2938
2018-08-30 12:00 | GB | 37455.0152
2018-08-30 13:00 | GB | 36880.6437
2018-08-30 14:00 | GB | 37049.459
2018-08-30 15:00 | GB | 37369.1092
2018-08-30 16:00 | GB | 38833.5068
2018-08-30 17:00 | GB | 38810.532
2018-08-30 18:00 | GB | 37960.4622
2018-08-30 19:00 | GB | 37590.8666
2018-08-30 20:00 | GB | 36998.5148
2018-08-30 21:00 | GB | 33281.582
2018-08-30 22:00 | GB | 30258.8895
2018-08-30 23:00 | GB | 26705.7775
2018-08-31 | GB | 24971.675
2018-08-31 01:00 | GB | 24607.074
2018-08-31 02:00 | GB | 23787.9703
2018-08-31 03:00 | GB | 23829.9244
2018-08-31 04:00 | GB | 24416.2827
2018-08-31 05:00 | GB | 26972.4856
2018-08-31 06:00 | GB | 33249.617
2018-08-31 07:00 | GB | 37973.4479
2018-08-31 08:00 | GB | 39019.3035
2018-08-31 09:00 | GB | 38458.9167
2018-08-31 10:00 | GB | 37898.5299
2018-08-31 11:00 | GB | 37798.6392
2018-08-31 12:00 | GB | 35449.2101
2018-08-31 13:00 | GB | 34402.3556
2018-08-31 14:00 | GB | 34092.6944
2018-08-31 15:00 | GB | 34621.1162
2018-08-31 16:00 | GB | 37146.353
2018-08-31 17:00 | GB | 36806.7246
2018-08-31 18:00 | GB | 36170.4209
2018-08-31 19:00 | GB | 36321.2558
2018-08-31 20:00 | GB | 34614.1239
2018-08-31 21:00 | GB | 30545.5758
2018-08-31 22:00 | GB | 28908.3673
2018-08-31 23:00 | GB | 26063.4803
2018-09-01 | GB | 24042.6915
2018-09-01 01:00 | GB | 23779.979
2018-09-01 02:00 | GB | 22358.5344
2018-09-01 03:00 | GB | 22328.5672
2018-09-01 04:00 | GB | 22639.2273
2018-09-01 05:00 | GB | 24630.0488
2018-09-01 06:00 | GB | 27542.8615
2018-09-01 07:00 | GB | 31330.7167
2018-09-01 08:00 | GB | 33445.4027
2018-09-01 09:00 | GB | 34160.6201
2018-09-01 10:00 | GB | 34390.3687
2018-09-01 11:00 | GB | 34402.3556
2018-09-01 12:00 | GB | 33632.1983
2018-09-01 13:00 | GB | 32967.9252
2018-09-01 14:00 | GB | 32295.6608
2018-09-01 15:00 | GB | 32809.099
2018-09-01 16:00 | GB | 34033.7589
2018-09-01 17:00 | GB | 34234.5392
2018-09-01 18:00 | GB | 33708.1152
2018-09-01 19:00 | GB | 34307.4594
2018-09-01 20:00 | GB | 32790.1198
2018-09-01 21:00 | GB | 30721.3834
2018-09-01 22:00 | GB | 28117.233
2018-09-01 23:00 | GB | 25272.346
2018-09-02 | GB | 23918.8271
2018-09-02 01:00 | GB | 22875.9682
2018-09-02 02:00 | GB | 21168.8362
2018-09-02 03:00 | GB | 20711.3368
2018-09-02 04:00 | GB | 21035.9816
2018-09-02 05:00 | GB | 21409.5728
2018-09-02 06:00 | GB | 23416.3769
2018-09-02 07:00 | GB | 27975.3882
2018-09-02 08:00 | GB | 30929.1561
2018-09-02 09:00 | GB | 32735.1799
2018-09-02 10:00 | GB | 33699.1251
2018-09-02 11:00 | GB | 33781.0355
2018-09-02 12:00 | GB | 33517.324
2018-09-02 13:00 | GB | 32605.322
2018-09-02 14:00 | GB | 32026.9548
2018-09-02 15:00 | GB | 33016.8716
2018-09-02 16:00 | GB | 34490.2594
2018-09-02 17:00 | GB | 34840.8757
2018-09-02 18:00 | GB | 34751.973
2018-09-02 19:00 | GB | 35387.2778
2018-09-02 20:00 | GB | 33636.1939
2018-09-02 21:00 | GB | 31507.5232
2018-09-02 22:00 | GB | 26921.5414
2018-09-02 23:00 | GB | 25251.369
2018-09-03 | GB | 23697.0697
2018-09-03 01:00 | GB | 23092.731
2018-09-03 02:00 | GB | 22476.4054
2018-09-03 03:00 | GB | 22225.6798
2018-09-03 04:00 | GB | 23332.4687
2018-09-03 05:00 | GB | 27097.349
2018-09-03 06:00 | GB | 31222.8347
2018-09-03 07:00 | GB | 35205.4768
2018-09-03 08:00 | GB | 36663.8809
2018-09-03 09:00 | GB | 36845.682
2018-09-03 10:00 | GB | 37485.9814
2018-09-03 11:00 | GB | 37804.6327
2018-09-03 12:00 | GB | 35937.6756
2018-09-03 13:00 | GB | 35776.8516
2018-09-03 14:00 | GB | 36399.1706
2018-09-03 15:00 | GB | 36937.5814
2018-09-03 16:00 | GB | 38512.8577
2018-09-03 17:00 | GB | 38158.2457
2018-09-03 18:00 | GB | 37433.0393
2018-09-03 19:00 | GB | 37642.8097
2018-09-03 20:00 | GB | 35205.4768
2018-09-03 21:00 | GB | 31837.1625
2018-09-03 22:00 | GB | 28096.256
2018-09-03 23:00 | GB | 24876.7788
2018-09-04 | GB | 23557.2228
2018-09-04 01:00 | GB | 22838.0097
2018-09-04 02:00 | GB | 22022.9017
2018-09-04 03:00 | GB | 22042.8798
2018-09-04 04:00 | GB | 22370.5213
2018-09-04 05:00 | GB | 26693.7906
2018-09-04 06:00 | GB | 31381.6609
2018-09-04 07:00 | GB | 35929.6843
2018-09-04 08:00 | GB | 36821.7082
2018-09-04 09:00 | GB | 36872.6525
2018-09-04 10:00 | GB | 37207.2863
2018-09-04 11:00 | GB | 37638.8141
2018-09-04 12:00 | GB | 36354.2198
2018-09-04 13:00 | GB | 35993.6144
2018-09-04 14:00 | GB | 35807.8177
2018-09-04 15:00 | GB | 37705.7409
2018-09-04 16:00 | GB | 38961.3669
2018-09-04 17:00 | GB | 38848.4904
2018-09-04 18:00 | GB | 38100.3091
2018-09-04 19:00 | GB | 38638.72
2018-09-04 20:00 | GB | 35239.4396
2018-09-04 21:00 | GB | 31496.5352
2018-09-04 22:00 | GB | 28759.5302
2018-09-04 23:00 | GB | 25684.8946
2018-09-05 | GB | 24141.5833
2018-09-05 01:00 | GB | 23277.5288
2018-09-05 02:00 | GB | 22409.4787
2018-09-05 03:00 | GB | 22857.9879
2018-09-05 04:00 | GB | 23501.284
2018-09-05 05:00 | GB | 27813.5653
2018-09-05 06:00 | GB | 32774.1372
2018-09-05 07:00 | GB | 36176.4143
2018-09-05 08:00 | GB | 37168.3289
2018-09-05 09:00 | GB | 37372.106
2018-09-05 10:00 | GB | 37603.8524
2018-09-05 11:00 | GB | 38443.9331
2018-09-05 12:00 | GB | 36921.5989
2018-09-05 13:00 | GB | 36276.305
2018-09-05 14:00 | GB | 35760.869
2018-09-05 15:00 | GB | 38461.9135
2018-09-05 16:00 | GB | 39498.7789
2018-09-05 17:00 | GB | 39074.2434
2018-09-05 18:00 | GB | 38149.2556
2018-09-05 19:00 | GB | 38427.9506
2018-09-05 20:00 | GB | 35475.1817
2018-09-05 21:00 | GB | 32516.4192
2018-09-05 22:00 | GB | 29168.0831
2018-09-05 23:00 | GB | 26448.0595
2018-09-06 | GB | 24381.321
2018-09-06 01:00 | GB | 23532.2501
2018-09-06 02:00 | GB | 23114.707
2018-09-06 03:00 | GB | 23042.7857
2018-09-06 04:00 | GB | 24060.6719
2018-09-06 05:00 | GB | 26820.6518
2018-09-06 06:00 | GB | 32681.2389
2018-09-06 07:00 | GB | 36588.9629
2018-09-06 08:00 | GB | 36652.893
2018-09-06 09:00 | GB | 36395.175
2018-09-06 10:00 | GB | 37054.4535
2018-09-06 11:00 | GB | 37890.5387
2018-09-06 12:00 | GB | 37862.5693
2018-09-06 13:00 | GB | 37593.8633
2018-09-06 14:00 | GB | 36513.046
2018-09-06 15:00 | GB | 38919.4128
2018-09-06 16:00 | GB | 39542.7308
2018-09-06 17:00 | GB | 39099.2161
2018-09-06 18:00 | GB | 37576.8819
2018-09-06 19:00 | GB | 37946.4775
2018-09-06 20:00 | GB | 35421.2407
2018-09-06 21:00 | GB | 31227.8293
2018-09-06 22:00 | GB | 28645.6548
2018-09-06 23:00 | GB | 25918.6388
2018-09-07 | GB | 24134.591
2018-09-07 01:00 | GB | 22933.9048
2018-09-07 02:00 | GB | 21964.9651
2018-09-07 03:00 | GB | 21935.9968
2018-09-07 04:00 | GB | 23551.2293
2018-09-07 05:00 | GB | 27358.0637
2018-09-07 06:00 | GB | 34016.7775
2018-09-07 07:00 | GB | 36874.6503
2018-09-07 08:00 | GB | 37058.4492
2018-09-07 09:00 | GB | 37059.4481
2018-09-07 10:00 | GB | 37245.2448
2018-09-07 11:00 | GB | 37714.731
2018-09-07 12:00 | GB | 37273.2142
2018-09-07 13:00 | GB | 36397.1728
2018-09-07 14:00 | GB | 35188.4954
2018-09-07 15:00 | GB | 36204.3837
2018-09-07 16:00 | GB | 36900.6219
2018-09-07 17:00 | GB | 36457.1072
2018-09-07 18:00 | GB | 35911.704
2018-09-07 19:00 | GB | 36658.8864
2018-09-07 20:00 | GB | 34332.4321
2018-09-07 21:00 | GB | 31447.5888
2018-09-07 22:00 | GB | 27912.4571
2018-09-07 23:00 | GB | 25286.3307
2018-09-08 | GB | 24204.5145
2018-09-08 01:00 | GB | 23057.7693
2018-09-08 02:00 | GB | 22339.5552
2018-09-08 03:00 | GB | 21633.328
2018-09-08 04:00 | GB | 22252.6503
2018-09-08 05:00 | GB | 24670.0051
2018-09-08 06:00 | GB | 27413.0036
2018-09-08 07:00 | GB | 30784.3146
2018-09-08 08:00 | GB | 33681.1448
2018-09-08 09:00 | GB | 34541.2036
2018-09-08 10:00 | GB | 34721.0069
2018-09-08 11:00 | GB | 34523.2233
2018-09-08 12:00 | GB | 34006.7884
2018-09-08 13:00 | GB | 33305.5557
2018-09-08 14:00 | GB | 33041.8443
2018-09-08 15:00 | GB | 32821.0859
2018-09-08 16:00 | GB | 34344.419
2018-09-08 17:00 | GB | 34743.9818
2018-09-08 18:00 | GB | 34359.4026
2018-09-08 19:00 | GB | 34785.9359
2018-09-08 20:00 | GB | 32860.0432
2018-09-08 21:00 | GB | 29929.2502
2018-09-08 22:00 | GB | 27527.8779
2018-09-08 23:00 | GB | 25050.5887
2018-09-09 | GB | 23259.5485
2018-09-09 01:00 | GB | 21854.0864
2018-09-09 02:00 | GB | 19975.1424
2018-09-09 03:00 | GB | 19489.6736
2018-09-09 04:00 | GB | 19576.5785
2018-09-09 05:00 | GB | 20554.5084
2018-09-09 06:00 | GB | 22833.0152
2018-09-09 07:00 | GB | 27083.3643
2018-09-09 08:00 | GB | 29870.3147
2018-09-09 09:00 | GB | 31589.4336
2018-09-09 10:00 | GB | 32649.2739
2018-09-09 11:00 | GB | 33176.6967
2018-09-09 12:00 | GB | 32894.0061
2018-09-09 13:00 | GB | 32233.7286
2018-09-09 14:00 | GB | 31759.2478
2018-09-09 15:00 | GB | 32846.0585
2018-09-09 16:00 | GB | 33837.9731
2018-09-09 17:00 | GB | 34148.6332
2018-09-09 18:00 | GB | 34292.4758
2018-09-09 19:00 | GB | 35437.2232
2018-09-09 20:00 | GB | 32970.9219
2018-09-09 21:00 | GB | 29484.7366
2018-09-09 22:00 | GB | 26238.289
2018-09-09 23:00 | GB | 23246.5627
2018-09-10 | GB | 21484.4908
2018-09-10 01:00 | GB | 20527.538
2018-09-10 02:00 | GB | 19461.7042
2018-09-10 03:00 | GB | 19440.7272
2018-09-10 04:00 | GB | 22113.8022
2018-09-10 05:00 | GB | 27009.4452
2018-09-10 06:00 | GB | 32385.5624
2018-09-10 07:00 | GB | 35918.6963
2018-09-10 08:00 | GB | 37127.3738
2018-09-10 09:00 | GB | 37147.3519
2018-09-10 10:00 | GB | 37789.6491
2018-09-10 11:00 | GB | 38229.1681
2018-09-10 12:00 | GB | 37718.7267
2018-09-10 13:00 | GB | 36704.8361
2018-09-10 14:00 | GB | 36691.8503
2018-09-10 15:00 | GB | 37900.5277
2018-09-10 16:00 | GB | 39434.8488
2018-09-10 17:00 | GB | 38792.5517
2018-09-10 18:00 | GB | 38706.6457
2018-09-10 19:00 | GB | 39044.2762
2018-09-10 20:00 | GB | 34785.9359
2018-09-10 21:00 | GB | 30672.437
2018-09-10 22:00 | GB | 25781.7885
2018-09-10 23:00 | GB | 21329.6602
2018-09-11 | GB | 18934.2814
2018-09-11 01:00 | GB | 18462.7973
2018-09-11 02:00 | GB | 17687.6455
2018-09-11 03:00 | GB | 17780.5438
2018-09-11 04:00 | GB | 20008.1063
2018-09-11 05:00 | GB | 26416.0945
2018-09-11 06:00 | GB | 32474.4652
2018-09-11 07:00 | GB | 36193.3958
2018-09-11 08:00 | GB | 37893.5354
2018-09-11 09:00 | GB | 38289.1025
2018-09-11 10:00 | GB | 39063.2554
2018-09-11 11:00 | GB | 39421.863
2018-09-11 12:00 | GB | 39115.1986
2018-09-11 13:00 | GB | 38351.0348
2018-09-11 14:00 | GB | 37528.9344
2018-09-11 15:00 | GB | 38448.9277
2018-09-11 16:00 | GB | 38984.3418
2018-09-11 17:00 | GB | 39095.2205
2018-09-11 18:00 | GB | 38844.4948
2018-09-11 19:00 | GB | 38973.3538
2018-09-11 20:00 | GB | 35948.6635
2018-09-11 21:00 | GB | 31691.3221
2018-09-11 22:00 | GB | 28078.2756
2018-09-11 23:00 | GB | 25545.0476
2018-09-12 | GB | 23845.9069
2018-09-12 01:00 | GB | 23350.449
2018-09-12 02:00 | GB | 22792.06
2018-09-12 03:00 | GB | 22536.3398
2018-09-12 04:00 | GB | 24273.439
2018-09-12 05:00 | GB | 29152.1006
2018-09-12 06:00 | GB | 32995.8946
2018-09-12 07:00 | GB | 36281.2996
2018-09-12 08:00 | GB | 36877.647
2018-09-12 09:00 | GB | 37204.2896
2018-09-12 10:00 | GB | 37064.4426
2018-09-12 11:00 | GB | 37328.1541
2018-09-12 12:00 | GB | 36885.6383
2018-09-12 13:00 | GB | 36466.0974
2018-09-12 14:00 | GB | 36056.5455
2018-09-12 15:00 | GB | 37635.8174
2018-09-12 16:00 | GB | 38262.6315
2018-09-12 17:00 | GB | 38889.4456
2018-09-12 18:00 | GB | 38895.4391
2018-09-12 19:00 | GB | 39213.0915
2018-09-12 20:00 | GB | 36477.0853
2018-09-12 21:00 | GB | 32782.1285
2018-09-12 22:00 | GB | 28988.2799
2018-09-12 23:00 | GB | 26207.3229
2018-09-13 | GB | 24780.8838
2018-09-13 01:00 | GB | 24001.7363
2018-09-13 02:00 | GB | 22852.9933
2018-09-13 03:00 | GB | 22929.9092
2018-09-13 04:00 | GB | 24282.4292
2018-09-13 05:00 | GB | 28243.0953
2018-09-13 06:00 | GB | 33822.9895
2018-09-13 07:00 | GB | 36723.8153
2018-09-13 08:00 | GB | 36204.3837
2018-09-13 09:00 | GB | 34951.7544
2018-09-13 10:00 | GB | 35340.3292
2018-09-13 11:00 | GB | 35639.0024
2018-09-13 12:00 | GB | 35129.5598
2018-09-13 13:00 | GB | 34502.2463
2018-09-13 14:00 | GB | 33976.8212
2018-09-13 15:00 | GB | 35781.8461
2018-09-13 16:00 | GB | 38398.9823
2018-09-13 17:00 | GB | 38173.2293
2018-09-13 18:00 | GB | 38105.3037
2018-09-13 19:00 | GB | 38513.8566
2018-09-13 20:00 | GB | 35730.9018
2018-09-13 21:00 | GB | 32341.6105
2018-09-13 22:00 | GB | 28767.5214
2018-09-13 23:00 | GB | 25845.7186
2018-09-14 | GB | 24264.4489
2018-09-14 01:00 | GB | 23265.5419
2018-09-14 02:00 | GB | 22485.3956
2018-09-14 03:00 | GB | 22147.765
2018-09-14 04:00 | GB | 22625.2426
2018-09-14 05:00 | GB | 27495.9129
2018-09-14 06:00 | GB | 33822.9895
2018-09-14 07:00 | GB | 37179.3169
2018-09-14 08:00 | GB | 37881.5485
2018-09-14 09:00 | GB | 37623.8305
2018-09-14 10:00 | GB | 37568.8906
2018-09-14 11:00 | GB | 37953.4698
2018-09-14 12:00 | GB | 37374.1038
2018-09-14 13:00 | GB | 36600.9498
2018-09-14 14:00 | GB | 36091.5072
2018-09-14 15:00 | GB | 36538.0187
2018-09-14 16:00 | GB | 38386.9954
2018-09-14 17:00 | GB | 38143.2621
2018-09-14 18:00 | GB | 38056.3572
2018-09-14 19:00 | GB | 38326.0621
2018-09-14 20:00 | GB | 35501.1532
2018-09-14 21:00 | GB | 32254.7056
2018-09-14 22:00 | GB | 29112.1443
2018-09-14 23:00 | GB | 26132.4049
2018-09-15 | GB | 23722.0424
2018-09-15 01:00 | GB | 23248.5605
2018-09-15 02:00 | GB | 22722.1365
2018-09-15 03:00 | GB | 22784.0688
2018-09-15 04:00 | GB | 23700.0664
2018-09-15 05:00 | GB | 26298.2234
2018-09-15 06:00 | GB | 29116.14
2018-09-15 07:00 | GB | 32567.3635
2018-09-15 08:00 | GB | 34752.9719
2018-09-15 09:00 | GB | 35069.6254
2018-09-15 10:00 | GB | 35022.6768
2018-09-15 11:00 | GB | 35434.2265
2018-09-15 12:00 | GB | 34627.1096
2018-09-15 13:00 | GB | 33613.2191
2018-09-15 14:00 | GB | 33190.6814
2018-09-15 15:00 | GB | 33720.1021
2018-09-15 16:00 | GB | 35710.9237
2018-09-15 17:00 | GB | 36318.2591
2018-09-15 18:00 | GB | 36799.7323
2018-09-15 19:00 | GB | 36773.7607
2018-09-15 20:00 | GB | 34342.4212
2018-09-15 21:00 | GB | 31307.7418
2018-09-15 22:00 | GB | 27619.7773
2018-09-15 23:00 | GB | 23425.367
2018-09-16 | GB | 20357.7238
2018-09-16 01:00 | GB | 18527.7262
2018-09-16 02:00 | GB | 16386.0697
2018-09-16 03:00 | GB | 15988.5047
2018-09-16 04:00 | GB | 16035.4534
2018-09-16 05:00 | GB | 17144.2401
2018-09-16 06:00 | GB | 19317.8616
2018-09-16 07:00 | GB | 25297.3187
2018-09-16 08:00 | GB | 29753.4426
2018-09-16 09:00 | GB | 31715.2959
2018-09-16 10:00 | GB | 32772.1394
2018-09-16 11:00 | GB | 33470.3754
2018-09-16 12:00 | GB | 32548.3843
2018-09-16 13:00 | GB | 32193.7723
2018-09-16 14:00 | GB | 32579.3504
2018-09-16 15:00 | GB | 34104.6813
2018-09-16 16:00 | GB | 35907.7084
2018-09-16 17:00 | GB | 36184.4056
2018-09-16 18:00 | GB | 36453.1116
2018-09-16 19:00 | GB | 36434.1323
2018-09-16 20:00 | GB | 33782.0344
2018-09-16 21:00 | GB | 30662.4479
2018-09-16 22:00 | GB | 26852.6168
2018-09-16 23:00 | GB | 24041.6926
2018-09-17 | GB | 22876.9671
2018-09-17 01:00 | GB | 22471.4109
2018-09-17 02:00 | GB | 21658.3006
2018-09-17 03:00 | GB | 22124.7902
2018-09-17 04:00 | GB | 23852.8992
2018-09-17 05:00 | GB | 28369.9565
2018-09-17 06:00 | GB | 34569.173
2018-09-17 07:00 | GB | 37525.9376
2018-09-17 08:00 | GB | 38461.9135
2018-09-17 09:00 | GB | 39287.0106
2018-09-17 10:00 | GB | 39889.3515
2018-09-17 11:00 | GB | 39573.6969
2018-09-17 12:00 | GB | 38782.5626
2018-09-17 13:00 | GB | 36971.5443
2018-09-17 14:00 | GB | 35742.8887
2018-09-17 15:00 | GB | 37131.3694
2018-09-17 16:00 | GB | 38305.0851
2018-09-17 17:00 | GB | 37957.4654
2018-09-17 18:00 | GB | 38142.2632
2018-09-17 19:00 | GB | 37281.2054
2018-09-17 20:00 | GB | 33192.6793
2018-09-17 21:00 | GB | 28343.9849
2018-09-17 22:00 | GB | 27013.4408
2018-09-17 23:00 | GB | 22991.8414
2018-09-18 | GB | 21624.3378
2018-09-18 01:00 | GB | 21254.7422
2018-09-18 02:00 | GB | 20368.7117
2018-09-18 03:00 | GB | 20205.8899
2018-09-18 04:00 | GB | 21507.4657
2018-09-18 05:00 | GB | 26795.6791
2018-09-18 06:00 | GB | 33375.4792
2018-09-18 07:00 | GB | 35915.6996
2018-09-18 08:00 | GB | 36742.7946
2018-09-18 09:00 | GB | 37006.506
2018-09-18 10:00 | GB | 37839.5944
2018-09-18 11:00 | GB | 38493.8785
2018-09-18 12:00 | GB | 37710.7354
2018-09-18 13:00 | GB | 36762.7727
2018-09-18 14:00 | GB | 36754.7815
2018-09-18 15:00 | GB | 36613.9356
2018-09-18 16:00 | GB | 38416.9626
2018-09-18 17:00 | GB | 37814.6217
2018-09-18 18:00 | GB | 38664.6916
2018-09-18 19:00 | GB | 38433.9441
2018-09-18 20:00 | GB | 34866.8473
2018-09-18 21:00 | GB | 30968.1135
2018-09-18 22:00 | GB | 25759.8126
2018-09-18 23:00 | GB | 22233.671
2018-09-19 | GB | 20015.0987
2018-09-19 01:00 | GB | 19296.8846
2018-09-19 02:00 | GB | 18900.3185
2018-09-19 03:00 | GB | 19036.1699
2018-09-19 04:00 | GB | 21953.9771
2018-09-19 05:00 | GB | 26868.5993
2018-09-19 06:00 | GB | 34178.6004
2018-09-19 07:00 | GB | 36641.905
2018-09-19 08:00 | GB | 37370.1081
2018-09-19 09:00 | GB | 37429.0437
2018-09-19 10:00 | GB | 38054.3594
2018-09-19 11:00 | GB | 38239.1572
2018-09-19 12:00 | GB | 37925.5004
2018-09-19 13:00 | GB | 38073.3386
2018-09-19 14:00 | GB | 36987.5268
2018-09-19 15:00 | GB | 38188.2129
2018-09-19 16:00 | GB | 39135.1767
2018-09-19 17:00 | GB | 38502.8686
2018-09-19 18:00 | GB | 38679.6752
2018-09-19 19:00 | GB | 37930.4949
2018-09-19 20:00 | GB | 35147.5402
2018-09-19 21:00 | GB | 31648.3691
2018-09-19 22:00 | GB | 27025.4277
2018-09-19 23:00 | GB | 23070.7551
2018-09-20 | GB | 21206.7947
2018-09-20 01:00 | GB | 20791.2494
2018-09-20 02:00 | GB | 20757.2866
2018-09-20 03:00 | GB | 21469.5072
2018-09-20 04:00 | GB | 24223.4937
2018-09-20 05:00 | GB | 29029.2351
2018-09-20 06:00 | GB | 34157.6234
2018-09-20 07:00 | GB | 37637.8152
2018-09-20 08:00 | GB | 39055.2642
2018-09-20 09:00 | GB | 39500.7767
2018-09-20 10:00 | GB | 39492.7854
2018-09-20 11:00 | GB | 39880.3613
2018-09-20 12:00 | GB | 39973.2597
2018-09-20 13:00 | GB | 39351.9395
2018-09-20 14:00 | GB | 38125.2818
2018-09-20 15:00 | GB | 39816.4313
2018-09-20 16:00 | GB | 40799.3557
2018-09-20 17:00 | GB | 40486.6979
2018-09-20 18:00 | GB | 41028.1054
2018-09-20 19:00 | GB | 39828.4182
2018-09-20 20:00 | GB | 36533.0241
2018-09-20 21:00 | GB | 32161.8073
2018-09-20 22:00 | GB | 28177.1674
2018-09-20 23:00 | GB | 25226.3963
2018-09-21 | GB | 23045.7824
2018-09-21 01:00 | GB | 22432.4535
2018-09-21 02:00 | GB | 20138.9631
2018-09-21 03:00 | GB | 20311.7741
2018-09-21 04:00 | GB | 21869.07
2018-09-21 05:00 | GB | 28000.3609
2018-09-21 06:00 | GB | 34639.0965
2018-09-21 07:00 | GB | 37403.0721
2018-09-21 08:00 | GB | 37839.5944
2018-09-21 09:00 | GB | 37698.7485
2018-09-21 10:00 | GB | 37591.8655
2018-09-21 11:00 | GB | 38265.1288
2018-09-21 12:00 | GB | 36575.9771
2018-09-21 13:00 | GB | 35475.1817
2018-09-21 14:00 | GB | 35287.3871
2018-09-21 15:00 | GB | 36760.7749
2018-09-21 16:00 | GB | 38225.1725
2018-09-21 17:00 | GB | 38087.3233
2018-09-21 18:00 | GB | 38725.6249
2018-09-21 19:00 | GB | 38469.9047
2018-09-21 20:00 | GB | 35218.4626
2018-09-21 21:00 | GB | 31303.7462
2018-09-21 22:00 | GB | 26583.9108
2018-09-21 23:00 | GB | 23020.8097
2018-09-22 | GB | 21199.8023
2018-09-22 01:00 | GB | 20502.5653
2018-09-22 02:00 | GB | 19722.4189
2018-09-22 03:00 | GB | 19438.7294
2018-09-22 04:00 | GB | 20159.9402
2018-09-22 05:00 | GB | 24423.2751
2018-09-22 06:00 | GB | 28257.08
2018-09-22 07:00 | GB | 32860.0432
2018-09-22 08:00 | GB | 35110.5806
2018-09-22 09:00 | GB | 36412.1564
2018-09-22 10:00 | GB | 36829.6995
2018-09-22 11:00 | GB | 36827.7017
2018-09-22 12:00 | GB | 36544.0121
2018-09-22 13:00 | GB | 35859.7608
2018-09-22 14:00 | GB | 35498.1565
2018-09-22 15:00 | GB | 36143.4504
2018-09-22 16:00 | GB | 37551.9092
2018-09-22 17:00 | GB | 38081.3299
2018-09-22 18:00 | GB | 38406.9736
2018-09-22 19:00 | GB | 37422.0513
2018-09-22 20:00 | GB | 35447.2123
2018-09-22 21:00 | GB | 32917.9798
2018-09-22 22:00 | GB | 29648.5574
2018-09-22 23:00 | GB | 26605.8868
2018-09-23 | GB | 24593.0893
2018-09-23 01:00 | GB | 24309.3997
2018-09-23 02:00 | GB | 23004.8272
2018-09-23 03:00 | GB | 22319.577
2018-09-23 04:00 | GB | 22205.7016
2018-09-23 05:00 | GB | 23900.8467
2018-09-23 06:00 | GB | 25242.3788
2018-09-23 07:00 | GB | 30059.1081
2018-09-23 08:00 | GB | 33917.8857
2018-09-23 09:00 | GB | 36607.9421
2018-09-23 10:00 | GB | 37548.9125
2018-09-23 11:00 | GB | 38104.3048
2018-09-23 12:00 | GB | 37002.5104
2018-09-23 13:00 | GB | 35822.8013
2018-09-23 14:00 | GB | 35822.8013
2018-09-23 15:00 | GB | 35938.6745
2018-09-23 16:00 | GB | 38006.4119
2018-09-23 17:00 | GB | 38341.0457
2018-09-23 18:00 | GB | 39339.9527
2018-09-23 19:00 | GB | 38837.5025
2018-09-23 20:00 | GB | 35629.0133
2018-09-23 21:00 | GB | 32298.6575
2018-09-23 22:00 | GB | 28603.7007
2018-09-23 23:00 | GB | 25068.569
2018-09-24 | GB | 23954.7877
2018-09-24 01:00 | GB | 24061.6708
2018-09-24 02:00 | GB | 23443.3474
2018-09-24 03:00 | GB | 23631.1419
2018-09-24 04:00 | GB | 25160.4684
2018-09-24 05:00 | GB | 30569.5496
2018-09-24 06:00 | GB | 36461.1028
2018-09-24 07:00 | GB | 39800.4488
2018-09-24 08:00 | GB | 40405.7864
2018-09-24 09:00 | GB | 40246.9602
2018-09-24 10:00 | GB | 40234.9733
2018-09-24 11:00 | GB | 40312.888
2018-09-24 12:00 | GB | 38824.5167
2018-09-24 13:00 | GB | 39282.0161
2018-09-24 14:00 | GB | 38206.1933
2018-09-24 15:00 | GB | 39350.9406
2018-09-24 16:00 | GB | 40936.206
2018-09-24 17:00 | GB | 40406.7853
2018-09-24 18:00 | GB | 41814.2452
2018-09-24 19:00 | GB | 41298.8092
2018-09-24 20:00 | GB | 38123.284
2018-09-24 21:00 | GB | 34585.1556
2018-09-24 22:00 | GB | 30455.6742
2018-09-24 23:00 | GB | 27369.0517
2018-09-25 | GB | 25701.876
2018-09-25 01:00 | GB | 25424.1799
2018-09-25 02:00 | GB | 24636.0423
2018-09-25 03:00 | GB | 24971.675
2018-09-25 04:00 | GB | 26688.7961
2018-09-25 05:00 | GB | 32077.8991
2018-09-25 06:00 | GB | 37898.5299
2018-09-25 07:00 | GB | 40536.6432
2018-09-25 08:00 | GB | 41357.7447
2018-09-25 09:00 | GB | 40230.9777
2018-09-25 10:00 | GB | 40525.6552
2018-09-25 11:00 | GB | 40605.5678
2018-09-25 12:00 | GB | 40239.9678
2018-09-25 13:00 | GB | 39689.5701
2018-09-25 14:00 | GB | 38261.1332
2018-09-25 15:00 | GB | 39074.2434
2018-09-25 16:00 | GB | 41137.9852
2018-09-25 17:00 | GB | 41483.607
2018-09-25 18:00 | GB | 42986.962
2018-09-25 19:00 | GB | 41892.1599
2018-09-25 20:00 | GB | 38533.8348
2018-09-25 21:00 | GB | 33819.9928
2018-09-25 22:00 | GB | 29740.4568
2018-09-25 23:00 | GB | 26007.5415
2018-09-26 | GB | 24291.4194
2018-09-26 01:00 | GB | 24120.6063
2018-09-26 02:00 | GB | 23412.3812
2018-09-26 03:00 | GB | 23382.414
2018-09-26 04:00 | GB | 24714.9559
2018-09-26 05:00 | GB | 30633.4796
2018-09-26 06:00 | GB | 37503.9617
2018-09-26 07:00 | GB | 39981.2509
2018-09-26 08:00 | GB | 39845.3996
2018-09-26 09:00 | GB | 38853.485
2018-09-26 10:00 | GB | 38425.9528
2018-09-26 11:00 | GB | 39121.192
2018-09-26 12:00 | GB | 38398.9823
2018-09-26 13:00 | GB | 37607.848
2018-09-26 14:00 | GB | 37937.4873
2018-09-26 15:00 | GB | 38561.8041
2018-09-26 16:00 | GB | 40453.7339
2018-09-26 17:00 | GB | 40211.9984
2018-09-26 18:00 | GB | 41495.5939
2018-09-26 19:00 | GB | 40632.5383
2018-09-26 20:00 | GB | 37819.6163
2018-09-26 21:00 | GB | 33966.8321
2018-09-26 22:00 | GB | 30144.0152
2018-09-26 23:00 | GB | 27329.0954
2018-09-27 | GB | 25926.6301
2018-09-27 01:00 | GB | 25523.0716
2018-09-27 02:00 | GB | 24529.1592
2018-09-27 03:00 | GB | 24368.3352
2018-09-27 04:00 | GB | 26001.5481
2018-09-27 05:00 | GB | 30786.3124
2018-09-27 06:00 | GB | 36820.7093
2018-09-27 07:00 | GB | 39072.2456
2018-09-27 08:00 | GB | 38850.4883
2018-09-27 09:00 | GB | 38809.5331
2018-09-27 10:00 | GB | 38949.8795
2018-09-27 11:00 | GB | 39090.2259
2018-09-27 12:00 | GB | 38381.002
2018-09-27 13:00 | GB | 38118.2895
2018-09-27 14:00 | GB | 37542.9191
2018-09-27 15:00 | GB | 38453.9222
2018-09-27 16:00 | GB | 39673.5876
2018-09-27 17:00 | GB | 40169.0454
2018-09-27 18:00 | GB | 41495.5939
2018-09-27 19:00 | GB | 40355.841
2018-09-27 20:00 | GB | 36654.8908
2018-09-27 21:00 | GB | 33261.6038
2018-09-27 22:00 | GB | 31608.4128
2018-09-27 23:00 | GB | 26228.3
2018-09-28 | GB | 24722.9472
2018-09-28 01:00 | GB | 24539.1483
2018-09-28 02:00 | GB | 24156.5669
2018-09-28 03:00 | GB | 23933.8107
2018-09-28 04:00 | GB | 25406.1995
2018-09-28 05:00 | GB | 29814.3759
2018-09-28 06:00 | GB | 36547.0088
2018-09-28 07:00 | GB | 39391.8958
2018-09-28 08:00 | GB | 39608.6586
2018-09-28 09:00 | GB | 39590.6783
2018-09-28 10:00 | GB | 39658.604
2018-09-28 11:00 | GB | 39847.3974
2018-09-28 12:00 | GB | 38788.556
2018-09-28 13:00 | GB | 37786.6523
2018-09-28 14:00 | GB | 37177.3191
2018-09-28 15:00 | GB | 37713.7321
2018-09-28 16:00 | GB | 38642.7156
2018-09-28 17:00 | GB | 38737.6118
2018-09-28 18:00 | GB | 40062.1624
2018-09-28 19:00 | GB | 38780.5648
2018-09-28 20:00 | GB | 36200.3881
2018-09-28 21:00 | GB | 33163.711
2018-09-28 22:00 | GB | 29754.4415
2018-09-28 23:00 | GB | 27092.3545
2018-09-29 | GB | 25314.3001
2018-09-29 01:00 | GB | 24674.9996
2018-09-29 02:00 | GB | 23385.4108
2018-09-29 03:00 | GB | 22760.095
2018-09-29 04:00 | GB | 23799.9571
2018-09-29 05:00 | GB | 26151.3841
2018-09-29 06:00 | GB | 29880.3038
2018-09-29 07:00 | GB | 33692.1327
2018-09-29 08:00 | GB | 35054.6418
2018-09-29 09:00 | GB | 34779.9424
2018-09-29 10:00 | GB | 34389.3698
2018-09-29 11:00 | GB | 33993.8026
2018-09-29 12:00 | GB | 33139.7372
2018-09-29 13:00 | GB | 32317.6368
2018-09-29 14:00 | GB | 31842.1571
2018-09-29 15:00 | GB | 31970.0171
2018-09-29 16:00 | GB | 34171.6081
2018-09-29 17:00 | GB | 35702.9324
2018-09-29 18:00 | GB | 36845.682
2018-09-29 19:00 | GB | 35663.9751
2018-09-29 20:00 | GB | 33297.5645
2018-09-29 21:00 | GB | 31061.0118
2018-09-29 22:00 | GB | 28209.1324
2018-09-29 23:00 | GB | 25729.8454
2018-09-30 | GB | 24317.3909
2018-09-30 01:00 | GB | 23736.0271
2018-09-30 02:00 | GB | 21788.1585
2018-09-30 03:00 | GB | 21459.5181
2018-09-30 04:00 | GB | 21753.1968
2018-09-30 05:00 | GB | 23759.002
2018-09-30 06:00 | GB | 26002.547
2018-09-30 07:00 | GB | 29542.6732
2018-09-30 08:00 | GB | 33185.6869
2018-09-30 09:00 | GB | 34916.7927
2018-09-30 10:00 | GB | 35895.7215
2018-09-30 11:00 | GB | 36612.9367
2018-09-30 12:00 | GB | 36155.4373
2018-09-30 13:00 | GB | 35437.2232
2018-09-30 14:00 | GB | 35254.4232
2018-09-30 15:00 | GB | 36191.3979
2018-09-30 16:00 | GB | 37767.6731
2018-09-30 17:00 | GB | 37936.4884
2018-09-30 18:00 | GB | 39108.2063
2018-09-30 19:00 | GB | 37546.9147
2018-09-30 20:00 | GB | 34795.9249
2018-09-30 21:00 | GB | 31409.6303
2018-09-30 22:00 | GB | 26813.6594
2018-09-30 23:00 | GB | 23693.0741
2018-10-01 | GB | 22842.0054
2018-10-01 01:00 | GB | 23009.8217
2018-10-01 02:00 | GB | 22012.9126
2018-10-01 03:00 | GB | 21956.9738
2018-10-01 04:00 | GB | 23588.1889
2018-10-01 05:00 | GB | 30370.7671
2018-10-01 06:00 | GB | 37373.1049
2018-10-01 07:00 | GB | 40122.0968
2018-10-01 08:00 | GB | 40825.3273
2018-10-01 09:00 | GB | 40516.6651
2018-10-01 10:00 | GB | 40690.4749
2018-10-01 11:00 | GB | 40809.3448
2018-10-01 12:00 | GB | 40364.8312
2018-10-01 13:00 | GB | 39392.8947
2018-10-01 14:00 | GB | 39320.9734
2018-10-01 15:00 | GB | 41040.0923
2018-10-01 16:00 | GB | 42655.3249
2018-10-01 17:00 | GB | 43371.5411
2018-10-01 18:00 | GB | 44724.0612
2018-10-01 19:00 | GB | 42365.6418
2018-10-01 20:00 | GB | 38355.0304
2018-10-01 21:00 | GB | 33196.6749
2018-10-01 22:00 | GB | 27491.9173
2018-10-01 23:00 | GB | 23594.1823
2018-10-02 | GB | 22335.5595
2018-10-02 01:00 | GB | 21793.1531
2018-10-02 02:00 | GB | 20837.1991
2018-10-02 03:00 | GB | 19812.3206
2018-10-02 04:00 | GB | 21768.1804
2018-10-02 05:00 | GB | 26772.7042
2018-10-02 06:00 | GB | 35865.7543
2018-10-02 07:00 | GB | 38983.3429
2018-10-02 08:00 | GB | 39153.1571
2018-10-02 09:00 | GB | 38402.9779
2018-10-02 10:00 | GB | 38477.896
2018-10-02 11:00 | GB | 38470.9036
2018-10-02 12:00 | GB | 38528.8402
2018-10-02 13:00 | GB | 37773.6666
2018-10-02 14:00 | GB | 36588.9629
2018-10-02 15:00 | GB | 39097.2183
2018-10-02 16:00 | GB | 40715.4475
2018-10-02 17:00 | GB | 41682.3895
2018-10-02 18:00 | GB | 43042.9008
2018-10-02 19:00 | GB | 41171.948
2018-10-02 20:00 | GB | 37192.3027
2018-10-02 21:00 | GB | 32686.2334
2018-10-02 22:00 | GB | 29595.6153
2018-10-02 23:00 | GB | 26635.854
2018-10-03 | GB | 25761.8104
2018-10-03 01:00 | GB | 25852.7109
2018-10-03 02:00 | GB | 24563.1221
2018-10-03 03:00 | GB | 24675.9985
2018-10-03 04:00 | GB | 26241.2857
2018-10-03 05:00 | GB | 31755.2521
2018-10-03 06:00 | GB | 38666.6894
2018-10-03 07:00 | GB | 40791.3645
2018-10-03 08:00 | GB | 40923.2202
2018-10-03 09:00 | GB | 39988.2433
2018-10-03 10:00 | GB | 38951.3779
2018-10-03 11:00 | GB | 39034.2871
2018-10-03 12:00 | GB | 36921.5989
2018-10-03 13:00 | GB | 36469.0941
2018-10-03 14:00 | GB | 36942.576
2018-10-03 15:00 | GB | 39280.0182
2018-10-03 16:00 | GB | 40777.3798
2018-10-03 17:00 | GB | 40937.2049
2018-10-03 18:00 | GB | 42712.2626
2018-10-03 19:00 | GB | 41062.0683
2018-10-03 20:00 | GB | 37907.5201
2018-10-03 21:00 | GB | 33235.6323
2018-10-03 22:00 | GB | 29914.2666
2018-10-03 23:00 | GB | 27156.2845
2018-10-04 | GB | 26011.5371
2018-10-04 01:00 | GB | 25785.7842
2018-10-04 02:00 | GB | 25028.6127
2018-10-04 03:00 | GB | 25148.4815
2018-10-04 04:00 | GB | 25345.2662
2018-10-04 05:00 | GB | 29831.3573
2018-10-04 06:00 | GB | 36085.5138
2018-10-04 07:00 | GB | 39367.9221
2018-10-04 08:00 | GB | 38476.8971
2018-10-04 09:00 | GB | 37606.8491
2018-10-04 10:00 | GB | 37934.4906
2018-10-04 11:00 | GB | 37295.1901
2018-10-04 12:00 | GB | 36770.764
2018-10-04 13:00 | GB | 35915.6996
2018-10-04 14:00 | GB | 36271.3105
2018-10-04 15:00 | GB | 38025.3911
2018-10-04 16:00 | GB | 39106.2084
2018-10-04 17:00 | GB | 40240.9667
2018-10-04 18:00 | GB | 42823.1412
2018-10-04 19:00 | GB | 40739.4213
2018-10-04 20:00 | GB | 37068.4382
2018-10-04 21:00 | GB | 33206.664
2018-10-04 22:00 | GB | 30207.9453
2018-10-04 23:00 | GB | 26277.2464
2018-10-05 | GB | 24791.8718
2018-10-05 01:00 | GB | 24935.7144
2018-10-05 02:00 | GB | 24263.45
2018-10-05 03:00 | GB | 24192.5276
2018-10-05 04:00 | GB | 25197.428
2018-10-05 05:00 | GB | 29478.7432
2018-10-05 06:00 | GB | 37100.4033
2018-10-05 07:00 | GB | 39690.569
2018-10-05 08:00 | GB | 40196.0159
2018-10-05 09:00 | GB | 39906.3329
2018-10-05 10:00 | GB | 39653.6094
2018-10-05 11:00 | GB | 40320.8793
2018-10-05 12:00 | GB | 39134.1778
2018-10-05 13:00 | GB | 38295.096
2018-10-05 14:00 | GB | 37440.0316
2018-10-05 15:00 | GB | 38582.7812
2018-10-05 16:00 | GB | 39889.3515
2018-10-05 17:00 | GB | 40221.9875
2018-10-05 18:00 | GB | 41027.1065
2018-10-05 19:00 | GB | 39164.145
2018-10-05 20:00 | GB | 36296.2832
2018-10-05 21:00 | GB | 32837.0684
2018-10-05 22:00 | GB | 29337.8973
2018-10-05 23:00 | GB | 26708.7742
2018-10-06 | GB | 24299.4106
2018-10-06 01:00 | GB | 23962.779
2018-10-06 02:00 | GB | 23032.7966
2018-10-06 03:00 | GB | 22631.236
2018-10-06 04:00 | GB | 22650.2152
2018-10-06 05:00 | GB | 24329.3778
2018-10-06 06:00 | GB | 28014.3456
2018-10-06 07:00 | GB | 33119.759
2018-10-06 08:00 | GB | 36111.4854
2018-10-06 09:00 | GB | 37024.4863
2018-10-06 10:00 | GB | 37786.6523
2018-10-06 11:00 | GB | 38196.2042
2018-10-06 12:00 | GB | 37403.0721
2018-10-06 13:00 | GB | 36211.3761
2018-10-06 14:00 | GB | 35200.4822
2018-10-06 15:00 | GB | 35303.3697
2018-10-06 16:00 | GB | 37213.2798
2018-10-06 17:00 | GB | 38070.3419
2018-10-06 18:00 | GB | 38945.3844
2018-10-06 19:00 | GB | 37027.4831
2018-10-06 20:00 | GB | 34955.75
2018-10-06 21:00 | GB | 32020.9614
2018-10-06 22:00 | GB | 28813.4712
2018-10-06 23:00 | GB | 26039.5065
2018-10-07 | GB | 24739.9286
2018-10-07 01:00 | GB | 24173.5483
2018-10-07 02:00 | GB | 23217.5944
2018-10-07 03:00 | GB | 22717.142
2018-10-07 04:00 | GB | 22857.9879
2018-10-07 05:00 | GB | 24424.274
2018-10-07 06:00 | GB | 27012.4419
2018-10-07 07:00 | GB | 31456.579
2018-10-07 08:00 | GB | 34308.4583
2018-10-07 09:00 | GB | 36327.2493
2018-10-07 10:00 | GB | 36834.694
2018-10-07 11:00 | GB | 37015.4962
2018-10-07 12:00 | GB | 36021.5838
2018-10-07 13:00 | GB | 35402.2614
2018-10-07 14:00 | GB | 35345.3237
2018-10-07 15:00 | GB | 36671.8722
2018-10-07 16:00 | GB | 38237.1594
2018-10-07 17:00 | GB | 39077.2401
2018-10-07 18:00 | GB | 40337.8607
2018-10-07 19:00 | GB | 38674.6806
2018-10-07 20:00 | GB | 35961.6493
2018-10-07 21:00 | GB | 31633.3855
2018-10-07 22:00 | GB | 27040.4113
2018-10-07 23:00 | GB | 23357.4414
2018-10-08 | GB | 22137.776
2018-10-08 01:00 | GB | 23066.7594
2018-10-08 02:00 | GB | 21444.5345
2018-10-08 03:00 | GB | 21593.3717
2018-10-08 04:00 | GB | 23140.6786
2018-10-08 05:00 | GB | 28395.9281
2018-10-08 06:00 | GB | 36401.1684
2018-10-08 07:00 | GB | 40142.075
2018-10-08 08:00 | GB | 40517.664
2018-10-08 09:00 | GB | 40405.7864
2018-10-08 10:00 | GB | 39687.5723
2018-10-08 11:00 | GB | 39068.25
2018-10-08 12:00 | GB | 38798.5451
2018-10-08 13:00 | GB | 38410.9692
2018-10-08 14:00 | GB | 38140.2654
2018-10-08 15:00 | GB | 40681.4847
2018-10-08 16:00 | GB | 42143.8845
2018-10-08 17:00 | GB | 43667.2176
2018-10-08 18:00 | GB | 44058.7891
2018-10-08 19:00 | GB | 40820.3328
2018-10-08 20:00 | GB | 36648.8973
2018-10-08 21:00 | GB | 31077.9932
2018-10-08 22:00 | GB | 28577.7291
2018-10-08 23:00 | GB | 25006.6367
2018-10-09 | GB | 23831.9222
2018-10-09 01:00 | GB | 23982.7571
2018-10-09 02:00 | GB | 22730.1278
2018-10-09 03:00 | GB | 22197.7104
2018-10-09 04:00 | GB | 22691.1704
2018-10-09 05:00 | GB | 27025.4277
2018-10-09 06:00 | GB | 34047.7436
2018-10-09 07:00 | GB | 37817.6185
2018-10-09 08:00 | GB | 37999.4195
2018-10-09 09:00 | GB | 37263.2251
2018-10-09 10:00 | GB | 36755.7804
2018-10-09 11:00 | GB | 36986.5279
2018-10-09 12:00 | GB | 36653.8919
2018-10-09 13:00 | GB | 36322.2547
2018-10-09 14:00 | GB | 36143.4504
2018-10-09 15:00 | GB | 37006.506
2018-10-09 16:00 | GB | 39361.9286
2018-10-09 17:00 | GB | 39823.4236
2018-10-09 18:00 | GB | 44213.6197
2018-10-09 19:00 | GB | 41200.9163
2018-10-09 20:00 | GB | 37497.9682
2018-10-09 21:00 | GB | 33889.9163
2018-10-09 22:00 | GB | 30857.2348
2018-10-09 23:00 | GB | 27220.2146
2018-10-10 | GB | 26165.3688
2018-10-10 01:00 | GB | 25861.7011
2018-10-10 02:00 | GB | 25083.5526
2018-10-10 03:00 | GB | 25000.6433
2018-10-10 04:00 | GB | 26135.4016
2018-10-10 05:00 | GB | 30170.9857
2018-10-10 06:00 | GB | 38097.3124
2018-10-10 07:00 | GB | 40506.676
2018-10-10 08:00 | GB | 40980.1579
2018-10-10 09:00 | GB | 39561.71
2018-10-10 10:00 | GB | 39213.0915
2018-10-10 11:00 | GB | 39560.7111
2018-10-10 12:00 | GB | 39457.8237
2018-10-10 13:00 | GB | 39124.1888
2018-10-10 14:00 | GB | 38517.8522
2018-10-10 15:00 | GB | 39734.5209
2018-10-10 16:00 | GB | 41735.3315
2018-10-10 17:00 | GB | 42050.9861
2018-10-10 18:00 | GB | 43898.964
2018-10-10 19:00 | GB | 41363.7382
2018-10-10 20:00 | GB | 38308.0818
2018-10-10 21:00 | GB | 33845.9644
2018-10-10 22:00 | GB | 30025.1453
2018-10-10 23:00 | GB | 26271.253
2018-10-11 | GB | 25399.2072
2018-10-11 01:00 | GB | 24386.3155
2018-10-11 02:00 | GB | 23902.8446
2018-10-11 03:00 | GB | 23732.0315
2018-10-11 04:00 | GB | 24855.8018
2018-10-11 05:00 | GB | 29738.459
2018-10-11 06:00 | GB | 37299.1858
2018-10-11 07:00 | GB | 39183.1243
2018-10-11 08:00 | GB | 39159.1505
2018-10-11 09:00 | GB | 37844.589
2018-10-11 10:00 | GB | 37748.6939
2018-10-11 11:00 | GB | 38310.0796
2018-10-11 12:00 | GB | 37717.7278
2018-10-11 13:00 | GB | 37325.1573
2018-10-11 14:00 | GB | 36473.0897
2018-10-11 15:00 | GB | 38381.002
2018-10-11 16:00 | GB | 39118.1953
2018-10-11 17:00 | GB | 41110.0158
2018-10-11 18:00 | GB | 41700.3698
2018-10-11 19:00 | GB | 39028.2937
2018-10-11 20:00 | GB | 37743.6993
2018-10-11 21:00 | GB | 34025.7677
2018-10-11 22:00 | GB | 29734.4634
2018-10-11 23:00 | GB | 26510.9906
2018-10-12 | GB | 25272.346
2018-10-12 01:00 | GB | 23501.284
2018-10-12 02:00 | GB | 22097.8197
2018-10-12 03:00 | GB | 21181.822
2018-10-12 04:00 | GB | 22029.894
2018-10-12 05:00 | GB | 27198.2386
2018-10-12 06:00 | GB | 34756.9675
2018-10-12 07:00 | GB | 37970.4512
2018-10-12 08:00 | GB | 38763.5834
2018-10-12 09:00 | GB | 39693.5657
2018-10-12 10:00 | GB | 39928.3089
2018-10-12 11:00 | GB | 40426.7634
2018-10-12 12:00 | GB | 39565.7056
2018-10-12 13:00 | GB | 39264.0357
2018-10-12 14:00 | GB | 38148.2567
2018-10-12 15:00 | GB | 38777.568
2018-10-12 16:00 | GB | 40269.935
2018-10-12 17:00 | GB | 40828.324
2018-10-12 18:00 | GB | 40223.9853
2018-10-12 19:00 | GB | 37480.9868
2018-10-12 20:00 | GB | 34552.1916
2018-10-12 21:00 | GB | 30469.6589
2018-10-12 22:00 | GB | 26897.5676
2018-10-12 23:00 | GB | 23774.9845
2018-10-13 | GB | 22710.1497
2018-10-13 01:00 | GB | 22472.4098
2018-10-13 02:00 | GB | 21660.2984
2018-10-13 03:00 | GB | 21347.6406
2018-10-13 04:00 | GB | 21904.0317
2018-10-13 05:00 | GB | 24439.2576
2018-10-13 06:00 | GB | 27576.8243
2018-10-13 07:00 | GB | 31840.1592
2018-10-13 08:00 | GB | 34092.6944
2018-10-13 09:00 | GB | 35014.6855
2018-10-13 10:00 | GB | 35600.045
2018-10-13 11:00 | GB | 35185.4986
2018-10-13 12:00 | GB | 34155.6256
2018-10-13 13:00 | GB | 32739.1755
2018-10-13 14:00 | GB | 32586.3427
2018-10-13 15:00 | GB | 32346.6051
2018-10-13 16:00 | GB | 35163.5227
2018-10-13 17:00 | GB | 37493.9726
2018-10-13 18:00 | GB | 37055.4525
2018-10-13 19:00 | GB | 34392.3665
2018-10-13 20:00 | GB | 31589.4336
2018-10-13 21:00 | GB | 29023.2416
2018-10-13 22:00 | GB | 27241.1916
2018-10-13 23:00 | GB | 23744.0184
2018-10-14 | GB | 22327.5683
2018-10-14 01:00 | GB | 22110.8055
2018-10-14 02:00 | GB | 21309.6821
2018-10-14 03:00 | GB | 21644.3159
2018-10-14 04:00 | GB | 22031.8918
2018-10-14 05:00 | GB | 23467.3211
2018-10-14 06:00 | GB | 26226.3021
2018-10-14 07:00 | GB | 29988.1857
2018-10-14 08:00 | GB | 33197.6738
2018-10-14 09:00 | GB | 35348.3205
2018-10-14 10:00 | GB | 36383.1881
2018-10-14 11:00 | GB | 37545.9158
2018-10-14 12:00 | GB | 37596.86
2018-10-14 13:00 | GB | 36987.5268
2018-10-14 14:00 | GB | 36964.5519
2018-10-14 15:00 | GB | 37448.0229
2018-10-14 16:00 | GB | 38572.7921
2018-10-14 17:00 | GB | 39754.4991
2018-10-14 18:00 | GB | 39683.5767
2018-10-14 19:00 | GB | 37481.9857
2018-10-14 20:00 | GB | 35432.2287
2018-10-14 21:00 | GB | 32161.8073
2018-10-14 22:00 | GB | 27908.4615
2018-10-14 23:00 | GB | 24091.638
2018-10-15 | GB | 23574.2042
2018-10-15 01:00 | GB | 23657.1134
2018-10-15 02:00 | GB | 22800.0513
2018-10-15 03:00 | GB | 22595.2754
2018-10-15 04:00 | GB | 23801.955
2018-10-15 05:00 | GB | 28664.634
2018-10-15 06:00 | GB | 35661.9773
2018-10-15 07:00 | GB | 39013.3101
2018-10-15 08:00 | GB | 39737.5176
2018-10-15 09:00 | GB | 39912.3264
2018-10-15 10:00 | GB | 39986.2455
2018-10-15 11:00 | GB | 40660.5077
2018-10-15 12:00 | GB | 40398.794
2018-10-15 13:00 | GB | 40035.1919
2018-10-15 14:00 | GB | 38569.7954
2018-10-15 15:00 | GB | 40369.8257
2018-10-15 16:00 | GB | 42278.7369
2018-10-15 17:00 | GB | 43829.0405
2018-10-15 18:00 | GB | 44500.306
2018-10-15 19:00 | GB | 41608.4704
2018-10-15 20:00 | GB | 38172.2304
2018-10-15 21:00 | GB | 35226.4538
2018-10-15 22:00 | GB | 30801.296
2018-10-15 23:00 | GB | 27622.7741
2018-10-16 | GB | 26375.1393
2018-10-16 01:00 | GB | 26552.9447
2018-10-16 02:00 | GB | 26009.5393
2018-10-16 03:00 | GB | 25768.8028
2018-10-16 04:00 | GB | 25495.1022
2018-10-16 05:00 | GB | 28851.4296
2018-10-16 06:00 | GB | 36645.9006
2018-10-16 07:00 | GB | 39831.4149
2018-10-16 08:00 | GB | 40422.7678
2018-10-16 09:00 | GB | 39558.7133
2018-10-16 10:00 | GB | 39649.6138
2018-10-16 11:00 | GB | 39986.2455
2018-10-16 12:00 | GB | 38109.2993
2018-10-16 13:00 | GB | 37382.095
2018-10-16 14:00 | GB | 37234.2568
2018-10-16 15:00 | GB | 38654.7025
2018-10-16 16:00 | GB | 40397.7951
2018-10-16 17:00 | GB | 41736.3305
2018-10-16 18:00 | GB | 43732.1466
2018-10-16 19:00 | GB | 39907.3318
2018-10-16 20:00 | GB | 36729.8088
2018-10-16 21:00 | GB | 32498.4389
2018-10-16 22:00 | GB | 29346.8875
2018-10-16 23:00 | GB | 25728.8465
2018-10-17 | GB | 24857.7996
2018-10-17 01:00 | GB | 25121.511
2018-10-17 02:00 | GB | 24534.1538
2018-10-17 03:00 | GB | 24369.3341
2018-10-17 04:00 | GB | 23784.9735
2018-10-17 05:00 | GB | 27347.0757
2018-10-17 06:00 | GB | 34774.9479
2018-10-17 07:00 | GB | 38244.1517
2018-10-17 08:00 | GB | 38479.8938
2018-10-17 09:00 | GB | 38713.638
2018-10-17 10:00 | GB | 38281.1113
2018-10-17 11:00 | GB | 38235.1616
2018-10-17 12:00 | GB | 38418.9605
2018-10-17 13:00 | GB | 37958.4643
2018-10-17 14:00 | GB | 37206.2874
2018-10-17 15:00 | GB | 38526.8424
2018-10-17 16:00 | GB | 40912.2322
2018-10-17 17:00 | GB | 43019.9259
2018-10-17 18:00 | GB | 44289.5366
2018-10-17 19:00 | GB | 40201.0105
2018-10-17 20:00 | GB | 37258.2306
2018-10-17 21:00 | GB | 33262.6027
2018-10-17 22:00 | GB | 30101.0622
2018-10-17 23:00 | GB | 26417.0934
2018-10-18 | GB | 24879.7756
2018-10-18 01:00 | GB | 25140.4903
2018-10-18 02:00 | GB | 24483.2095
2018-10-18 03:00 | GB | 24265.4478
2018-10-18 04:00 | GB | 24572.1122
2018-10-18 05:00 | GB | 28504.8089
2018-10-18 06:00 | GB | 37843.59
2018-10-18 07:00 | GB | 41307.7994
2018-10-18 08:00 | GB | 41344.7589
2018-10-18 09:00 | GB | 41243.8693
2018-10-18 10:00 | GB | 40996.1404
2018-10-18 11:00 | GB | 40817.3361
2018-10-18 12:00 | GB | 40188.0247
2018-10-18 13:00 | GB | 39062.2565
2018-10-18 14:00 | GB | 38805.5374
2018-10-18 15:00 | GB | 40334.864
2018-10-18 16:00 | GB | 41838.219
2018-10-18 17:00 | GB | 43847.0209
2018-10-18 18:00 | GB | 44299.5257
2018-10-18 19:00 | GB | 41956.09
2018-10-18 20:00 | GB | 39034.2871
2018-10-18 21:00 | GB | 35308.3642
2018-10-18 22:00 | GB | 31244.8107
2018-10-18 23:00 | GB | 28217.1237
2018-10-19 | GB | 26380.1338
2018-10-19 01:00 | GB | 26037.5087
2018-10-19 02:00 | GB | 25332.2804
2018-10-19 03:00 | GB | 24879.7756
2018-10-19 04:00 | GB | 25014.628
2018-10-19 05:00 | GB | 28086.2669
2018-10-19 06:00 | GB | 36209.3783
2018-10-19 07:00 | GB | 39881.3602
2018-10-19 08:00 | GB | 39636.628
2018-10-19 09:00 | GB | 38260.1342
2018-10-19 10:00 | GB | 38319.0698
2018-10-19 11:00 | GB | 38384.9976
2018-10-19 12:00 | GB | 38417.9615
2018-10-19 13:00 | GB | 36725.8132
2018-10-19 14:00 | GB | 35192.491
2018-10-19 15:00 | GB | 36973.5421
2018-10-19 16:00 | GB | 39422.8619
2018-10-19 17:00 | GB | 41899.1523
2018-10-19 18:00 | GB | 42015.0255
2018-10-19 19:00 | GB | 39913.3253
2018-10-19 20:00 | GB | 37338.1431
2018-10-19 21:00 | GB | 34126.6573
2018-10-19 22:00 | GB | 30902.1856
2018-10-19 23:00 | GB | 28031.327
2018-10-20 | GB | 26440.0682
2018-10-20 01:00 | GB | 25236.3853
2018-10-20 02:00 | GB | 24402.298
2018-10-20 03:00 | GB | 23967.7735
2018-10-20 04:00 | GB | 24479.2139
2018-10-20 05:00 | GB | 26892.5731
2018-10-20 06:00 | GB | 31382.6599
2018-10-20 07:00 | GB | 35218.4626
2018-10-20 08:00 | GB | 37909.5179
2018-10-20 09:00 | GB | 38414.9648
2018-10-20 10:00 | GB | 37764.6764
2018-10-20 11:00 | GB | 37080.4251
2018-10-20 12:00 | GB | 35960.6504
2018-10-20 13:00 | GB | 34659.0747
2018-10-20 14:00 | GB | 34083.7043
2018-10-20 15:00 | GB | 34288.4802
2018-10-20 16:00 | GB | 36577.9749
2018-10-20 17:00 | GB | 38559.8063
2018-10-20 18:00 | GB | 38604.7571
2018-10-20 19:00 | GB | 36574.9782
2018-10-20 20:00 | GB | 34698.032
2018-10-20 21:00 | GB | 31665.3505
2018-10-20 22:00 | GB | 28792.4941
2018-10-20 23:00 | GB | 26298.2234
2018-10-21 | GB | 24743.9242
2018-10-21 01:00 | GB | 24461.2335
2018-10-21 02:00 | GB | 23082.7419
2018-10-21 03:00 | GB | 22572.3005
2018-10-21 04:00 | GB | 22725.1333
2018-10-21 05:00 | GB | 23886.862
2018-10-21 06:00 | GB | 26599.8933
2018-10-21 07:00 | GB | 29992.1814
2018-10-21 08:00 | GB | 33622.2092
2018-10-21 09:00 | GB | 35245.4331
2018-10-21 10:00 | GB | 35953.6581
2018-10-21 11:00 | GB | 36014.5914
2018-10-21 12:00 | GB | 35536.115
2018-10-21 13:00 | GB | 35057.6385
2018-10-21 14:00 | GB | 35379.2866
2018-10-21 15:00 | GB | 36578.9738
2018-10-21 16:00 | GB | 38272.1211
2018-10-21 17:00 | GB | 39883.358
2018-10-21 18:00 | GB | 39395.8915
2018-10-21 19:00 | GB | 37149.3497
2018-10-21 20:00 | GB | 34716.0124
2018-10-21 21:00 | GB | 31193.8664
2018-10-21 22:00 | GB | 26865.6026
2018-10-21 23:00 | GB | 23910.8358
2018-10-22 | GB | 22865.9791
2018-10-22 01:00 | GB | 23426.3659
2018-10-22 02:00 | GB | 23094.7288
2018-10-22 03:00 | GB | 22970.8644
2018-10-22 04:00 | GB | 23846.9058
2018-10-22 05:00 | GB | 29086.1728
2018-10-22 06:00 | GB | 36066.5346
2018-10-22 07:00 | GB | 40736.4246
2018-10-22 08:00 | GB | 41372.7283
2018-10-22 09:00 | GB | 41126.9972
2018-10-22 10:00 | GB | 40641.5284
2018-10-22 11:00 | GB | 40332.8662
2018-10-22 12:00 | GB | 40082.1405
2018-10-22 13:00 | GB | 39326.9669
2018-10-22 14:00 | GB | 38873.4631
2018-10-22 15:00 | GB | 39944.2914
2018-10-22 16:00 | GB | 42237.7817
2018-10-22 17:00 | GB | 44679.1103
2018-10-22 18:00 | GB | 44610.1858
2018-10-22 19:00 | GB | 42109.9217
2018-10-22 20:00 | GB | 38783.5615
2018-10-22 21:00 | GB | 33417.4333
2018-10-22 22:00 | GB | 29244.999
2018-10-22 23:00 | GB | 25835.7295
2018-10-23 | GB | 24318.3899
2018-10-23 01:00 | GB | 24638.0401
2018-10-23 02:00 | GB | 22905.9354
2018-10-23 03:00 | GB | 22706.154
2018-10-23 04:00 | GB | 24852.8051
2018-10-23 05:00 | GB | 30189.9649
2018-10-23 06:00 | GB | 36052.5499
2018-10-23 07:00 | GB | 39482.7964
2018-10-23 08:00 | GB | 41494.595
2018-10-23 09:00 | GB | 39777.4739
2018-10-23 10:00 | GB | 39122.1909
2018-10-23 11:00 | GB | 39758.4947
2018-10-23 12:00 | GB | 38560.8052
2018-10-23 13:00 | GB | 38533.8348
2018-10-23 14:00 | GB | 38625.7342
2018-10-23 15:00 | GB | 39767.4848
2018-10-23 16:00 | GB | 42740.2319
2018-10-23 17:00 | GB | 45143.6021
2018-10-23 18:00 | GB | 44229.6022
2018-10-23 19:00 | GB | 40766.3918
2018-10-23 20:00 | GB | 37120.3814
2018-10-23 21:00 | GB | 32649.2739
2018-10-23 22:00 | GB | 28812.4723
2018-10-23 23:00 | GB | 24920.7307
2018-10-24 | GB | 24533.1549
2018-10-24 01:00 | GB | 24696.9756
2018-10-24 02:00 | GB | 23247.5616
2018-10-24 03:00 | GB | 22914.9256
2018-10-24 04:00 | GB | 24911.7406
2018-10-24 05:00 | GB | 29275.9651
2018-10-24 06:00 | GB | 35170.515
2018-10-24 07:00 | GB | 38346.0402
2018-10-24 08:00 | GB | 39708.5493
2018-10-24 09:00 | GB | 38822.5189
2018-10-24 10:00 | GB | 38756.591
2018-10-24 11:00 | GB | 38775.5702
2018-10-24 12:00 | GB | 37167.33
2018-10-24 13:00 | GB | 37989.4305
2018-10-24 14:00 | GB | 37313.1705
2018-10-24 15:00 | GB | 37922.5037
2018-10-24 16:00 | GB | 41206.9098
2018-10-24 17:00 | GB | 44290.5355
2018-10-24 18:00 | GB | 43817.0536
2018-10-24 19:00 | GB | 40981.1568
2018-10-24 20:00 | GB | 37054.4535
2018-10-24 21:00 | GB | 33947.8529
2018-10-24 22:00 | GB | 29860.3256
2018-10-24 23:00 | GB | 25708.8683
2018-10-25 | GB | 24937.7122
2018-10-25 01:00 | GB | 25410.1952
2018-10-25 02:00 | GB | 24564.121
2018-10-25 03:00 | GB | 24412.2871
2018-10-25 04:00 | GB | 24311.3975
2018-10-25 05:00 | GB | 28795.4908
2018-10-25 06:00 | GB | 34485.2649
2018-10-25 07:00 | GB | 38867.4697
2018-10-25 08:00 | GB | 39786.4641
2018-10-25 09:00 | GB | 39182.1254
2018-10-25 10:00 | GB | 39509.7668
2018-10-25 11:00 | GB | 39685.5745
2018-10-25 12:00 | GB | 38619.7407
2018-10-25 13:00 | GB | 37979.4414
2018-10-25 14:00 | GB | 37860.5715
2018-10-25 15:00 | GB | 40177.0367
2018-10-25 16:00 | GB | 43127.8078
2018-10-25 17:00 | GB | 45935.7353
2018-10-25 18:00 | GB | 44180.6558
2018-10-25 19:00 | GB | 40885.2617
2018-10-25 20:00 | GB | 37832.6021
2018-10-25 21:00 | GB | 32922.9744
2018-10-25 22:00 | GB | 29755.4404
2018-10-25 23:00 | GB | 26805.6682
2018-10-26 | GB | 26002.547
2018-10-26 01:00 | GB | 26226.3021
2018-10-26 02:00 | GB | 25060.5777
2018-10-26 03:00 | GB | 24056.6762
2018-10-26 04:00 | GB | 25160.4684
2018-10-26 05:00 | GB | 29397.8317
2018-10-26 06:00 | GB | 36365.2077
2018-10-26 07:00 | GB | 39477.8018
2018-10-26 08:00 | GB | 40483.7011
2018-10-26 09:00 | GB | 39423.8608
2018-10-26 10:00 | GB | 38726.6238
2018-10-26 11:00 | GB | 39163.1461
2018-10-26 12:00 | GB | 38426.9517
2018-10-26 13:00 | GB | 37953.4698
2018-10-26 14:00 | GB | 37066.4404
2018-10-26 15:00 | GB | 39020.3024
2018-10-26 16:00 | GB | 41839.2179
2018-10-26 17:00 | GB | 44088.7563
2018-10-26 18:00 | GB | 43237.6876
2018-10-26 19:00 | GB | 39567.7035
2018-10-26 20:00 | GB | 36694.847
2018-10-26 21:00 | GB | 32828.0782
2018-10-26 22:00 | GB | 30450.6797
2018-10-26 23:00 | GB | 27602.7959
2018-10-27 | GB | 26684.8004
2018-10-27 01:00 | GB | 25933.6224
2018-10-27 02:00 | GB | 25213.4105
2018-10-27 03:00 | GB | 24420.2784
2018-10-27 04:00 | GB | 24524.1647
2018-10-27 05:00 | GB | 27162.278
2018-10-27 06:00 | GB | 31701.3112
2018-10-27 07:00 | GB | 34571.1709
2018-10-27 08:00 | GB | 37721.7234
2018-10-27 09:00 | GB | 38560.8052
2018-10-27 10:00 | GB | 38724.626
2018-10-27 11:00 | GB | 38797.5462
2018-10-27 12:00 | GB | 37855.5769
2018-10-27 13:00 | GB | 37319.1639
2018-10-27 14:00 | GB | 38287.1047
2018-10-27 15:00 | GB | 39214.0904
2018-10-27 16:00 | GB | 41834.2233
2018-10-27 17:00 | GB | 43667.2176
2018-10-27 18:00 | GB | 42487.5085
2018-10-27 19:00 | GB | 39107.2073
2018-10-27 20:00 | GB | 36468.0952
2018-10-27 21:00 | GB | 33660.1677
2018-10-27 22:00 | GB | 30968.1135
2018-10-27 23:00 | GB | 29764.4306
2018-10-28 | GB | 28560.7477
2018-10-28 01:00 | GB | 27357.0648
2018-10-28 02:00 | GB | 26263.2617
2018-10-28 03:00 | GB | 25141.4892
2018-10-28 04:00 | GB | 24565.1199
2018-10-28 05:00 | GB | 24811.8499
2018-10-28 06:00 | GB | 27210.2255
2018-10-28 07:00 | GB | 30077.0885
2018-10-28 08:00 | GB | 33727.0945
2018-10-28 09:00 | GB | 36970.5454
2018-10-28 10:00 | GB | 38272.1211
2018-10-28 11:00 | GB | 38032.3835
2018-10-28 12:00 | GB | 38661.6948
2018-10-28 13:00 | GB | 38477.896
2018-10-28 14:00 | GB | 38348.0381
2018-10-28 15:00 | GB | 38604.7571
2018-10-28 16:00 | GB | 40119.1001
2018-10-28 17:00 | GB | 44331.4907
2018-10-28 18:00 | GB | 43977.8777
2018-10-28 19:00 | GB | 42545.4451
2018-10-28 20:00 | GB | 40156.0596
2018-10-28 21:00 | GB | 37575.883
2018-10-28 22:00 | GB | 32893.0072
2018-10-28 23:00 | GB | 30402.7321
2018-10-29 | GB | 29368.8634
2018-10-29 01:00 | GB | 29342.8918
2018-10-29 02:00 | GB | 28515.7969
2018-10-29 03:00 | GB | 26942.5184
2018-10-29 04:00 | GB | 26769.7075
2018-10-29 05:00 | GB | 28485.8297
2018-10-29 06:00 | GB | 32992.8979
2018-10-29 07:00 | GB | 38288.1036
2018-10-29 08:00 | GB | 41757.3075
2018-10-29 09:00 | GB | 43457.4471
2018-10-29 10:00 | GB | 43336.5794
2018-10-29 11:00 | GB | 43348.5663
2018-10-29 12:00 | GB | 43317.6002
2018-10-29 13:00 | GB | 42440.5599
2018-10-29 14:00 | GB | 42060.9752
2018-10-29 15:00 | GB | 41652.4223
2018-10-29 16:00 | GB | 44623.1716
2018-10-29 17:00 | GB | 50043.2407
2018-10-29 18:00 | GB | 49706.6091
2018-10-29 19:00 | GB | 48456.9765
2018-10-29 20:00 | GB | 44523.2809
2018-10-29 21:00 | GB | 39011.3123
2018-10-29 22:00 | GB | 34749.9752
2018-10-29 23:00 | GB | 32375.5734
2018-10-30 | GB | 31545.4817
2018-10-30 01:00 | GB | 30853.2392
2018-10-30 02:00 | GB | 28834.4482
2018-10-30 03:00 | GB | 28053.303
2018-10-30 04:00 | GB | 26847.6223
2018-10-30 05:00 | GB | 27210.2255
2018-10-30 06:00 | GB | 30683.425
2018-10-30 07:00 | GB | 36646.8995
2018-10-30 08:00 | GB | 40025.2028
2018-10-30 09:00 | GB | 41587.4933
2018-10-30 10:00 | GB | 41238.8748
2018-10-30 11:00 | GB | 41383.7163
2018-10-30 12:00 | GB | 42189.8342
2018-10-30 13:00 | GB | 42333.6768
2018-10-30 14:00 | GB | 42273.7424
2018-10-30 15:00 | GB | 43122.8133
2018-10-30 16:00 | GB | 45927.744
2018-10-30 17:00 | GB | 50104.174
2018-10-30 18:00 | GB | 50044.2396
2018-10-30 19:00 | GB | 47072.4914
2018-10-30 20:00 | GB | 44578.2207
2018-10-30 21:00 | GB | 41214.901
2018-10-30 22:00 | GB | 35290.3839
2018-10-30 23:00 | GB | 32158.8106
2018-10-31 | GB | 29974.201
2018-10-31 01:00 | GB | 29741.4557
2018-10-31 02:00 | GB | 29245.9979
2018-10-31 03:00 | GB | 28342.986
2018-10-31 04:00 | GB | 26839.631
2018-10-31 05:00 | GB | 27825.5522
2018-10-31 06:00 | GB | 32407.5384
2018-10-31 07:00 | GB | 38993.332
2018-10-31 08:00 | GB | 42334.6757
2018-10-31 09:00 | GB | 42779.1893
2018-10-31 10:00 | GB | 41283.8256
2018-10-31 11:00 | GB | 41172.9469
2018-10-31 12:00 | GB | 40786.3699
2018-10-31 13:00 | GB | 40057.1679
2018-10-31 14:00 | GB | 39805.4433
2018-10-31 15:00 | GB | 40292.9099
2018-10-31 16:00 | GB | 44805.9715
2018-10-31 17:00 | GB | 48901.4901
2018-10-31 18:00 | GB | 47543.9755
2018-10-31 19:00 | GB | 45806.8763
2018-10-31 20:00 | GB | 43705.1761
2018-10-31 21:00 | GB | 40364.8312
2018-10-31 22:00 | GB | 35446.2133
2018-10-31 23:00 | GB | 32167.8007
2018-11-01 | GB | 30339.801
2018-11-01 01:00 | GB | 29133.1214
2018-11-01 02:00 | GB | 28185.1587
2018-11-01 03:00 | GB | 27518.8877
2018-11-01 04:00 | GB | 27255.1763
2018-11-01 05:00 | GB | 28337.9914
2018-11-01 06:00 | GB | 33695.1295
2018-11-01 07:00 | GB | 39832.4138
2018-11-01 08:00 | GB | 42241.7774
2018-11-01 09:00 | GB | 43692.1903
2018-11-01 10:00 | GB | 44220.6121
2018-11-01 11:00 | GB | 44514.2907
2018-11-01 12:00 | GB | 44783.9956
2018-11-01 13:00 | GB | 44281.5454
2018-11-01 14:00 | GB | 43689.1936
2018-11-01 15:00 | GB | 43661.2242
2018-11-01 16:00 | GB | 44696.0918
2018-11-01 17:00 | GB | 47666.8411
2018-11-01 18:00 | GB | 47837.6541
2018-11-01 19:00 | GB | 46964.6095
2018-11-01 20:00 | GB | 44558.2426
2018-11-01 21:00 | GB | 40967.1721
2018-11-01 22:00 | GB | 36557.9968
2018-11-01 23:00 | GB | 32653.2695
2018-11-02 | GB | 31038.037
2018-11-02 01:00 | GB | 30170.9857
2018-11-02 02:00 | GB | 28144.2035
2018-11-02 03:00 | GB | 27413.0036
2018-11-02 04:00 | GB | 27222.2124
2018-11-02 05:00 | GB | 28859.4209
2018-11-02 06:00 | GB | 33951.8485
2018-11-02 07:00 | GB | 39315.9789
2018-11-02 08:00 | GB | 43103.8341
2018-11-02 09:00 | GB | 43451.4537
2018-11-02 10:00 | GB | 42068.9665
2018-11-02 11:00 | GB | 42054.9818
2018-11-02 12:00 | GB | 42561.4276
2018-11-02 13:00 | GB | 41217.8977
2018-11-02 14:00 | GB | 40787.3688
2018-11-02 15:00 | GB | 41236.877
2018-11-02 16:00 | GB | 44592.2054
2018-11-02 17:00 | GB | 48956.4299
2018-11-02 18:00 | GB | 47718.7842
2018-11-02 19:00 | GB | 44907.86
2018-11-02 20:00 | GB | 41315.7906
2018-11-02 21:00 | GB | 37209.2841
2018-11-02 22:00 | GB | 32639.2848
2018-11-02 23:00 | GB | 31800.203
2018-11-03 | GB | 30400.7343
2018-11-03 01:00 | GB | 29532.6842
2018-11-03 02:00 | GB | 27230.2036
2018-11-03 03:00 | GB | 24586.0969
2018-11-03 04:00 | GB | 23255.5529
2018-11-03 05:00 | GB | 23441.3495
2018-11-03 06:00 | GB | 26065.4781
2018-11-03 07:00 | GB | 28909.3662
2018-11-03 08:00 | GB | 32239.722
2018-11-03 09:00 | GB | 36186.4034
2018-11-03 10:00 | GB | 37207.2863
2018-11-03 11:00 | GB | 37142.3574
2018-11-03 12:00 | GB | 38032.3835
2018-11-03 13:00 | GB | 37090.4142
2018-11-03 14:00 | GB | 36479.0831
2018-11-03 15:00 | GB | 35308.3642
2018-11-03 16:00 | GB | 37844.589
2018-11-03 17:00 | GB | 43501.399
2018-11-03 18:00 | GB | 42591.3948
2018-11-03 19:00 | GB | 39296.0008
2018-11-03 20:00 | GB | 37392.0841
2018-11-03 21:00 | GB | 33698.1262
2018-11-03 22:00 | GB | 30085.0797
2018-11-03 23:00 | GB | 28597.7073
2018-11-04 | GB | 28216.1248
2018-11-04 01:00 | GB | 26811.6616
2018-11-04 02:00 | GB | 25295.3209
2018-11-04 03:00 | GB | 23176.6392
2018-11-04 04:00 | GB | 22316.5803
2018-11-04 05:00 | GB | 22422.4645
2018-11-04 06:00 | GB | 24907.745
2018-11-04 07:00 | GB | 26158.3765
2018-11-04 08:00 | GB | 30288.8567
2018-11-04 09:00 | GB | 35363.3041
2018-11-04 10:00 | GB | 37585.872
2018-11-04 11:00 | GB | 38525.8435
2018-11-04 12:00 | GB | 39160.1494
2018-11-04 13:00 | GB | 39193.1133
2018-11-04 14:00 | GB | 38756.591
2018-11-04 15:00 | GB | 39283.015
2018-11-04 16:00 | GB | 41351.7513
2018-11-04 17:00 | GB | 45008.7496
2018-11-04 18:00 | GB | 44438.3738
2018-11-04 19:00 | GB | 42114.9162
2018-11-04 20:00 | GB | 39964.2695
2018-11-04 21:00 | GB | 37483.9835
2018-11-04 22:00 | GB | 33876.9305
2018-11-04 23:00 | GB | 29886.2972
2018-11-05 | GB | 28545.7641
2018-11-05 01:00 | GB | 27748.6363
2018-11-05 02:00 | GB | 26306.2147
2018-11-05 03:00 | GB | 25493.1044
2018-11-05 04:00 | GB | 25010.6324
2018-11-05 05:00 | GB | 26578.9163
2018-11-05 06:00 | GB | 30187.9671
2018-11-05 07:00 | GB | 36428.1389
2018-11-05 08:00 | GB | 39054.2653
2018-11-05 09:00 | GB | 40487.6968
2018-11-05 10:00 | GB | 40740.4202
2018-11-05 11:00 | GB | 41266.8442
2018-11-05 12:00 | GB | 41484.6059
2018-11-05 13:00 | GB | 40428.7612
2018-11-05 14:00 | GB | 40146.0706
2018-11-05 15:00 | GB | 39234.0685
2018-11-05 16:00 | GB | 42974.9751
2018-11-05 17:00 | GB | 47463.064
2018-11-05 18:00 | GB | 46898.6816
2018-11-05 19:00 | GB | 45077.6742
2018-11-05 20:00 | GB | 42004.0375
2018-11-05 21:00 | GB | 38978.3483
2018-11-05 22:00 | GB | 35341.3281
2018-11-05 23:00 | GB | 31727.2828
2018-11-06 | GB | 30061.1059
2018-11-06 01:00 | GB | 29931.248
2018-11-06 02:00 | GB | 27069.3796
2018-11-06 03:00 | GB | 26350.1666
2018-11-06 04:00 | GB | 25961.5918
2018-11-06 05:00 | GB | 26662.8245
2018-11-06 06:00 | GB | 31780.2248
2018-11-06 07:00 | GB | 37314.1694
2018-11-06 08:00 | GB | 40012.217
2018-11-06 09:00 | GB | 41239.8737
2018-11-06 10:00 | GB | 41451.642
2018-11-06 11:00 | GB | 42398.6058
2018-11-06 12:00 | GB | 42041.996
2018-11-06 13:00 | GB | 41364.7371
2018-11-06 14:00 | GB | 40571.6049
2018-11-06 15:00 | GB | 39564.7067
2018-11-06 16:00 | GB | 43343.5717
2018-11-06 17:00 | GB | 46927.6499
2018-11-06 18:00 | GB | 46433.191
2018-11-06 19:00 | GB | 45352.3736
2018-11-06 20:00 | GB | 42796.1707
2018-11-06 21:00 | GB | 39265.0346
2018-11-06 22:00 | GB | 34621.1162
2018-11-06 23:00 | GB | 30297.8469
2018-11-07 | GB | 27364.0572
2018-11-07 01:00 | GB | 26562.9338
2018-11-07 02:00 | GB | 25139.4914
2018-11-07 03:00 | GB | 24307.4019
2018-11-07 04:00 | GB | 23835.9178
2018-11-07 05:00 | GB | 24990.6542
2018-11-07 06:00 | GB | 31536.4915
2018-11-07 07:00 | GB | 37692.7551
2018-11-07 08:00 | GB | 40437.7514
2018-11-07 09:00 | GB | 41836.2211
2018-11-07 10:00 | GB | 41968.0769
2018-11-07 11:00 | GB | 42419.5828
2018-11-07 12:00 | GB | 42531.4604
2018-11-07 13:00 | GB | 42071.9632
2018-11-07 14:00 | GB | 41702.3676
2018-11-07 15:00 | GB | 41890.1621
2018-11-07 16:00 | GB | 45470.2447
2018-11-07 17:00 | GB | 48181.2781
2018-11-07 18:00 | GB | 47275.2695
2018-11-07 19:00 | GB | 45686.0086
2018-11-07 20:00 | GB | 43550.3455
2018-11-07 21:00 | GB | 40490.6935
2018-11-07 22:00 | GB | 36777.7563
2018-11-07 23:00 | GB | 32688.2312
2018-11-08 | GB | 31013.0643
2018-11-08 01:00 | GB | 29902.2797
2018-11-08 02:00 | GB | 28340.9882
2018-11-08 03:00 | GB | 27454.9577
2018-11-08 04:00 | GB | 27158.2823
2018-11-08 05:00 | GB | 28030.3281
2018-11-08 06:00 | GB | 32895.005
2018-11-08 07:00 | GB | 39282.0161
2018-11-08 08:00 | GB | 41557.5261
2018-11-08 09:00 | GB | 41977.067
2018-11-08 10:00 | GB | 40679.4869
2018-11-08 11:00 | GB | 39657.6051
2018-11-08 12:00 | GB | 40037.1897
2018-11-08 13:00 | GB | 40364.8312
2018-11-08 14:00 | GB | 40594.5798
2018-11-08 15:00 | GB | 39609.6575
2018-11-08 16:00 | GB | 42545.4451
2018-11-08 17:00 | GB | 47008.5614
2018-11-08 18:00 | GB | 46141.5101
2018-11-08 19:00 | GB | 44915.8513
2018-11-08 20:00 | GB | 42492.503
2018-11-08 21:00 | GB | 39937.299
2018-11-08 22:00 | GB | 35541.1095
2018-11-08 23:00 | GB | 31418.6205
2018-11-09 | GB | 29955.2218
2018-11-09 01:00 | GB | 29698.5027
2018-11-09 02:00 | GB | 27751.6331
2018-11-09 03:00 | GB | 26861.607
2018-11-09 04:00 | GB | 26383.1305
2018-11-09 05:00 | GB | 27657.7358
2018-11-09 06:00 | GB | 33393.4596
2018-11-09 07:00 | GB | 39506.7701
2018-11-09 08:00 | GB | 42908.0483
2018-11-09 09:00 | GB | 43885.9782
2018-11-09 10:00 | GB | 43968.8875
2018-11-09 11:00 | GB | 43890.9728
2018-11-09 12:00 | GB | 44598.1989
2018-11-09 13:00 | GB | 43326.5903
2018-11-09 14:00 | GB | 42451.5478
2018-11-09 15:00 | GB | 41782.2802
2018-11-09 16:00 | GB | 44117.7246
2018-11-09 17:00 | GB | 46678.9221
2018-11-09 18:00 | GB | 45273.46
2018-11-09 19:00 | GB | 43745.1323
2018-11-09 20:00 | GB | 41827.231
2018-11-09 21:00 | GB | 38593.7692
2018-11-09 22:00 | GB | 34863.8506
2018-11-09 23:00 | GB | 31438.5986
2018-11-10 | GB | 29635.5716
2018-11-10 01:00 | GB | 28548.7608
2018-11-10 02:00 | GB | 26851.6179
2018-11-10 03:00 | GB | 25321.2924
2018-11-10 04:00 | GB | 24562.1232
2018-11-10 05:00 | GB | 25282.3351
2018-11-10 06:00 | GB | 28493.8209
2018-11-10 07:00 | GB | 31883.1122
2018-11-10 08:00 | GB | 35138.55
2018-11-10 09:00 | GB | 37192.3027
2018-11-10 10:00 | GB | 37979.4414
2018-11-10 11:00 | GB | 37609.8458
2018-11-10 12:00 | GB | 38166.237
2018-11-10 13:00 | GB | 37983.437
2018-11-10 14:00 | GB | 37734.7092
2018-11-10 15:00 | GB | 37529.9333
2018-11-10 16:00 | GB | 38819.5221
2018-11-10 17:00 | GB | 42734.2385
2018-11-10 18:00 | GB | 42354.6539
2018-11-10 19:00 | GB | 40923.2202
2018-11-10 20:00 | GB | 38773.5724
2018-11-10 21:00 | GB | 36557.9968
2018-11-10 22:00 | GB | 33947.8529
2018-11-10 23:00 | GB | 31451.5844
2018-11-11 | GB | 29463.7596
2018-11-11 01:00 | GB | 28564.7433
2018-11-11 02:00 | GB | 26417.0934
2018-11-11 03:00 | GB | 25367.2422
2018-11-11 04:00 | GB | 24472.2215
2018-11-11 05:00 | GB | 24445.251
2018-11-11 06:00 | GB | 26431.0781
2018-11-11 07:00 | GB | 28864.4154
2018-11-11 08:00 | GB | 32511.4247
2018-11-11 09:00 | GB | 36179.4111
2018-11-11 10:00 | GB | 37694.7529
2018-11-11 11:00 | GB | 38026.39
2018-11-11 12:00 | GB | 39243.0587
2018-11-11 13:00 | GB | 39259.0412
2018-11-11 14:00 | GB | 39042.2784
2018-11-11 15:00 | GB | 39098.2172
2018-11-11 16:00 | GB | 41711.3578
2018-11-11 17:00 | GB | 45522.1878
2018-11-11 18:00 | GB | 44464.3454
2018-11-11 19:00 | GB | 42827.1369
2018-11-11 20:00 | GB | 40507.6749
2018-11-11 21:00 | GB | 37305.1792
2018-11-11 22:00 | GB | 32732.1831
2018-11-11 23:00 | GB | 30001.1715
2018-11-12 | GB | 27974.3893
2018-11-12 01:00 | GB | 27696.6932
2018-11-12 02:00 | GB | 26613.878
2018-11-12 03:00 | GB | 25882.6781
2018-11-12 04:00 | GB | 25224.3985
2018-11-12 05:00 | GB | 26111.4278
2018-11-12 06:00 | GB | 32723.193
2018-11-12 07:00 | GB | 37359.1202
2018-11-12 08:00 | GB | 39780.4706
2018-11-12 09:00 | GB | 40006.2236
2018-11-12 10:00 | GB | 39107.2073
2018-11-12 11:00 | GB | 39101.2139
2018-11-12 12:00 | GB | 38696.6566
2018-11-12 13:00 | GB | 37757.684
2018-11-12 14:00 | GB | 37870.5605
2018-11-12 15:00 | GB | 38828.5123
2018-11-12 16:00 | GB | 43189.7401
2018-11-12 17:00 | GB | 48039.4333
2018-11-12 18:00 | GB | 47205.346
2018-11-12 19:00 | GB | 45478.2359
2018-11-12 20:00 | GB | 43100.8374
2018-11-12 21:00 | GB | 39217.0871
2018-11-12 22:00 | GB | 33811.0027
2018-11-12 23:00 | GB | 31046.0282
2018-11-13 | GB | 29104.1531
2018-11-13 01:00 | GB | 28432.8876
2018-11-13 02:00 | GB | 26563.9327
2018-11-13 03:00 | GB | 25765.806
2018-11-13 04:00 | GB | 25126.5056
2018-11-13 05:00 | GB | 26821.6507
2018-11-13 06:00 | GB | 32439.5034
2018-11-13 07:00 | GB | 38452.9233
2018-11-13 08:00 | GB | 41161.959
2018-11-13 09:00 | GB | 40629.5415
2018-11-13 10:00 | GB | 40051.1744
2018-11-13 11:00 | GB | 40378.8159
2018-11-13 12:00 | GB | 41363.7382
2018-11-13 13:00 | GB | 41303.8037
2018-11-13 14:00 | GB | 40821.3317
2018-11-13 15:00 | GB | 40032.1952
2018-11-13 16:00 | GB | 44056.7913
2018-11-13 17:00 | GB | 48211.2453
2018-11-13 18:00 | GB | 48051.4202
2018-11-13 19:00 | GB | 47436.0935
2018-11-13 20:00 | GB | 44468.341
2018-11-13 21:00 | GB | 40846.3044
2018-11-13 22:00 | GB | 36100.4974
2018-11-13 23:00 | GB | 31725.2849
2018-11-14 | GB | 29825.3639
2018-11-14 01:00 | GB | 28904.3717
2018-11-14 02:00 | GB | 26890.5753
2018-11-14 03:00 | GB | 24823.8368
2018-11-14 04:00 | GB | 24298.4117
2018-11-14 05:00 | GB | 25272.346
2018-11-14 06:00 | GB | 30220.9311
2018-11-14 07:00 | GB | 37354.1256
2018-11-14 08:00 | GB | 40362.8334
2018-11-14 09:00 | GB | 40486.6979
2018-11-14 10:00 | GB | 40103.1176
2018-11-14 11:00 | GB | 40207.0039
2018-11-14 12:00 | GB | 40423.7667
2018-11-14 13:00 | GB | 40404.7875
2018-11-14 14:00 | GB | 40214.9952
2018-11-14 15:00 | GB | 40065.1591
2018-11-14 16:00 | GB | 44889.8797
2018-11-14 17:00 | GB | 49382.9632
2018-11-14 18:00 | GB | 48468.9633
2018-11-14 19:00 | GB | 47296.2466
2018-11-14 20:00 | GB | 44814.9617
2018-11-14 21:00 | GB | 41228.8857
2018-11-14 22:00 | GB | 36745.7913
2018-11-14 23:00 | GB | 32243.7176
2018-11-15 | GB | 30599.5168
2018-11-15 01:00 | GB | 30082.083
2018-11-15 02:00 | GB | 27730.656
2018-11-15 03:00 | GB | 26849.6201
2018-11-15 04:00 | GB | 26395.1174
2018-11-15 05:00 | GB | 27316.1096
2018-11-15 06:00 | GB | 31533.4948
2018-11-15 07:00 | GB | 38473.9003
2018-11-15 08:00 | GB | 41027.1065
2018-11-15 09:00 | GB | 42916.0396
2018-11-15 10:00 | GB | 43064.8767
2018-11-15 11:00 | GB | 41923.1261
2018-11-15 12:00 | GB | 41951.0954
2018-11-15 13:00 | GB | 41366.7349
2018-11-15 14:00 | GB | 41255.8562
2018-11-15 15:00 | GB | 41152.9688
2018-11-15 16:00 | GB | 45342.3846
2018-11-15 17:00 | GB | 47977.5011
2018-11-15 18:00 | GB | 47239.3089
2018-11-15 19:00 | GB | 45412.3081
2018-11-15 20:00 | GB | 42681.2964
2018-11-15 21:00 | GB | 40108.1121
2018-11-15 22:00 | GB | 35908.7073
2018-11-15 23:00 | GB | 31864.133
2018-11-16 | GB | 29811.3792
2018-11-16 01:00 | GB | 29183.0667
2018-11-16 02:00 | GB | 27629.7664
2018-11-16 03:00 | GB | 26858.6102
2018-11-16 04:00 | GB | 26485.019
2018-11-16 05:00 | GB | 26748.7305
2018-11-16 06:00 | GB | 31294.756
2018-11-16 07:00 | GB | 38523.8457
2018-11-16 08:00 | GB | 41266.8442
2018-11-16 09:00 | GB | 42611.3729
2018-11-16 10:00 | GB | 42749.2221
2018-11-16 11:00 | GB | 43468.4351
2018-11-16 12:00 | GB | 43267.6548
2018-11-16 13:00 | GB | 42770.1992
2018-11-16 14:00 | GB | 42497.4976
2018-11-16 15:00 | GB | 42216.8047
2018-11-16 16:00 | GB | 43899.9629
2018-11-16 17:00 | GB | 47134.4236
2018-11-16 18:00 | GB | 46446.1768
2018-11-16 19:00 | GB | 45222.5157
2018-11-16 20:00 | GB | 42956.9948
2018-11-16 21:00 | GB | 39681.5788
2018-11-16 22:00 | GB | 36457.1072
2018-11-16 23:00 | GB | 32820.087
2018-11-17 | GB | 30746.3561
2018-11-17 01:00 | GB | 29491.729
2018-11-17 02:00 | GB | 27441.9719
2018-11-17 03:00 | GB | 26490.0136
2018-11-17 04:00 | GB | 25654.9274
2018-11-17 05:00 | GB | 26107.4322
2018-11-17 06:00 | GB | 29292.9465
2018-11-17 07:00 | GB | 32997.8924
2018-11-17 08:00 | GB | 36228.3575
2018-11-17 09:00 | GB | 38964.3636
2018-11-17 10:00 | GB | 40199.0126
2018-11-17 11:00 | GB | 40524.6563
2018-11-17 12:00 | GB | 39878.3635
2018-11-17 13:00 | GB | 39272.027
2018-11-17 14:00 | GB | 38420.9583
2018-11-17 15:00 | GB | 38011.4064
2018-11-17 16:00 | GB | 40354.8421
2018-11-17 17:00 | GB | 44138.7017
2018-11-17 18:00 | GB | 43891.9717
2018-11-17 19:00 | GB | 41989.0539
2018-11-17 20:00 | GB | 39845.3996
2018-11-17 21:00 | GB | 37299.1858
2018-11-17 22:00 | GB | 34501.2474
2018-11-17 23:00 | GB | 31008.0697
2018-11-18 | GB | 30360.778
2018-11-18 01:00 | GB | 29283.9563
2018-11-18 02:00 | GB | 27421.9938
2018-11-18 03:00 | GB | 26487.0169
2018-11-18 04:00 | GB | 25520.0749
2018-11-18 05:00 | GB | 25629.9547
2018-11-18 06:00 | GB | 27236.1971
2018-11-18 07:00 | GB | 29945.2327
2018-11-18 08:00 | GB | 33215.6541
2018-11-18 09:00 | GB | 36126.469
2018-11-18 10:00 | GB | 38299.0916
2018-11-18 11:00 | GB | 38922.4096
2018-11-18 12:00 | GB | 39729.5264
2018-11-18 13:00 | GB | 39477.8018
2018-11-18 14:00 | GB | 39211.0937
2018-11-18 15:00 | GB | 39428.8554
2018-11-18 16:00 | GB | 42450.5489
2018-11-18 17:00 | GB | 45606.096
2018-11-18 18:00 | GB | 44875.895
2018-11-18 19:00 | GB | 43341.5739
2018-11-18 20:00 | GB | 41528.5578
2018-11-18 21:00 | GB | 38387.9943
2018-11-18 22:00 | GB | 33729.0923
2018-11-18 23:00 | GB | 30205.9475
2018-11-19 | GB | 28518.7936
2018-11-19 01:00 | GB | 27927.4407
2018-11-19 02:00 | GB | 27047.4037
2018-11-19 03:00 | GB | 26373.1415
2018-11-19 04:00 | GB | 24451.2445
2018-11-19 05:00 | GB | 26223.3054
2018-11-19 06:00 | GB | 32154.8149
2018-11-19 07:00 | GB | 39026.2959
2018-11-19 08:00 | GB | 41329.7753
2018-11-19 09:00 | GB | 41983.0605
2018-11-19 10:00 | GB | 41690.3807
2018-11-19 11:00 | GB | 42406.597
2018-11-19 12:00 | GB | 42463.5347
2018-11-19 13:00 | GB | 42263.7533
2018-11-19 14:00 | GB | 41726.3414
2018-11-19 15:00 | GB | 42074.9599
2018-11-19 16:00 | GB | 45867.8096
2018-11-19 17:00 | GB | 47834.6574
2018-11-19 18:00 | GB | 46298.3385
2018-11-19 19:00 | GB | 45436.2818
2018-11-19 20:00 | GB | 42042.9949
2018-11-19 21:00 | GB | 37895.5332
2018-11-19 22:00 | GB | 33579.2562
2018-11-19 23:00 | GB | 30040.1289
2018-11-20 | GB | 29187.0624
2018-11-20 01:00 | GB | 28589.716
2018-11-20 02:00 | GB | 26987.4692
2018-11-20 03:00 | GB | 26339.1786
2018-11-20 04:00 | GB | 25112.5209
2018-11-20 05:00 | GB | 27545.8582
2018-11-20 06:00 | GB | 32814.0935
2018-11-20 07:00 | GB | 39807.4411
2018-11-20 08:00 | GB | 41937.1108
2018-11-20 09:00 | GB | 42729.244
2018-11-20 10:00 | GB | 42906.0505
2018-11-20 11:00 | GB | 43681.2023
2018-11-20 12:00 | GB | 43832.0372
2018-11-20 13:00 | GB | 44439.3727
2018-11-20 14:00 | GB | 44554.247
2018-11-20 15:00 | GB | 44520.2841
2018-11-20 16:00 | GB | 46771.8204
2018-11-20 17:00 | GB | 47721.7809
2018-11-20 18:00 | GB | 47712.7908
2018-11-20 19:00 | GB | 46616.9898
2018-11-20 20:00 | GB | 44436.376
2018-11-20 21:00 | GB | 40590.5842
2018-11-20 22:00 | GB | 36050.5521
2018-11-20 23:00 | GB | 31653.3636
2018-11-21 | GB | 29559.6547
2018-11-21 01:00 | GB | 29723.4754
2018-11-21 02:00 | GB | 28619.6832
2018-11-21 03:00 | GB | 27396.0222
2018-11-21 04:00 | GB | 25885.6749
2018-11-21 05:00 | GB | 26989.4671
2018-11-21 06:00 | GB | 33017.8705
2018-11-21 07:00 | GB | 39245.0565
2018-11-21 08:00 | GB | 41494.595
2018-11-21 09:00 | GB | 42705.2702
2018-11-21 10:00 | GB | 43724.1553
2018-11-21 11:00 | GB | 42199.8233
2018-11-21 12:00 | GB | 42909.0472
2018-11-21 13:00 | GB | 42963.9871
2018-11-21 14:00 | GB | 42862.0986
2018-11-21 15:00 | GB | 43018.927
2018-11-21 16:00 | GB | 46462.1593
2018-11-21 17:00 | GB | 48082.3863
2018-11-21 18:00 | GB | 47186.3668
2018-11-21 19:00 | GB | 46772.8193
2018-11-21 20:00 | GB | 44810.9661
2018-11-21 21:00 | GB | 41472.619
2018-11-21 22:00 | GB | 36660.8842
2018-11-21 23:00 | GB | 32112.8608
2018-11-22 | GB | 30129.0316
2018-11-22 01:00 | GB | 30857.2348
2018-11-22 02:00 | GB | 30449.6808
2018-11-22 03:00 | GB | 29810.3803
2018-11-22 04:00 | GB | 27484.9249
2018-11-22 05:00 | GB | 28295.0384
2018-11-22 06:00 | GB | 33130.747
2018-11-22 07:00 | GB | 41227.8868
2018-11-22 08:00 | GB | 43894.9684
2018-11-22 09:00 | GB | 45878.7976
2018-11-22 10:00 | GB | 46299.3374
2018-11-22 11:00 | GB | 46285.3527
2018-11-22 12:00 | GB | 46369.2609
2018-11-22 13:00 | GB | 46914.6641
2018-11-22 14:00 | GB | 46185.462
2018-11-22 15:00 | GB | 45351.3747
2018-11-22 16:00 | GB | 47456.0717
2018-11-22 17:00 | GB | 48870.5239
2018-11-22 18:00 | GB | 48371.0705
2018-11-22 19:00 | GB | 47393.1405
2018-11-22 20:00 | GB | 46910.6685
2018-11-22 21:00 | GB | 42644.3369
2018-11-22 22:00 | GB | 37626.8272
2018-11-22 23:00 | GB | 31500.5309
2018-11-23 | GB | 30494.6316
2018-11-23 01:00 | GB | 30042.1267
2018-11-23 02:00 | GB | 29446.7782
2018-11-23 03:00 | GB | 28295.0384
2018-11-23 04:00 | GB | 26125.4125
2018-11-23 05:00 | GB | 26168.3655
2018-11-23 06:00 | GB | 32085.8903
2018-11-23 07:00 | GB | 40528.6519
2018-11-23 08:00 | GB | 43172.7587
2018-11-23 09:00 | GB | 44056.7913
2018-11-23 10:00 | GB | 44936.8283
2018-11-23 11:00 | GB | 45418.3015
2018-11-23 12:00 | GB | 45603.0993
2018-11-23 13:00 | GB | 44678.1114
2018-11-23 14:00 | GB | 44049.799
2018-11-23 15:00 | GB | 43638.2493
2018-11-23 16:00 | GB | 46579.0314
2018-11-23 17:00 | GB | 47848.6421
2018-11-23 18:00 | GB | 46296.3407
2018-11-23 19:00 | GB | 45890.7845
2018-11-23 20:00 | GB | 43384.5269
2018-11-23 21:00 | GB | 40370.8246
2018-11-23 22:00 | GB | 36444.1214
2018-11-23 23:00 | GB | 34507.2408
2018-11-24 | GB | 32966.9263
2018-11-24 01:00 | GB | 32478.4608
2018-11-24 02:00 | GB | 29749.447
2018-11-24 03:00 | GB | 28573.7335
2018-11-24 04:00 | GB | 27608.7894
2018-11-24 05:00 | GB | 27740.6451
2018-11-24 06:00 | GB | 29019.246
2018-11-24 07:00 | GB | 31341.7047
2018-11-24 08:00 | GB | 34806.9129
2018-11-24 09:00 | GB | 39552.7198
2018-11-24 10:00 | GB | 41478.6125
2018-11-24 11:00 | GB | 41853.2026
2018-11-24 12:00 | GB | 42626.3566
2018-11-24 13:00 | GB | 42536.4549
2018-11-24 14:00 | GB | 41737.3294
2018-11-24 15:00 | GB | 40341.8563
2018-11-24 16:00 | GB | 43172.7587
2018-11-24 17:00 | GB | 45833.8468
2018-11-24 18:00 | GB | 45419.3004
2018-11-24 19:00 | GB | 43605.2854
2018-11-24 20:00 | GB | 41746.3195
2018-11-24 21:00 | GB | 39512.7636
2018-11-24 22:00 | GB | 36397.1728
2018-11-24 23:00 | GB | 33529.3109
2018-11-25 | GB | 32567.3635
2018-11-25 01:00 | GB | 32188.7778
2018-11-25 02:00 | GB | 29585.6262
2018-11-25 03:00 | GB | 28162.1838
2018-11-25 04:00 | GB | 26753.725
2018-11-25 05:00 | GB | 26410.101
2018-11-25 06:00 | GB | 27631.7642
2018-11-25 07:00 | GB | 29907.2743
2018-11-25 08:00 | GB | 33323.5361
2018-11-25 09:00 | GB | 37820.6152
2018-11-25 10:00 | GB | 40586.5885
2018-11-25 11:00 | GB | 41456.6365
2018-11-25 12:00 | GB | 41955.0911
2018-11-25 13:00 | GB | 42110.9206
2018-11-25 14:00 | GB | 41982.0616
2018-11-25 15:00 | GB | 42289.7249
2018-11-25 16:00 | GB | 45272.4611
2018-11-25 17:00 | GB | 47522.9985
2018-11-25 18:00 | GB | 46890.6903
2018-11-25 19:00 | GB | 45281.4512
2018-11-25 20:00 | GB | 43230.6953
2018-11-25 21:00 | GB | 40613.559
2018-11-25 22:00 | GB | 36791.741
2018-11-25 23:00 | GB | 33074.8082
2018-11-26 | GB | 30905.1823
2018-11-26 01:00 | GB | 30152.0065
2018-11-26 02:00 | GB | 29022.2427
2018-11-26 03:00 | GB | 28545.7641
2018-11-26 04:00 | GB | 28013.3467
2018-11-26 05:00 | GB | 28024.3347
2018-11-26 06:00 | GB | 32422.522
2018-11-26 07:00 | GB | 38205.1944
2018-11-26 08:00 | GB | 41164.9557
2018-11-26 09:00 | GB | 41525.5611
2018-11-26 10:00 | GB | 42639.3423
2018-11-26 11:00 | GB | 43406.5029
2018-11-26 12:00 | GB | 43961.8952
2018-11-26 13:00 | GB | 44895.8732
2018-11-26 14:00 | GB | 44844.9289
2018-11-26 15:00 | GB | 44997.7617
2018-11-26 16:00 | GB | 47755.7438
2018-11-26 17:00 | GB | 48650.7644
2018-11-26 18:00 | GB | 48984.3993
2018-11-26 19:00 | GB | 49029.3501
2018-11-26 20:00 | GB | 46184.4631
2018-11-26 21:00 | GB | 42166.8594
2018-11-26 22:00 | GB | 37107.3956
2018-11-26 23:00 | GB | 34344.419
2018-11-27 | GB | 32694.2247
2018-11-27 01:00 | GB | 32785.1252
2018-11-27 02:00 | GB | 31409.6303
2018-11-27 03:00 | GB | 30792.3058
2018-11-27 04:00 | GB | 27985.3773
2018-11-27 05:00 | GB | 27425.9894
2018-11-27 06:00 | GB | 32352.5985
2018-11-27 07:00 | GB | 40223.9853
2018-11-27 08:00 | GB | 43047.8953
2018-11-27 09:00 | GB | 44326.4962
2018-11-27 10:00 | GB | 44781.9978
2018-11-27 11:00 | GB | 45078.6731
2018-11-27 12:00 | GB | 45032.7234
2018-11-27 13:00 | GB | 44209.6241
2018-11-27 14:00 | GB | 44117.7246
2018-11-27 15:00 | GB | 44056.7913
2018-11-27 16:00 | GB | 46903.6761
2018-11-27 17:00 | GB | 47063.5013
2018-11-27 18:00 | GB | 47253.2936
2018-11-27 19:00 | GB | 48404.0344
2018-11-27 20:00 | GB | 47513.0094
2018-11-27 21:00 | GB | 44110.7323
2018-11-27 22:00 | GB | 38377.0064
2018-11-27 23:00 | GB | 35101.5904
2018-11-28 | GB | 33150.7252
2018-11-28 01:00 | GB | 32877.0247
2018-11-28 02:00 | GB | 30814.2818
2018-11-28 03:00 | GB | 28731.5608
2018-11-28 04:00 | GB | 27270.1599
2018-11-28 05:00 | GB | 28317.0144
2018-11-28 06:00 | GB | 34007.7873
2018-11-28 07:00 | GB | 40126.0924
2018-11-28 08:00 | GB | 43531.3663
2018-11-28 09:00 | GB | 44682.1071
2018-11-28 10:00 | GB | 44803.9737
2018-11-28 11:00 | GB | 45105.6436
2018-11-28 12:00 | GB | 45160.5835
2018-11-28 13:00 | GB | 45903.7703
2018-11-28 14:00 | GB | 45753.9342
2018-11-28 15:00 | GB | 45761.9255
2018-11-28 16:00 | GB | 48184.2749
2018-11-28 17:00 | GB | 49919.3762
2018-11-28 18:00 | GB | 49679.6386
2018-11-28 19:00 | GB | 47888.5984
2018-11-28 20:00 | GB | 45454.2621
2018-11-28 21:00 | GB | 41700.3698
2018-11-28 22:00 | GB | 36531.0263
2018-11-28 23:00 | GB | 32528.4061
2018-11-29 | GB | 30136.024
2018-11-29 01:00 | GB | 29956.2207
2018-11-29 02:00 | GB | 27877.4953
2018-11-29 03:00 | GB | 26638.8507
2018-11-29 04:00 | GB | 25507.0891
2018-11-29 05:00 | GB | 27148.2933
2018-11-29 06:00 | GB | 32964.9285
2018-11-29 07:00 | GB | 39124.1888
2018-11-29 08:00 | GB | 41729.3381
2018-11-29 09:00 | GB | 42349.6593
2018-11-29 10:00 | GB | 43222.704
2018-11-29 11:00 | GB | 44435.3771
2018-11-29 12:00 | GB | 44797.9803
2018-11-29 13:00 | GB | 43993.8602
2018-11-29 14:00 | GB | 43058.8833
2018-11-29 15:00 | GB | 42712.2626
2018-11-29 16:00 | GB | 46403.2238
2018-11-29 17:00 | GB | 48694.7163
2018-11-29 18:00 | GB | 47994.4825
2018-11-29 19:00 | GB | 47227.322
2018-11-29 20:00 | GB | 45165.578
2018-11-29 21:00 | GB | 41899.1523
2018-11-29 22:00 | GB | 35531.1204
2018-11-29 23:00 | GB | 31534.4937
2018-11-30 | GB | 29291.9476
2018-11-30 01:00 | GB | 28241.0975
2018-11-30 02:00 | GB | 26214.3153
2018-11-30 03:00 | GB | 24995.6488
2018-11-30 04:00 | GB | 23941.8019
2018-11-30 05:00 | GB | 25907.6508
2018-11-30 06:00 | GB | 31789.215
2018-11-30 07:00 | GB | 38977.3494
2018-11-30 08:00 | GB | 41883.1698
2018-11-30 09:00 | GB | 42747.2243
2018-11-30 10:00 | GB | 42873.0866
2018-11-30 11:00 | GB | 42186.8375
2018-11-30 12:00 | GB | 41966.0791
2018-11-30 13:00 | GB | 42090.9424
2018-11-30 14:00 | GB | 41795.266
2018-11-30 15:00 | GB | 41436.6584
2018-11-30 16:00 | GB | 45849.8293
2018-11-30 17:00 | GB | 47247.3001
2018-11-30 18:00 | GB | 46205.4402
2018-11-30 19:00 | GB | 45155.589
2018-11-30 20:00 | GB | 42547.4429
2018-11-30 21:00 | GB | 39332.9603
2018-11-30 22:00 | GB | 35055.6407
2018-11-30 23:00 | GB | 31863.1341
2018-12-01 | GB | 31146.9178
2018-12-01 01:00 | GB | 31260.7932
2018-12-01 02:00 | GB | 29708.4918
2018-12-01 03:00 | GB | 27819.5587
2018-12-01 04:00 | GB | 26866.6015
2018-12-01 05:00 | GB | 27232.2014
2018-12-01 06:00 | GB | 29715.4841
2018-12-01 07:00 | GB | 32894.0061
2018-12-01 08:00 | GB | 35408.2549
2018-12-01 09:00 | GB | 39202.1035
2018-12-01 10:00 | GB | 41021.1131
2018-12-01 11:00 | GB | 41571.5108
2018-12-01 12:00 | GB | 41315.7906
2018-12-01 13:00 | GB | 41034.0989
2018-12-01 14:00 | GB | 40187.0258
2018-12-01 15:00 | GB | 40030.1974
2018-12-01 16:00 | GB | 41876.1774
2018-12-01 17:00 | GB | 43949.9083
2018-12-01 18:00 | GB | 43506.3936
2018-12-01 19:00 | GB | 41723.3447
2018-12-01 20:00 | GB | 39986.2455
2018-12-01 21:00 | GB | 37782.6567
2018-12-01 22:00 | GB | 34796.9238
2018-12-01 23:00 | GB | 32146.8237
2018-12-02 | GB | 30653.4578
2018-12-02 01:00 | GB | 30539.5824
2018-12-02 02:00 | GB | 28812.4723
2018-12-02 03:00 | GB | 26777.6988
2018-12-02 04:00 | GB | 25158.4706
2018-12-02 05:00 | GB | 24770.8947
2018-12-02 06:00 | GB | 26445.0628
2018-12-02 07:00 | GB | 28657.6417
2018-12-02 08:00 | GB | 32108.8652
2018-12-02 09:00 | GB | 36060.5411
2018-12-02 10:00 | GB | 37942.4818
2018-12-02 11:00 | GB | 38378.0053
2018-12-02 12:00 | GB | 39641.6226
2018-12-02 13:00 | GB | 39959.275
2018-12-02 14:00 | GB | 39439.8434
2018-12-02 15:00 | GB | 38639.7189
2018-12-02 16:00 | GB | 41297.8103
2018-12-02 17:00 | GB | 42992.9554
2018-12-02 18:00 | GB | 42147.8801
2018-12-02 19:00 | GB | 40796.359
2018-12-02 20:00 | GB | 38886.4489
2018-12-02 21:00 | GB | 36264.3181
2018-12-02 22:00 | GB | 32365.5843
2018-12-02 23:00 | GB | 28808.4766
2018-12-03 | GB | 26914.549
2018-12-03 01:00 | GB | 25922.6344
2018-12-03 02:00 | GB | 24034.7003
2018-12-03 03:00 | GB | 22767.0874
2018-12-03 04:00 | GB | 22219.6863
2018-12-03 05:00 | GB | 24398.3024
2018-12-03 06:00 | GB | 32097.8772
2018-12-03 07:00 | GB | 39564.7067
2018-12-03 08:00 | GB | 42249.7686
2018-12-03 09:00 | GB | 43676.2078
2018-12-03 10:00 | GB | 44002.8503
2018-12-03 11:00 | GB | 44488.3191
2018-12-03 12:00 | GB | 45054.6994
2018-12-03 13:00 | GB | 44805.9715
2018-12-03 14:00 | GB | 44161.6765
2018-12-03 15:00 | GB | 45911.7615
2018-12-03 16:00 | GB | 47661.8465
2018-12-03 17:00 | GB | 49826.4779
2018-12-03 18:00 | GB | 49604.7205
2018-12-03 19:00 | GB | 47677.829
2018-12-03 20:00 | GB | 45323.4053
2018-12-03 21:00 | GB | 42084.949
2018-12-03 22:00 | GB | 37810.6261
2018-12-03 23:00 | GB | 33426.4235
2018-12-04 | GB | 31326.7211
2018-12-04 01:00 | GB | 31284.767
2018-12-04 02:00 | GB | 28940.3323
2018-12-04 03:00 | GB | 28423.8974
2018-12-04 04:00 | GB | 28086.2669
2018-12-04 05:00 | GB | 29748.4481
2018-12-04 06:00 | GB | 35198.4844
2018-12-04 07:00 | GB | 42291.7227
2018-12-04 08:00 | GB | 45095.6545
2018-12-04 09:00 | GB | 46690.909
2018-12-04 10:00 | GB | 46297.3396
2018-12-04 11:00 | GB | 45842.837
2018-12-04 12:00 | GB | 45841.838
2018-12-04 13:00 | GB | 45371.3529
2018-12-04 14:00 | GB | 45381.3419
2018-12-04 15:00 | GB | 46570.0412
2018-12-04 16:00 | GB | 49100.2725
2018-12-04 17:00 | GB | 49460.8779
2018-12-04 18:00 | GB | 49217.1447
2018-12-04 19:00 | GB | 48874.5196
2018-12-04 20:00 | GB | 47679.8268
2018-12-04 21:00 | GB | 44477.3311
2018-12-04 22:00 | GB | 39803.4455
2018-12-04 23:00 | GB | 35181.503
2018-12-05 | GB | 33511.3306
2018-12-05 01:00 | GB | 33233.6344
2018-12-05 02:00 | GB | 31028.0479
2018-12-05 03:00 | GB | 29988.1857
2018-12-05 04:00 | GB | 29314.9225
2018-12-05 05:00 | GB | 29352.8809
2018-12-05 06:00 | GB | 34042.7491
2018-12-05 07:00 | GB | 41286.8223
2018-12-05 08:00 | GB | 44597.2
2018-12-05 09:00 | GB | 45664.0326
2018-12-05 10:00 | GB | 45335.3922
2018-12-05 11:00 | GB | 46460.1615
2018-12-05 12:00 | GB | 46910.6685
2018-12-05 13:00 | GB | 46718.8784
2018-12-05 14:00 | GB | 46161.4883
2018-12-05 15:00 | GB | 46924.6532
2018-12-05 16:00 | GB | 49391.9534
2018-12-05 17:00 | GB | 50111.1664
2018-12-05 18:00 | GB | 49614.7096
2018-12-05 19:00 | GB | 48665.748
2018-12-05 20:00 | GB | 46166.4828
2018-12-05 21:00 | GB | 42708.2669
2018-12-05 22:00 | GB | 38585.7779
2018-12-05 23:00 | GB | 34300.4671
2018-12-06 | GB | 32640.2837
2018-12-06 01:00 | GB | 32309.6455
2018-12-06 02:00 | GB | 30287.8578
2018-12-06 03:00 | GB | 28906.3695
2018-12-06 04:00 | GB | 28255.0822
2018-12-06 05:00 | GB | 29124.1312
2018-12-06 06:00 | GB | 33938.8628
2018-12-06 07:00 | GB | 41299.8081
2018-12-06 08:00 | GB | 43707.1739
2018-12-06 09:00 | GB | 43874.9902
2018-12-06 10:00 | GB | 43131.8035
2018-12-06 11:00 | GB | 42958.9926
2018-12-06 12:00 | GB | 43626.2624
2018-12-06 13:00 | GB | 43246.6778
2018-12-06 14:00 | GB | 42265.7511
2018-12-06 15:00 | GB | 42964.986
2018-12-06 16:00 | GB | 46833.7527
2018-12-06 17:00 | GB | 48556.8672
2018-12-06 18:00 | GB | 47692.8126
2018-12-06 19:00 | GB | 46773.8182
2018-12-06 20:00 | GB | 44995.7639
2018-12-06 21:00 | GB | 42339.6703
2018-12-06 22:00 | GB | 38406.9736
2018-12-06 23:00 | GB | 33587.2475
2018-12-07 | GB | 31272.7801
2018-12-07 01:00 | GB | 29936.2426
2018-12-07 02:00 | GB | 27233.2004
2018-12-07 03:00 | GB | 25832.7328
2018-12-07 04:00 | GB | 23674.0949
2018-12-07 05:00 | GB | 24453.2423
2018-12-07 06:00 | GB | 30800.2971
2018-12-07 07:00 | GB | 39246.0554
2018-12-07 08:00 | GB | 42252.7654
2018-12-07 09:00 | GB | 44063.7837
2018-12-07 10:00 | GB | 43554.3411
2018-12-07 11:00 | GB | 44445.3661
2018-12-07 12:00 | GB | 44057.7902
2018-12-07 13:00 | GB | 43477.4253
2018-12-07 14:00 | GB | 42951.0013
2018-12-07 15:00 | GB | 42604.3806
2018-12-07 16:00 | GB | 45445.272
2018-12-07 17:00 | GB | 47418.1132
2018-12-07 18:00 | GB | 46858.7253
2018-12-07 19:00 | GB | 45181.5605
2018-12-07 20:00 | GB | 43188.7412
2018-12-07 21:00 | GB | 40077.146
2018-12-07 22:00 | GB | 36755.7804
2018-12-07 23:00 | GB | 32659.2629
2018-12-08 | GB | 30787.3113
2018-12-08 01:00 | GB | 29408.8197
2018-12-08 02:00 | GB | 26400.112
2018-12-08 03:00 | GB | 24391.3101
2018-12-08 04:00 | GB | 23316.4862
2018-12-08 05:00 | GB | 23393.402
2018-12-08 06:00 | GB | 26548.9491
2018-12-08 07:00 | GB | 31231.8249
2018-12-08 08:00 | GB | 35221.4593
2018-12-08 09:00 | GB | 38751.5965
2018-12-08 10:00 | GB | 39697.5614
2018-12-08 11:00 | GB | 39720.5362
2018-12-08 12:00 | GB | 39956.2783
2018-12-08 13:00 | GB | 40348.8487
2018-12-08 14:00 | GB | 40120.099
2018-12-08 15:00 | GB | 39696.5624
2018-12-08 16:00 | GB | 42848.1139
2018-12-08 17:00 | GB | 44655.1366
2018-12-08 18:00 | GB | 44266.5618
2018-12-08 19:00 | GB | 42452.5467
2018-12-08 20:00 | GB | 40465.7208
2018-12-08 21:00 | GB | 37877.5529
2018-12-08 22:00 | GB | 34877.8353
2018-12-08 23:00 | GB | 31333.7134
2018-12-09 | GB | 29922.2579
2018-12-09 01:00 | GB | 29166.0853
2018-12-09 02:00 | GB | 27010.4441
2018-12-09 03:00 | GB | 25553.0389
2018-12-09 04:00 | GB | 24044.6893
2018-12-09 05:00 | GB | 24200.5188
2018-12-09 06:00 | GB | 27318.1074
2018-12-09 07:00 | GB | 30531.5911
2018-12-09 08:00 | GB | 33538.3011
2018-12-09 09:00 | GB | 36900.6219
2018-12-09 10:00 | GB | 39182.1254
2018-12-09 11:00 | GB | 39972.2608
2018-12-09 12:00 | GB | 40736.4246
2018-12-09 13:00 | GB | 40879.2683
2018-12-09 14:00 | GB | 40413.7776
2018-12-09 15:00 | GB | 41077.0519
2018-12-09 16:00 | GB | 44181.6547
2018-12-09 17:00 | GB | 46127.5254
2018-12-09 18:00 | GB | 44964.7977
2018-12-09 19:00 | GB | 43900.9618
2018-12-09 20:00 | GB | 42179.8451
2018-12-09 21:00 | GB | 39288.0095
2018-12-09 22:00 | GB | 35563.0855
2018-12-09 23:00 | GB | 31619.4008
2018-12-10 | GB | 28920.3542
2018-12-10 01:00 | GB | 28314.0177
2018-12-10 02:00 | GB | 27188.2495
2018-12-10 03:00 | GB | 26478.0267
2018-12-10 04:00 | GB | 26197.3338
2018-12-10 05:00 | GB | 27604.7937
2018-12-10 06:00 | GB | 34518.2288
2018-12-10 07:00 | GB | 41901.1501
2018-12-10 08:00 | GB | 44985.7748
2018-12-10 09:00 | GB | 45957.7113
2018-12-10 10:00 | GB | 45897.7768
2018-12-10 11:00 | GB | 45765.9211
2018-12-10 12:00 | GB | 46366.2642
2018-12-10 13:00 | GB | 47019.5493
2018-12-10 14:00 | GB | 46565.0467
2018-12-10 15:00 | GB | 46423.2019
2018-12-10 16:00 | GB | 48853.5425
2018-12-10 17:00 | GB | 49315.0375
2018-12-10 18:00 | GB | 49363.984
2018-12-10 19:00 | GB | 48915.4747
2018-12-10 20:00 | GB | 47470.0564
2018-12-10 21:00 | GB | 44179.6569
2018-12-10 22:00 | GB | 39346.945
2018-12-10 23:00 | GB | 34970.7336
2018-12-11 | GB | 32898.0017
2018-12-11 01:00 | GB | 32554.3777
2018-12-11 02:00 | GB | 30573.5452
2018-12-11 03:00 | GB | 30017.154
2018-12-11 04:00 | GB | 29677.5257
2018-12-11 05:00 | GB | 30055.1125
2018-12-11 06:00 | GB | 34549.1949
2018-12-11 07:00 | GB | 42577.4101
2018-12-11 08:00 | GB | 46399.2281
2018-12-11 09:00 | GB | 46989.5821
2018-12-11 10:00 | GB | 47573.9427
2018-12-11 11:00 | GB | 47393.1405
2018-12-11 12:00 | GB | 47606.9066
2018-12-11 13:00 | GB | 45931.7397
2018-12-11 14:00 | GB | 45787.8971
2018-12-11 15:00 | GB | 46536.0784
2018-12-11 16:00 | GB | 49776.5325
2018-12-11 17:00 | GB | 49826.4779
2018-12-11 18:00 | GB | 49442.8976
2018-12-11 19:00 | GB | 49285.0703
2018-12-11 20:00 | GB | 46617.9887
2018-12-11 21:00 | GB | 42500.4943
2018-12-11 22:00 | GB | 37606.8491
2018-12-11 23:00 | GB | 33809.0048
2018-12-12 | GB | 32032.4488
2018-12-12 01:00 | GB | 30255.8928
2018-12-12 02:00 | GB | 28564.7433
2018-12-12 03:00 | GB | 27847.5281
2018-12-12 04:00 | GB | 26953.5064
2018-12-12 05:00 | GB | 28114.2363
2018-12-12 06:00 | GB | 31231.8249
2018-12-12 07:00 | GB | 38743.6052
2018-12-12 08:00 | GB | 41538.5469
2018-12-12 09:00 | GB | 42070.9643
2018-12-12 10:00 | GB | 42318.6932
2018-12-12 11:00 | GB | 42808.1576
2018-12-12 12:00 | GB | 42864.0964
2018-12-12 13:00 | GB | 43024.9204
2018-12-12 14:00 | GB | 43230.6953
2018-12-12 15:00 | GB | 44223.6088
2018-12-12 16:00 | GB | 47360.1766
2018-12-12 17:00 | GB | 48316.1306
2018-12-12 18:00 | GB | 48030.4432
2018-12-12 19:00 | GB | 47364.1722
2018-12-12 20:00 | GB | 47723.7788
2018-12-12 21:00 | GB | 43592.2996
2018-12-12 22:00 | GB | 39278.0204
2018-12-12 23:00 | GB | 34863.8506
2018-12-13 | GB | 32715.2017
2018-12-13 01:00 | GB | 31854.1439
2018-12-13 02:00 | GB | 29751.4448
2018-12-13 03:00 | GB | 28535.775
2018-12-13 04:00 | GB | 27875.4975
2018-12-13 05:00 | GB | 29988.1857
2018-12-13 06:00 | GB | 33934.8671
2018-12-13 07:00 | GB | 39976.2564
2018-12-13 08:00 | GB | 43055.8865
2018-12-13 09:00 | GB | 43774.1006
2018-12-13 10:00 | GB | 44631.1628
2018-12-13 11:00 | GB | 44561.2393
2018-12-13 12:00 | GB | 44497.3093
2018-12-13 13:00 | GB | 44911.8557
2018-12-13 14:00 | GB | 44866.9049
2018-12-13 15:00 | GB | 45796.8872
2018-12-13 16:00 | GB | 48144.3186
2018-12-13 17:00 | GB | 49175.1906
2018-12-13 18:00 | GB | 49572.7555
2018-12-13 19:00 | GB | 49945.3478
2018-12-13 20:00 | GB | 47414.1176
2018-12-13 21:00 | GB | 43539.3575
2018-12-13 22:00 | GB | 38934.3964
2018-12-13 23:00 | GB | 35156.5303
2018-12-14 | GB | 34032.76
2018-12-14 01:00 | GB | 32908.9897
2018-12-14 02:00 | GB | 31717.2937
2018-12-14 03:00 | GB | 30923.1627
2018-12-14 04:00 | GB | 30401.7332
2018-12-14 05:00 | GB | 30666.4436
2018-12-14 06:00 | GB | 34310.4561
2018-12-14 07:00 | GB | 42077.9566
2018-12-14 08:00 | GB | 45409.3113
2018-12-14 09:00 | GB | 46414.2117
2018-12-14 10:00 | GB | 47036.5308
2018-12-14 11:00 | GB | 46964.6095
2018-12-14 12:00 | GB | 47408.1242
2018-12-14 13:00 | GB | 46462.1593
2018-12-14 14:00 | GB | 45819.8621
2018-12-14 15:00 | GB | 45439.2785
2018-12-14 16:00 | GB | 47816.6771
2018-12-14 17:00 | GB | 47805.6891
2018-12-14 18:00 | GB | 47948.5328
2018-12-14 19:00 | GB | 46884.6969
2018-12-14 20:00 | GB | 45071.6808
2018-12-14 21:00 | GB | 42926.2784
2018-12-14 22:00 | GB | 40780.8759
2018-12-14 23:00 | GB | 38635.4735
2018-12-15 | GB | 36490.0711
2018-12-15 01:00 | GB | 34344.6687
2018-12-15 02:00 | GB | 32199.2663
2018-12-15 03:00 | GB | 30053.8639
2018-12-15 04:00 | GB | 27908.4615
2018-12-15 05:00 | GB | 28243.0953
2018-12-15 06:00 | GB | 30059.1081
2018-12-15 07:00 | GB | 33150.7252
2018-12-15 08:00 | GB | 36866.659
2018-12-15 09:00 | GB | 41515.572
2018-12-15 10:00 | GB | 44192.6427
2018-12-15 11:00 | GB | 45044.7103
2018-12-15 12:00 | GB | 45693.9998
2018-12-15 13:00 | GB | 46100.5549
2018-12-15 14:00 | GB | 46259.3812
2018-12-15 15:00 | GB | 46357.274
2018-12-15 16:00 | GB | 47991.4858
2018-12-15 17:00 | GB | 49042.3359
2018-12-15 18:00 | GB | 47895.5907
2018-12-15 19:00 | GB | 45631.0687
2018-12-15 20:00 | GB | 43704.1772
2018-12-15 21:00 | GB | 41217.8977
2018-12-15 22:00 | GB | 37590.8666
2018-12-15 23:00 | GB | 34591.149
2018-12-16 | GB | 32940.9547
2018-12-16 01:00 | GB | 32000.9833
2018-12-16 02:00 | GB | 29730.4677
2018-12-16 03:00 | GB | 28752.5378
2018-12-16 04:00 | GB | 27372.0484
2018-12-16 05:00 | GB | 27635.7599
2018-12-16 06:00 | GB | 29508.7104
2018-12-16 07:00 | GB | 30671.4381
2018-12-16 08:00 | GB | 34522.2244
2018-12-16 09:00 | GB | 38570.7943
2018-12-16 10:00 | GB | 41001.1349
2018-12-16 11:00 | GB | 41963.0823
2018-12-16 12:00 | GB | 43755.1214
2018-12-16 13:00 | GB | 44258.5705
2018-12-16 14:00 | GB | 44189.6459
2018-12-16 15:00 | GB | 44864.907
2018-12-16 16:00 | GB | 47420.111
2018-12-16 17:00 | GB | 48712.6966
2018-12-16 18:00 | GB | 48146.3164
2018-12-16 19:00 | GB | 46255.3855
2018-12-16 20:00 | GB | 44122.7192
2018-12-16 21:00 | GB | 41693.3775
2018-12-16 22:00 | GB | 37636.8163
2018-12-16 23:00 | GB | 33484.3601
2018-12-17 | GB | 31643.3746
2018-12-17 01:00 | GB | 31365.6784
2018-12-17 02:00 | GB | 29552.6623
2018-12-17 03:00 | GB | 28951.3203
2018-12-17 04:00 | GB | 28660.6384
2018-12-17 05:00 | GB | 29653.5519
2018-12-17 06:00 | GB | 35138.55
2018-12-17 07:00 | GB | 42619.3642
2018-12-17 08:00 | GB | 46820.7669
2018-12-17 09:00 | GB | 47591.923
2018-12-17 10:00 | GB | 46987.5843
2018-12-17 11:00 | GB | 46099.556
2018-12-17 12:00 | GB | 45126.6207
2018-12-17 13:00 | GB | 45080.6709
2018-12-17 14:00 | GB | 44717.0688
2018-12-17 15:00 | GB | 45173.5693
2018-12-17 16:00 | GB | 49115.2561
2018-12-17 17:00 | GB | 49172.1938
2018-12-17 18:00 | GB | 49443.8965
2018-12-17 19:00 | GB | 50112.1653
2018-12-17 20:00 | GB | 47334.205
2018-12-17 21:00 | GB | 43492.4089
2018-12-17 22:00 | GB | 38683.6708
2018-12-17 23:00 | GB | 34007.7873
2018-12-18 | GB | 30723.3813
2018-12-18 01:00 | GB | 29625.5825
2018-12-18 02:00 | GB | 27457.9544
2018-12-18 03:00 | GB | 26181.3513
2018-12-18 04:00 | GB | 25561.0301
2018-12-18 05:00 | GB | 27828.5489
2018-12-18 06:00 | GB | 32704.2138
2018-12-18 07:00 | GB | 39370.9188
2018-12-18 08:00 | GB | 43430.4767
2018-12-18 09:00 | GB | 44777.0032
2018-12-18 10:00 | GB | 44144.6951
2018-12-18 11:00 | GB | 44764.0174
2018-12-18 12:00 | GB | 46032.6293
2018-12-18 13:00 | GB | 46670.9308
2018-12-18 14:00 | GB | 46902.6772
2018-12-18 15:00 | GB | 46866.7166
2018-12-18 16:00 | GB | 49106.266
2018-12-18 17:00 | GB | 50151.1227
2018-12-18 18:00 | GB | 49851.4506
2018-12-18 19:00 | GB | 48711.6977
2018-12-18 20:00 | GB | 46954.6204
2018-12-18 21:00 | GB | 43508.3914
2018-12-18 22:00 | GB | 39079.2379
2018-12-18 23:00 | GB | 35000.7008
2018-12-19 | GB | 32722.1941
2018-12-19 01:00 | GB | 32638.2859
2018-12-19 02:00 | GB | 30856.2359
2018-12-19 03:00 | GB | 29903.2786
2018-12-19 04:00 | GB | 29369.8623
2018-12-19 05:00 | GB | 30592.5244
2018-12-19 06:00 | GB | 35741.8898
2018-12-19 07:00 | GB | 41705.3643
2018-12-19 08:00 | GB | 45348.378
2018-12-19 09:00 | GB | 46388.2401
2018-12-19 10:00 | GB | 46560.0521
2018-12-19 11:00 | GB | 46480.1396
2018-12-19 12:00 | GB | 45723.967
2018-12-19 13:00 | GB | 45403.3179
2018-12-19 14:00 | GB | 45269.4644
2018-12-19 15:00 | GB | 46029.6326
2018-12-19 16:00 | GB | 48916.4737
2018-12-19 17:00 | GB | 50328.9281
2018-12-19 18:00 | GB | 49715.5992
2018-12-19 19:00 | GB | 48698.7119
2018-12-19 20:00 | GB | 46712.8849
2018-12-19 21:00 | GB | 43242.6821
2018-12-19 22:00 | GB | 38858.4795
2018-12-19 23:00 | GB | 34656.0779
2018-12-20 | GB | 32798.111
2018-12-20 01:00 | GB | 32591.3373
2018-12-20 02:00 | GB | 30802.2949
2018-12-20 03:00 | GB | 29838.3497
2018-12-20 04:00 | GB | 29160.0919
2018-12-20 05:00 | GB | 30003.1693
2018-12-20 06:00 | GB | 35905.7105
2018-12-20 07:00 | GB | 42613.3708
2018-12-20 08:00 | GB | 45839.8402
2018-12-20 09:00 | GB | 46627.9778
2018-12-20 10:00 | GB | 46739.8554
2018-12-20 11:00 | GB | 46348.2839
2018-12-20 12:00 | GB | 46263.3768
2018-12-20 13:00 | GB | 44414.4
2018-12-20 14:00 | GB | 44408.4066
2018-12-20 15:00 | GB | 45415.3048
2018-12-20 16:00 | GB | 47100.4608
2018-12-20 17:00 | GB | 48334.1109
2018-12-20 18:00 | GB | 47298.2444
2018-12-20 19:00 | GB | 46181.4664
2018-12-20 20:00 | GB | 44424.3891
2018-12-20 21:00 | GB | 41557.5261
2018-12-20 22:00 | GB | 37264.224
2018-12-20 23:00 | GB | 33065.8181
2018-12-21 | GB | 31567.4576
2018-12-21 01:00 | GB | 30762.3386
2018-12-21 02:00 | GB | 29052.2099
2018-12-21 03:00 | GB | 28241.0975
2018-12-21 04:00 | GB | 27722.6648
2018-12-21 05:00 | GB | 29216.0307
2018-12-21 06:00 | GB | 34335.4288
2018-12-21 07:00 | GB | 40265.9394
2018-12-21 08:00 | GB | 42821.1434
2018-12-21 09:00 | GB | 43576.3171
2018-12-21 10:00 | GB | 42367.6397
2018-12-21 11:00 | GB | 43813.058
2018-12-21 12:00 | GB | 43549.3466
2018-12-21 13:00 | GB | 42854.1073
2018-12-21 14:00 | GB | 42120.9096
2018-12-21 15:00 | GB | 42167.8583
2018-12-21 16:00 | GB | 43981.8733
2018-12-21 17:00 | GB | 45647.0512
2018-12-21 18:00 | GB | 45134.6119
2018-12-21 19:00 | GB | 44465.3443
2018-12-21 20:00 | GB | 42777.1915
2018-12-21 21:00 | GB | 39912.3264
2018-12-21 22:00 | GB | 36530.0274
2018-12-21 23:00 | GB | 32625.3001
2018-12-22 | GB | 30833.261
2018-12-22 01:00 | GB | 30218.9332
2018-12-22 02:00 | GB | 27688.7019
2018-12-22 03:00 | GB | 25721.8541
2018-12-22 04:00 | GB | 24829.8302
2018-12-22 05:00 | GB | 24623.0565
2018-12-22 06:00 | GB | 27702.6866
2018-12-22 07:00 | GB | 31866.1308
2018-12-22 08:00 | GB | 35176.5085
2018-12-22 09:00 | GB | 38532.8358
2018-12-22 10:00 | GB | 39479.7996
2018-12-22 11:00 | GB | 39644.6193
2018-12-22 12:00 | GB | 39389.898
2018-12-22 13:00 | GB | 38769.5768
2018-12-22 14:00 | GB | 38235.1616
2018-12-22 15:00 | GB | 38333.0545
2018-12-22 16:00 | GB | 40757.4016
2018-12-22 17:00 | GB | 42744.2276
2018-12-22 18:00 | GB | 42527.4648
2018-12-22 19:00 | GB | 41428.6671
2018-12-22 20:00 | GB | 39367.9221
2018-12-22 21:00 | GB | 37049.459
2018-12-22 22:00 | GB | 33875.9316
2018-12-22 23:00 | GB | 31692.321
2018-12-23 | GB | 29819.3705
2018-12-23 01:00 | GB | 29329.9061
2018-12-23 02:00 | GB | 26958.5009
2018-12-23 03:00 | GB | 25637.9459
2018-12-23 04:00 | GB | 24313.3953
2018-12-23 05:00 | GB | 24073.6577
2018-12-23 06:00 | GB | 26942.5184
2018-12-23 07:00 | GB | 29971.2043
2018-12-23 08:00 | GB | 33248.618
2018-12-23 09:00 | GB | 36913.6077
2018-12-23 10:00 | GB | 39139.1724
2018-12-23 11:00 | GB | 39933.3034
2018-12-23 12:00 | GB | 40333.8651
2018-12-23 13:00 | GB | 40230.9777
2018-12-23 14:00 | GB | 39829.4171
2018-12-23 15:00 | GB | 39808.44
2018-12-23 16:00 | GB | 41688.3829
2018-12-23 17:00 | GB | 43244.68
2018-12-23 18:00 | GB | 43095.8428
2018-12-23 19:00 | GB | 41688.3829
2018-12-23 20:00 | GB | 39818.4291
2018-12-23 21:00 | GB | 37669.7802
2018-12-23 22:00 | GB | 34627.1096
2018-12-23 23:00 | GB | 31415.6238
2018-12-24 | GB | 29662.5421
2018-12-24 01:00 | GB | 29248.9946
2018-12-24 02:00 | GB | 26944.5162
2018-12-24 03:00 | GB | 25570.0203
2018-12-24 04:00 | GB | 24569.1155
2018-12-24 05:00 | GB | 25638.9449
2018-12-24 06:00 | GB | 30130.0305
2018-12-24 07:00 | GB | 33944.8562
2018-12-24 08:00 | GB | 37714.731
2018-12-24 09:00 | GB | 40612.5601
2018-12-24 10:00 | GB | 41747.3184
2018-12-24 11:00 | GB | 42047.9894
2018-12-24 12:00 | GB | 41980.0638
2018-12-24 13:00 | GB | 40976.1623
2018-12-24 14:00 | GB | 39979.2531
2018-12-24 15:00 | GB | 39813.4346
2018-12-24 16:00 | GB | 42168.8572
2018-12-24 17:00 | GB | 43974.8809
2018-12-24 18:00 | GB | 43170.7608
2018-12-24 19:00 | GB | 41443.6507
2018-12-24 20:00 | GB | 39633.6313
2018-12-24 21:00 | GB | 37481.9857
2018-12-24 22:00 | GB | 34118.666
2018-12-24 23:00 | GB | 31412.6271
2018-12-25 | GB | 30021.1497
2018-12-25 01:00 | GB | 29270.9705
2018-12-25 02:00 | GB | 26877.5895
2018-12-25 03:00 | GB | 25579.0104
2018-12-25 04:00 | GB | 24487.2051
2018-12-25 05:00 | GB | 24532.1559
2018-12-25 06:00 | GB | 26158.3765
2018-12-25 07:00 | GB | 29614.5945
2018-12-25 08:00 | GB | 33930.8715
2018-12-25 09:00 | GB | 37712.7332
2018-12-25 10:00 | GB | 39460.8204
2018-12-25 11:00 | GB | 40828.324
2018-12-25 12:00 | GB | 41773.29
2018-12-25 13:00 | GB | 42064.9708
2018-12-25 14:00 | GB | 40332.8662
2018-12-25 15:00 | GB | 38270.1233
2018-12-25 16:00 | GB | 36718.8208
2018-12-25 17:00 | GB | 36232.3531
2018-12-25 18:00 | GB | 34638.0976
2018-12-25 19:00 | GB | 34633.1031
2018-12-25 20:00 | GB | 34169.6103
2018-12-25 21:00 | GB | 32991.899
2018-12-25 22:00 | GB | 31052.0216
2018-12-25 23:00 | GB | 29019.246
2018-12-26 | GB | 27968.3959
2018-12-26 01:00 | GB | 27328.0965
2018-12-26 02:00 | GB | 25636.947
2018-12-26 03:00 | GB | 24584.0991
2018-12-26 04:00 | GB | 23278.5277
2018-12-26 05:00 | GB | 23305.4982
2018-12-26 06:00 | GB | 25056.5821
2018-12-26 07:00 | GB | 26901.5632
2018-12-26 08:00 | GB | 28707.587
2018-12-26 09:00 | GB | 32314.64
2018-12-26 10:00 | GB | 35421.2407
2018-12-26 11:00 | GB | 36504.0558
2018-12-26 12:00 | GB | 36699.8416
2018-12-26 13:00 | GB | 36669.8744
2018-12-26 14:00 | GB | 35917.6974
2018-12-26 15:00 | GB | 35559.0898
2018-12-26 16:00 | GB | 36899.623
2018-12-26 17:00 | GB | 37799.6381
2018-12-26 18:00 | GB | 37232.259
2018-12-26 19:00 | GB | 36686.8558
2018-12-26 20:00 | GB | 35562.0866
2018-12-26 21:00 | GB | 33791.0245
2018-12-26 22:00 | GB | 31308.7407
2018-12-26 23:00 | GB | 29094.164
2018-12-27 | GB | 27713.6746
2018-12-27 01:00 | GB | 27318.1074
2018-12-27 02:00 | GB | 25415.1897
2018-12-27 03:00 | GB | 24164.5582
2018-12-27 04:00 | GB | 23268.5386
2018-12-27 05:00 | GB | 24377.3254
2018-12-27 06:00 | GB | 27993.3685
2018-12-27 07:00 | GB | 29874.3103
2018-12-27 08:00 | GB | 32968.9241
2018-12-27 09:00 | GB | 36372.2001
2018-12-27 10:00 | GB | 38339.0479
2018-12-27 11:00 | GB | 40117.1023
2018-12-27 12:00 | GB | 40486.6979
2018-12-27 13:00 | GB | 40291.911
2018-12-27 14:00 | GB | 39813.4346
2018-12-27 15:00 | GB | 39382.9057
2018-12-27 16:00 | GB | 41982.0616
2018-12-27 17:00 | GB | 44288.5377
2018-12-27 18:00 | GB | 43919.9411
2018-12-27 19:00 | GB | 42304.7085
2018-12-27 20:00 | GB | 40662.5055
2018-12-27 21:00 | GB | 37978.4425
2018-12-27 22:00 | GB | 34594.1457
2018-12-27 23:00 | GB | 31494.5374
2018-12-28 | GB | 30231.919
2018-12-28 01:00 | GB | 29651.5541
2018-12-28 02:00 | GB | 27155.2856
2018-12-28 03:00 | GB | 25716.8596
2018-12-28 04:00 | GB | 24504.1865
2018-12-28 05:00 | GB | 25077.5591
2018-12-28 06:00 | GB | 27965.3992
2018-12-28 07:00 | GB | 29426.8
2018-12-28 08:00 | GB | 33417.4333
2018-12-28 09:00 | GB | 36760.7749
2018-12-28 10:00 | GB | 39035.286
2018-12-28 11:00 | GB | 39907.3318
2018-12-28 12:00 | GB | 40101.1198
2018-12-28 13:00 | GB | 40229.9788
2018-12-28 14:00 | GB | 39475.804
2018-12-28 15:00 | GB | 40102.1187
2018-12-28 16:00 | GB | 41598.4813
2018-12-28 17:00 | GB | 44105.7378
2018-12-28 18:00 | GB | 43533.3641
2018-12-28 19:00 | GB | 42407.5959
2018-12-28 20:00 | GB | 40630.5405
2018-12-28 21:00 | GB | 38248.1474
2018-12-28 22:00 | GB | 34920.7883
2018-12-28 23:00 | GB | 31058.0151
2018-12-29 | GB | 29592.6186
2018-12-29 01:00 | GB | 29161.0908
2018-12-29 02:00 | GB | 26919.5436
2018-12-29 03:00 | GB | 24699.9723
2018-12-29 04:00 | GB | 22483.3978
2018-12-29 05:00 | GB | 21817.1268
2018-12-29 06:00 | GB | 23733.0304
2018-12-29 07:00 | GB | 25653.9285
2018-12-29 08:00 | GB | 28958.3127
2018-12-29 09:00 | GB | 33581.2541
2018-12-29 10:00 | GB | 35972.6373
2018-12-29 11:00 | GB | 36930.5891
2018-12-29 12:00 | GB | 37225.2666
2018-12-29 13:00 | GB | 37001.5115
2018-12-29 14:00 | GB | 36503.0569
2018-12-29 15:00 | GB | 36830.6984
2018-12-29 16:00 | GB | 39435.8477
2018-12-29 17:00 | GB | 42579.4079
2018-12-29 18:00 | GB | 42114.9162
2018-12-29 19:00 | GB | 40122.0968
2018-12-29 20:00 | GB | 38635.7233
2018-12-29 21:00 | GB | 35902.7138
2018-12-29 22:00 | GB | 33116.7623
2018-12-29 23:00 | GB | 30749.3528
2018-12-30 | GB | 29730.4677
2018-12-30 01:00 | GB | 29244.0001
2018-12-30 02:00 | GB | 27164.2758
2018-12-30 03:00 | GB | 24439.2576
2018-12-30 04:00 | GB | 21470.5061
2018-12-30 05:00 | GB | 21363.6231
2018-12-30 06:00 | GB | 22357.5355
2018-12-30 07:00 | GB | 25490.1077
2018-12-30 08:00 | GB | 29065.1957
2018-12-30 09:00 | GB | 32302.6532
2018-12-30 10:00 | GB | 35053.6429
2018-12-30 11:00 | GB | 36271.3105
2018-12-30 12:00 | GB | 37725.719
2018-12-30 13:00 | GB | 37854.578
2018-12-30 14:00 | GB | 37626.8272
2018-12-30 15:00 | GB | 37794.6436
2018-12-30 16:00 | GB | 39921.3165
2018-12-30 17:00 | GB | 41941.1064
2018-12-30 18:00 | GB | 41496.5928
2018-12-30 19:00 | GB | 39797.4521
2018-12-30 20:00 | GB | 37984.4359
2018-12-30 21:00 | GB | 35912.7029
2018-12-30 22:00 | GB | 32610.3165
2018-12-30 23:00 | GB | 29552.6623
2018-12-31 | GB | 28275.0603
2018-12-31 01:00 | GB | 27148.2933
2018-12-31 02:00 | GB | 25199.4258
2018-12-31 03:00 | GB | 23599.1768
2018-12-31 04:00 | GB | 22819.0305
2018-12-31 05:00 | GB | 23319.4829
2018-12-31 06:00 | GB | 26519.9808
2018-12-31 07:00 | GB | 29691.5104
2018-12-31 08:00 | GB | 32560.3712
2018-12-31 09:00 | GB | 35829.7936
2018-12-31 10:00 | GB | 38560.8052
2018-12-31 11:00 | GB | 38407.9725
2018-12-31 12:00 | GB | 39381.9068
2018-12-31 13:00 | GB | 38515.8544
2018-12-31 14:00 | GB | 38142.2632
2018-12-31 15:00 | GB | 37765.6753
2018-12-31 16:00 | GB | 40565.6115
2018-12-31 17:00 | GB | 42755.2155
2018-12-31 18:00 | GB | 41768.2955
2018-12-31 19:00 | GB | 38731.6183
2018-12-31 20:00 | GB | 35718.9149
2018-12-31 21:00 | GB | 32929.9667
2018-12-31 22:00 | GB | 28579.7269
2018-12-31 23:00 | GB | 27234.1993
2018-01-01 | FR | 61061.7334
2018-01-01 01:00 | FR | 57817.2013
2018-01-01 02:00 | FR | 57199.8612
2018-01-01 03:00 | FR | 54668.5668
2018-01-01 04:00 | FR | 52156.2521
2018-01-01 05:00 | FR | 50574.9423
2018-01-01 06:00 | FR | 50696.812
2018-01-01 07:00 | FR | 51125.354
2018-01-01 08:00 | FR | 51407.0529
2018-01-01 09:00 | FR | 50980.5088
2018-01-01 10:00 | FR | 52438.9499
2018-01-01 11:00 | FR | 54599.6405
2018-01-01 12:00 | FR | 57107.9594
2018-01-01 13:00 | FR | 59602.2933
2018-01-01 14:00 | FR | 57223.8356
2018-01-01 15:00 | FR | 54985.2283
2018-01-01 16:00 | FR | 54590.6501
2018-01-01 17:00 | FR | 55645.5226
2018-01-01 18:00 | FR | 60231.6206
2018-01-01 19:00 | FR | 62754.9236
2018-01-01 20:00 | FR | 62420.2813
2018-01-01 21:00 | FR | 60410.4295
2018-01-01 22:00 | FR | 58323.66
2018-01-01 23:00 | FR | 61282.4974
2018-01-02 | FR | 60424.4146
2018-01-02 01:00 | FR | 56225.9022
2018-01-02 02:00 | FR | 55422.7607
2018-01-02 03:00 | FR | 53293.037
2018-01-02 04:00 | FR | 51533.9173
2018-01-02 05:00 | FR | 51763.6717
2018-01-02 06:00 | FR | 54850.3725
2018-01-02 07:00 | FR | 59499.4033
2018-01-02 08:00 | FR | 63236.4089
2018-01-02 09:00 | FR | 64960.566
2018-01-02 10:00 | FR | 66913.4786
2018-01-02 11:00 | FR | 67857.4697
2018-01-02 12:00 | FR | 69398.8222
2018-01-02 13:00 | FR | 70458.6893
2018-01-02 14:00 | FR | 68453.8322
2018-01-02 15:00 | FR | 66485.9356
2018-01-02 16:00 | FR | 65611.8699
2018-01-02 17:00 | FR | 65975.4812
2018-01-02 18:00 | FR | 69418.8008
2018-01-02 19:00 | FR | 71358.7273
2018-01-02 20:00 | FR | 68804.4575
2018-01-02 21:00 | FR | 64566.9867
2018-01-02 22:00 | FR | 61382.3906
2018-01-02 23:00 | FR | 63750.8591
2018-01-03 | FR | 62956.7079
2018-01-03 01:00 | FR | 58234.755
2018-01-03 02:00 | FR | 56558.5467
2018-01-03 03:00 | FR | 53993.2886
2018-01-03 04:00 | FR | 51775.6589
2018-01-03 05:00 | FR | 51707.7315
2018-01-03 06:00 | FR | 54891.3287
2018-01-03 07:00 | FR | 59931.941
2018-01-03 08:00 | FR | 64108.4768
2018-01-03 09:00 | FR | 65985.4706
2018-01-03 10:00 | FR | 67373.9864
2018-01-03 11:00 | FR | 68085.2262
2018-01-03 12:00 | FR | 69185.0506
2018-01-03 13:00 | FR | 69724.4741
2018-01-03 14:00 | FR | 68454.8312
2018-01-03 15:00 | FR | 67072.3089
2018-01-03 16:00 | FR | 66091.3574
2018-01-03 17:00 | FR | 66419.0072
2018-01-03 18:00 | FR | 70349.8057
2018-01-03 19:00 | FR | 72449.5613
2018-01-03 20:00 | FR | 70013.1655
2018-01-03 21:00 | FR | 65374.124
2018-01-03 22:00 | FR | 62464.2343
2018-01-03 23:00 | FR | 65146.3674
2018-01-04 | FR | 64019.5718
2018-01-04 01:00 | FR | 59219.7022
2018-01-04 02:00 | FR | 57640.3903
2018-01-04 03:00 | FR | 54997.2155
2018-01-04 04:00 | FR | 52795.5688
2018-01-04 05:00 | FR | 52634.7407
2018-01-04 06:00 | FR | 55588.5834
2018-01-04 07:00 | FR | 60489.3452
2018-01-04 08:00 | FR | 64554.9995
2018-01-04 09:00 | FR | 65850.6147
2018-01-04 10:00 | FR | 66776.6249
2018-01-04 11:00 | FR | 67519.8305
2018-01-04 12:00 | FR | 68730.5365
2018-01-04 13:00 | FR | 69016.2311
2018-01-04 14:00 | FR | 67289.0772
2018-01-04 15:00 | FR | 65570.9137
2018-01-04 16:00 | FR | 64465.0956
2018-01-04 17:00 | FR | 64474.086
2018-01-04 18:00 | FR | 68028.2871
2018-01-04 19:00 | FR | 70216.9477
2018-01-04 20:00 | FR | 68114.1952
2018-01-04 21:00 | FR | 63407.2264
2018-01-04 22:00 | FR | 60400.4402
2018-01-04 23:00 | FR | 62918.7485
2018-01-05 | FR | 62296.4137
2018-01-05 01:00 | FR | 57288.7661
2018-01-05 02:00 | FR | 55936.2118
2018-01-05 03:00 | FR | 53531.7819
2018-01-05 04:00 | FR | 51676.7646
2018-01-05 05:00 | FR | 51663.7785
2018-01-05 06:00 | FR | 54842.381
2018-01-05 07:00 | FR | 59912.9612
2018-01-05 08:00 | FR | 64362.2056
2018-01-05 09:00 | FR | 65895.5667
2018-01-05 10:00 | FR | 66672.736
2018-01-05 11:00 | FR | 67030.3537
2018-01-05 12:00 | FR | 67678.6608
2018-01-05 13:00 | FR | 67732.6031
2018-01-05 14:00 | FR | 65661.8165
2018-01-05 15:00 | FR | 63928.669
2018-01-05 16:00 | FR | 62874.7954
2018-01-05 17:00 | FR | 62764.9129
2018-01-05 18:00 | FR | 67235.1348
2018-01-05 19:00 | FR | 69395.8254
2018-01-05 20:00 | FR | 67377.9822
2018-01-05 21:00 | FR | 63248.3961
2018-01-05 22:00 | FR | 60500.3334
2018-01-05 23:00 | FR | 63702.9103
2018-01-06 | FR | 63028.631
2018-01-06 01:00 | FR | 58091.9077
2018-01-06 02:00 | FR | 56592.5104
2018-01-06 03:00 | FR | 53865.4252
2018-01-06 04:00 | FR | 51404.0561
2018-01-06 05:00 | FR | 50680.8291
2018-01-06 06:00 | FR | 52003.4155
2018-01-06 07:00 | FR | 54091.1839
2018-01-06 08:00 | FR | 56475.6353
2018-01-06 09:00 | FR | 58438.5372
2018-01-06 10:00 | FR | 60945.8572
2018-01-06 11:00 | FR | 62174.5439
2018-01-06 12:00 | FR | 63404.2296
2018-01-06 13:00 | FR | 65120.3952
2018-01-06 14:00 | FR | 61930.8044
2018-01-06 15:00 | FR | 59640.2527
2018-01-06 16:00 | FR | 58414.5628
2018-01-06 17:00 | FR | 58847.1005
2018-01-06 18:00 | FR | 63177.4719
2018-01-06 19:00 | FR | 65301.202
2018-01-06 20:00 | FR | 64082.5046
2018-01-06 21:00 | FR | 61056.7387
2018-01-06 22:00 | FR | 58723.2329
2018-01-06 23:00 | FR | 62437.2631
2018-01-07 | FR | 62072.6528
2018-01-07 01:00 | FR | 57573.4618
2018-01-07 02:00 | FR | 56217.9107
2018-01-07 03:00 | FR | 53306.0232
2018-01-07 04:00 | FR | 50999.4885
2018-01-07 05:00 | FR | 50075.4762
2018-01-07 06:00 | FR | 50814.6861
2018-01-07 07:00 | FR | 51984.4358
2018-01-07 08:00 | FR | 53571.7391
2018-01-07 09:00 | FR | 54996.2166
2018-01-07 10:00 | FR | 58173.8201
2018-01-07 11:00 | FR | 60787.027
2018-01-07 12:00 | FR | 63221.4249
2018-01-07 13:00 | FR | 65258.2479
2018-01-07 14:00 | FR | 61760.986
2018-01-07 15:00 | FR | 59136.7909
2018-01-07 16:00 | FR | 58255.7326
2018-01-07 17:00 | FR | 58419.5575
2018-01-07 18:00 | FR | 62966.6972
2018-01-07 19:00 | FR | 66244.194
2018-01-07 20:00 | FR | 65731.7418
2018-01-07 21:00 | FR | 63022.6374
2018-01-07 22:00 | FR | 60384.4573
2018-01-07 23:00 | FR | 63282.3598
2018-01-08 | FR | 62575.1158
2018-01-08 01:00 | FR | 58556.4112
2018-01-08 02:00 | FR | 57660.369
2018-01-08 03:00 | FR | 55391.7938
2018-01-08 04:00 | FR | 53357.9676
2018-01-08 05:00 | FR | 54083.1925
2018-01-08 06:00 | FR | 58279.707
2018-01-08 07:00 | FR | 66082.367
2018-01-08 08:00 | FR | 71768.2895
2018-01-08 09:00 | FR | 72274.7482
2018-01-08 10:00 | FR | 72757.2325
2018-01-08 11:00 | FR | 72908.0712
2018-01-08 12:00 | FR | 73495.4434
2018-01-08 13:00 | FR | 73653.2747
2018-01-08 14:00 | FR | 71863.1881
2018-01-08 15:00 | FR | 69804.3887
2018-01-08 16:00 | FR | 68827.4329
2018-01-08 17:00 | FR | 69055.1895
2018-01-08 18:00 | FR | 73810.1071
2018-01-08 19:00 | FR | 76717
2018-01-08 20:00 | FR | 73887.0249
2018-01-08 21:00 | FR | 69033.2129
2018-01-08 22:00 | FR | 65321.1806
2018-01-08 23:00 | FR | 67912.4109
2018-01-09 | FR | 66794.6057
2018-01-09 01:00 | FR | 62404.2983
2018-01-09 02:00 | FR | 61139.6501
2018-01-09 03:00 | FR | 59026.9083
2018-01-09 04:00 | FR | 57099.9679
2018-01-09 05:00 | FR | 57496.5441
2018-01-09 06:00 | FR | 61289.4899
2018-01-09 07:00 | FR | 68862.3955
2018-01-09 08:00 | FR | 74364.5145
2018-01-09 09:00 | FR | 74298.585
2018-01-09 10:00 | FR | 73939.9683
2018-01-09 11:00 | FR | 74251.6352
2018-01-09 12:00 | FR | 74534.333
2018-01-09 13:00 | FR | 73932.9758
2018-01-09 14:00 | FR | 72172.8571
2018-01-09 15:00 | FR | 70209.9552
2018-01-09 16:00 | FR | 69155.0827
2018-01-09 17:00 | FR | 69430.788
2018-01-09 18:00 | FR | 73764.1562
2018-01-09 19:00 | FR | 76491.2413
2018-01-09 20:00 | FR | 73672.2544
2018-01-09 21:00 | FR | 68933.3197
2018-01-09 22:00 | FR | 65389.108
2018-01-09 23:00 | FR | 67695.6426
2018-01-10 | FR | 66413.0136
2018-01-10 01:00 | FR | 61627.129
2018-01-10 02:00 | FR | 60403.437
2018-01-10 03:00 | FR | 58205.786
2018-01-10 04:00 | FR | 56179.9513
2018-01-10 05:00 | FR | 56605.4965
2018-01-10 06:00 | FR | 60356.4872
2018-01-10 07:00 | FR | 67207.1647
2018-01-10 08:00 | FR | 72653.3435
2018-01-10 09:00 | FR | 73200.7584
2018-01-10 10:00 | FR | 73268.6858
2018-01-10 11:00 | FR | 72460.5496
2018-01-10 12:00 | FR | 72620.3788
2018-01-10 13:00 | FR | 72047.9906
2018-01-10 14:00 | FR | 70079.095
2018-01-10 15:00 | FR | 67954.3661
2018-01-10 16:00 | FR | 66742.6612
2018-01-10 17:00 | FR | 66999.3868
2018-01-10 18:00 | FR | 71590.4796
2018-01-10 19:00 | FR | 75062.7682
2018-01-10 20:00 | FR | 73013.9581
2018-01-10 21:00 | FR | 68362.9294
2018-01-10 22:00 | FR | 64983.5415
2018-01-10 23:00 | FR | 67320.0441
2018-01-11 | FR | 66445.9783
2018-01-11 01:00 | FR | 62135.5856
2018-01-11 02:00 | FR | 60804.0088
2018-01-11 03:00 | FR | 58669.2906
2018-01-11 04:00 | FR | 56825.2616
2018-01-11 05:00 | FR | 57084.984
2018-01-11 06:00 | FR | 60845.964
2018-01-11 07:00 | FR | 68530.75
2018-01-11 08:00 | FR | 74080.8177
2018-01-11 09:00 | FR | 74122.7729
2018-01-11 10:00 | FR | 73885.027
2018-01-11 11:00 | FR | 73422.5214
2018-01-11 12:00 | FR | 73598.3335
2018-01-11 13:00 | FR | 73007.9645
2018-01-11 14:00 | FR | 71453.6259
2018-01-11 15:00 | FR | 69342.8819
2018-01-11 16:00 | FR | 68277.0212
2018-01-11 17:00 | FR | 68849.4094
2018-01-11 18:00 | FR | 73429.5139
2018-01-11 19:00 | FR | 77235.4459
2018-01-11 20:00 | FR | 74545.3213
2018-01-11 21:00 | FR | 69876.3118
2018-01-11 22:00 | FR | 66432.9922
2018-01-11 23:00 | FR | 69132.1072
2018-01-12 | FR | 67891.4333
2018-01-12 01:00 | FR | 63419.2135
2018-01-12 02:00 | FR | 62321.387
2018-01-12 03:00 | FR | 60187.6676
2018-01-12 04:00 | FR | 58473.4998
2018-01-12 05:00 | FR | 58690.2681
2018-01-12 06:00 | FR | 62487.2097
2018-01-12 07:00 | FR | 70030.1474
2018-01-12 08:00 | FR | 75702.0848
2018-01-12 09:00 | FR | 75834.9428
2018-01-12 10:00 | FR | 75902.8702
2018-01-12 11:00 | FR | 75795.9845
2018-01-12 12:00 | FR | 75569.2268
2018-01-12 13:00 | FR | 75287.5279
2018-01-12 14:00 | FR | 73063.9047
2018-01-12 15:00 | FR | 70915.2014
2018-01-12 16:00 | FR | 69816.3758
2018-01-12 17:00 | FR | 69919.2659
2018-01-12 18:00 | FR | 74572.2924
2018-01-12 19:00 | FR | 76737.9776
2018-01-12 20:00 | FR | 74365.5134
2018-01-12 21:00 | FR | 70085.0886
2018-01-12 22:00 | FR | 67076.3046
2018-01-12 23:00 | FR | 70226.937
2018-01-13 | FR | 69380.8414
2018-01-13 01:00 | FR | 64436.1266
2018-01-13 02:00 | FR | 63046.6118
2018-01-13 03:00 | FR | 60699.1209
2018-01-13 04:00 | FR | 58539.4294
2018-01-13 05:00 | FR | 58082.9173
2018-01-13 06:00 | FR | 59543.3563
2018-01-13 07:00 | FR | 61875.8632
2018-01-13 08:00 | FR | 64889.6419
2018-01-13 09:00 | FR | 67401.9565
2018-01-13 10:00 | FR | 69455.7613
2018-01-13 11:00 | FR | 69508.7047
2018-01-13 12:00 | FR | 70020.158
2018-01-13 13:00 | FR | 71339.7476
2018-01-13 14:00 | FR | 67925.397
2018-01-13 15:00 | FR | 65374.124
2018-01-13 16:00 | FR | 64092.4939
2018-01-13 17:00 | FR | 64079.5078
2018-01-13 18:00 | FR | 69057.1873
2018-01-13 19:00 | FR | 72000.0418
2018-01-13 20:00 | FR | 70541.6007
2018-01-13 21:00 | FR | 67287.0793
2018-01-13 22:00 | FR | 64867.6653
2018-01-13 23:00 | FR | 68457.8279
2018-01-14 | FR | 68095.2155
2018-01-14 01:00 | FR | 63851.7512
2018-01-14 02:00 | FR | 62641.0453
2018-01-14 03:00 | FR | 60032.8331
2018-01-14 04:00 | FR | 57363.6861
2018-01-14 05:00 | FR | 56415.6993
2018-01-14 06:00 | FR | 57081.9872
2018-01-14 07:00 | FR | 58401.5767
2018-01-14 08:00 | FR | 60141.7167
2018-01-14 09:00 | FR | 62014.7148
2018-01-14 10:00 | FR | 65180.3311
2018-01-14 11:00 | FR | 66964.4242
2018-01-14 12:00 | FR | 67896.428
2018-01-14 13:00 | FR | 68767.497
2018-01-14 14:00 | FR | 64297.275
2018-01-14 15:00 | FR | 61368.4056
2018-01-14 16:00 | FR | 59851.0274
2018-01-14 17:00 | FR | 59983.8854
2018-01-14 18:00 | FR | 65637.8421
2018-01-14 19:00 | FR | 70138.032
2018-01-14 20:00 | FR | 69948.2349
2018-01-14 21:00 | FR | 67272.0953
2018-01-14 22:00 | FR | 64692.8522
2018-01-14 23:00 | FR | 67569.7772
2018-01-15 | FR | 66783.6175
2018-01-15 01:00 | FR | 62988.6737
2018-01-15 02:00 | FR | 62129.592
2018-01-15 03:00 | FR | 60064.7989
2018-01-15 04:00 | FR | 58060.9408
2018-01-15 05:00 | FR | 58703.2543
2018-01-15 06:00 | FR | 63141.5104
2018-01-15 07:00 | FR | 70659.4747
2018-01-15 08:00 | FR | 76093.6663
2018-01-15 09:00 | FR | 76433.3033
2018-01-15 10:00 | FR | 76458.2766
2018-01-15 11:00 | FR | 76215.536
2018-01-15 12:00 | FR | 76883.8217
2018-01-15 13:00 | FR | 76694.0246
2018-01-15 14:00 | FR | 75580.2151
2018-01-15 15:00 | FR | 73622.3078
2018-01-15 16:00 | FR | 72675.32
2018-01-15 17:00 | FR | 72381.6339
2018-01-15 18:00 | FR | 75970.7976
2018-01-15 19:00 | FR | 79021.5368
2018-01-15 20:00 | FR | 75828.9492
2018-01-15 21:00 | FR | 70686.4459
2018-01-15 22:00 | FR | 66797.6025
2018-01-15 23:00 | FR | 69131.1083
2018-01-16 | FR | 67719.617
2018-01-16 01:00 | FR | 63123.5296
2018-01-16 02:00 | FR | 61666.0874
2018-01-16 03:00 | FR | 59238.682
2018-01-16 04:00 | FR | 57240.8174
2018-01-16 05:00 | FR | 57355.6946
2018-01-16 06:00 | FR | 61121.6693
2018-01-16 07:00 | FR | 68640.6326
2018-01-16 08:00 | FR | 73744.1776
2018-01-16 09:00 | FR | 73591.3409
2018-01-16 10:00 | FR | 73572.3612
2018-01-16 11:00 | FR | 73086.8801
2018-01-16 12:00 | FR | 73504.4338
2018-01-16 13:00 | FR | 72649.3478
2018-01-16 14:00 | FR | 71189.9077
2018-01-16 15:00 | FR | 69205.0293
2018-01-16 16:00 | FR | 68528.7521
2018-01-16 17:00 | FR | 68940.3122
2018-01-16 18:00 | FR | 73362.5854
2018-01-16 19:00 | FR | 76808.9018
2018-01-16 20:00 | FR | 74456.4163
2018-01-16 21:00 | FR | 69499.7143
2018-01-16 22:00 | FR | 65966.4908
2018-01-16 23:00 | FR | 68517.7639
2018-01-17 | FR | 67753.5807
2018-01-17 01:00 | FR | 62994.6673
2018-01-17 02:00 | FR | 62135.5856
2018-01-17 03:00 | FR | 60291.5566
2018-01-17 04:00 | FR | 58713.2436
2018-01-17 05:00 | FR | 59230.6905
2018-01-17 06:00 | FR | 63218.4282
2018-01-17 07:00 | FR | 70618.5185
2018-01-17 08:00 | FR | 76331.4122
2018-01-17 09:00 | FR | 76949.7512
2018-01-17 10:00 | FR | 76673.047
2018-01-17 11:00 | FR | 75910.8617
2018-01-17 12:00 | FR | 75897.8756
2018-01-17 13:00 | FR | 75114.7127
2018-01-17 14:00 | FR | 73115.8492
2018-01-17 15:00 | FR | 70868.2515
2018-01-17 16:00 | FR | 69985.1954
2018-01-17 17:00 | FR | 70216.9477
2018-01-17 18:00 | FR | 75159.6646
2018-01-17 19:00 | FR | 79571.9485
2018-01-17 20:00 | FR | 76685.0342
2018-01-17 21:00 | FR | 71900.1486
2018-01-17 22:00 | FR | 68354.9379
2018-01-17 23:00 | FR | 70759.3679
2018-01-18 | FR | 69452.7645
2018-01-18 01:00 | FR | 65224.2842
2018-01-18 02:00 | FR | 64167.4138
2018-01-18 03:00 | FR | 62007.7222
2018-01-18 04:00 | FR | 60157.6997
2018-01-18 05:00 | FR | 60002.8651
2018-01-18 06:00 | FR | 63499.1281
2018-01-18 07:00 | FR | 70567.5729
2018-01-18 08:00 | FR | 75515.2845
2018-01-18 09:00 | FR | 75081.7479
2018-01-18 10:00 | FR | 74724.1301
2018-01-18 11:00 | FR | 74290.5935
2018-01-18 12:00 | FR | 74594.2689
2018-01-18 13:00 | FR | 74047.853
2018-01-18 14:00 | FR | 72246.7781
2018-01-18 15:00 | FR | 70129.0417
2018-01-18 16:00 | FR | 68856.4019
2018-01-18 17:00 | FR | 68532.7479
2018-01-18 18:00 | FR | 72698.2955
2018-01-18 19:00 | FR | 76561.1666
2018-01-18 20:00 | FR | 73961.9448
2018-01-18 21:00 | FR | 69298.9289
2018-01-18 22:00 | FR | 65593.8891
2018-01-18 23:00 | FR | 68259.0404
2018-01-19 | FR | 67337.0259
2018-01-19 01:00 | FR | 62767.9097
2018-01-19 02:00 | FR | 61774.971
2018-01-19 03:00 | FR | 59710.178
2018-01-19 04:00 | FR | 57661.3679
2018-01-19 05:00 | FR | 58101.897
2018-01-19 06:00 | FR | 62159.5599
2018-01-19 07:00 | FR | 69683.5179
2018-01-19 08:00 | FR | 75048.7831
2018-01-19 09:00 | FR | 75149.6753
2018-01-19 10:00 | FR | 75021.8119
2018-01-19 11:00 | FR | 74273.6117
2018-01-19 12:00 | FR | 73789.1295
2018-01-19 13:00 | FR | 72970.005
2018-01-19 14:00 | FR | 70758.369
2018-01-19 15:00 | FR | 68836.4233
2018-01-19 16:00 | FR | 67492.8594
2018-01-19 17:00 | FR | 67686.6522
2018-01-19 18:00 | FR | 72355.6617
2018-01-19 19:00 | FR | 75877.8969
2018-01-19 20:00 | FR | 73926.9822
2018-01-19 21:00 | FR | 69685.5157
2018-01-19 22:00 | FR | 67013.3719
2018-01-19 23:00 | FR | 70058.1175
2018-01-20 | FR | 69161.0763
2018-01-20 01:00 | FR | 64181.3989
2018-01-20 02:00 | FR | 62525.1692
2018-01-20 03:00 | FR | 59882.9933
2018-01-20 04:00 | FR | 57605.4277
2018-01-20 05:00 | FR | 57020.0534
2018-01-20 06:00 | FR | 58192.7999
2018-01-20 07:00 | FR | 60695.1252
2018-01-20 08:00 | FR | 63302.3385
2018-01-20 09:00 | FR | 65507.9809
2018-01-20 10:00 | FR | 67729.6063
2018-01-20 11:00 | FR | 68484.7991
2018-01-20 12:00 | FR | 69703.4965
2018-01-20 13:00 | FR | 71198.8981
2018-01-20 14:00 | FR | 67851.4761
2018-01-20 15:00 | FR | 65518.9692
2018-01-20 16:00 | FR | 63917.6807
2018-01-20 17:00 | FR | 63203.4442
2018-01-20 18:00 | FR | 66612.8
2018-01-20 19:00 | FR | 68841.4179
2018-01-20 20:00 | FR | 66706.6997
2018-01-20 21:00 | FR | 63199.4484
2018-01-20 22:00 | FR | 61026.7707
2018-01-20 23:00 | FR | 64138.4448
2018-01-21 | FR | 63945.6508
2018-01-21 01:00 | FR | 59479.4246
2018-01-21 02:00 | FR | 57999.007
2018-01-21 03:00 | FR | 55085.1215
2018-01-21 04:00 | FR | 52645.7289
2018-01-21 05:00 | FR | 51430.0283
2018-01-21 06:00 | FR | 51976.4443
2018-01-21 07:00 | FR | 53055.2912
2018-01-21 08:00 | FR | 54655.5807
2018-01-21 09:00 | FR | 56529.5776
2018-01-21 10:00 | FR | 59515.3862
2018-01-21 11:00 | FR | 61787.9571
2018-01-21 12:00 | FR | 63743.8665
2018-01-21 13:00 | FR | 65137.3771
2018-01-21 14:00 | FR | 61458.3095
2018-01-21 15:00 | FR | 59215.7065
2018-01-21 16:00 | FR | 57975.0326
2018-01-21 17:00 | FR | 58015.9888
2018-01-21 18:00 | FR | 62085.6389
2018-01-21 19:00 | FR | 66233.2058
2018-01-21 20:00 | FR | 65486.0044
2018-01-21 21:00 | FR | 62650.0357
2018-01-21 22:00 | FR | 59897.9773
2018-01-21 23:00 | FR | 62551.1414
2018-01-22 | FR | 61900.8365
2018-01-22 01:00 | FR | 57611.4213
2018-01-22 02:00 | FR | 56479.631
2018-01-22 03:00 | FR | 54129.1434
2018-01-22 04:00 | FR | 52060.3546
2018-01-22 05:00 | FR | 52235.1678
2018-01-22 06:00 | FR | 56429.6844
2018-01-22 07:00 | FR | 63862.7395
2018-01-22 08:00 | FR | 68708.56
2018-01-22 09:00 | FR | 69037.2087
2018-01-22 10:00 | FR | 69287.9407
2018-01-22 11:00 | FR | 69424.7944
2018-01-22 12:00 | FR | 70238.9242
2018-01-22 13:00 | FR | 69923.2616
2018-01-22 14:00 | FR | 68361.9305
2018-01-22 15:00 | FR | 66188.2538
2018-01-22 16:00 | FR | 65087.4304
2018-01-22 17:00 | FR | 64856.6771
2018-01-22 18:00 | FR | 68591.6849
2018-01-22 19:00 | FR | 73067.9004
2018-01-22 20:00 | FR | 70395.7566
2018-01-22 21:00 | FR | 65494.9948
2018-01-22 22:00 | FR | 61960.7724
2018-01-22 23:00 | FR | 64660.8864
2018-01-23 | FR | 63706.906
2018-01-23 01:00 | FR | 59211.7108
2018-01-23 02:00 | FR | 57971.0369
2018-01-23 03:00 | FR | 55801.356
2018-01-23 04:00 | FR | 53749.5491
2018-01-23 05:00 | FR | 54368.8871
2018-01-23 06:00 | FR | 58132.8639
2018-01-23 07:00 | FR | 65653.825
2018-01-23 08:00 | FR | 70892.2259
2018-01-23 09:00 | FR | 70661.4726
2018-01-23 10:00 | FR | 70331.8249
2018-01-23 11:00 | FR | 69791.4025
2018-01-23 12:00 | FR | 70265.8954
2018-01-23 13:00 | FR | 69793.4004
2018-01-23 14:00 | FR | 68014.302
2018-01-23 15:00 | FR | 66084.3649
2018-01-23 16:00 | FR | 64938.5895
2018-01-23 17:00 | FR | 64630.9184
2018-01-23 18:00 | FR | 68498.7842
2018-01-23 19:00 | FR | 72616.383
2018-01-23 20:00 | FR | 69839.3513
2018-01-23 21:00 | FR | 65028.4934
2018-01-23 22:00 | FR | 61701.05
2018-01-23 23:00 | FR | 64099.4864
2018-01-24 | FR | 62869.8008
2018-01-24 01:00 | FR | 58161.833
2018-01-24 02:00 | FR | 56755.3363
2018-01-24 03:00 | FR | 54497.7494
2018-01-24 04:00 | FR | 52826.5357
2018-01-24 05:00 | FR | 52795.5688
2018-01-24 06:00 | FR | 56714.3801
2018-01-24 07:00 | FR | 63911.6872
2018-01-24 08:00 | FR | 68907.3475
2018-01-24 09:00 | FR | 69453.7634
2018-01-24 10:00 | FR | 69255.9748
2018-01-24 11:00 | FR | 68772.4916
2018-01-24 12:00 | FR | 68918.3357
2018-01-24 13:00 | FR | 68268.0308
2018-01-24 14:00 | FR | 66374.0552
2018-01-24 15:00 | FR | 64284.2889
2018-01-24 16:00 | FR | 63228.4175
2018-01-24 17:00 | FR | 63162.4879
2018-01-24 18:00 | FR | 67209.1626
2018-01-24 19:00 | FR | 72062.9745
2018-01-24 20:00 | FR | 69439.7784
2018-01-24 21:00 | FR | 64788.7497
2018-01-24 22:00 | FR | 61334.4419
2018-01-24 23:00 | FR | 63578.0438
2018-01-25 | FR | 62932.7335
2018-01-25 01:00 | FR | 58437.5383
2018-01-25 02:00 | FR | 57287.7672
2018-01-25 03:00 | FR | 54883.3372
2018-01-25 04:00 | FR | 53010.3392
2018-01-25 05:00 | FR | 53208.1278
2018-01-25 06:00 | FR | 57065.0053
2018-01-25 07:00 | FR | 64599.9515
2018-01-25 08:00 | FR | 69736.4613
2018-01-25 09:00 | FR | 69697.5029
2018-01-25 10:00 | FR | 69769.426
2018-01-25 11:00 | FR | 69940.2435
2018-01-25 12:00 | FR | 70891.227
2018-01-25 13:00 | FR | 70505.6391
2018-01-25 14:00 | FR | 69200.0346
2018-01-25 15:00 | FR | 67441.9138
2018-01-25 16:00 | FR | 66375.0542
2018-01-25 17:00 | FR | 66298.1364
2018-01-25 18:00 | FR | 69737.4602
2018-01-25 19:00 | FR | 73707.2171
2018-01-25 20:00 | FR | 70859.2611
2018-01-25 21:00 | FR | 66059.3916
2018-01-25 22:00 | FR | 62784.8915
2018-01-25 23:00 | FR | 65498.9905
2018-01-26 | FR | 64585.9664
2018-01-26 01:00 | FR | 60063.8
2018-01-26 02:00 | FR | 58865.0813
2018-01-26 03:00 | FR | 56700.395
2018-01-26 04:00 | FR | 55094.1119
2018-01-26 05:00 | FR | 55662.5044
2018-01-26 06:00 | FR | 59785.0979
2018-01-26 07:00 | FR | 67086.2939
2018-01-26 08:00 | FR | 72530.4748
2018-01-26 09:00 | FR | 73194.7648
2018-01-26 10:00 | FR | 73284.6687
2018-01-26 11:00 | FR | 73014.957
2018-01-26 12:00 | FR | 73019.9517
2018-01-26 13:00 | FR | 72382.6329
2018-01-26 14:00 | FR | 70117.0545
2018-01-26 15:00 | FR | 68376.9144
2018-01-26 16:00 | FR | 67144.232
2018-01-26 17:00 | FR | 66878.516
2018-01-26 18:00 | FR | 70425.7245
2018-01-26 19:00 | FR | 73986.9181
2018-01-26 20:00 | FR | 71769.2885
2018-01-26 21:00 | FR | 67805.5252
2018-01-26 22:00 | FR | 64937.5906
2018-01-26 23:00 | FR | 67977.3415
2018-01-27 | FR | 66810.5886
2018-01-27 01:00 | FR | 62232.482
2018-01-27 02:00 | FR | 60842.9672
2018-01-27 03:00 | FR | 58432.5436
2018-01-27 04:00 | FR | 56435.678
2018-01-27 05:00 | FR | 55871.2812
2018-01-27 06:00 | FR | 57410.6359
2018-01-27 07:00 | FR | 59998.8694
2018-01-27 08:00 | FR | 63122.5307
2018-01-27 09:00 | FR | 65490.0002
2018-01-27 10:00 | FR | 67991.3266
2018-01-27 11:00 | FR | 68163.1429
2018-01-27 12:00 | FR | 68752.513
2018-01-27 13:00 | FR | 69619.5862
2018-01-27 14:00 | FR | 65996.4588
2018-01-27 15:00 | FR | 63290.3513
2018-01-27 16:00 | FR | 61773.9721
2018-01-27 17:00 | FR | 61270.5102
2018-01-27 18:00 | FR | 65161.3514
2018-01-27 19:00 | FR | 69513.6994
2018-01-27 20:00 | FR | 68151.1557
2018-01-27 21:00 | FR | 64999.5244
2018-01-27 22:00 | FR | 62672.0122
2018-01-27 23:00 | FR | 66363.067
2018-01-28 | FR | 66195.2463
2018-01-28 01:00 | FR | 61810.9326
2018-01-28 02:00 | FR | 60456.3804
2018-01-28 03:00 | FR | 57692.3348
2018-01-28 04:00 | FR | 55077.1301
2018-01-28 05:00 | FR | 53923.3633
2018-01-28 06:00 | FR | 54327.9309
2018-01-28 07:00 | FR | 55533.6421
2018-01-28 08:00 | FR | 57057.0139
2018-01-28 09:00 | FR | 58832.1165
2018-01-28 10:00 | FR | 61403.3682
2018-01-28 11:00 | FR | 62701.9802
2018-01-28 12:00 | FR | 63626.9915
2018-01-28 13:00 | FR | 64553.0017
2018-01-28 14:00 | FR | 60263.5865
2018-01-28 15:00 | FR | 57275.78
2018-01-28 16:00 | FR | 55968.1777
2018-01-28 17:00 | FR | 55680.4852
2018-01-28 18:00 | FR | 60101.7594
2018-01-28 19:00 | FR | 65760.7108
2018-01-28 20:00 | FR | 65277.2276
2018-01-28 21:00 | FR | 62616.072
2018-01-28 22:00 | FR | 60021.8449
2018-01-28 23:00 | FR | 62799.8755
2018-01-29 | FR | 62337.3699
2018-01-29 01:00 | FR | 58647.314
2018-01-29 02:00 | FR | 57658.3711
2018-01-29 03:00 | FR | 55396.7884
2018-01-29 04:00 | FR | 53496.8192
2018-01-29 05:00 | FR | 53897.3911
2018-01-29 06:00 | FR | 58179.8137
2018-01-29 07:00 | FR | 65709.7653
2018-01-29 08:00 | FR | 71034.0743
2018-01-29 09:00 | FR | 71668.3963
2018-01-29 10:00 | FR | 71803.2521
2018-01-29 11:00 | FR | 71527.5468
2018-01-29 12:00 | FR | 72069.9671
2018-01-29 13:00 | FR | 71565.5063
2018-01-29 14:00 | FR | 69903.283
2018-01-29 15:00 | FR | 67829.4995
2018-01-29 16:00 | FR | 66558.8577
2018-01-29 17:00 | FR | 66336.0958
2018-01-29 18:00 | FR | 69451.7656
2018-01-29 19:00 | FR | 74524.3437
2018-01-29 20:00 | FR | 71803.2521
2018-01-29 21:00 | FR | 66807.5918
2018-01-29 22:00 | FR | 63209.4378
2018-01-29 23:00 | FR | 65901.5603
2018-01-30 | FR | 64705.8383
2018-01-30 01:00 | FR | 60067.7957
2018-01-30 02:00 | FR | 59042.8912
2018-01-30 03:00 | FR | 56675.4217
2018-01-30 04:00 | FR | 54838.3853
2018-01-30 05:00 | FR | 55239.956
2018-01-30 06:00 | FR | 59124.8037
2018-01-30 07:00 | FR | 66728.6762
2018-01-30 08:00 | FR | 71928.1187
2018-01-30 09:00 | FR | 71943.1027
2018-01-30 10:00 | FR | 71956.0888
2018-01-30 11:00 | FR | 71662.4027
2018-01-30 12:00 | FR | 71943.1027
2018-01-30 13:00 | FR | 71328.7593
2018-01-30 14:00 | FR | 69721.4773
2018-01-30 15:00 | FR | 67762.5711
2018-01-30 16:00 | FR | 66675.7328
2018-01-30 17:00 | FR | 66523.8951
2018-01-30 18:00 | FR | 69384.8371
2018-01-30 19:00 | FR | 74066.8327
2018-01-30 20:00 | FR | 71448.6312
2018-01-30 21:00 | FR | 66769.6324
2018-01-30 22:00 | FR | 63327.3118
2018-01-30 23:00 | FR | 65670.8069
2018-01-31 | FR | 64539.0166
2018-01-31 01:00 | FR | 60017.8491
2018-01-31 02:00 | FR | 58758.1955
2018-01-31 03:00 | FR | 56819.268
2018-01-31 04:00 | FR | 55027.1835
2018-01-31 05:00 | FR | 55341.8471
2018-01-31 06:00 | FR | 59333.5805
2018-01-31 07:00 | FR | 66529.8887
2018-01-31 08:00 | FR | 71630.4369
2018-01-31 09:00 | FR | 72422.5902
2018-01-31 10:00 | FR | 72736.2549
2018-01-31 11:00 | FR | 72848.1353
2018-01-31 12:00 | FR | 73612.3185
2018-01-31 13:00 | FR | 73234.7221
2018-01-31 14:00 | FR | 71860.1913
2018-01-31 15:00 | FR | 69977.2039
2018-01-31 16:00 | FR | 68905.3496
2018-01-31 17:00 | FR | 68252.0479
2018-01-31 18:00 | FR | 71429.6515
2018-01-31 19:00 | FR | 76473.2605
2018-01-31 20:00 | FR | 73815.1018
2018-01-31 21:00 | FR | 68984.2653
2018-01-31 22:00 | FR | 65518.9692
2018-01-31 23:00 | FR | 68209.0938
2018-02-01 | FR | 67257.1114
2018-02-01 01:00 | FR | 63057.6001
2018-02-01 02:00 | FR | 62206.5098
2018-02-01 03:00 | FR | 60151.7061
2018-02-01 04:00 | FR | 58337.645
2018-02-01 05:00 | FR | 58670.2895
2018-02-01 06:00 | FR | 62564.1275
2018-02-01 07:00 | FR | 70122.0491
2018-02-01 08:00 | FR | 75441.3635
2018-02-01 09:00 | FR | 75734.0507
2018-02-01 10:00 | FR | 76045.7175
2018-02-01 11:00 | FR | 75612.1809
2018-02-01 12:00 | FR | 75982.7848
2018-02-01 13:00 | FR | 75210.6101
2018-02-01 14:00 | FR | 73327.6228
2018-02-01 15:00 | FR | 71085.0198
2018-02-01 16:00 | FR | 69713.4858
2018-02-01 17:00 | FR | 69368.8542
2018-02-01 18:00 | FR | 72923.0552
2018-02-01 19:00 | FR | 79245.2976
2018-02-01 20:00 | FR | 76729.9861
2018-02-01 21:00 | FR | 72193.8347
2018-02-01 22:00 | FR | 69032.214
2018-02-01 23:00 | FR | 71857.1945
2018-02-02 | FR | 70899.2184
2018-02-02 01:00 | FR | 66671.737
2018-02-02 02:00 | FR | 65832.6339
2018-02-02 03:00 | FR | 63584.0374
2018-02-02 04:00 | FR | 61879.8589
2018-02-02 05:00 | FR | 62370.3346
2018-02-02 06:00 | FR | 66339.0926
2018-02-02 07:00 | FR | 73925.9832
2018-02-02 08:00 | FR | 79262.2795
2018-02-02 09:00 | FR | 79451.0777
2018-02-02 10:00 | FR | 79156.3926
2018-02-02 11:00 | FR | 78081.5415
2018-02-02 12:00 | FR | 77641.0124
2018-02-02 13:00 | FR | 77031.6637
2018-02-02 14:00 | FR | 74810.0383
2018-02-02 15:00 | FR | 72584.4172
2018-02-02 16:00 | FR | 71217.8778
2018-02-02 17:00 | FR | 70856.2643
2018-02-02 18:00 | FR | 74145.7483
2018-02-02 19:00 | FR | 79048.508
2018-02-02 20:00 | FR | 77021.6744
2018-02-02 21:00 | FR | 72661.335
2018-02-02 22:00 | FR | 69881.3064
2018-02-02 23:00 | FR | 72775.2133
2018-02-03 | FR | 71675.3888
2018-02-03 01:00 | FR | 66711.6943
2018-02-03 02:00 | FR | 65369.1293
2018-02-03 03:00 | FR | 62886.7826
2018-02-03 04:00 | FR | 60596.2309
2018-02-03 05:00 | FR | 59884.9911
2018-02-03 06:00 | FR | 61297.4814
2018-02-03 07:00 | FR | 63740.8697
2018-02-03 08:00 | FR | 66214.2261
2018-02-03 09:00 | FR | 68668.6027
2018-02-03 10:00 | FR | 70997.1138
2018-02-03 11:00 | FR | 71387.6963
2018-02-03 12:00 | FR | 71929.1176
2018-02-03 13:00 | FR | 72968.0072
2018-02-03 14:00 | FR | 69553.6567
2018-02-03 15:00 | FR | 67122.2555
2018-02-03 16:00 | FR | 65656.8218
2018-02-03 17:00 | FR | 65174.3376
2018-02-03 18:00 | FR | 68120.1888
2018-02-03 19:00 | FR | 72933.0446
2018-02-03 20:00 | FR | 71836.2169
2018-02-03 21:00 | FR | 68523.7575
2018-02-03 22:00 | FR | 66258.1791
2018-02-03 23:00 | FR | 70105.0673
2018-02-04 | FR | 69967.2146
2018-02-04 01:00 | FR | 65597.8848
2018-02-04 02:00 | FR | 64402.1629
2018-02-04 03:00 | FR | 61848.892
2018-02-04 04:00 | FR | 59416.4919
2018-02-04 05:00 | FR | 58452.5223
2018-02-04 06:00 | FR | 59201.7215
2018-02-04 07:00 | FR | 60542.2886
2018-02-04 08:00 | FR | 62114.608
2018-02-04 09:00 | FR | 64475.085
2018-02-04 10:00 | FR | 67450.9042
2018-02-04 11:00 | FR | 69122.1179
2018-02-04 12:00 | FR | 70384.7683
2018-02-04 13:00 | FR | 71335.7518
2018-02-04 14:00 | FR | 67362.9982
2018-02-04 15:00 | FR | 64549.0059
2018-02-04 16:00 | FR | 63021.6385
2018-02-04 17:00 | FR | 63199.4484
2018-02-04 18:00 | FR | 66840.5566
2018-02-04 19:00 | FR | 74019.8829
2018-02-04 20:00 | FR | 73989.9149
2018-02-04 21:00 | FR | 71486.5906
2018-02-04 22:00 | FR | 68890.3656
2018-02-04 23:00 | FR | 72119.9137
2018-02-05 | FR | 71542.5308
2018-02-05 01:00 | FR | 68033.2817
2018-02-05 02:00 | FR | 67312.0526
2018-02-05 03:00 | FR | 65374.124
2018-02-05 04:00 | FR | 63679.9349
2018-02-05 05:00 | FR | 64258.3167
2018-02-05 06:00 | FR | 68820.4404
2018-02-05 07:00 | FR | 76774.9381
2018-02-05 08:00 | FR | 81807.5589
2018-02-05 09:00 | FR | 82675.6311
2018-02-05 10:00 | FR | 83482.7683
2018-02-05 11:00 | FR | 83646.5932
2018-02-05 12:00 | FR | 84243.9547
2018-02-05 13:00 | FR | 84264.9323
2018-02-05 14:00 | FR | 82596.7154
2018-02-05 15:00 | FR | 80248.2256
2018-02-05 16:00 | FR | 79043.5133
2018-02-05 17:00 | FR | 78543.0482
2018-02-05 18:00 | FR | 80969.4547
2018-02-05 19:00 | FR | 86948.0644
2018-02-05 20:00 | FR | 84060.1512
2018-02-05 21:00 | FR | 78821.7503
2018-02-05 22:00 | FR | 75117.7094
2018-02-05 23:00 | FR | 77871.7657
2018-02-06 | FR | 76422.315
2018-02-06 01:00 | FR | 71953.092
2018-02-06 02:00 | FR | 71589.4806
2018-02-06 03:00 | FR | 69332.8926
2018-02-06 04:00 | FR | 66870.5246
2018-02-06 05:00 | FR | 67018.3665
2018-02-06 06:00 | FR | 71189.9077
2018-02-06 07:00 | FR | 78310.297
2018-02-06 08:00 | FR | 82138.2055
2018-02-06 09:00 | FR | 82831.4645
2018-02-06 10:00 | FR | 83641.5986
2018-02-06 11:00 | FR | 83938.2815
2018-02-06 12:00 | FR | 84943.2073
2018-02-06 13:00 | FR | 84440.7444
2018-02-06 14:00 | FR | 82857.4367
2018-02-06 15:00 | FR | 80601.8477
2018-02-06 16:00 | FR | 79823.6794
2018-02-06 17:00 | FR | 79628.8876
2018-02-06 18:00 | FR | 81753.6166
2018-02-06 19:00 | FR | 87347.6373
2018-02-06 20:00 | FR | 84577.5981
2018-02-06 21:00 | FR | 79790.7146
2018-02-06 22:00 | FR | 76085.6748
2018-02-06 23:00 | FR | 78936.6275
2018-02-07 | FR | 77568.0903
2018-02-07 01:00 | FR | 73100.8652
2018-02-07 02:00 | FR | 72956.02
2018-02-07 03:00 | FR | 70539.6028
2018-02-07 04:00 | FR | 68539.7404
2018-02-07 05:00 | FR | 68805.4564
2018-02-07 06:00 | FR | 72491.5165
2018-02-07 07:00 | FR | 79159.3894
2018-02-07 08:00 | FR | 83534.7128
2018-02-07 09:00 | FR | 84973.1753
2018-02-07 10:00 | FR | 85835.2539
2018-02-07 11:00 | FR | 85698.4001
2018-02-07 12:00 | FR | 86557.4819
2018-02-07 13:00 | FR | 85900.1845
2018-02-07 14:00 | FR | 84023.1907
2018-02-07 15:00 | FR | 82058.2909
2018-02-07 16:00 | FR | 80655.79
2018-02-07 17:00 | FR | 80117.3655
2018-02-07 18:00 | FR | 82369.9578
2018-02-07 19:00 | FR | 88773.1137
2018-02-07 20:00 | FR | 85925.1578
2018-02-07 21:00 | FR | 80768.6693
2018-02-07 22:00 | FR | 77387.2836
2018-02-07 23:00 | FR | 80228.247
2018-02-08 | FR | 79352.1834
2018-02-08 01:00 | FR | 75256.561
2018-02-08 02:00 | FR | 75180.6422
2018-02-08 03:00 | FR | 72965.0104
2018-02-08 04:00 | FR | 70748.3797
2018-02-08 05:00 | FR | 70886.2323
2018-02-08 06:00 | FR | 74748.1045
2018-02-08 07:00 | FR | 82073.2749
2018-02-08 08:00 | FR | 86430.6175
2018-02-08 09:00 | FR | 86937.0762
2018-02-08 10:00 | FR | 87165.8317
2018-02-08 11:00 | FR | 86161.9047
2018-02-08 12:00 | FR | 85795.2966
2018-02-08 13:00 | FR | 84489.6921
2018-02-08 14:00 | FR | 81851.5119
2018-02-08 15:00 | FR | 79231.3126
2018-02-08 16:00 | FR | 77601.0551
2018-02-08 17:00 | FR | 77220.4619
2018-02-08 18:00 | FR | 79994.4968
2018-02-08 19:00 | FR | 87053.9512
2018-02-08 20:00 | FR | 84740.4241
2018-02-08 21:00 | FR | 80319.1498
2018-02-08 22:00 | FR | 77000.6968
2018-02-08 23:00 | FR | 79752.7552
2018-02-09 | FR | 79057.4984
2018-02-09 01:00 | FR | 74796.0533
2018-02-09 02:00 | FR | 74603.2593
2018-02-09 03:00 | FR | 72595.4054
2018-02-09 04:00 | FR | 70910.2067
2018-02-09 05:00 | FR | 70927.1885
2018-02-09 06:00 | FR | 74768.0832
2018-02-09 07:00 | FR | 81873.4884
2018-02-09 08:00 | FR | 86205.8577
2018-02-09 09:00 | FR | 86885.1317
2018-02-09 10:00 | FR | 87063.9406
2018-02-09 11:00 | FR | 86225.8364
2018-02-09 12:00 | FR | 86060.0136
2018-02-09 13:00 | FR | 85023.1219
2018-02-09 14:00 | FR | 82368.9589
2018-02-09 15:00 | FR | 79930.5652
2018-02-09 16:00 | FR | 77935.6974
2018-02-09 17:00 | FR | 76933.7683
2018-02-09 18:00 | FR | 79265.2763
2018-02-09 19:00 | FR | 85100.0397
2018-02-09 20:00 | FR | 82961.3257
2018-02-09 21:00 | FR | 78579.0098
2018-02-09 22:00 | FR | 75581.214
2018-02-09 23:00 | FR | 78684.8966
2018-02-10 | FR | 77707.9408
2018-02-10 01:00 | FR | 72861.1214
2018-02-10 02:00 | FR | 72328.6905
2018-02-10 03:00 | FR | 69626.5787
2018-02-10 04:00 | FR | 67314.0505
2018-02-10 05:00 | FR | 66761.6409
2018-02-10 06:00 | FR | 68135.1728
2018-02-10 07:00 | FR | 70467.6797
2018-02-10 08:00 | FR | 72681.3136
2018-02-10 09:00 | FR | 75728.0571
2018-02-10 10:00 | FR | 76930.7715
2018-02-10 11:00 | FR | 76047.7154
2018-02-10 12:00 | FR | 75780.0015
2018-02-10 13:00 | FR | 75931.8393
2018-02-10 14:00 | FR | 72164.8656
2018-02-10 15:00 | FR | 69192.0432
2018-02-10 16:00 | FR | 67678.6608
2018-02-10 17:00 | FR | 67652.6885
2018-02-10 18:00 | FR | 70528.6146
2018-02-10 19:00 | FR | 76909.794
2018-02-10 20:00 | FR | 75940.8296
2018-02-10 21:00 | FR | 72797.1898
2018-02-10 22:00 | FR | 70513.6306
2018-02-10 23:00 | FR | 74050.8498
2018-02-11 | FR | 73744.1776
2018-02-11 01:00 | FR | 69754.442
2018-02-11 02:00 | FR | 68620.6539
2018-02-11 03:00 | FR | 65847.6179
2018-02-11 04:00 | FR | 62711.9695
2018-02-11 05:00 | FR | 61313.4643
2018-02-11 06:00 | FR | 61558.2027
2018-02-11 07:00 | FR | 62434.2663
2018-02-11 08:00 | FR | 63114.5392
2018-02-11 09:00 | FR | 65420.0749
2018-02-11 10:00 | FR | 67702.6351
2018-02-11 11:00 | FR | 68877.3795
2018-02-11 12:00 | FR | 69662.5403
2018-02-11 13:00 | FR | 70622.5142
2018-02-11 14:00 | FR | 66754.6484
2018-02-11 15:00 | FR | 64256.3188
2018-02-11 16:00 | FR | 63128.5242
2018-02-11 17:00 | FR | 63096.5584
2018-02-11 18:00 | FR | 65817.6499
2018-02-11 19:00 | FR | 73045.9239
2018-02-11 20:00 | FR | 73053.9154
2018-02-11 21:00 | FR | 70481.6647
2018-02-11 22:00 | FR | 67818.5113
2018-02-11 23:00 | FR | 71118.9835
2018-02-12 | FR | 70849.2718
2018-02-12 01:00 | FR | 67241.1284
2018-02-12 02:00 | FR | 66517.9015
2018-02-12 03:00 | FR | 64900.6301
2018-02-12 04:00 | FR | 63225.4207
2018-02-12 05:00 | FR | 63887.7128
2018-02-12 06:00 | FR | 68637.6358
2018-02-12 07:00 | FR | 76384.3556
2018-02-12 08:00 | FR | 80736.7035
2018-02-12 09:00 | FR | 81915.4436
2018-02-12 10:00 | FR | 81374.0223
2018-02-12 11:00 | FR | 79825.6773
2018-02-12 12:00 | FR | 79522.0019
2018-02-12 13:00 | FR | 78347.2575
2018-02-12 14:00 | FR | 76106.6524
2018-02-12 15:00 | FR | 73313.6378
2018-02-12 16:00 | FR | 72034.0055
2018-02-12 17:00 | FR | 71754.3045
2018-02-12 18:00 | FR | 74068.8306
2018-02-12 19:00 | FR | 82444.8777
2018-02-12 20:00 | FR | 81173.2369
2018-02-12 21:00 | FR | 76716.0011
2018-02-12 22:00 | FR | 73579.3537
2018-02-12 23:00 | FR | 76746.968
2018-02-13 | FR | 76109.6492
2018-02-13 01:00 | FR | 71971.0728
2018-02-13 02:00 | FR | 72209.8176
2018-02-13 03:00 | FR | 70104.0683
2018-02-13 04:00 | FR | 68357.9347
2018-02-13 05:00 | FR | 68814.4468
2018-02-13 06:00 | FR | 73048.9207
2018-02-13 07:00 | FR | 80353.1135
2018-02-13 08:00 | FR | 84287.9078
2018-02-13 09:00 | FR | 85245.8838
2018-02-13 10:00 | FR | 85120.0183
2018-02-13 11:00 | FR | 84679.4892
2018-02-13 12:00 | FR | 84923.2287
2018-02-13 13:00 | FR | 84435.7497
2018-02-13 14:00 | FR | 82306.0261
2018-02-13 15:00 | FR | 80080.405
2018-02-13 16:00 | FR | 78875.6927
2018-02-13 17:00 | FR | 78291.3173
2018-02-13 18:00 | FR | 80134.3473
2018-02-13 19:00 | FR | 86702.3271
2018-02-13 20:00 | FR | 84145.0604
2018-02-13 21:00 | FR | 79300.2389
2018-02-13 22:00 | FR | 75731.0539
2018-02-13 23:00 | FR | 78201.4134
2018-02-14 | FR | 77206.4768
2018-02-14 01:00 | FR | 72974.0008
2018-02-14 02:00 | FR | 72947.0296
2018-02-14 03:00 | FR | 70665.4683
2018-02-14 04:00 | FR | 68351.9411
2018-02-14 05:00 | FR | 68482.8013
2018-02-14 06:00 | FR | 72067.9692
2018-02-14 07:00 | FR | 78523.0696
2018-02-14 08:00 | FR | 82316.0154
2018-02-14 09:00 | FR | 83896.3263
2018-02-14 10:00 | FR | 84579.596
2018-02-14 11:00 | FR | 84168.0359
2018-02-14 12:00 | FR | 84105.1032
2018-02-14 13:00 | FR | 83621.6199
2018-02-14 14:00 | FR | 81917.4415
2018-02-14 15:00 | FR | 79604.9132
2018-02-14 16:00 | FR | 77892.7433
2018-02-14 17:00 | FR | 77038.6562
2018-02-14 18:00 | FR | 78704.8753
2018-02-14 19:00 | FR | 84838.3194
2018-02-14 20:00 | FR | 82109.2365
2018-02-14 21:00 | FR | 76701.0171
2018-02-14 22:00 | FR | 73147.815
2018-02-14 23:00 | FR | 75554.2429
2018-02-15 | FR | 74036.8647
2018-02-15 01:00 | FR | 69542.6684
2018-02-15 02:00 | FR | 68816.4446
2018-02-15 03:00 | FR | 66345.0862
2018-02-15 04:00 | FR | 63618.0011
2018-02-15 05:00 | FR | 63252.3918
2018-02-15 06:00 | FR | 66469.9527
2018-02-15 07:00 | FR | 72993.9794
2018-02-15 08:00 | FR | 76404.3342
2018-02-15 09:00 | FR | 77308.3679
2018-02-15 10:00 | FR | 77447.2195
2018-02-15 11:00 | FR | 76944.7566
2018-02-15 12:00 | FR | 77344.3295
2018-02-15 13:00 | FR | 76536.1933
2018-02-15 14:00 | FR | 74416.459
2018-02-15 15:00 | FR | 72114.919
2018-02-15 16:00 | FR | 70224.9391
2018-02-15 17:00 | FR | 69497.7165
2018-02-15 18:00 | FR | 70913.2035
2018-02-15 19:00 | FR | 77486.1779
2018-02-15 20:00 | FR | 75220.5995
2018-02-15 21:00 | FR | 70493.6519
2018-02-15 22:00 | FR | 67166.2085
2018-02-15 23:00 | FR | 69647.5563
2018-02-16 | FR | 68774.4895
2018-02-16 01:00 | FR | 64358.2099
2018-02-16 02:00 | FR | 63424.2082
2018-02-16 03:00 | FR | 61308.4696
2018-02-16 04:00 | FR | 59348.5645
2018-02-16 05:00 | FR | 59765.1193
2018-02-16 06:00 | FR | 63757.8516
2018-02-16 07:00 | FR | 71163.9355
2018-02-16 08:00 | FR | 75437.3678
2018-02-16 09:00 | FR | 76594.1314
2018-02-16 10:00 | FR | 76291.4549
2018-02-16 11:00 | FR | 75017.8162
2018-02-16 12:00 | FR | 74424.4504
2018-02-16 13:00 | FR | 73178.7819
2018-02-16 14:00 | FR | 70697.4341
2018-02-16 15:00 | FR | 67949.3714
2018-02-16 16:00 | FR | 66329.1033
2018-02-16 17:00 | FR | 65229.2788
2018-02-16 18:00 | FR | 67441.9138
2018-02-16 19:00 | FR | 73995.9085
2018-02-16 20:00 | FR | 72366.65
2018-02-16 21:00 | FR | 68372.9187
2018-02-16 22:00 | FR | 65616.8646
2018-02-16 23:00 | FR | 68505.7767
2018-02-17 | FR | 67469.8839
2018-02-17 01:00 | FR | 62862.8083
2018-02-17 02:00 | FR | 61222.5615
2018-02-17 03:00 | FR | 58294.691
2018-02-17 04:00 | FR | 55758.4019
2018-02-17 05:00 | FR | 55438.7436
2018-02-17 06:00 | FR | 56848.237
2018-02-17 07:00 | FR | 59105.824
2018-02-17 08:00 | FR | 60984.8156
2018-02-17 09:00 | FR | 64281.2921
2018-02-17 10:00 | FR | 66601.8118
2018-02-17 11:00 | FR | 67041.342
2018-02-17 12:00 | FR | 67765.5679
2018-02-17 13:00 | FR | 68552.7265
2018-02-17 14:00 | FR | 64884.6472
2018-02-17 15:00 | FR | 62036.6913
2018-02-17 16:00 | FR | 60036.8288
2018-02-17 17:00 | FR | 59156.7695
2018-02-17 18:00 | FR | 61049.7462
2018-02-17 19:00 | FR | 67688.6501
2018-02-17 20:00 | FR | 67436.9192
2018-02-17 21:00 | FR | 64443.1191
2018-02-17 22:00 | FR | 62547.1457
2018-02-17 23:00 | FR | 66777.6239
2018-02-18 | FR | 66963.4253
2018-02-18 01:00 | FR | 62905.7623
2018-02-18 02:00 | FR | 62005.7244
2018-02-18 03:00 | FR | 59645.2474
2018-02-18 04:00 | FR | 57204.8558
2018-02-18 05:00 | FR | 56337.7826
2018-02-18 06:00 | FR | 57108.9583
2018-02-18 07:00 | FR | 58505.4657
2018-02-18 08:00 | FR | 59311.604
2018-02-18 09:00 | FR | 61841.8995
2018-02-18 10:00 | FR | 64137.4458
2018-02-18 11:00 | FR | 65231.2767
2018-02-18 12:00 | FR | 66094.3542
2018-02-18 13:00 | FR | 66506.9132
2018-02-18 14:00 | FR | 62530.1638
2018-02-18 15:00 | FR | 59452.4535
2018-02-18 16:00 | FR | 58127.8693
2018-02-18 17:00 | FR | 57759.2633
2018-02-18 18:00 | FR | 60472.3633
2018-02-18 19:00 | FR | 68121.1878
2018-02-18 20:00 | FR | 68524.7564
2018-02-18 21:00 | FR | 66103.3446
2018-02-18 22:00 | FR | 63763.8452
2018-02-18 23:00 | FR | 67044.3388
2018-02-19 | FR | 66643.7669
2018-02-19 01:00 | FR | 62897.7709
2018-02-19 02:00 | FR | 62343.3635
2018-02-19 03:00 | FR | 60244.6068
2018-02-19 04:00 | FR | 58491.4806
2018-02-19 05:00 | FR | 59198.7247
2018-02-19 06:00 | FR | 63407.2264
2018-02-19 07:00 | FR | 70510.6338
2018-02-19 08:00 | FR | 74400.4761
2018-02-19 09:00 | FR | 76363.378
2018-02-19 10:00 | FR | 77145.542
2018-02-19 11:00 | FR | 76987.7107
2018-02-19 12:00 | FR | 77610.0455
2018-02-19 13:00 | FR | 76880.8249
2018-02-19 14:00 | FR | 74996.8386
2018-02-19 15:00 | FR | 72636.3617
2018-02-19 16:00 | FR | 71277.8138
2018-02-19 17:00 | FR | 70834.2878
2018-02-19 18:00 | FR | 72256.7674
2018-02-19 19:00 | FR | 78564.0258
2018-02-19 20:00 | FR | 76394.3449
2018-02-19 21:00 | FR | 71355.7305
2018-02-19 22:00 | FR | 67717.6191
2018-02-19 23:00 | FR | 70357.7971
2018-02-20 | FR | 69414.8051
2018-02-20 01:00 | FR | 64877.6547
2018-02-20 02:00 | FR | 63824.78
2018-02-20 03:00 | FR | 61451.317
2018-02-20 04:00 | FR | 59460.4449
2018-02-20 05:00 | FR | 59698.1908
2018-02-20 06:00 | FR | 63170.4794
2018-02-20 07:00 | FR | 69883.3043
2018-02-20 08:00 | FR | 73500.4381
2018-02-20 09:00 | FR | 75343.4681
2018-02-20 10:00 | FR | 75951.8179
2018-02-20 11:00 | FR | 75823.9546
2018-02-20 12:00 | FR | 76243.5061
2018-02-20 13:00 | FR | 75534.2642
2018-02-20 14:00 | FR | 73445.4968
2018-02-20 15:00 | FR | 71452.6269
2018-02-20 16:00 | FR | 70187.9787
2018-02-20 17:00 | FR | 69589.6182
2018-02-20 18:00 | FR | 71605.4636
2018-02-20 19:00 | FR | 78315.2917
2018-02-20 20:00 | FR | 76439.2969
2018-02-20 21:00 | FR | 71848.2041
2018-02-20 22:00 | FR | 68676.5941
2018-02-20 23:00 | FR | 71486.5906
2018-02-21 | FR | 70534.6082
2018-02-21 01:00 | FR | 66368.0616
2018-02-21 02:00 | FR | 65667.8101
2018-02-21 03:00 | FR | 63638.9786
2018-02-21 04:00 | FR | 61899.8375
2018-02-21 05:00 | FR | 62537.1563
2018-02-21 06:00 | FR | 66618.7936
2018-02-21 07:00 | FR | 73365.5822
2018-02-21 08:00 | FR | 77184.5003
2018-02-21 09:00 | FR | 79550.9709
2018-02-21 10:00 | FR | 79652.862
2018-02-21 11:00 | FR | 78687.8934
2018-02-21 12:00 | FR | 78829.7418
2018-02-21 13:00 | FR | 77686.9633
2018-02-21 14:00 | FR | 75861.914
2018-02-21 15:00 | FR | 73200.7584
2018-02-21 16:00 | FR | 71611.4572
2018-02-21 17:00 | FR | 70971.1416
2018-02-21 18:00 | FR | 73040.9292
2018-02-21 19:00 | FR | 81134.2786
2018-02-21 20:00 | FR | 80126.3559
2018-02-21 21:00 | FR | 75692.0955
2018-02-21 22:00 | FR | 72527.4781
2018-02-21 23:00 | FR | 75479.3229
2018-02-22 | FR | 74867.9764
2018-02-22 01:00 | FR | 71090.0145
2018-02-22 02:00 | FR | 70398.7534
2018-02-22 03:00 | FR | 68582.6945
2018-02-22 04:00 | FR | 66722.6826
2018-02-22 05:00 | FR | 67263.1049
2018-02-22 06:00 | FR | 71413.6686
2018-02-22 07:00 | FR | 78238.3739
2018-02-22 08:00 | FR | 82015.3368
2018-02-22 09:00 | FR | 83901.321
2018-02-22 10:00 | FR | 83727.5068
2018-02-22 11:00 | FR | 82600.7111
2018-02-22 12:00 | FR | 82721.5819
2018-02-22 13:00 | FR | 81397.9967
2018-02-22 14:00 | FR | 79057.4984
2018-02-22 15:00 | FR | 76358.3833
2018-02-22 16:00 | FR | 74866.9774
2018-02-22 17:00 | FR | 74228.6597
2018-02-22 18:00 | FR | 76079.6812
2018-02-22 19:00 | FR | 83520.7278
2018-02-22 20:00 | FR | 82546.7688
2018-02-22 21:00 | FR | 78357.2468
2018-02-22 22:00 | FR | 75161.6625
2018-02-22 23:00 | FR | 78005.6227
2018-02-23 | FR | 77254.4256
2018-02-23 01:00 | FR | 73225.7317
2018-02-23 02:00 | FR | 72724.2677
2018-02-23 03:00 | FR | 70877.2419
2018-02-23 04:00 | FR | 69091.151
2018-02-23 05:00 | FR | 69569.6396
2018-02-23 06:00 | FR | 73775.1445
2018-02-23 07:00 | FR | 80125.357
2018-02-23 08:00 | FR | 83256.0107
2018-02-23 09:00 | FR | 85031.1134
2018-02-23 10:00 | FR | 84903.25
2018-02-23 11:00 | FR | 83786.4438
2018-02-23 12:00 | FR | 83244.0235
2018-02-23 13:00 | FR | 82043.3069
2018-02-23 14:00 | FR | 79181.366
2018-02-23 15:00 | FR | 76505.2264
2018-02-23 16:00 | FR | 74573.2914
2018-02-23 17:00 | FR | 73612.3185
2018-02-23 18:00 | FR | 75621.1713
2018-02-23 19:00 | FR | 82076.2717
2018-02-23 20:00 | FR | 81774.5941
2018-02-23 21:00 | FR | 77795.8469
2018-02-23 22:00 | FR | 75056.7746
2018-02-23 23:00 | FR | 78262.3483
2018-02-24 | FR | 77162.5238
2018-02-24 01:00 | FR | 72883.0979
2018-02-24 02:00 | FR | 72664.3318
2018-02-24 03:00 | FR | 70135.0352
2018-02-24 04:00 | FR | 67865.4611
2018-02-24 05:00 | FR | 67336.027
2018-02-24 06:00 | FR | 68846.4126
2018-02-24 07:00 | FR | 71244.849
2018-02-24 08:00 | FR | 72847.1364
2018-02-24 09:00 | FR | 76009.756
2018-02-24 10:00 | FR | 77322.353
2018-02-24 11:00 | FR | 76453.2819
2018-02-24 12:00 | FR | 76144.6118
2018-02-24 13:00 | FR | 76235.5147
2018-02-24 14:00 | FR | 72257.7663
2018-02-24 15:00 | FR | 69077.166
2018-02-24 16:00 | FR | 67317.0473
2018-02-24 17:00 | FR | 66404.0232
2018-02-24 18:00 | FR | 68216.0863
2018-02-24 19:00 | FR | 75128.6977
2018-02-24 20:00 | FR | 75577.2183
2018-02-24 21:00 | FR | 72759.2303
2018-02-24 22:00 | FR | 70580.559
2018-02-24 23:00 | FR | 74670.1878
2018-02-25 | FR | 74462.4099
2018-02-25 01:00 | FR | 70850.2708
2018-02-25 02:00 | FR | 70161.0075
2018-02-25 03:00 | FR | 67857.4697
2018-02-25 04:00 | FR | 65510.9777
2018-02-25 05:00 | FR | 64613.9365
2018-02-25 06:00 | FR | 65453.0397
2018-02-25 07:00 | FR | 66843.5534
2018-02-25 08:00 | FR | 67786.5455
2018-02-25 09:00 | FR | 70543.5985
2018-02-25 10:00 | FR | 72704.2891
2018-02-25 11:00 | FR | 73250.705
2018-02-25 12:00 | FR | 73686.2395
2018-02-25 13:00 | FR | 73770.1498
2018-02-25 14:00 | FR | 69296.9311
2018-02-25 15:00 | FR | 65999.4556
2018-02-25 16:00 | FR | 64269.3049
2018-02-25 17:00 | FR | 63608.0117
2018-02-25 18:00 | FR | 66285.1502
2018-02-25 19:00 | FR | 74729.1248
2018-02-25 20:00 | FR | 77056.637
2018-02-25 21:00 | FR | 75257.56
2018-02-25 22:00 | FR | 73285.6676
2018-02-25 23:00 | FR | 76859.8473
2018-02-26 | FR | 76656.0652
2018-02-26 01:00 | FR | 72970.005
2018-02-26 02:00 | FR | 72709.2837
2018-02-26 03:00 | FR | 71297.7924
2018-02-26 04:00 | FR | 69988.1922
2018-02-26 05:00 | FR | 70791.3338
2018-02-26 06:00 | FR | 75328.4842
2018-02-26 07:00 | FR | 82215.1233
2018-02-26 08:00 | FR | 85514.5966
2018-02-26 09:00 | FR | 87774.1814
2018-02-26 10:00 | FR | 87949.9935
2018-02-26 11:00 | FR | 87239.7526
2018-02-26 12:00 | FR | 87403.5775
2018-02-26 13:00 | FR | 86795.2278
2018-02-26 14:00 | FR | 84946.2041
2018-02-26 15:00 | FR | 82232.1051
2018-02-26 16:00 | FR | 80963.4611
2018-02-26 17:00 | FR | 80416.0463
2018-02-26 18:00 | FR | 82426.8969
2018-02-26 19:00 | FR | 90518.2484
2018-02-26 20:00 | FR | 90263.5206
2018-02-26 21:00 | FR | 86053.0211
2018-02-26 22:00 | FR | 82631.678
2018-02-26 23:00 | FR | 85809.2816
2018-02-27 | FR | 85149.9863
2018-02-27 01:00 | FR | 81246.159
2018-02-27 02:00 | FR | 81655.7212
2018-02-27 03:00 | FR | 79816.6869
2018-02-27 04:00 | FR | 78118.502
2018-02-27 05:00 | FR | 78338.2671
2018-02-27 06:00 | FR | 82245.0913
2018-02-27 07:00 | FR | 88020.9177
2018-02-27 08:00 | FR | 90591.1704
2018-02-27 09:00 | FR | 92753.8588
2018-02-27 10:00 | FR | 92454.1791
2018-02-27 11:00 | FR | 91901.7696
2018-02-27 12:00 | FR | 92621.0008
2018-02-27 13:00 | FR | 91672.0152
2018-02-27 14:00 | FR | 89258.5948
2018-02-27 15:00 | FR | 86418.6303
2018-02-27 16:00 | FR | 85000.1465
2018-02-27 17:00 | FR | 84119.0882
2018-02-27 18:00 | FR | 85672.4279
2018-02-27 19:00 | FR | 93047.5449
2018-02-27 20:00 | FR | 92771.8396
2018-02-27 21:00 | FR | 88628.2685
2018-02-27 22:00 | FR | 85532.5774
2018-02-27 23:00 | FR | 88490.4159
2018-02-28 | FR | 87914.0319
2018-02-28 01:00 | FR | 84011.2035
2018-02-28 02:00 | FR | 84352.8384
2018-02-28 03:00 | FR | 82339.9898
2018-02-28 04:00 | FR | 80448.0121
2018-02-28 05:00 | FR | 80663.7815
2018-02-28 06:00 | FR | 84275.9206
2018-02-28 07:00 | FR | 89850.9616
2018-02-28 08:00 | FR | 92457.1759
2018-02-28 09:00 | FR | 94924.5387
2018-02-28 10:00 | FR | 95544.8756
2018-02-28 11:00 | FR | 95318.118
2018-02-28 12:00 | FR | 95649.7635
2018-02-28 13:00 | FR | 95014.4426
2018-02-28 14:00 | FR | 92809.799
2018-02-28 15:00 | FR | 90993.7401
2018-02-28 16:00 | FR | 89829.984
2018-02-28 17:00 | FR | 88950.9236
2018-02-28 18:00 | FR | 90163.6274
2018-02-28 19:00 | FR | 95884.5126
2018-02-28 20:00 | FR | 94357.1451
2018-02-28 21:00 | FR | 89294.5563
2018-02-28 22:00 | FR | 85567.54
2018-02-28 23:00 | FR | 87893.0544
2018-03-01 | FR | 86550.4894
2018-03-01 01:00 | FR | 82462.8585
2018-03-01 02:00 | FR | 82337.992
2018-03-01 03:00 | FR | 79943.5513
2018-03-01 04:00 | FR | 77544.116
2018-03-01 05:00 | FR | 77218.464
2018-03-01 06:00 | FR | 80125.357
2018-03-01 07:00 | FR | 85069.0728
2018-03-01 08:00 | FR | 86828.1925
2018-03-01 09:00 | FR | 89477.3609
2018-03-01 10:00 | FR | 90724.0284
2018-03-01 11:00 | FR | 90736.0156
2018-03-01 12:00 | FR | 90846.8971
2018-03-01 13:00 | FR | 89976.8271
2018-03-01 14:00 | FR | 88028.9091
2018-03-01 15:00 | FR | 85667.4332
2018-03-01 16:00 | FR | 83981.2356
2018-03-01 17:00 | FR | 83025.2574
2018-03-01 18:00 | FR | 83429.8249
2018-03-01 19:00 | FR | 88571.3294
2018-03-01 20:00 | FR | 87059.9448
2018-03-01 21:00 | FR | 81596.7842
2018-03-01 22:00 | FR | 77894.7412
2018-03-01 23:00 | FR | 80252.2214
2018-03-02 | FR | 78983.5774
2018-03-02 01:00 | FR | 74745.1077
2018-03-02 02:00 | FR | 74645.2145
2018-03-02 03:00 | FR | 72064.9724
2018-03-02 04:00 | FR | 69793.4004
2018-03-02 05:00 | FR | 69449.7677
2018-03-02 06:00 | FR | 72647.3499
2018-03-02 07:00 | FR | 77902.7326
2018-03-02 08:00 | FR | 80281.1904
2018-03-02 09:00 | FR | 83022.2606
2018-03-02 10:00 | FR | 84026.1875
2018-03-02 11:00 | FR | 84217.9825
2018-03-02 12:00 | FR | 84023.1907
2018-03-02 13:00 | FR | 83300.9627
2018-03-02 14:00 | FR | 80098.3858
2018-03-02 15:00 | FR | 76418.3193
2018-03-02 16:00 | FR | 74031.8701
2018-03-02 17:00 | FR | 72073.9628
2018-03-02 18:00 | FR | 73121.8428
2018-03-02 19:00 | FR | 78971.5902
2018-03-02 20:00 | FR | 78861.7076
2018-03-02 21:00 | FR | 74734.1195
2018-03-02 22:00 | FR | 71866.1849
2018-03-02 23:00 | FR | 75212.608
2018-03-03 | FR | 74434.4398
2018-03-03 01:00 | FR | 70024.1538
2018-03-03 02:00 | FR | 69328.8969
2018-03-03 03:00 | FR | 66561.8545
2018-03-03 04:00 | FR | 64139.4437
2018-03-03 05:00 | FR | 62959.7047
2018-03-03 06:00 | FR | 64124.4597
2018-03-03 07:00 | FR | 65856.6083
2018-03-03 08:00 | FR | 66957.4317
2018-03-03 09:00 | FR | 69795.3983
2018-03-03 10:00 | FR | 71271.8202
2018-03-03 11:00 | FR | 70799.3252
2018-03-03 12:00 | FR | 70608.5291
2018-03-03 13:00 | FR | 70838.2836
2018-03-03 14:00 | FR | 66963.4253
2018-03-03 15:00 | FR | 63696.9167
2018-03-03 16:00 | FR | 61445.3234
2018-03-03 17:00 | FR | 60374.468
2018-03-03 18:00 | FR | 61709.0415
2018-03-03 19:00 | FR | 68054.2593
2018-03-03 20:00 | FR | 68968.2823
2018-03-03 21:00 | FR | 65745.7268
2018-03-03 22:00 | FR | 63972.622
2018-03-03 23:00 | FR | 67683.6554
2018-03-04 | FR | 67638.7035
2018-03-04 01:00 | FR | 63775.8324
2018-03-04 02:00 | FR | 62751.9268
2018-03-04 03:00 | FR | 60246.6046
2018-03-04 04:00 | FR | 57677.3508
2018-03-04 05:00 | FR | 56587.5157
2018-03-04 06:00 | FR | 57068.0021
2018-03-04 07:00 | FR | 58070.9301
2018-03-04 08:00 | FR | 58360.6205
2018-03-04 09:00 | FR | 60705.1145
2018-03-04 10:00 | FR | 62982.6801
2018-03-04 11:00 | FR | 64356.212
2018-03-04 12:00 | FR | 65541.9446
2018-03-04 13:00 | FR | 66466.9559
2018-03-04 14:00 | FR | 62852.8189
2018-03-04 15:00 | FR | 59864.0136
2018-03-04 16:00 | FR | 58438.5372
2018-03-04 17:00 | FR | 57677.3508
2018-03-04 18:00 | FR | 59154.7716
2018-03-04 19:00 | FR | 65651.8272
2018-03-04 20:00 | FR | 67621.7216
2018-03-04 21:00 | FR | 65217.2916
2018-03-04 22:00 | FR | 63030.6289
2018-03-04 23:00 | FR | 66313.1203
2018-03-05 | FR | 65815.6521
2018-03-05 01:00 | FR | 62153.5663
2018-03-05 02:00 | FR | 61248.5337
2018-03-05 03:00 | FR | 59373.5378
2018-03-05 04:00 | FR | 57495.5451
2018-03-05 05:00 | FR | 58078.9216
2018-03-05 06:00 | FR | 62168.5503
2018-03-05 07:00 | FR | 68754.5108
2018-03-05 08:00 | FR | 71909.139
2018-03-05 09:00 | FR | 73895.0163
2018-03-05 10:00 | FR | 73955.9512
2018-03-05 11:00 | FR | 73278.6751
2018-03-05 12:00 | FR | 72962.0136
2018-03-05 13:00 | FR | 71973.0706
2018-03-05 14:00 | FR | 69959.2232
2018-03-05 15:00 | FR | 67290.0761
2018-03-05 16:00 | FR | 66131.3147
2018-03-05 17:00 | FR | 65156.3568
2018-03-05 18:00 | FR | 66201.2399
2018-03-05 19:00 | FR | 72372.6435
2018-03-05 20:00 | FR | 72323.6959
2018-03-05 21:00 | FR | 67598.7462
2018-03-05 22:00 | FR | 64432.1309
2018-03-05 23:00 | FR | 67025.3591
2018-03-06 | FR | 66368.0616
2018-03-06 01:00 | FR | 62295.4147
2018-03-06 02:00 | FR | 61317.46
2018-03-06 03:00 | FR | 59201.7215
2018-03-06 04:00 | FR | 57411.6348
2018-03-06 05:00 | FR | 57734.2899
2018-03-06 06:00 | FR | 61532.2305
2018-03-06 07:00 | FR | 67766.5668
2018-03-06 08:00 | FR | 71409.6728
2018-03-06 09:00 | FR | 72776.2122
2018-03-06 10:00 | FR | 72498.509
2018-03-06 11:00 | FR | 71876.1742
2018-03-06 12:00 | FR | 71634.4326
2018-03-06 13:00 | FR | 70919.1971
2018-03-06 14:00 | FR | 69403.8168
2018-03-06 15:00 | FR | 66986.4007
2018-03-06 16:00 | FR | 65433.061
2018-03-06 17:00 | FR | 64839.6952
2018-03-06 18:00 | FR | 66209.2314
2018-03-06 19:00 | FR | 72914.0648
2018-03-06 20:00 | FR | 72836.1481
2018-03-06 21:00 | FR | 67929.3928
2018-03-06 22:00 | FR | 65110.4059
2018-03-06 23:00 | FR | 67845.4825
2018-03-07 | FR | 67214.1573
2018-03-07 01:00 | FR | 62825.8478
2018-03-07 02:00 | FR | 61768.9774
2018-03-07 03:00 | FR | 59645.2474
2018-03-07 04:00 | FR | 57897.1159
2018-03-07 05:00 | FR | 58256.7315
2018-03-07 06:00 | FR | 62055.671
2018-03-07 07:00 | FR | 68626.6475
2018-03-07 08:00 | FR | 72008.0333
2018-03-07 09:00 | FR | 73931.9768
2018-03-07 10:00 | FR | 74128.7665
2018-03-07 11:00 | FR | 73299.6527
2018-03-07 12:00 | FR | 73410.5342
2018-03-07 13:00 | FR | 72649.3478
2018-03-07 14:00 | FR | 70975.1373
2018-03-07 15:00 | FR | 68199.1045
2018-03-07 16:00 | FR | 66655.7541
2018-03-07 17:00 | FR | 65508.9799
2018-03-07 18:00 | FR | 66191.2506
2018-03-07 19:00 | FR | 72559.4439
2018-03-07 20:00 | FR | 73904.0067
2018-03-07 21:00 | FR | 69443.7741
2018-03-07 22:00 | FR | 66382.0467
2018-03-07 23:00 | FR | 69661.5413
2018-03-08 | FR | 68702.5664
2018-03-08 01:00 | FR | 64508.0497
2018-03-08 02:00 | FR | 63594.0267
2018-03-08 03:00 | FR | 61574.1856
2018-03-08 04:00 | FR | 59808.0734
2018-03-08 05:00 | FR | 59983.8854
2018-03-08 06:00 | FR | 63849.7534
2018-03-08 07:00 | FR | 70218.9456
2018-03-08 08:00 | FR | 73020.9506
2018-03-08 09:00 | FR | 74587.2764
2018-03-08 10:00 | FR | 74162.7302
2018-03-08 11:00 | FR | 72960.0157
2018-03-08 12:00 | FR | 72765.2239
2018-03-08 13:00 | FR | 71712.3493
2018-03-08 14:00 | FR | 69534.6769
2018-03-08 15:00 | FR | 66957.4317
2018-03-08 16:00 | FR | 65307.1955
2018-03-08 17:00 | FR | 64437.1255
2018-03-08 18:00 | FR | 65272.2329
2018-03-08 19:00 | FR | 71537.5362
2018-03-08 20:00 | FR | 72191.8368
2018-03-08 21:00 | FR | 67515.8348
2018-03-08 22:00 | FR | 64296.2761
2018-03-08 23:00 | FR | 67056.326
2018-03-09 | FR | 66285.1502
2018-03-09 01:00 | FR | 61489.2764
2018-03-09 02:00 | FR | 60282.5662
2018-03-09 03:00 | FR | 57920.0913
2018-03-09 04:00 | FR | 56126.009
2018-03-09 05:00 | FR | 56152.9801
2018-03-09 06:00 | FR | 59744.1417
2018-03-09 07:00 | FR | 65562.9222
2018-03-09 08:00 | FR | 68620.6539
2018-03-09 09:00 | FR | 69980.2007
2018-03-09 10:00 | FR | 70142.0278
2018-03-09 11:00 | FR | 69825.3662
2018-03-09 12:00 | FR | 69668.5339
2018-03-09 13:00 | FR | 69085.1574
2018-03-09 14:00 | FR | 66897.4957
2018-03-09 15:00 | FR | 64345.2238
2018-03-09 16:00 | FR | 62616.072
2018-03-09 17:00 | FR | 61864.8749
2018-03-09 18:00 | FR | 63112.5413
2018-03-09 19:00 | FR | 67707.6298
2018-03-09 20:00 | FR | 67886.4387
2018-03-09 21:00 | FR | 62926.7399
2018-03-09 22:00 | FR | 59907.9666
2018-03-09 23:00 | FR | 62692.9898
2018-03-10 | FR | 61775.9699
2018-03-10 01:00 | FR | 56949.1292
2018-03-10 02:00 | FR | 55329.86
2018-03-10 03:00 | FR | 52612.7642
2018-03-10 04:00 | FR | 50264.2744
2018-03-10 05:00 | FR | 49479.1136
2018-03-10 06:00 | FR | 50637.875
2018-03-10 07:00 | FR | 52466.92
2018-03-10 08:00 | FR | 53938.3473
2018-03-10 09:00 | FR | 56846.2391
2018-03-10 10:00 | FR | 58705.2521
2018-03-10 11:00 | FR | 58913.03
2018-03-10 12:00 | FR | 59573.3243
2018-03-10 13:00 | FR | 60504.3292
2018-03-10 14:00 | FR | 57195.8654
2018-03-10 15:00 | FR | 54242.0227
2018-03-10 16:00 | FR | 52462.9243
2018-03-10 17:00 | FR | 51448.0091
2018-03-10 18:00 | FR | 52512.8709
2018-03-10 19:00 | FR | 57351.6989
2018-03-10 20:00 | FR | 58855.092
2018-03-10 21:00 | FR | 55501.6763
2018-03-10 22:00 | FR | 53377.9463
2018-03-10 23:00 | FR | 56948.1302
2018-03-11 | FR | 56820.2669
2018-03-11 01:00 | FR | 52755.6115
2018-03-11 02:00 | FR | 51301.1661
2018-03-11 03:00 | FR | 48358.3116
2018-03-11 04:00 | FR | 45979.8538
2018-03-11 05:00 | FR | 45104.7892
2018-03-11 06:00 | FR | 45685.1688
2018-03-11 07:00 | FR | 46368.4385
2018-03-11 08:00 | FR | 46950.816
2018-03-11 09:00 | FR | 49517.073
2018-03-11 10:00 | FR | 51670.771
2018-03-11 11:00 | FR | 52879.4791
2018-03-11 12:00 | FR | 54052.2256
2018-03-11 13:00 | FR | 55147.0553
2018-03-11 14:00 | FR | 51432.0262
2018-03-11 15:00 | FR | 48983.6432
2018-03-11 16:00 | FR | 47290.453
2018-03-11 17:00 | FR | 46368.4385
2018-03-11 18:00 | FR | 48406.2603
2018-03-11 19:00 | FR | 54763.4653
2018-03-11 20:00 | FR | 57373.6754
2018-03-11 21:00 | FR | 55101.1045
2018-03-11 22:00 | FR | 52931.4236
2018-03-11 23:00 | FR | 56003.1403
2018-03-12 | FR | 55793.3645
2018-03-12 01:00 | FR | 52313.0845
2018-03-12 02:00 | FR | 51471.9835
2018-03-12 03:00 | FR | 49209.4019
2018-03-12 04:00 | FR | 47705.0099
2018-03-12 05:00 | FR | 48376.2924
2018-03-12 06:00 | FR | 52618.7577
2018-03-12 07:00 | FR | 59445.4609
2018-03-12 08:00 | FR | 62869.8008
2018-03-12 09:00 | FR | 64792.7454
2018-03-12 10:00 | FR | 65034.487
2018-03-12 11:00 | FR | 65095.4219
2018-03-12 12:00 | FR | 65891.5709
2018-03-12 13:00 | FR | 65669.808
2018-03-12 14:00 | FR | 64198.3807
2018-03-12 15:00 | FR | 62393.3101
2018-03-12 16:00 | FR | 61502.2625
2018-03-12 17:00 | FR | 60665.1572
2018-03-12 18:00 | FR | 61732.0169
2018-03-12 19:00 | FR | 67652.6885
2018-03-12 20:00 | FR | 68116.1931
2018-03-12 21:00 | FR | 63430.2018
2018-03-12 22:00 | FR | 60021.8449
2018-03-12 23:00 | FR | 62593.0965
2018-03-13 | FR | 61905.8311
2018-03-13 01:00 | FR | 57430.6145
2018-03-13 02:00 | FR | 56471.6395
2018-03-13 03:00 | FR | 54569.6725
2018-03-13 04:00 | FR | 52860.4994
2018-03-13 05:00 | FR | 53294.036
2018-03-13 06:00 | FR | 57344.7064
2018-03-13 07:00 | FR | 64157.4245
2018-03-13 08:00 | FR | 67758.5754
2018-03-13 09:00 | FR | 68557.7212
2018-03-13 10:00 | FR | 68085.2262
2018-03-13 11:00 | FR | 67349.0131
2018-03-13 12:00 | FR | 67416.9405
2018-03-13 13:00 | FR | 66887.5064
2018-03-13 14:00 | FR | 64923.6055
2018-03-13 15:00 | FR | 62762.915
2018-03-13 16:00 | FR | 60937.8658
2018-03-13 17:00 | FR | 59940.9313
2018-03-13 18:00 | FR | 61029.7675
2018-03-13 19:00 | FR | 66608.8043
2018-03-13 20:00 | FR | 68259.0404
2018-03-13 21:00 | FR | 63763.8452
2018-03-13 22:00 | FR | 60495.3388
2018-03-13 23:00 | FR | 63466.1634
2018-03-14 | FR | 62844.8275
2018-03-14 01:00 | FR | 58644.3172
2018-03-14 02:00 | FR | 57763.259
2018-03-14 03:00 | FR | 55894.2567
2018-03-14 04:00 | FR | 54567.6746
2018-03-14 05:00 | FR | 55195.0041
2018-03-14 06:00 | FR | 59541.3584
2018-03-14 07:00 | FR | 65879.5837
2018-03-14 08:00 | FR | 68938.3144
2018-03-14 09:00 | FR | 69644.5595
2018-03-14 10:00 | FR | 68242.0586
2018-03-14 11:00 | FR | 66661.7477
2018-03-14 12:00 | FR | 66156.288
2018-03-14 13:00 | FR | 65480.0108
2018-03-14 14:00 | FR | 63419.2135
2018-03-14 15:00 | FR | 61202.5828
2018-03-14 16:00 | FR | 59698.1908
2018-03-14 17:00 | FR | 58965.9734
2018-03-14 18:00 | FR | 60250.6004
2018-03-14 19:00 | FR | 66557.8588
2018-03-14 20:00 | FR | 67292.074
2018-03-14 21:00 | FR | 62811.8627
2018-03-14 22:00 | FR | 59363.5485
2018-03-14 23:00 | FR | 61813.9294
2018-03-15 | FR | 61154.6341
2018-03-15 01:00 | FR | 56880.2028
2018-03-15 02:00 | FR | 55879.2727
2018-03-15 03:00 | FR | 53557.7541
2018-03-15 04:00 | FR | 51530.9205
2018-03-15 05:00 | FR | 51617.8276
2018-03-15 06:00 | FR | 55547.6272
2018-03-15 07:00 | FR | 62037.6902
2018-03-15 08:00 | FR | 65665.8122
2018-03-15 09:00 | FR | 67104.2747
2018-03-15 10:00 | FR | 67352.0099
2018-03-15 11:00 | FR | 67271.0964
2018-03-15 12:00 | FR | 67896.428
2018-03-15 13:00 | FR | 67327.0366
2018-03-15 14:00 | FR | 65657.8208
2018-03-15 15:00 | FR | 63600.0203
2018-03-15 16:00 | FR | 62028.6998
2018-03-15 17:00 | FR | 61046.7494
2018-03-15 18:00 | FR | 62032.6955
2018-03-15 19:00 | FR | 67005.3804
2018-03-15 20:00 | FR | 68012.3042
2018-03-15 21:00 | FR | 63236.4089
2018-03-15 22:00 | FR | 60005.8619
2018-03-15 23:00 | FR | 62760.9172
2018-03-16 | FR | 62011.718
2018-03-16 01:00 | FR | 57605.4277
2018-03-16 02:00 | FR | 56441.6716
2018-03-16 03:00 | FR | 54398.8551
2018-03-16 04:00 | FR | 52632.7428
2018-03-16 05:00 | FR | 53053.2933
2018-03-16 06:00 | FR | 57000.0747
2018-03-16 07:00 | FR | 63442.189
2018-03-16 08:00 | FR | 66916.4754
2018-03-16 09:00 | FR | 67629.7131
2018-03-16 10:00 | FR | 67126.2512
2018-03-16 11:00 | FR | 65774.6959
2018-03-16 12:00 | FR | 65448.045
2018-03-16 13:00 | FR | 64799.7379
2018-03-16 14:00 | FR | 62847.8243
2018-03-16 15:00 | FR | 60449.3879
2018-03-16 16:00 | FR | 58886.0589
2018-03-16 17:00 | FR | 57759.2633
2018-03-16 18:00 | FR | 59183.7407
2018-03-16 19:00 | FR | 64101.4843
2018-03-16 20:00 | FR | 65766.7044
2018-03-16 21:00 | FR | 61800.9432
2018-03-16 22:00 | FR | 59382.5282
2018-03-16 23:00 | FR | 62458.2407
2018-03-17 | FR | 61849.8909
2018-03-17 01:00 | FR | 57232.8259
2018-03-17 02:00 | FR | 55909.2407
2018-03-17 03:00 | FR | 53635.6708
2018-03-17 04:00 | FR | 51548.9013
2018-03-17 05:00 | FR | 51175.3006
2018-03-17 06:00 | FR | 52928.4268
2018-03-17 07:00 | FR | 54747.4824
2018-03-17 08:00 | FR | 57070.9989
2018-03-17 09:00 | FR | 60244.6068
2018-03-17 10:00 | FR | 62365.34
2018-03-17 11:00 | FR | 62626.0613
2018-03-17 12:00 | FR | 63705.9071
2018-03-17 13:00 | FR | 65018.5041
2018-03-17 14:00 | FR | 61994.7361
2018-03-17 15:00 | FR | 60125.7338
2018-03-17 16:00 | FR | 58967.9713
2018-03-17 17:00 | FR | 58693.2649
2018-03-17 18:00 | FR | 60274.5747
2018-03-17 19:00 | FR | 64875.6568
2018-03-17 20:00 | FR | 66774.6271
2018-03-17 21:00 | FR | 63484.1441
2018-03-17 22:00 | FR | 61310.4675
2018-03-17 23:00 | FR | 65275.2297
2018-03-18 | FR | 65047.4732
2018-03-18 01:00 | FR | 60942.8604
2018-03-18 02:00 | FR | 59945.926
2018-03-18 03:00 | FR | 57470.5718
2018-03-18 04:00 | FR | 55078.129
2018-03-18 05:00 | FR | 54304.9554
2018-03-18 06:00 | FR | 55092.1141
2018-03-18 07:00 | FR | 55530.6453
2018-03-18 08:00 | FR | 57017.0566
2018-03-18 09:00 | FR | 60055.8086
2018-03-18 10:00 | FR | 62692.9898
2018-03-18 11:00 | FR | 64108.4768
2018-03-18 12:00 | FR | 65932.5272
2018-03-18 13:00 | FR | 66815.5833
2018-03-18 14:00 | FR | 63126.5264
2018-03-18 15:00 | FR | 60444.3932
2018-03-18 16:00 | FR | 59316.5987
2018-03-18 17:00 | FR | 58991.9457
2018-03-18 18:00 | FR | 60842.9672
2018-03-18 19:00 | FR | 66576.8385
2018-03-18 20:00 | FR | 69661.5413
2018-03-18 21:00 | FR | 67205.1669
2018-03-18 22:00 | FR | 64742.7988
2018-03-18 23:00 | FR | 67984.3341
2018-03-19 | FR | 67614.7291
2018-03-19 01:00 | FR | 63754.8548
2018-03-19 02:00 | FR | 63468.1612
2018-03-19 03:00 | FR | 61599.1589
2018-03-19 04:00 | FR | 60006.8609
2018-03-19 05:00 | FR | 60872.9352
2018-03-19 06:00 | FR | 65599.8827
2018-03-19 07:00 | FR | 72183.8453
2018-03-19 08:00 | FR | 76461.2734
2018-03-19 09:00 | FR | 77773.8704
2018-03-19 10:00 | FR | 78174.4422
2018-03-19 11:00 | FR | 77920.7134
2018-03-19 12:00 | FR | 77970.66
2018-03-19 13:00 | FR | 77900.7348
2018-03-19 14:00 | FR | 76328.4154
2018-03-19 15:00 | FR | 74137.7569
2018-03-19 16:00 | FR | 73085.8812
2018-03-19 17:00 | FR | 72644.3531
2018-03-19 18:00 | FR | 74155.7377
2018-03-19 19:00 | FR | 79682.83
2018-03-19 20:00 | FR | 80377.0879
2018-03-19 21:00 | FR | 75255.5621
2018-03-19 22:00 | FR | 71733.3269
2018-03-19 23:00 | FR | 74574.2903
2018-03-20 | FR | 73414.5299
2018-03-20 01:00 | FR | 69298.9289
2018-03-20 02:00 | FR | 68493.7895
2018-03-20 03:00 | FR | 66583.831
2018-03-20 04:00 | FR | 64992.5319
2018-03-20 05:00 | FR | 65520.9671
2018-03-20 06:00 | FR | 70168.9989
2018-03-20 07:00 | FR | 76755.9584
2018-03-20 08:00 | FR | 80527.9267
2018-03-20 09:00 | FR | 81005.4163
2018-03-20 10:00 | FR | 80410.0527
2018-03-20 11:00 | FR | 79355.1802
2018-03-20 12:00 | FR | 79780.7253
2018-03-20 13:00 | FR | 79071.4834
2018-03-20 14:00 | FR | 76991.7064
2018-03-20 15:00 | FR | 74285.5989
2018-03-20 16:00 | FR | 72261.7621
2018-03-20 17:00 | FR | 71157.9419
2018-03-20 18:00 | FR | 72272.7503
2018-03-20 19:00 | FR | 77544.116
2018-03-20 20:00 | FR | 80164.3153
2018-03-20 21:00 | FR | 75310.5034
2018-03-20 22:00 | FR | 72048.9895
2018-03-20 23:00 | FR | 74674.1835
2018-03-21 | FR | 73943.964
2018-03-21 01:00 | FR | 69654.5488
2018-03-21 02:00 | FR | 68923.3304
2018-03-21 03:00 | FR | 67089.2907
2018-03-21 04:00 | FR | 65586.8966
2018-03-21 05:00 | FR | 66197.2442
2018-03-21 06:00 | FR | 70406.7448
2018-03-21 07:00 | FR | 76458.2766
2018-03-21 08:00 | FR | 80171.3078
2018-03-21 09:00 | FR | 80829.6042
2018-03-21 10:00 | FR | 80037.4509
2018-03-21 11:00 | FR | 78668.9137
2018-03-21 12:00 | FR | 78447.1507
2018-03-21 13:00 | FR | 76939.7619
2018-03-21 14:00 | FR | 74848.9967
2018-03-21 15:00 | FR | 71876.1742
2018-03-21 16:00 | FR | 70000.1794
2018-03-21 17:00 | FR | 68710.5578
2018-03-21 18:00 | FR | 69227.0058
2018-03-21 19:00 | FR | 74744.1088
2018-03-21 20:00 | FR | 77960.6707
2018-03-21 21:00 | FR | 73485.4541
2018-03-21 22:00 | FR | 70330.826
2018-03-21 23:00 | FR | 73566.3676
2018-03-22 | FR | 72881.1001
2018-03-22 01:00 | FR | 68841.4179
2018-03-22 02:00 | FR | 68333.9603
2018-03-22 03:00 | FR | 66285.1502
2018-03-22 04:00 | FR | 64661.8853
2018-03-22 05:00 | FR | 65067.4518
2018-03-22 06:00 | FR | 68893.3624
2018-03-22 07:00 | FR | 74719.1355
2018-03-22 08:00 | FR | 78025.6013
2018-03-22 09:00 | FR | 78603.9831
2018-03-22 10:00 | FR | 77923.7102
2018-03-22 11:00 | FR | 76740.9744
2018-03-22 12:00 | FR | 76635.0876
2018-03-22 13:00 | FR | 75683.1051
2018-03-22 14:00 | FR | 73721.2021
2018-03-22 15:00 | FR | 71441.6387
2018-03-22 16:00 | FR | 69653.5499
2018-03-22 17:00 | FR | 68753.5119
2018-03-22 18:00 | FR | 69772.4228
2018-03-22 19:00 | FR | 74835.0116
2018-03-22 20:00 | FR | 76388.3513
2018-03-22 21:00 | FR | 71511.5639
2018-03-22 22:00 | FR | 68127.1814
2018-03-22 23:00 | FR | 70809.3145
2018-03-23 | FR | 70031.1463
2018-03-23 01:00 | FR | 65799.6692
2018-03-23 02:00 | FR | 64791.7465
2018-03-23 03:00 | FR | 62543.1499
2018-03-23 04:00 | FR | 60779.0355
2018-03-23 05:00 | FR | 61078.7152
2018-03-23 06:00 | FR | 65142.3717
2018-03-23 07:00 | FR | 70828.2942
2018-03-23 08:00 | FR | 74518.3501
2018-03-23 09:00 | FR | 75773.009
2018-03-23 10:00 | FR | 75522.277
2018-03-23 11:00 | FR | 74771.0799
2018-03-23 12:00 | FR | 74574.2903
2018-03-23 13:00 | FR | 73867.0462
2018-03-23 14:00 | FR | 71289.801
2018-03-23 15:00 | FR | 69124.1158
2018-03-23 16:00 | FR | 67362.9982
2018-03-23 17:00 | FR | 66110.3371
2018-03-23 18:00 | FR | 67215.1562
2018-03-23 19:00 | FR | 70741.3871
2018-03-23 20:00 | FR | 72581.4204
2018-03-23 21:00 | FR | 68341.9518
2018-03-23 22:00 | FR | 65449.0439
2018-03-23 23:00 | FR | 68184.1205
2018-03-24 | FR | 67262.106
2018-03-24 01:00 | FR | 62513.182
2018-03-24 02:00 | FR | 61017.7803
2018-03-24 03:00 | FR | 58774.1784
2018-03-24 04:00 | FR | 56465.646
2018-03-24 05:00 | FR | 55951.1958
2018-03-24 06:00 | FR | 57379.669
2018-03-24 07:00 | FR | 58573.3931
2018-03-24 08:00 | FR | 61014.7835
2018-03-24 09:00 | FR | 63522.1036
2018-03-24 10:00 | FR | 64481.0786
2018-03-24 11:00 | FR | 63886.7138
2018-03-24 12:00 | FR | 63862.7395
2018-03-24 13:00 | FR | 64292.2804
2018-03-24 14:00 | FR | 60526.3057
2018-03-24 15:00 | FR | 57605.4277
2018-03-24 16:00 | FR | 55715.4478
2018-03-24 17:00 | FR | 54769.4589
2018-03-24 18:00 | FR | 55868.2844
2018-03-24 19:00 | FR | 60084.7776
2018-03-24 20:00 | FR | 63306.3342
2018-03-24 21:00 | FR | 60200.6537
2018-03-24 22:00 | FR | 58103.8949
2018-03-24 23:00 | FR | 61753.9934
2018-03-25 | FR | 61704.0468
2018-03-25 01:00 | FR | 58045.9568
2018-03-25 02:00 | FR | 56882.2007
2018-03-25 03:00 | FR | 56882.2007
2018-03-25 04:00 | FR | 54475.7729
2018-03-25 05:00 | FR | 52122.2884
2018-03-25 06:00 | FR | 51788.645
2018-03-25 07:00 | FR | 52196.2094
2018-03-25 08:00 | FR | 52368.0257
2018-03-25 09:00 | FR | 54861.3607
2018-03-25 10:00 | FR | 57055.016
2018-03-25 11:00 | FR | 58505.4657
2018-03-25 12:00 | FR | 59101.8282
2018-03-25 13:00 | FR | 60420.4188
2018-03-25 14:00 | FR | 56213.915
2018-03-25 15:00 | FR | 53323.005
2018-03-25 16:00 | FR | 51205.2686
2018-03-25 17:00 | FR | 49712.8638
2018-03-25 18:00 | FR | 50938.5537
2018-03-25 19:00 | FR | 54591.649
2018-03-25 20:00 | FR | 57758.2643
2018-03-25 21:00 | FR | 59250.6691
2018-03-25 22:00 | FR | 57171.8911
2018-03-25 23:00 | FR | 59850.0285
2018-03-26 | FR | 59519.3819
2018-03-26 01:00 | FR | 55930.2183
2018-03-26 02:00 | FR | 54944.2721
2018-03-26 03:00 | FR | 53045.3018
2018-03-26 04:00 | FR | 51224.2483
2018-03-26 05:00 | FR | 51860.5681
2018-03-26 06:00 | FR | 56071.0677
2018-03-26 07:00 | FR | 63657.9584
2018-03-26 08:00 | FR | 67882.443
2018-03-26 09:00 | FR | 69427.7912
2018-03-26 10:00 | FR | 69794.3993
2018-03-26 11:00 | FR | 68723.5439
2018-03-26 12:00 | FR | 68306.9892
2018-03-26 13:00 | FR | 67315.0494
2018-03-26 14:00 | FR | 65465.0268
2018-03-26 15:00 | FR | 63233.4121
2018-03-26 16:00 | FR | 61511.2529
2018-03-26 17:00 | FR | 60152.705
2018-03-26 18:00 | FR | 60809.0035
2018-03-26 19:00 | FR | 64085.5014
2018-03-26 20:00 | FR | 65043.4774
2018-03-26 21:00 | FR | 64419.1447
2018-03-26 22:00 | FR | 61037.759
2018-03-26 23:00 | FR | 63543.0811
2018-03-27 | FR | 63135.5168
2018-03-27 01:00 | FR | 58355.6258
2018-03-27 02:00 | FR | 57246.811
2018-03-27 03:00 | FR | 55206.9913
2018-03-27 04:00 | FR | 53379.9441
2018-03-27 05:00 | FR | 53622.6847
2018-03-27 06:00 | FR | 57233.8249
2018-03-27 07:00 | FR | 64881.6504
2018-03-27 08:00 | FR | 68854.4041
2018-03-27 09:00 | FR | 70608.5291
2018-03-27 10:00 | FR | 70864.2558
2018-03-27 11:00 | FR | 70719.4106
2018-03-27 12:00 | FR | 71276.8148
2018-03-27 13:00 | FR | 70650.4843
2018-03-27 14:00 | FR | 68881.3752
2018-03-27 15:00 | FR | 66845.5513
2018-03-27 16:00 | FR | 64950.5767
2018-03-27 17:00 | FR | 63519.1068
2018-03-27 18:00 | FR | 63788.8185
2018-03-27 19:00 | FR | 66592.8214
2018-03-27 20:00 | FR | 66675.7328
2018-03-27 21:00 | FR | 65091.4262
2018-03-27 22:00 | FR | 61809.9336
2018-03-27 23:00 | FR | 63968.6263
2018-03-28 | FR | 63170.4794
2018-03-28 01:00 | FR | 58068.9323
2018-03-28 02:00 | FR | 56794.2947
2018-03-28 03:00 | FR | 54660.5753
2018-03-28 04:00 | FR | 52631.7439
2018-03-28 05:00 | FR | 52726.6424
2018-03-28 06:00 | FR | 56250.8755
2018-03-28 07:00 | FR | 62937.7282
2018-03-28 08:00 | FR | 66817.5811
2018-03-28 09:00 | FR | 68678.592
2018-03-28 10:00 | FR | 69068.1756
2018-03-28 11:00 | FR | 68771.4927
2018-03-28 12:00 | FR | 68948.3037
2018-03-28 13:00 | FR | 68665.6059
2018-03-28 14:00 | FR | 66749.6538
2018-03-28 15:00 | FR | 64688.8565
2018-03-28 16:00 | FR | 62944.7207
2018-03-28 17:00 | FR | 61601.1568
2018-03-28 18:00 | FR | 61562.1984
2018-03-28 19:00 | FR | 64205.3732
2018-03-28 20:00 | FR | 64551.0038
2018-03-28 21:00 | FR | 64108.4768
2018-03-28 22:00 | FR | 61288.491
2018-03-28 23:00 | FR | 64007.5847
2018-03-29 | FR | 63596.0246
2018-03-29 01:00 | FR | 58833.1155
2018-03-29 02:00 | FR | 57869.1458
2018-03-29 03:00 | FR | 55762.3976
2018-03-29 04:00 | FR | 53995.2864
2018-03-29 05:00 | FR | 54006.2747
2018-03-29 06:00 | FR | 57735.2889
2018-03-29 07:00 | FR | 65764.7065
2018-03-29 08:00 | FR | 69573.6353
2018-03-29 09:00 | FR | 70655.479
2018-03-29 10:00 | FR | 69922.2627
2018-03-29 11:00 | FR | 69120.1201
2018-03-29 12:00 | FR | 68751.514
2018-03-29 13:00 | FR | 67838.4899
2018-03-29 14:00 | FR | 65854.6104
2018-03-29 15:00 | FR | 63548.0758
2018-03-29 16:00 | FR | 61726.0233
2018-03-29 17:00 | FR | 60358.485
2018-03-29 18:00 | FR | 60728.09
2018-03-29 19:00 | FR | 63657.9584
2018-03-29 20:00 | FR | 64168.4127
2018-03-29 21:00 | FR | 64059.5291
2018-03-29 22:00 | FR | 61363.4109
2018-03-29 23:00 | FR | 64045.5441
2018-03-30 | FR | 63511.1153
2018-03-30 01:00 | FR | 58930.0119
2018-03-30 02:00 | FR | 57731.2931
2018-03-30 03:00 | FR | 55618.5514
2018-03-30 04:00 | FR | 54008.2725
2018-03-30 05:00 | FR | 53941.3441
2018-03-30 06:00 | FR | 57492.5483
2018-03-30 07:00 | FR | 64554.0006
2018-03-30 08:00 | FR | 68257.0426
2018-03-30 09:00 | FR | 69662.5403
2018-03-30 10:00 | FR | 70143.0267
2018-03-30 11:00 | FR | 69890.2968
2018-03-30 12:00 | FR | 69494.7197
2018-03-30 13:00 | FR | 68935.3176
2018-03-30 14:00 | FR | 66937.453
2018-03-30 15:00 | FR | 64621.928
2018-03-30 16:00 | FR | 62429.2717
2018-03-30 17:00 | FR | 60608.2181
2018-03-30 18:00 | FR | 61139.6501
2018-03-30 19:00 | FR | 62578.1126
2018-03-30 20:00 | FR | 63076.5798
2018-03-30 21:00 | FR | 63867.7341
2018-03-30 22:00 | FR | 61723.0265
2018-03-30 23:00 | FR | 64856.6771
2018-03-31 | FR | 64113.4715
2018-03-31 01:00 | FR | 59079.8517
2018-03-31 02:00 | FR | 57495.5451
2018-03-31 03:00 | FR | 54975.239
2018-03-31 04:00 | FR | 52829.5325
2018-03-31 05:00 | FR | 52278.1218
2018-03-31 06:00 | FR | 53612.6954
2018-03-31 07:00 | FR | 56044.0965
2018-03-31 08:00 | FR | 57752.2707
2018-03-31 09:00 | FR | 60601.2256
2018-03-31 10:00 | FR | 62306.403
2018-03-31 11:00 | FR | 62098.6251
2018-03-31 12:00 | FR | 62233.4809
2018-03-31 13:00 | FR | 63140.5114
2018-03-31 14:00 | FR | 59989.879
2018-03-31 15:00 | FR | 57371.6775
2018-03-31 16:00 | FR | 55522.6539
2018-03-31 17:00 | FR | 54178.091
2018-03-31 18:00 | FR | 54744.4856
2018-03-31 19:00 | FR | 57070
2018-03-31 20:00 | FR | 58526.4432
2018-03-31 21:00 | FR | 59958.9121
2018-03-31 22:00 | FR | 58510.4603
2018-03-31 23:00 | FR | 62196.5204
2018-04-01 | FR | 62323.3848
2018-04-01 01:00 | FR | 57859.1565
2018-04-01 02:00 | FR | 56671.426
2018-04-01 03:00 | FR | 54181.0878
2018-04-01 04:00 | FR | 51745.6909
2018-04-01 05:00 | FR | 50517.0042
2018-04-01 06:00 | FR | 51261.2088
2018-04-01 07:00 | FR | 52781.5837
2018-04-01 08:00 | FR | 53692.6099
2018-04-01 09:00 | FR | 56603.4986
2018-04-01 10:00 | FR | 58666.2938
2018-04-01 11:00 | FR | 59244.6755
2018-04-01 12:00 | FR | 59129.7983
2018-04-01 13:00 | FR | 59323.5912
2018-04-01 14:00 | FR | 54786.4408
2018-04-01 15:00 | FR | 51690.7497
2018-04-01 16:00 | FR | 49752.821
2018-04-01 17:00 | FR | 48559.097
2018-04-01 18:00 | FR | 49218.3923
2018-04-01 19:00 | FR | 51695.7443
2018-04-01 20:00 | FR | 54342.9149
2018-04-01 21:00 | FR | 56993.0822
2018-04-01 22:00 | FR | 55739.4222
2018-04-01 23:00 | FR | 59348.5645
2018-04-02 | FR | 59092.8378
2018-04-02 01:00 | FR | 54731.4995
2018-04-02 02:00 | FR | 53646.6591
2018-04-02 03:00 | FR | 51350.1138
2018-04-02 04:00 | FR | 49172.4414
2018-04-02 05:00 | FR | 48681.9656
2018-04-02 06:00 | FR | 49770.8018
2018-04-02 07:00 | FR | 51262.2077
2018-04-02 08:00 | FR | 51676.7646
2018-04-02 09:00 | FR | 54302.9576
2018-04-02 10:00 | FR | 56649.4495
2018-04-02 11:00 | FR | 57533.5046
2018-04-02 12:00 | FR | 57967.0412
2018-04-02 13:00 | FR | 58435.5404
2018-04-02 14:00 | FR | 54431.8198
2018-04-02 15:00 | FR | 51855.5735
2018-04-02 16:00 | FR | 49978.5797
2018-04-02 17:00 | FR | 49053.5684
2018-04-02 18:00 | FR | 50715.7918
2018-04-02 19:00 | FR | 54312.9469
2018-04-02 20:00 | FR | 55877.2748
2018-04-02 21:00 | FR | 56339.7805
2018-04-02 22:00 | FR | 54177.0921
2018-04-02 23:00 | FR | 57001.0737
2018-04-03 | FR | 56440.6726
2018-04-03 01:00 | FR | 52313.0845
2018-04-03 02:00 | FR | 51348.1159
2018-04-03 03:00 | FR | 49091.5279
2018-04-03 04:00 | FR | 47082.6751
2018-04-03 05:00 | FR | 47501.2277
2018-04-03 06:00 | FR | 51688.7518
2018-04-03 07:00 | FR | 58934.0076
2018-04-03 08:00 | FR | 61986.7447
2018-04-03 09:00 | FR | 63915.6829
2018-04-03 10:00 | FR | 64439.1234
2018-04-03 11:00 | FR | 64021.5697
2018-04-03 12:00 | FR | 64369.1981
2018-04-03 13:00 | FR | 63784.8228
2018-04-03 14:00 | FR | 62271.4404
2018-04-03 15:00 | FR | 60386.4551
2018-04-03 16:00 | FR | 58472.5009
2018-04-03 17:00 | FR | 57190.8708
2018-04-03 18:00 | FR | 56988.0875
2018-04-03 19:00 | FR | 59201.7215
2018-04-03 20:00 | FR | 59129.7983
2018-04-03 21:00 | FR | 59089.841
2018-04-03 22:00 | FR | 56349.7698
2018-04-03 23:00 | FR | 59245.6745
2018-04-04 | FR | 58546.4219
2018-04-04 01:00 | FR | 53964.3195
2018-04-04 02:00 | FR | 52554.8261
2018-04-04 03:00 | FR | 50449.0768
2018-04-04 04:00 | FR | 48634.0169
2018-04-04 05:00 | FR | 48701.9443
2018-04-04 06:00 | FR | 52134.2756
2018-04-04 07:00 | FR | 58617.3461
2018-04-04 08:00 | FR | 61567.1931
2018-04-04 09:00 | FR | 63619
2018-04-04 10:00 | FR | 64045.5441
2018-04-04 11:00 | FR | 63703.9092
2018-04-04 12:00 | FR | 64413.1512
2018-04-04 13:00 | FR | 63460.1698
2018-04-04 14:00 | FR | 62047.6795
2018-04-04 15:00 | FR | 60202.6516
2018-04-04 16:00 | FR | 58354.6269
2018-04-04 17:00 | FR | 57185.8761
2018-04-04 18:00 | FR | 57027.0459
2018-04-04 19:00 | FR | 59529.3712
2018-04-04 20:00 | FR | 59537.3627
2018-04-04 21:00 | FR | 59252.667
2018-04-04 22:00 | FR | 56830.2562
2018-04-04 23:00 | FR | 59766.1182
2018-04-05 | FR | 59169.7556
2018-04-05 01:00 | FR | 54637.5999
2018-04-05 02:00 | FR | 53575.7349
2018-04-05 03:00 | FR | 51407.0529
2018-04-05 04:00 | FR | 49643.9374
2018-04-05 05:00 | FR | 50043.5103
2018-04-05 06:00 | FR | 53775.5213
2018-04-05 07:00 | FR | 61124.6661
2018-04-05 08:00 | FR | 64303.2686
2018-04-05 09:00 | FR | 65735.7375
2018-04-05 10:00 | FR | 65336.1646
2018-04-05 11:00 | FR | 64869.6632
2018-04-05 12:00 | FR | 64637.9109
2018-04-05 13:00 | FR | 64005.5868
2018-04-05 14:00 | FR | 62060.6656
2018-04-05 15:00 | FR | 59548.351
2018-04-05 16:00 | FR | 57765.2568
2018-04-05 17:00 | FR | 55771.388
2018-04-05 18:00 | FR | 55648.5193
2018-04-05 19:00 | FR | 57881.133
2018-04-05 20:00 | FR | 58280.7059
2018-04-05 21:00 | FR | 59040.8934
2018-04-05 22:00 | FR | 56808.2797
2018-04-05 23:00 | FR | 59669.2218
2018-04-06 | FR | 58971.967
2018-04-06 01:00 | FR | 54717.5145
2018-04-06 02:00 | FR | 53645.6601
2018-04-06 03:00 | FR | 52016.4016
2018-04-06 04:00 | FR | 50490.0331
2018-04-06 05:00 | FR | 50999.4885
2018-04-06 06:00 | FR | 54963.2518
2018-04-06 07:00 | FR | 62094.6293
2018-04-06 08:00 | FR | 65448.045
2018-04-06 09:00 | FR | 65907.5538
2018-04-06 10:00 | FR | 64589.9622
2018-04-06 11:00 | FR | 63052.6054
2018-04-06 12:00 | FR | 62003.7265
2018-04-06 13:00 | FR | 60996.8028
2018-04-06 14:00 | FR | 58303.6813
2018-04-06 15:00 | FR | 55713.4499
2018-04-06 16:00 | FR | 53449.8694
2018-04-06 17:00 | FR | 51458.9974
2018-04-06 18:00 | FR | 51513.9386
2018-04-06 19:00 | FR | 53156.1833
2018-04-06 20:00 | FR | 53303.0264
2018-04-06 21:00 | FR | 54282.9789
2018-04-06 22:00 | FR | 52473.9126
2018-04-06 23:00 | FR | 55635.5332
2018-04-07 | FR | 54733.4974
2018-04-07 01:00 | FR | 50022.5328
2018-04-07 02:00 | FR | 48295.3788
2018-04-07 03:00 | FR | 45813.0321
2018-04-07 04:00 | FR | 43422.5872
2018-04-07 05:00 | FR | 42731.3261
2018-04-07 06:00 | FR | 43927.048
2018-04-07 07:00 | FR | 46020.8101
2018-04-07 08:00 | FR | 47486.2437
2018-04-07 09:00 | FR | 50485.0384
2018-04-07 10:00 | FR | 52100.3119
2018-04-07 11:00 | FR | 52233.1699
2018-04-07 12:00 | FR | 52740.6275
2018-04-07 13:00 | FR | 53746.5523
2018-04-07 14:00 | FR | 50546.9722
2018-04-07 15:00 | FR | 48268.4077
2018-04-07 16:00 | FR | 46595.1961
2018-04-07 17:00 | FR | 45304.5756
2018-04-07 18:00 | FR | 45902.936
2018-04-07 19:00 | FR | 47845.8593
2018-04-07 20:00 | FR | 48608.0447
2018-04-07 21:00 | FR | 49428.1681
2018-04-07 22:00 | FR | 47904.7963
2018-04-07 23:00 | FR | 51465.9899
2018-04-08 | FR | 51335.1298
2018-04-08 01:00 | FR | 46948.8181
2018-04-08 02:00 | FR | 45391.4827
2018-04-08 03:00 | FR | 42447.6293
2018-04-08 04:00 | FR | 40177.0562
2018-04-08 05:00 | FR | 39273.0225
2018-04-08 06:00 | FR | 39823.4342
2018-04-08 07:00 | FR | 40519.69
2018-04-08 08:00 | FR | 41272.8849
2018-04-08 09:00 | FR | 43872.1067
2018-04-08 10:00 | FR | 46456.3445
2018-04-08 11:00 | FR | 47826.8796
2018-04-08 12:00 | FR | 49217.3933
2018-04-08 13:00 | FR | 50460.0651
2018-04-08 14:00 | FR | 46706.0776
2018-04-08 15:00 | FR | 44306.6423
2018-04-08 16:00 | FR | 42834.2161
2018-04-08 17:00 | FR | 42035.0703
2018-04-08 18:00 | FR | 43208.8157
2018-04-08 19:00 | FR | 46280.5324
2018-04-08 20:00 | FR | 48179.5027
2018-04-08 21:00 | FR | 49192.42
2018-04-08 22:00 | FR | 47646.0729
2018-04-08 23:00 | FR | 50630.8825
2018-04-09 | FR | 50538.9807
2018-04-09 01:00 | FR | 46658.1288
2018-04-09 02:00 | FR | 45357.519
2018-04-09 03:00 | FR | 43096.9353
2018-04-09 04:00 | FR | 41354.7974
2018-04-09 05:00 | FR | 41643.4888
2018-04-09 06:00 | FR | 45355.5212
2018-04-09 07:00 | FR | 51602.8436
2018-04-09 08:00 | FR | 55287.9048
2018-04-09 09:00 | FR | 57855.1608
2018-04-09 10:00 | FR | 59029.9051
2018-04-09 11:00 | FR | 59217.7044
2018-04-09 12:00 | FR | 59932.9399
2018-04-09 13:00 | FR | 59456.4492
2018-04-09 14:00 | FR | 58167.8266
2018-04-09 15:00 | FR | 56274.8499
2018-04-09 16:00 | FR | 54701.5315
2018-04-09 17:00 | FR | 53390.9324
2018-04-09 18:00 | FR | 53393.9292
2018-04-09 19:00 | FR | 56370.7474
2018-04-09 20:00 | FR | 55755.4051
2018-04-09 21:00 | FR | 54965.2497
2018-04-09 22:00 | FR | 52783.5816
2018-04-09 23:00 | FR | 55684.4809
2018-04-10 | FR | 55016.1952
2018-04-10 01:00 | FR | 50309.2263
2018-04-10 02:00 | FR | 49036.5866
2018-04-10 03:00 | FR | 46730.052
2018-04-10 04:00 | FR | 45166.723
2018-04-10 05:00 | FR | 45446.424
2018-04-10 06:00 | FR | 49031.5919
2018-04-10 07:00 | FR | 55276.9165
2018-04-10 08:00 | FR | 59142.7845
2018-04-10 09:00 | FR | 60735.0825
2018-04-10 10:00 | FR | 60957.8444
2018-04-10 11:00 | FR | 60804.0088
2018-04-10 12:00 | FR | 61181.6052
2018-04-10 13:00 | FR | 60692.1284
2018-04-10 14:00 | FR | 59072.8592
2018-04-10 15:00 | FR | 56897.1847
2018-04-10 16:00 | FR | 55554.6197
2018-04-10 17:00 | FR | 54317.9416
2018-04-10 18:00 | FR | 54450.7995
2018-04-10 19:00 | FR | 56920.1601
2018-04-10 20:00 | FR | 56987.0886
2018-04-10 21:00 | FR | 56715.379
2018-04-10 22:00 | FR | 54449.8006
2018-04-10 23:00 | FR | 57244.8131
2018-04-11 | FR | 56344.7751
2018-04-11 01:00 | FR | 51713.7251
2018-04-11 02:00 | FR | 50544.9743
2018-04-11 03:00 | FR | 48401.2657
2018-04-11 04:00 | FR | 46678.1075
2018-04-11 05:00 | FR | 47141.6121
2018-04-11 06:00 | FR | 50972.5174
2018-04-11 07:00 | FR | 56770.3203
2018-04-11 08:00 | FR | 60602.2245
2018-04-11 09:00 | FR | 62426.2749
2018-04-11 10:00 | FR | 62520.1745
2018-04-11 11:00 | FR | 62063.6624
2018-04-11 12:00 | FR | 62207.5087
2018-04-11 13:00 | FR | 61567.1931
2018-04-11 14:00 | FR | 59873.004
2018-04-11 15:00 | FR | 57834.1832
2018-04-11 16:00 | FR | 56123.0122
2018-04-11 17:00 | FR | 54934.2828
2018-04-11 18:00 | FR | 54864.3575
2018-04-11 19:00 | FR | 57294.7597
2018-04-11 20:00 | FR | 56991.0843
2018-04-11 21:00 | FR | 56233.8937
2018-04-11 22:00 | FR | 54210.0569
2018-04-11 23:00 | FR | 56834.252
2018-04-12 | FR | 56118.0175
2018-04-12 01:00 | FR | 51469.9856
2018-04-12 02:00 | FR | 50034.5199
2018-04-12 03:00 | FR | 47802.9052
2018-04-12 04:00 | FR | 46168.652
2018-04-12 05:00 | FR | 46404.4
2018-04-12 06:00 | FR | 49813.7559
2018-04-12 07:00 | FR | 56087.0506
2018-04-12 08:00 | FR | 60034.831
2018-04-12 09:00 | FR | 61580.1792
2018-04-12 10:00 | FR | 61965.7671
2018-04-12 11:00 | FR | 61556.2048
2018-04-12 12:00 | FR | 61949.7842
2018-04-12 13:00 | FR | 61812.9304
2018-04-12 14:00 | FR | 59894.9805
2018-04-12 15:00 | FR | 57901.1116
2018-04-12 16:00 | FR | 56310.8114
2018-04-12 17:00 | FR | 55050.1589
2018-04-12 18:00 | FR | 55392.7927
2018-04-12 19:00 | FR | 58171.8223
2018-04-12 20:00 | FR | 57834.1832
2018-04-12 21:00 | FR | 57172.89
2018-04-12 22:00 | FR | 54744.4856
2018-04-12 23:00 | FR | 57352.6978
2018-04-13 | FR | 56798.2904
2018-04-13 01:00 | FR | 51932.4913
2018-04-13 02:00 | FR | 50477.0469
2018-04-13 03:00 | FR | 48355.3148
2018-04-13 04:00 | FR | 46606.1844
2018-04-13 05:00 | FR | 46834.9399
2018-04-13 06:00 | FR | 50001.5552
2018-04-13 07:00 | FR | 55835.3197
2018-04-13 08:00 | FR | 59327.5869
2018-04-13 09:00 | FR | 60994.8049
2018-04-13 10:00 | FR | 61094.6981
2018-04-13 11:00 | FR | 60184.6708
2018-04-13 12:00 | FR | 60406.4338
2018-04-13 13:00 | FR | 59709.1791
2018-04-13 14:00 | FR | 57512.527
2018-04-13 15:00 | FR | 55236.9592
2018-04-13 16:00 | FR | 53180.1577
2018-04-13 17:00 | FR | 51480.9739
2018-04-13 18:00 | FR | 51336.1287
2018-04-13 19:00 | FR | 52786.5784
2018-04-13 20:00 | FR | 52929.4257
2018-04-13 21:00 | FR | 53284.0466
2018-04-13 22:00 | FR | 52165.2425
2018-04-13 23:00 | FR | 55332.8567
2018-04-14 | FR | 54985.2283
2018-04-14 01:00 | FR | 49911.6513
2018-04-14 02:00 | FR | 48228.4504
2018-04-14 03:00 | FR | 45770.078
2018-04-14 04:00 | FR | 43641.3534
2018-04-14 05:00 | FR | 43043.9919
2018-04-14 06:00 | FR | 44143.8163
2018-04-14 07:00 | FR | 45468.4005
2018-04-14 08:00 | FR | 47256.4893
2018-04-14 09:00 | FR | 50261.2776
2018-04-14 10:00 | FR | 52081.3322
2018-04-14 11:00 | FR | 52149.2596
2018-04-14 12:00 | FR | 52992.3584
2018-04-14 13:00 | FR | 53919.3676
2018-04-14 14:00 | FR | 50543.9754
2018-04-14 15:00 | FR | 48298.3756
2018-04-14 16:00 | FR | 46580.2121
2018-04-14 17:00 | FR | 45091.803
2018-04-14 18:00 | FR | 45421.4507
2018-04-14 19:00 | FR | 47588.1348
2018-04-14 20:00 | FR | 48141.5433
2018-04-14 21:00 | FR | 48808.83
2018-04-14 22:00 | FR | 48154.5294
2018-04-14 23:00 | FR | 51772.6621
2018-04-15 | FR | 51932.4913
2018-04-15 01:00 | FR | 47437.296
2018-04-15 02:00 | FR | 46067.7599
2018-04-15 03:00 | FR | 43366.647
2018-04-15 04:00 | FR | 41121.0472
2018-04-15 05:00 | FR | 40413.8032
2018-04-15 06:00 | FR | 40883.3013
2018-04-15 07:00 | FR | 41452.6927
2018-04-15 08:00 | FR | 42731.3261
2018-04-15 09:00 | FR | 45191.6963
2018-04-15 10:00 | FR | 47085.6719
2018-04-15 11:00 | FR | 47799.9084
2018-04-15 12:00 | FR | 48761.8802
2018-04-15 13:00 | FR | 49920.6417
2018-04-15 14:00 | FR | 46024.8058
2018-04-15 15:00 | FR | 43779.206
2018-04-15 16:00 | FR | 41891.224
2018-04-15 17:00 | FR | 40908.2747
2018-04-15 18:00 | FR | 41853.2646
2018-04-15 19:00 | FR | 44703.2184
2018-04-15 20:00 | FR | 46341.4673
2018-04-15 21:00 | FR | 47884.8177
2018-04-15 22:00 | FR | 47230.517
2018-04-15 23:00 | FR | 50379.1516
2018-04-16 | FR | 50050.5029
2018-04-16 01:00 | FR | 45909.9286
2018-04-16 02:00 | FR | 44817.0967
2018-04-16 03:00 | FR | 42796.2567
2018-04-16 04:00 | FR | 41159.0067
2018-04-16 05:00 | FR | 41785.3372
2018-04-16 06:00 | FR | 45966.8677
2018-04-16 07:00 | FR | 51465.9899
2018-04-16 08:00 | FR | 55366.8204
2018-04-16 09:00 | FR | 57227.8313
2018-04-16 10:00 | FR | 57415.6305
2018-04-16 11:00 | FR | 57348.7021
2018-04-16 12:00 | FR | 57711.3145
2018-04-16 13:00 | FR | 57504.5355
2018-04-16 14:00 | FR | 55911.2385
2018-04-16 15:00 | FR | 53735.564
2018-04-16 16:00 | FR | 52115.2959
2018-04-16 17:00 | FR | 50707.8003
2018-04-16 18:00 | FR | 49932.6289
2018-04-16 19:00 | FR | 52299.0994
2018-04-16 20:00 | FR | 52143.266
2018-04-16 21:00 | FR | 51811.6205
2018-04-16 22:00 | FR | 50684.8249
2018-04-16 23:00 | FR | 53286.0445
2018-04-17 | FR | 52754.6125
2018-04-17 01:00 | FR | 48279.3959
2018-04-17 02:00 | FR | 46988.7754
2018-04-17 03:00 | FR | 45073.8223
2018-04-17 04:00 | FR | 43558.442
2018-04-17 05:00 | FR | 44149.8099
2018-04-17 06:00 | FR | 47692.0238
2018-04-17 07:00 | FR | 52893.4641
2018-04-17 08:00 | FR | 56430.6833
2018-04-17 09:00 | FR | 57563.4725
2018-04-17 10:00 | FR | 56999.0758
2018-04-17 11:00 | FR | 56352.7666
2018-04-17 12:00 | FR | 56222.9054
2018-04-17 13:00 | FR | 55767.3923
2018-04-17 14:00 | FR | 54222.0441
2018-04-17 15:00 | FR | 52718.651
2018-04-17 16:00 | FR | 50986.5024
2018-04-17 17:00 | FR | 49226.3837
2018-04-17 18:00 | FR | 48575.0799
2018-04-17 19:00 | FR | 50210.332
2018-04-17 20:00 | FR | 49546.0421
2018-04-17 21:00 | FR | 49423.1734
2018-04-17 22:00 | FR | 48675.972
2018-04-17 23:00 | FR | 51155.322
2018-04-18 | FR | 50339.1943
2018-04-18 01:00 | FR | 45669.1859
2018-04-18 02:00 | FR | 44295.654
2018-04-18 03:00 | FR | 42214.8781
2018-04-18 04:00 | FR | 40535.6729
2018-04-18 05:00 | FR | 40615.5875
2018-04-18 06:00 | FR | 43833.1484
2018-04-18 07:00 | FR | 47991.7034
2018-04-18 08:00 | FR | 51281.1874
2018-04-18 09:00 | FR | 53090.2538
2018-04-18 10:00 | FR | 53432.8876
2018-04-18 11:00 | FR | 53286.0445
2018-04-18 12:00 | FR | 53735.564
2018-04-18 13:00 | FR | 53757.5405
2018-04-18 14:00 | FR | 52481.904
2018-04-18 15:00 | FR | 51058.4255
2018-04-18 16:00 | FR | 49539.0495
2018-04-18 17:00 | FR | 48023.6693
2018-04-18 18:00 | FR | 47413.3216
2018-04-18 19:00 | FR | 48567.0884
2018-04-18 20:00 | FR | 47878.8241
2018-04-18 21:00 | FR | 47502.2266
2018-04-18 22:00 | FR | 46789.9879
2018-04-18 23:00 | FR | 49424.1723
2018-04-19 | FR | 48602.0511
2018-04-19 01:00 | FR | 44024.9434
2018-04-19 02:00 | FR | 42517.5546
2018-04-19 03:00 | FR | 40153.0819
2018-04-19 04:00 | FR | 38391.9642
2018-04-19 05:00 | FR | 38388.9674
2018-04-19 06:00 | FR | 41142.0248
2018-04-19 07:00 | FR | 45457.4122
2018-04-19 08:00 | FR | 48587.0671
2018-04-19 09:00 | FR | 50553.9647
2018-04-19 10:00 | FR | 51820.6109
2018-04-19 11:00 | FR | 51842.5874
2018-04-19 12:00 | FR | 53074.2709
2018-04-19 13:00 | FR | 53129.2121
2018-04-19 14:00 | FR | 52016.4016
2018-04-19 15:00 | FR | 50806.6946
2018-04-19 16:00 | FR | 49490.1019
2018-04-19 17:00 | FR | 47910.7899
2018-04-19 18:00 | FR | 47522.2053
2018-04-19 19:00 | FR | 48766.8749
2018-04-19 20:00 | FR | 47551.1743
2018-04-19 21:00 | FR | 46816.9591
2018-04-19 22:00 | FR | 46458.3424
2018-04-19 23:00 | FR | 49144.4713
2018-04-20 | FR | 48390.2774
2018-04-20 01:00 | FR | 43453.5541
2018-04-20 02:00 | FR | 42109.9902
2018-04-20 03:00 | FR | 39521.7567
2018-04-20 04:00 | FR | 37795.6017
2018-04-20 05:00 | FR | 37999.3839
2018-04-20 06:00 | FR | 41178.9853
2018-04-20 07:00 | FR | 45551.3119
2018-04-20 08:00 | FR | 49264.3432
2018-04-20 09:00 | FR | 51280.1885
2018-04-20 10:00 | FR | 52221.1827
2018-04-20 11:00 | FR | 52589.7887
2018-04-20 12:00 | FR | 53262.0701
2018-04-20 13:00 | FR | 53657.6473
2018-04-20 14:00 | FR | 52162.2457
2018-04-20 15:00 | FR | 50837.6615
2018-04-20 16:00 | FR | 49361.2396
2018-04-20 17:00 | FR | 47747.964
2018-04-20 18:00 | FR | 47630.09
2018-04-20 19:00 | FR | 48245.4322
2018-04-20 20:00 | FR | 47209.5395
2018-04-20 21:00 | FR | 46673.1128
2018-04-20 22:00 | FR | 46091.7342
2018-04-20 23:00 | FR | 48647.003
2018-04-21 | FR | 47727.9853
2018-04-21 01:00 | FR | 42645.4179
2018-04-21 02:00 | FR | 40723.4722
2018-04-21 03:00 | FR | 38105.2707
2018-04-21 04:00 | FR | 35982.5396
2018-04-21 05:00 | FR | 35376.1877
2018-04-21 06:00 | FR | 36295.2054
2018-04-21 07:00 | FR | 36790.6758
2018-04-21 08:00 | FR | 38864.4592
2018-04-21 09:00 | FR | 42018.0884
2018-04-21 10:00 | FR | 43931.0437
2018-04-21 11:00 | FR | 44703.2184
2018-04-21 12:00 | FR | 45991.841
2018-04-21 13:00 | FR | 47309.4327
2018-04-21 14:00 | FR | 45010.8895
2018-04-21 15:00 | FR | 43668.3245
2018-04-21 16:00 | FR | 42347.7361
2018-04-21 17:00 | FR | 41301.854
2018-04-21 18:00 | FR | 41326.8273
2018-04-21 19:00 | FR | 42148.9485
2018-04-21 20:00 | FR | 41817.303
2018-04-21 21:00 | FR | 41760.3639
2018-04-21 22:00 | FR | 42069.034
2018-04-21 23:00 | FR | 45338.5393
2018-04-22 | FR | 44873.0369
2018-04-22 01:00 | FR | 40375.8437
2018-04-22 02:00 | FR | 38747.5841
2018-04-22 03:00 | FR | 36073.4424
2018-04-22 04:00 | FR | 34005.6526
2018-04-22 05:00 | FR | 32940.7908
2018-04-22 06:00 | FR | 33313.3925
2018-04-22 07:00 | FR | 32838.8997
2018-04-22 08:00 | FR | 34234.4081
2018-04-22 09:00 | FR | 36906.5519
2018-04-22 10:00 | FR | 39343.9467
2018-04-22 11:00 | FR | 40959.2202
2018-04-22 12:00 | FR | 42496.577
2018-04-22 13:00 | FR | 44119.8419
2018-04-22 14:00 | FR | 41141.0259
2018-04-22 15:00 | FR | 39275.0204
2018-04-22 16:00 | FR | 38126.2483
2018-04-22 17:00 | FR | 37324.1056
2018-04-22 18:00 | FR | 38061.3177
2018-04-22 19:00 | FR | 40190.0423
2018-04-22 20:00 | FR | 41042.1316
2018-04-22 21:00 | FR | 41994.114
2018-04-22 22:00 | FR | 42175.9197
2018-04-22 23:00 | FR | 44867.0433
2018-04-23 | FR | 44266.685
2018-04-23 01:00 | FR | 39882.3712
2018-04-23 02:00 | FR | 38537.8084
2018-04-23 03:00 | FR | 36132.3794
2018-04-23 04:00 | FR | 34795.808
2018-04-23 05:00 | FR | 35067.5176
2018-04-23 06:00 | FR | 38212.1564
2018-04-23 07:00 | FR | 42210.8823
2018-04-23 08:00 | FR | 45965.8688
2018-04-23 09:00 | FR | 48717.9272
2018-04-23 10:00 | FR | 50231.3096
2018-04-23 11:00 | FR | 50958.5323
2018-04-23 12:00 | FR | 51912.5126
2018-04-23 13:00 | FR | 52176.2307
2018-04-23 14:00 | FR | 51083.3988
2018-04-23 15:00 | FR | 49895.6684
2018-04-23 16:00 | FR | 48429.2358
2018-04-23 17:00 | FR | 47120.6345
2018-04-23 18:00 | FR | 46600.1908
2018-04-23 19:00 | FR | 48174.508
2018-04-23 20:00 | FR | 47556.169
2018-04-23 21:00 | FR | 46315.4951
2018-04-23 22:00 | FR | 45905.9328
2018-04-23 23:00 | FR | 48550.1066
2018-04-24 | FR | 47642.0771
2018-04-24 01:00 | FR | 42627.4371
2018-04-24 02:00 | FR | 41360.791
2018-04-24 03:00 | FR | 39104.203
2018-04-24 04:00 | FR | 37655.7512
2018-04-24 05:00 | FR | 37824.5707
2018-04-24 06:00 | FR | 40589.6153
2018-04-24 07:00 | FR | 44549.3828
2018-04-24 08:00 | FR | 48406.2603
2018-04-24 09:00 | FR | 50502.0203
2018-04-24 10:00 | FR | 51574.8735
2018-04-24 11:00 | FR | 51941.4817
2018-04-24 12:00 | FR | 52858.5015
2018-04-24 13:00 | FR | 52759.6072
2018-04-24 14:00 | FR | 51646.7966
2018-04-24 15:00 | FR | 50369.1623
2018-04-24 16:00 | FR | 49100.5183
2018-04-24 17:00 | FR | 47531.1957
2018-04-24 18:00 | FR | 47002.7605
2018-04-24 19:00 | FR | 48449.2144
2018-04-24 20:00 | FR | 47665.0526
2018-04-24 21:00 | FR | 46519.2773
2018-04-24 22:00 | FR | 46310.5004
2018-04-24 23:00 | FR | 49098.5204
2018-04-25 | FR | 47840.8647
2018-04-25 01:00 | FR | 43085.947
2018-04-25 02:00 | FR | 41373.7771
2018-04-25 03:00 | FR | 39447.8357
2018-04-25 04:00 | FR | 37774.6241
2018-04-25 05:00 | FR | 37819.576
2018-04-25 06:00 | FR | 40676.5224
2018-04-25 07:00 | FR | 44508.4266
2018-04-25 08:00 | FR | 48812.8258
2018-04-25 09:00 | FR | 51380.0817
2018-04-25 10:00 | FR | 52508.8752
2018-04-25 11:00 | FR | 53053.2933
2018-04-25 12:00 | FR | 54045.233
2018-04-25 13:00 | FR | 54244.0206
2018-04-25 14:00 | FR | 52801.5624
2018-04-25 15:00 | FR | 51621.8233
2018-04-25 16:00 | FR | 50227.3139
2018-04-25 17:00 | FR | 48628.0233
2018-04-25 18:00 | FR | 48474.1877
2018-04-25 19:00 | FR | 49994.5627
2018-04-25 20:00 | FR | 49490.1019
2018-04-25 21:00 | FR | 47852.8518
2018-04-25 22:00 | FR | 47668.0494
2018-04-25 23:00 | FR | 50290.2466
2018-04-26 | FR | 49137.4788
2018-04-26 01:00 | FR | 44238.7149
2018-04-26 02:00 | FR | 43073.9598
2018-04-26 03:00 | FR | 40730.4647
2018-04-26 04:00 | FR | 39400.8858
2018-04-26 05:00 | FR | 39448.8346
2018-04-26 06:00 | FR | 42666.3955
2018-04-26 07:00 | FR | 46499.2986
2018-04-26 08:00 | FR | 50343.19
2018-04-26 09:00 | FR | 52643.7311
2018-04-26 10:00 | FR | 53549.7626
2018-04-26 11:00 | FR | 54011.2693
2018-04-26 12:00 | FR | 54615.6234
2018-04-26 13:00 | FR | 54768.46
2018-04-26 14:00 | FR | 53360.9644
2018-04-26 15:00 | FR | 51874.5532
2018-04-26 16:00 | FR | 50277.2605
2018-04-26 17:00 | FR | 48945.6838
2018-04-26 18:00 | FR | 48468.1941
2018-04-26 19:00 | FR | 49688.8894
2018-04-26 20:00 | FR | 49358.2428
2018-04-26 21:00 | FR | 48254.4226
2018-04-26 22:00 | FR | 48077.6116
2018-04-26 23:00 | FR | 50907.5868
2018-04-27 | FR | 49887.6769
2018-04-27 01:00 | FR | 44924.9813
2018-04-27 02:00 | FR | 43707.2829
2018-04-27 03:00 | FR | 41588.5475
2018-04-27 04:00 | FR | 40093.1459
2018-04-27 05:00 | FR | 40465.7477
2018-04-27 06:00 | FR | 43684.3075
2018-04-27 07:00 | FR | 47233.5138
2018-04-27 08:00 | FR | 51068.4149
2018-04-27 09:00 | FR | 53373.9506
2018-04-27 10:00 | FR | 53872.4178
2018-04-27 11:00 | FR | 53854.437
2018-04-27 12:00 | FR | 54420.8316
2018-04-27 13:00 | FR | 54478.7697
2018-04-27 14:00 | FR | 52621.7545
2018-04-27 15:00 | FR | 51179.2963
2018-04-27 16:00 | FR | 49557.0303
2018-04-27 17:00 | FR | 47882.8198
2018-04-27 18:00 | FR | 47947.7504
2018-04-27 19:00 | FR | 49148.467
2018-04-27 20:00 | FR | 48743.8994
2018-04-27 21:00 | FR | 47705.0099
2018-04-27 22:00 | FR | 47600.122
2018-04-27 23:00 | FR | 50296.2402
2018-04-28 | FR | 49334.2684
2018-04-28 01:00 | FR | 44292.6572
2018-04-28 02:00 | FR | 42425.6528
2018-04-28 03:00 | FR | 39929.321
2018-04-28 04:00 | FR | 37924.4639
2018-04-28 05:00 | FR | 37166.2743
2018-04-28 06:00 | FR | 38260.1052
2018-04-28 07:00 | FR | 38703.6311
2018-04-28 08:00 | FR | 40954.2255
2018-04-28 09:00 | FR | 44021.9466
2018-04-28 10:00 | FR | 46006.825
2018-04-28 11:00 | FR | 46729.053
2018-04-28 12:00 | FR | 47769.9405
2018-04-28 13:00 | FR | 49496.0954
2018-04-28 14:00 | FR | 46571.2217
2018-04-28 15:00 | FR | 44883.0262
2018-04-28 16:00 | FR | 43160.8669
2018-04-28 17:00 | FR | 41985.1236
2018-04-28 18:00 | FR | 42038.0671
2018-04-28 19:00 | FR | 43795.1889
2018-04-28 20:00 | FR | 44127.8334
2018-04-28 21:00 | FR | 43647.347
2018-04-28 22:00 | FR | 44422.5184
2018-04-28 23:00 | FR | 47890.8113
2018-04-29 | FR | 47734.9778
2018-04-29 01:00 | FR | 43123.9064
2018-04-29 02:00 | FR | 41479.6639
2018-04-29 03:00 | FR | 38792.5361
2018-04-29 04:00 | FR | 36632.8445
2018-04-29 05:00 | FR | 35845.6859
2018-04-29 06:00 | FR | 36221.2844
2018-04-29 07:00 | FR | 35715.8247
2018-04-29 08:00 | FR | 37379.0469
2018-04-29 09:00 | FR | 40226.0039
2018-04-29 10:00 | FR | 43066.9673
2018-04-29 11:00 | FR | 44945.9589
2018-04-29 12:00 | FR | 47064.6943
2018-04-29 13:00 | FR | 48865.7692
2018-04-29 14:00 | FR | 45560.3023
2018-04-29 15:00 | FR | 43611.3854
2018-04-29 16:00 | FR | 42145.9517
2018-04-29 17:00 | FR | 41736.3895
2018-04-29 18:00 | FR | 42523.5481
2018-04-29 19:00 | FR | 45266.6162
2018-04-29 20:00 | FR | 46715.068
2018-04-29 21:00 | FR | 46351.4566
2018-04-29 22:00 | FR | 46354.4534
2018-04-29 23:00 | FR | 49639.9417
2018-04-30 | FR | 49091.5279
2018-04-30 01:00 | FR | 44840.0721
2018-04-30 02:00 | FR | 43602.395
2018-04-30 03:00 | FR | 41238.9212
2018-04-30 04:00 | FR | 39477.8036
2018-04-30 05:00 | FR | 39640.6296
2018-04-30 06:00 | FR | 42424.6539
2018-04-30 07:00 | FR | 46134.6883
2018-04-30 08:00 | FR | 50358.174
2018-04-30 09:00 | FR | 53294.036
2018-04-30 10:00 | FR | 55024.1867
2018-04-30 11:00 | FR | 55968.1777
2018-04-30 12:00 | FR | 57222.8366
2018-04-30 13:00 | FR | 58433.5425
2018-04-30 14:00 | FR | 56540.5659
2018-04-30 15:00 | FR | 54859.3628
2018-04-30 16:00 | FR | 53196.1406
2018-04-30 17:00 | FR | 51945.4774
2018-04-30 18:00 | FR | 51997.4219
2018-04-30 19:00 | FR | 54085.1903
2018-04-30 20:00 | FR | 54021.2587
2018-04-30 21:00 | FR | 52209.1955
2018-04-30 22:00 | FR | 51611.834
2018-04-30 23:00 | FR | 54639.5977
2018-05-01 | FR | 53374.9495
2018-05-01 01:00 | FR | 48478.1835
2018-05-01 02:00 | FR | 46586.2057
2018-05-01 03:00 | FR | 44267.6839
2018-05-01 04:00 | FR | 42179.9154
2018-05-01 05:00 | FR | 41266.8913
2018-05-01 06:00 | FR | 41975.1343
2018-05-01 07:00 | FR | 41988.1204
2018-05-01 08:00 | FR | 43592.4057
2018-05-01 09:00 | FR | 45531.3332
2018-05-01 10:00 | FR | 47065.6932
2018-05-01 11:00 | FR | 47744.9672
2018-05-01 12:00 | FR | 49012.6122
2018-05-01 13:00 | FR | 50303.2327
2018-05-01 14:00 | FR | 46961.8043
2018-05-01 15:00 | FR | 44449.4896
2018-05-01 16:00 | FR | 42639.4243
2018-05-01 17:00 | FR | 41521.6191
2018-05-01 18:00 | FR | 42381.6998
2018-05-01 19:00 | FR | 45285.5959
2018-05-01 20:00 | FR | 46682.1032
2018-05-01 21:00 | FR | 46790.9868
2018-05-01 22:00 | FR | 47667.0504
2018-05-01 23:00 | FR | 50860.6369
2018-05-02 | FR | 50294.2423
2018-05-02 01:00 | FR | 46047.7812
2018-05-02 02:00 | FR | 45047.85
2018-05-02 03:00 | FR | 43073.9598
2018-05-02 04:00 | FR | 41645.4867
2018-05-02 05:00 | FR | 42837.2129
2018-05-02 06:00 | FR | 47155.5971
2018-05-02 07:00 | FR | 52173.234
2018-05-02 08:00 | FR | 56581.5221
2018-05-02 09:00 | FR | 58491.4806
2018-05-02 10:00 | FR | 58559.408
2018-05-02 11:00 | FR | 58180.8127
2018-05-02 12:00 | FR | 58941.0001
2018-05-02 13:00 | FR | 58859.0877
2018-05-02 14:00 | FR | 57212.8473
2018-05-02 15:00 | FR | 55107.0981
2018-05-02 16:00 | FR | 53635.6708
2018-05-02 17:00 | FR | 52128.282
2018-05-02 18:00 | FR | 52005.4133
2018-05-02 19:00 | FR | 54252.012
2018-05-02 20:00 | FR | 54164.106
2018-05-02 21:00 | FR | 52249.1528
2018-05-02 22:00 | FR | 51950.4721
2018-05-02 23:00 | FR | 54725.5059
2018-05-03 | FR | 53523.7904
2018-05-03 01:00 | FR | 48701.9443
2018-05-03 02:00 | FR | 47119.6356
2018-05-03 03:00 | FR | 44852.0593
2018-05-03 04:00 | FR | 43137.8915
2018-05-03 05:00 | FR | 43504.4996
2018-05-03 06:00 | FR | 46662.1246
2018-05-03 07:00 | FR | 51008.4789
2018-05-03 08:00 | FR | 55273.9197
2018-05-03 09:00 | FR | 57124.9413
2018-05-03 10:00 | FR | 57362.6871
2018-05-03 11:00 | FR | 57064.0064
2018-05-03 12:00 | FR | 57631.3999
2018-05-03 13:00 | FR | 57268.7875
2018-05-03 14:00 | FR | 55651.5161
2018-05-03 15:00 | FR | 53716.5843
2018-05-03 16:00 | FR | 52118.2927
2018-05-03 17:00 | FR | 50783.7192
2018-05-03 18:00 | FR | 50419.1089
2018-05-03 19:00 | FR | 52410.9798
2018-05-03 20:00 | FR | 51994.4251
2018-05-03 21:00 | FR | 50283.2541
2018-05-03 22:00 | FR | 50617.8964
2018-05-03 23:00 | FR | 53584.7253
2018-05-04 | FR | 52805.5581
2018-05-04 01:00 | FR | 47909.791
2018-05-04 02:00 | FR | 46454.3467
2018-05-04 03:00 | FR | 44337.6092
2018-05-04 04:00 | FR | 42765.2898
2018-05-04 05:00 | FR | 43082.9502
2018-05-04 06:00 | FR | 46245.5698
2018-05-04 07:00 | FR | 50519.0021
2018-05-04 08:00 | FR | 54731.4995
2018-05-04 09:00 | FR | 56367.7506
2018-05-04 10:00 | FR | 56409.7057
2018-05-04 11:00 | FR | 56050.0901
2018-05-04 12:00 | FR | 56038.1029
2018-05-04 13:00 | FR | 55644.5236
2018-05-04 14:00 | FR | 53862.4284
2018-05-04 15:00 | FR | 51952.4699
2018-05-04 16:00 | FR | 50184.3598
2018-05-04 17:00 | FR | 48291.3831
2018-05-04 18:00 | FR | 47925.7739
2018-05-04 19:00 | FR | 49079.5407
2018-05-04 20:00 | FR | 48773.8674
2018-05-04 21:00 | FR | 47243.5032
2018-05-04 22:00 | FR | 48141.5433
2018-05-04 23:00 | FR | 51326.1394
2018-05-05 | FR | 50454.0715
2018-05-05 01:00 | FR | 45502.3642
2018-05-05 02:00 | FR | 43797.1868
2018-05-05 03:00 | FR | 41126.0419
2018-05-05 04:00 | FR | 39009.3044
2018-05-05 05:00 | FR | 38487.8617
2018-05-05 06:00 | FR | 39307.9851
2018-05-05 07:00 | FR | 40348.8726
2018-05-05 08:00 | FR | 42794.2588
2018-05-05 09:00 | FR | 45407.4656
2018-05-05 10:00 | FR | 47125.6292
2018-05-05 11:00 | FR | 47087.6697
2018-05-05 12:00 | FR | 47692.0238
2018-05-05 13:00 | FR | 48954.6742
2018-05-05 14:00 | FR | 46186.6328
2018-05-05 15:00 | FR | 44376.5675
2018-05-05 16:00 | FR | 42514.5578
2018-05-05 17:00 | FR | 41249.9095
2018-05-05 18:00 | FR | 41505.6362
2018-05-05 19:00 | FR | 42710.3485
2018-05-05 20:00 | FR | 42421.6571
2018-05-05 21:00 | FR | 41790.3319
2018-05-05 22:00 | FR | 43114.9161
2018-05-05 23:00 | FR | 46815.9601
2018-05-06 | FR | 46515.2815
2018-05-06 01:00 | FR | 41773.35
2018-05-06 02:00 | FR | 39886.3669
2018-05-06 03:00 | FR | 37351.0768
2018-05-06 04:00 | FR | 35203.3724
2018-05-06 05:00 | FR | 34357.2768
2018-05-06 06:00 | FR | 34533.0889
2018-05-06 07:00 | FR | 34106.5448
2018-05-06 08:00 | FR | 36006.514
2018-05-06 09:00 | FR | 38405.9493
2018-05-06 10:00 | FR | 40586.6185
2018-05-06 11:00 | FR | 41724.4023
2018-05-06 12:00 | FR | 42936.1072
2018-05-06 13:00 | FR | 44661.2632
2018-05-06 14:00 | FR | 41572.5646
2018-05-06 15:00 | FR | 39925.3253
2018-05-06 16:00 | FR | 38521.8254
2018-05-06 17:00 | FR | 37513.9028
2018-05-06 18:00 | FR | 37973.4116
2018-05-06 19:00 | FR | 40075.1651
2018-05-06 20:00 | FR | 40910.2725
2018-05-06 21:00 | FR | 40749.4444
2018-05-06 22:00 | FR | 42329.7553
2018-05-06 23:00 | FR | 45704.1485
2018-05-07 | FR | 44812.102
2018-05-07 01:00 | FR | 40136.1
2018-05-07 02:00 | FR | 38635.7037
2018-05-07 03:00 | FR | 36082.4328
2018-05-07 04:00 | FR | 34477.1486
2018-05-07 05:00 | FR | 34704.9052
2018-05-07 06:00 | FR | 37267.1665
2018-05-07 07:00 | FR | 40529.6793
2018-05-07 08:00 | FR | 44261.6903
2018-05-07 09:00 | FR | 46778.9997
2018-05-07 10:00 | FR | 47902.7985
2018-05-07 11:00 | FR | 48693.9528
2018-05-07 12:00 | FR | 49774.7976
2018-05-07 13:00 | FR | 50770.733
2018-05-07 14:00 | FR | 49285.3207
2018-05-07 15:00 | FR | 47881.8209
2018-05-07 16:00 | FR | 46575.2175
2018-05-07 17:00 | FR | 45508.3578
2018-05-07 18:00 | FR | 45397.4763
2018-05-07 19:00 | FR | 46208.6093
2018-05-07 20:00 | FR | 45655.2008
2018-05-07 21:00 | FR | 43538.4633
2018-05-07 22:00 | FR | 44297.6519
2018-05-07 23:00 | FR | 47217.5309
2018-05-08 | FR | 46029.8004
2018-05-08 01:00 | FR | 40872.3131
2018-05-08 02:00 | FR | 39389.8976
2018-05-08 03:00 | FR | 37062.3854
2018-05-08 04:00 | FR | 35056.5294
2018-05-08 05:00 | FR | 34204.4401
2018-05-08 06:00 | FR | 34750.8561
2018-05-08 07:00 | FR | 34867.7312
2018-05-08 08:00 | FR | 36906.5519
2018-05-08 09:00 | FR | 39781.479
2018-05-08 10:00 | FR | 42153.9432
2018-05-08 11:00 | FR | 43343.6715
2018-05-08 12:00 | FR | 44857.0539
2018-05-08 13:00 | FR | 46669.1171
2018-05-08 14:00 | FR | 43898.079
2018-05-08 15:00 | FR | 42442.6346
2018-05-08 16:00 | FR | 41126.0419
2018-05-08 17:00 | FR | 40049.1929
2018-05-08 18:00 | FR | 40360.8598
2018-05-08 19:00 | FR | 42109.9902
2018-05-08 20:00 | FR | 42386.6944
2018-05-08 21:00 | FR | 41647.4845
2018-05-08 22:00 | FR | 42675.3859
2018-05-08 23:00 | FR | 46092.7332
2018-05-09 | FR | 45254.629
2018-05-09 01:00 | FR | 40377.8416
2018-05-09 02:00 | FR | 38884.4379
2018-05-09 03:00 | FR | 36569.9118
2018-05-09 04:00 | FR | 34978.6126
2018-05-09 05:00 | FR | 34871.7269
2018-05-09 06:00 | FR | 37160.2807
2018-05-09 07:00 | FR | 39893.3595
2018-05-09 08:00 | FR | 43656.3373
2018-05-09 09:00 | FR | 46470.3296
2018-05-09 10:00 | FR | 47987.7077
2018-05-09 11:00 | FR | 48590.0639
2018-05-09 12:00 | FR | 50006.5498
2018-05-09 13:00 | FR | 50406.1228
2018-05-09 14:00 | FR | 48981.6453
2018-05-09 15:00 | FR | 47517.2106
2018-05-09 16:00 | FR | 46241.5741
2018-05-09 17:00 | FR | 44940.9643
2018-05-09 18:00 | FR | 44673.2504
2018-05-09 19:00 | FR | 45858.983
2018-05-09 20:00 | FR | 45193.6941
2018-05-09 21:00 | FR | 43432.5765
2018-05-09 22:00 | FR | 44180.7768
2018-05-09 23:00 | FR | 47281.4626
2018-05-10 | FR | 46148.6734
2018-05-10 01:00 | FR | 41242.917
2018-05-10 02:00 | FR | 39743.5196
2018-05-10 03:00 | FR | 37353.0747
2018-05-10 04:00 | FR | 35310.2582
2018-05-10 05:00 | FR | 34771.8337
2018-05-10 06:00 | FR | 35315.2528
2018-05-10 07:00 | FR | 35618.9282
2018-05-10 08:00 | FR | 37688.7159
2018-05-10 09:00 | FR | 40266.9601
2018-05-10 10:00 | FR | 42639.4243
2018-05-10 11:00 | FR | 43717.2722
2018-05-10 12:00 | FR | 45436.4347
2018-05-10 13:00 | FR | 46931.8363
2018-05-10 14:00 | FR | 44189.7672
2018-05-10 15:00 | FR | 42315.7702
2018-05-10 16:00 | FR | 40923.2586
2018-05-10 17:00 | FR | 39678.589
2018-05-10 18:00 | FR | 40193.0391
2018-05-10 19:00 | FR | 42141.956
2018-05-10 20:00 | FR | 42511.561
2018-05-10 21:00 | FR | 41639.4931
2018-05-10 22:00 | FR | 43059.9748
2018-05-10 23:00 | FR | 46663.1235
2018-05-11 | FR | 45974.8592
2018-05-11 01:00 | FR | 41212.949
2018-05-11 02:00 | FR | 39706.5591
2018-05-11 03:00 | FR | 37654.7522
2018-05-11 04:00 | FR | 36180.3282
2018-05-11 05:00 | FR | 36437.0538
2018-05-11 06:00 | FR | 38819.5073
2018-05-11 07:00 | FR | 41535.6041
2018-05-11 08:00 | FR | 44912.9942
2018-05-11 09:00 | FR | 46929.8384
2018-05-11 10:00 | FR | 48037.6543
2018-05-11 11:00 | FR | 48289.3853
2018-05-11 12:00 | FR | 49219.3912
2018-05-11 13:00 | FR | 50008.5477
2018-05-11 14:00 | FR | 47868.8348
2018-05-11 15:00 | FR | 46616.1737
2018-05-11 16:00 | FR | 45142.7486
2018-05-11 17:00 | FR | 43975.9957
2018-05-11 18:00 | FR | 44147.812
2018-05-11 19:00 | FR | 45349.5276
2018-05-11 20:00 | FR | 44897.0112
2018-05-11 21:00 | FR | 43272.7474
2018-05-11 22:00 | FR | 44432.5077
2018-05-11 23:00 | FR | 47578.1455
2018-05-12 | FR | 46646.1417
2018-05-12 01:00 | FR | 41286.87
2018-05-12 02:00 | FR | 39618.6531
2018-05-12 03:00 | FR | 37135.3074
2018-05-12 04:00 | FR | 35161.4173
2018-05-12 05:00 | FR | 34615.0013
2018-05-12 06:00 | FR | 35377.1866
2018-05-12 07:00 | FR | 35774.7617
2018-05-12 08:00 | FR | 38120.2547
2018-05-12 09:00 | FR | 41242.917
2018-05-12 10:00 | FR | 43584.4142
2018-05-12 11:00 | FR | 44658.2664
2018-05-12 12:00 | FR | 46212.605
2018-05-12 13:00 | FR | 48085.6031
2018-05-12 14:00 | FR | 45518.3471
2018-05-12 15:00 | FR | 43928.0469
2018-05-12 16:00 | FR | 42624.4403
2018-05-12 17:00 | FR | 41742.3831
2018-05-12 18:00 | FR | 42217.8749
2018-05-12 19:00 | FR | 43795.1889
2018-05-12 20:00 | FR | 44063.9017
2018-05-12 21:00 | FR | 42880.167
2018-05-12 22:00 | FR | 43692.2989
2018-05-12 23:00 | FR | 47135.6185
2018-05-13 | FR | 46649.1385
2018-05-13 01:00 | FR | 41955.1557
2018-05-13 02:00 | FR | 40270.9559
2018-05-13 03:00 | FR | 37679.7255
2018-05-13 04:00 | FR | 35678.8642
2018-05-13 05:00 | FR | 34933.6607
2018-05-13 06:00 | FR | 34986.6041
2018-05-13 07:00 | FR | 34743.8636
2018-05-13 08:00 | FR | 36380.1146
2018-05-13 09:00 | FR | 39055.2553
2018-05-13 10:00 | FR | 41605.5294
2018-05-13 11:00 | FR | 43643.3512
2018-05-13 12:00 | FR | 45721.1304
2018-05-13 13:00 | FR | 47642.0771
2018-05-13 14:00 | FR | 44274.6764
2018-05-13 15:00 | FR | 42414.6645
2018-05-13 16:00 | FR | 41040.1337
2018-05-13 17:00 | FR | 40390.8277
2018-05-13 18:00 | FR | 41283.8732
2018-05-13 19:00 | FR | 43990.9797
2018-05-13 20:00 | FR | 45036.8618
2018-05-13 21:00 | FR | 44116.8451
2018-05-13 22:00 | FR | 44770.1468
2018-05-13 23:00 | FR | 48162.5209
2018-05-14 | FR | 47709.0056
2018-05-14 01:00 | FR | 43371.6417
2018-05-14 02:00 | FR | 42105.9945
2018-05-14 03:00 | FR | 39971.2762
2018-05-14 04:00 | FR | 38323.0379
2018-05-14 05:00 | FR | 39027.2852
2018-05-14 06:00 | FR | 42075.0276
2018-05-14 07:00 | FR | 47419.3152
2018-05-14 08:00 | FR | 52118.2927
2018-05-14 09:00 | FR | 54886.334
2018-05-14 10:00 | FR | 56212.9161
2018-05-14 11:00 | FR | 56710.3844
2018-05-14 12:00 | FR | 57705.3209
2018-05-14 13:00 | FR | 58027.976
2018-05-14 14:00 | FR | 56850.2349
2018-05-14 15:00 | FR | 55117.0874
2018-05-14 16:00 | FR | 53716.5843
2018-05-14 17:00 | FR | 52492.8923
2018-05-14 18:00 | FR | 52341.0546
2018-05-14 19:00 | FR | 54929.2881
2018-05-14 20:00 | FR | 54039.2394
2018-05-14 21:00 | FR | 50968.5216
2018-05-14 22:00 | FR | 50326.2082
2018-05-14 23:00 | FR | 52941.4129
2018-05-15 | FR | 51990.4293
2018-05-15 01:00 | FR | 46997.7658
2018-05-15 02:00 | FR | 45351.5254
2018-05-15 03:00 | FR | 43116.9139
2018-05-15 04:00 | FR | 41470.6735
2018-05-15 05:00 | FR | 41686.4429
2018-05-15 06:00 | FR | 44711.2098
2018-05-15 07:00 | FR | 49863.7025
2018-05-15 08:00 | FR | 54656.5796
2018-05-15 09:00 | FR | 56728.3651
2018-05-15 10:00 | FR | 56905.1762
2018-05-15 11:00 | FR | 57283.7715
2018-05-15 12:00 | FR | 57902.1106
2018-05-15 13:00 | FR | 57306.7469
2018-05-15 14:00 | FR | 55645.5226
2018-05-15 15:00 | FR | 54051.2266
2018-05-15 16:00 | FR | 52400.9905
2018-05-15 17:00 | FR | 50982.5067
2018-05-15 18:00 | FR | 50806.6946
2018-05-15 19:00 | FR | 52357.0375
2018-05-15 20:00 | FR | 51452.0048
2018-05-15 21:00 | FR | 48816.8215
2018-05-15 22:00 | FR | 49022.6015
2018-05-15 23:00 | FR | 51780.6536
2018-05-16 | FR | 50565.9519
2018-05-16 01:00 | FR | 45713.1389
2018-05-16 02:00 | FR | 44032.9348
2018-05-16 03:00 | FR | 41826.2934
2018-05-16 04:00 | FR | 40165.069
2018-05-16 05:00 | FR | 40389.8288
2018-05-16 06:00 | FR | 43216.8071
2018-05-16 07:00 | FR | 47918.7814
2018-05-16 08:00 | FR | 52172.235
2018-05-16 09:00 | FR | 54149.122
2018-05-16 10:00 | FR | 54802.4237
2018-05-16 11:00 | FR | 55143.0596
2018-05-16 12:00 | FR | 55815.341
2018-05-16 13:00 | FR | 55723.4393
2018-05-16 14:00 | FR | 54248.0163
2018-05-16 15:00 | FR | 52762.604
2018-05-16 16:00 | FR | 51248.2227
2018-05-16 17:00 | FR | 49982.5755
2018-05-16 18:00 | FR | 49654.9257
2018-05-16 19:00 | FR | 51508.944
2018-05-16 20:00 | FR | 50587.9284
2018-05-16 21:00 | FR | 48015.6778
2018-05-16 22:00 | FR | 48245.4322
2018-05-16 23:00 | FR | 51169.307
2018-05-17 | FR | 50117.4313
2018-05-17 01:00 | FR | 45254.629
2018-05-17 02:00 | FR | 43713.2765
2018-05-17 03:00 | FR | 41440.7056
2018-05-17 04:00 | FR | 39922.3285
2018-05-17 05:00 | FR | 40007.2377
2018-05-17 06:00 | FR | 42459.6165
2018-05-17 07:00 | FR | 47573.1508
2018-05-17 08:00 | FR | 52008.4101
2018-05-17 09:00 | FR | 53801.4936
2018-05-17 10:00 | FR | 54300.9597
2018-05-17 11:00 | FR | 54442.8081
2018-05-17 12:00 | FR | 55204.9934
2018-05-17 13:00 | FR | 55074.1333
2018-05-17 14:00 | FR | 53347.9783
2018-05-17 15:00 | FR | 52200.2051
2018-05-17 16:00 | FR | 50659.8516
2018-05-17 17:00 | FR | 49353.2481
2018-05-17 18:00 | FR | 48991.6346
2018-05-17 19:00 | FR | 50652.859
2018-05-17 20:00 | FR | 49824.7442
2018-05-17 21:00 | FR | 47536.1903
2018-05-17 22:00 | FR | 47883.8188
2018-05-17 23:00 | FR | 50771.732
2018-05-18 | FR | 49828.7399
2018-05-18 01:00 | FR | 44719.2013
2018-05-18 02:00 | FR | 43383.6288
2018-05-18 03:00 | FR | 41107.0622
2018-05-18 04:00 | FR | 39567.7075
2018-05-18 05:00 | FR | 39694.5719
2018-05-18 06:00 | FR | 42354.7286
2018-05-18 07:00 | FR | 47118.6366
2018-05-18 08:00 | FR | 51223.2494
2018-05-18 09:00 | FR | 52858.5015
2018-05-18 10:00 | FR | 53656.6484
2018-05-18 11:00 | FR | 53701.6003
2018-05-18 12:00 | FR | 53962.3217
2018-05-18 13:00 | FR | 53903.3847
2018-05-18 14:00 | FR | 51865.5628
2018-05-18 15:00 | FR | 50473.0512
2018-05-18 16:00 | FR | 48813.8247
2018-05-18 17:00 | FR | 47365.3729
2018-05-18 18:00 | FR | 46879.8918
2018-05-18 19:00 | FR | 47848.8561
2018-05-18 20:00 | FR | 47004.7583
2018-05-18 21:00 | FR | 45267.6151
2018-05-18 22:00 | FR | 46045.7834
2018-05-18 23:00 | FR | 49504.0869
2018-05-19 | FR | 48816.8215
2018-05-19 01:00 | FR | 43358.6555
2018-05-19 02:00 | FR | 41684.445
2018-05-19 03:00 | FR | 39268.0279
2018-05-19 04:00 | FR | 37363.064
2018-05-19 05:00 | FR | 36764.7036
2018-05-19 06:00 | FR | 36834.6288
2018-05-19 07:00 | FR | 37878.5131
2018-05-19 08:00 | FR | 40215.0157
2018-05-19 09:00 | FR | 42961.0805
2018-05-19 10:00 | FR | 45153.7368
2018-05-19 11:00 | FR | 45535.329
2018-05-19 12:00 | FR | 46354.4534
2018-05-19 13:00 | FR | 47231.516
2018-05-19 14:00 | FR | 45051.8457
2018-05-19 15:00 | FR | 43762.2242
2018-05-19 16:00 | FR | 42144.9528
2018-05-19 17:00 | FR | 40850.3366
2018-05-19 18:00 | FR | 40864.3216
2018-05-19 19:00 | FR | 42270.8183
2018-05-19 20:00 | FR | 42100.0009
2018-05-19 21:00 | FR | 41131.0366
2018-05-19 22:00 | FR | 42156.94
2018-05-19 23:00 | FR | 46284.5282
2018-05-20 | FR | 45951.8837
2018-05-20 01:00 | FR | 41237.9223
2018-05-20 02:00 | FR | 39743.5196
2018-05-20 03:00 | FR | 37164.2765
2018-05-20 04:00 | FR | 35245.3276
2018-05-20 05:00 | FR | 34396.2351
2018-05-20 06:00 | FR | 34013.6441
2018-05-20 07:00 | FR | 34214.4295
2018-05-20 08:00 | FR | 35767.7691
2018-05-20 09:00 | FR | 38215.1532
2018-05-20 10:00 | FR | 40198.0338
2018-05-20 11:00 | FR | 41379.7707
2018-05-20 12:00 | FR | 42363.719
2018-05-20 13:00 | FR | 44160.7981
2018-05-20 14:00 | FR | 40973.2053
2018-05-20 15:00 | FR | 39245.0524
2018-05-20 16:00 | FR | 38002.3807
2018-05-20 17:00 | FR | 37120.3235
2018-05-20 18:00 | FR | 37669.7362
2018-05-20 19:00 | FR | 39384.9029
2018-05-20 20:00 | FR | 40207.0242
2018-05-20 21:00 | FR | 40086.1534
2018-05-20 22:00 | FR | 41160.0056
2018-05-20 23:00 | FR | 45340.5372
2018-05-21 | FR | 44701.2205
2018-05-21 01:00 | FR | 39951.2975
2018-05-21 02:00 | FR | 38315.0465
2018-05-21 03:00 | FR | 35849.6816
2018-05-21 04:00 | FR | 33962.6985
2018-05-21 05:00 | FR | 33532.1587
2018-05-21 06:00 | FR | 33782.8907
2018-05-21 07:00 | FR | 34694.9159
2018-05-21 08:00 | FR | 36862.5989
2018-05-21 09:00 | FR | 39763.4983
2018-05-21 10:00 | FR | 42088.0137
2018-05-21 11:00 | FR | 43430.5787
2018-05-21 12:00 | FR | 45173.7155
2018-05-21 13:00 | FR | 46838.9356
2018-05-21 14:00 | FR | 44251.701
2018-05-21 15:00 | FR | 42676.3848
2018-05-21 16:00 | FR | 41143.0237
2018-05-21 17:00 | FR | 40346.8747
2018-05-21 18:00 | FR | 40851.3355
2018-05-21 19:00 | FR | 43138.8904
2018-05-21 20:00 | FR | 43359.6545
2018-05-21 21:00 | FR | 42369.7126
2018-05-21 22:00 | FR | 42710.3485
2018-05-21 23:00 | FR | 46076.7503
2018-05-22 | FR | 45130.7614
2018-05-22 01:00 | FR | 40570.6355
2018-05-22 02:00 | FR | 39259.0375
2018-05-22 03:00 | FR | 36808.6566
2018-05-22 04:00 | FR | 35598.9496
2018-05-22 05:00 | FR | 35988.5332
2018-05-22 06:00 | FR | 38676.6599
2018-05-22 07:00 | FR | 43680.3117
2018-05-22 08:00 | FR | 47943.7547
2018-05-22 09:00 | FR | 50278.2594
2018-05-22 10:00 | FR | 51590.8564
2018-05-22 11:00 | FR | 52111.3002
2018-05-22 12:00 | FR | 53240.0936
2018-05-22 13:00 | FR | 53561.7498
2018-05-22 14:00 | FR | 52428.9606
2018-05-22 15:00 | FR | 51458.9974
2018-05-22 16:00 | FR | 50143.4036
2018-05-22 17:00 | FR | 48710.9347
2018-05-22 18:00 | FR | 48741.9016
2018-05-22 19:00 | FR | 50184.3598
2018-05-22 20:00 | FR | 48968.6592
2018-05-22 21:00 | FR | 46274.5389
2018-05-22 22:00 | FR | 45831.0129
2018-05-22 23:00 | FR | 49056.5652
2018-05-23 | FR | 47609.1124
2018-05-23 01:00 | FR | 42463.6122
2018-05-23 02:00 | FR | 40942.2383
2018-05-23 03:00 | FR | 38711.6226
2018-05-23 04:00 | FR | 37266.1676
2018-05-23 05:00 | FR | 37281.1516
2018-05-23 06:00 | FR | 39218.0812
2018-05-23 07:00 | FR | 43615.3811
2018-05-23 08:00 | FR | 47824.8817
2018-05-23 09:00 | FR | 50224.3171
2018-05-23 10:00 | FR | 51672.7689
2018-05-23 11:00 | FR | 52337.0588
2018-05-23 12:00 | FR | 53218.1171
2018-05-23 13:00 | FR | 53726.5736
2018-05-23 14:00 | FR | 52683.6883
2018-05-23 15:00 | FR | 51347.117
2018-05-23 16:00 | FR | 50151.395
2018-05-23 17:00 | FR | 49002.6229
2018-05-23 18:00 | FR | 48166.5166
2018-05-23 19:00 | FR | 49983.5744
2018-05-23 20:00 | FR | 48722.9219
2018-05-23 21:00 | FR | 46350.4577
2018-05-23 22:00 | FR | 46174.6456
2018-05-23 23:00 | FR | 49154.4606
2018-05-24 | FR | 48074.6148
2018-05-24 01:00 | FR | 43107.9235
2018-05-24 02:00 | FR | 41394.7547
2018-05-24 03:00 | FR | 39409.8762
2018-05-24 04:00 | FR | 37601.8088
2018-05-24 05:00 | FR | 37705.6978
2018-05-24 06:00 | FR | 39688.5783
2018-05-24 07:00 | FR | 44348.5974
2018-05-24 08:00 | FR | 48580.0745
2018-05-24 09:00 | FR | 50739.7661
2018-05-24 10:00 | FR | 51851.5778
2018-05-24 11:00 | FR | 52453.9339
2018-05-24 12:00 | FR | 53463.8545
2018-05-24 13:00 | FR | 53601.7071
2018-05-24 14:00 | FR | 52398.9926
2018-05-24 15:00 | FR | 51572.8757
2018-05-24 16:00 | FR | 50291.2455
2018-05-24 17:00 | FR | 48933.6966
2018-05-24 18:00 | FR | 48724.9197
2018-05-24 19:00 | FR | 49956.6032
2018-05-24 20:00 | FR | 48679.9678
2018-05-24 21:00 | FR | 46003.8282
2018-05-24 22:00 | FR | 45978.8549
2018-05-24 23:00 | FR | 49168.4457
2018-05-25 | FR | 48014.6789
2018-05-25 01:00 | FR | 42998.041
2018-05-25 02:00 | FR | 41434.712
2018-05-25 03:00 | FR | 39049.2617
2018-05-25 04:00 | FR | 37773.6252
2018-05-25 05:00 | FR | 37591.8195
2018-05-25 06:00 | FR | 39781.479
2018-05-25 07:00 | FR | 44451.4874
2018-05-25 08:00 | FR | 48862.7724
2018-05-25 09:00 | FR | 51072.4106
2018-05-25 10:00 | FR | 52341.0546
2018-05-25 11:00 | FR | 52769.5965
2018-05-25 12:00 | FR | 53576.7338
2018-05-25 13:00 | FR | 54042.2362
2018-05-25 14:00 | FR | 52702.6681
2018-05-25 15:00 | FR | 51626.818
2018-05-25 16:00 | FR | 50100.4495
2018-05-25 17:00 | FR | 48604.0489
2018-05-25 18:00 | FR | 48293.381
2018-05-25 19:00 | FR | 49038.5845
2018-05-25 20:00 | FR | 48011.6821
2018-05-25 21:00 | FR | 45714.1378
2018-05-25 22:00 | FR | 45438.4325
2018-05-25 23:00 | FR | 49028.5951
2018-05-26 | FR | 47539.1871
2018-05-26 01:00 | FR | 41921.192
2018-05-26 02:00 | FR | 40193.0391
2018-05-26 03:00 | FR | 37411.0127
2018-05-26 04:00 | FR | 35518.0361
2018-05-26 05:00 | FR | 34857.7418
2018-05-26 06:00 | FR | 34901.6949
2018-05-26 07:00 | FR | 35864.6656
2018-05-26 08:00 | FR | 38360.9973
2018-05-26 09:00 | FR | 41508.633
2018-05-26 10:00 | FR | 43925.0501
2018-05-26 11:00 | FR | 44878.0315
2018-05-26 12:00 | FR | 46160.6606
2018-05-26 13:00 | FR | 48021.6714
2018-05-26 14:00 | FR | 45358.518
2018-05-26 15:00 | FR | 43666.3267
2018-05-26 16:00 | FR | 42377.704
2018-05-26 17:00 | FR | 41491.6511
2018-05-26 18:00 | FR | 41773.35
2018-05-26 19:00 | FR | 42776.278
2018-05-26 20:00 | FR | 42149.9475
2018-05-26 21:00 | FR | 41024.1508
2018-05-26 22:00 | FR | 41458.6863
2018-05-26 23:00 | FR | 45423.4485
2018-05-27 | FR | 44822.0913
2018-05-27 01:00 | FR | 39856.399
2018-05-27 02:00 | FR | 38185.1853
2018-05-27 03:00 | FR | 35514.0404
2018-05-27 04:00 | FR | 33509.1833
2018-05-27 05:00 | FR | 32528.2318
2018-05-27 06:00 | FR | 31809.0005
2018-05-27 07:00 | FR | 31990.8062
2018-05-27 08:00 | FR | 33685.9943
2018-05-27 09:00 | FR | 36608.8701
2018-05-27 10:00 | FR | 39359.9296
2018-05-27 11:00 | FR | 41110.059
2018-05-27 12:00 | FR | 42533.5375
2018-05-27 13:00 | FR | 44096.8665
2018-05-27 14:00 | FR | 41248.9106
2018-05-27 15:00 | FR | 39717.5474
2018-05-27 16:00 | FR | 38825.5009
2018-05-27 17:00 | FR | 38169.2023
2018-05-27 18:00 | FR | 38851.4731
2018-05-27 19:00 | FR | 40839.3483
2018-05-27 20:00 | FR | 41583.5529
2018-05-27 21:00 | FR | 41089.0814
2018-05-27 22:00 | FR | 41445.7002
2018-05-27 23:00 | FR | 45178.7101
2018-05-28 | FR | 44161.7971
2018-05-28 01:00 | FR | 39506.7727
2018-05-28 02:00 | FR | 37808.5878
2018-05-28 03:00 | FR | 35731.8076
2018-05-28 04:00 | FR | 34395.2362
2018-05-28 05:00 | FR | 34704.9052
2018-05-28 06:00 | FR | 37127.316
2018-05-28 07:00 | FR | 41892.2229
2018-05-28 08:00 | FR | 46403.4011
2018-05-28 09:00 | FR | 49253.3549
2018-05-28 10:00 | FR | 51058.4255
2018-05-28 11:00 | FR | 52039.377
2018-05-28 12:00 | FR | 53168.1705
2018-05-28 13:00 | FR | 53236.0979
2018-05-28 14:00 | FR | 52438.9499
2018-05-28 15:00 | FR | 51322.1437
2018-05-28 16:00 | FR | 49969.5893
2018-05-28 17:00 | FR | 48855.7799
2018-05-28 18:00 | FR | 48366.303
2018-05-28 19:00 | FR | 49973.5851
2018-05-28 20:00 | FR | 48919.7115
2018-05-28 21:00 | FR | 45978.8549
2018-05-28 22:00 | FR | 45029.8692
2018-05-28 23:00 | FR | 48307.366
2018-05-29 | FR | 46897.8726
2018-05-29 01:00 | FR | 41670.46
2018-05-29 02:00 | FR | 40324.8982
2018-05-29 03:00 | FR | 38252.1137
2018-05-29 04:00 | FR | 36810.6544
2018-05-29 05:00 | FR | 36980.4729
2018-05-29 06:00 | FR | 38770.5596
2018-05-29 07:00 | FR | 43510.4932
2018-05-29 08:00 | FR | 47858.8454
2018-05-29 09:00 | FR | 50231.3096
2018-05-29 10:00 | FR | 51698.7411
2018-05-29 11:00 | FR | 52441.9467
2018-05-29 12:00 | FR | 53279.052
2018-05-29 13:00 | FR | 53079.2655
2018-05-29 14:00 | FR | 51792.6408
2018-05-29 15:00 | FR | 51355.1084
2018-05-29 16:00 | FR | 50199.3438
2018-05-29 17:00 | FR | 48966.6613
2018-05-29 18:00 | FR | 48377.2913
2018-05-29 19:00 | FR | 49732.8424
2018-05-29 20:00 | FR | 48476.1856
2018-05-29 21:00 | FR | 45986.8464
2018-05-29 22:00 | FR | 45591.2692
2018-05-29 23:00 | FR | 48806.8322
2018-05-30 | FR | 47291.4519
2018-05-30 01:00 | FR | 42095.0062
2018-05-30 02:00 | FR | 40722.4732
2018-05-30 03:00 | FR | 38602.739
2018-05-30 04:00 | FR | 37083.363
2018-05-30 05:00 | FR | 37025.4249
2018-05-30 06:00 | FR | 39017.2958
2018-05-30 07:00 | FR | 43628.3672
2018-05-30 08:00 | FR | 48037.6543
2018-05-30 09:00 | FR | 50644.8676
2018-05-30 10:00 | FR | 51953.4689
2018-05-30 11:00 | FR | 52727.6414
2018-05-30 12:00 | FR | 53888.4007
2018-05-30 13:00 | FR | 53997.2843
2018-05-30 14:00 | FR | 53113.2292
2018-05-30 15:00 | FR | 52267.1336
2018-05-30 16:00 | FR | 51020.4661
2018-05-30 17:00 | FR | 49888.6758
2018-05-30 18:00 | FR | 49502.089
2018-05-30 19:00 | FR | 50908.5857
2018-05-30 20:00 | FR | 49423.1734
2018-05-30 21:00 | FR | 46592.1993
2018-05-30 22:00 | FR | 46030.7994
2018-05-30 23:00 | FR | 49284.3218
2018-05-31 | FR | 47801.9063
2018-05-31 01:00 | FR | 42566.5022
2018-05-31 02:00 | FR | 41158.0077
2018-05-31 03:00 | FR | 38955.362
2018-05-31 04:00 | FR | 37385.0405
2018-05-31 05:00 | FR | 37185.2541
2018-05-31 06:00 | FR | 39189.1122
2018-05-31 07:00 | FR | 44098.8643
2018-05-31 08:00 | FR | 48546.1109
2018-05-31 09:00 | FR | 50831.6679
2018-05-31 10:00 | FR | 52010.408
2018-05-31 11:00 | FR | 52889.4684
2018-05-31 12:00 | FR | 53565.7455
2018-05-31 13:00 | FR | 53740.5587
2018-05-31 14:00 | FR | 52809.5538
2018-05-31 15:00 | FR | 52031.3856
2018-05-31 16:00 | FR | 50800.701
2018-05-31 17:00 | FR | 49507.0837
2018-05-31 18:00 | FR | 49168.4457
2018-05-31 19:00 | FR | 50654.8569
2018-05-31 20:00 | FR | 49051.5706
2018-05-31 21:00 | FR | 46259.5549
2018-05-31 22:00 | FR | 45744.1058
2018-05-31 23:00 | FR | 49051.5706
2018-06-01 | FR | 47762.9479
2018-06-01 01:00 | FR | 42167.9283
2018-06-01 02:00 | FR | 40718.4775
2018-06-01 03:00 | FR | 38610.7304
2018-06-01 04:00 | FR | 37220.2167
2018-06-01 05:00 | FR | 37084.3619
2018-06-01 06:00 | FR | 39060.2499
2018-06-01 07:00 | FR | 43891.0864
2018-06-01 08:00 | FR | 48336.3351
2018-06-01 09:00 | FR | 50740.7651
2018-06-01 10:00 | FR | 52302.0962
2018-06-01 11:00 | FR | 52744.6232
2018-06-01 12:00 | FR | 53404.9175
2018-06-01 13:00 | FR | 53612.6954
2018-06-01 14:00 | FR | 51934.4891
2018-06-01 15:00 | FR | 50785.717
2018-06-01 16:00 | FR | 49465.1285
2018-06-01 17:00 | FR | 48225.4536
2018-06-01 18:00 | FR | 47970.7259
2018-06-01 19:00 | FR | 48605.0479
2018-06-01 20:00 | FR | 47253.4925
2018-06-01 21:00 | FR | 44895.0134
2018-06-01 22:00 | FR | 44900.008
2018-06-01 23:00 | FR | 48680.9667
2018-06-02 | FR | 47031.7295
2018-06-02 01:00 | FR | 41520.6201
2018-06-02 02:00 | FR | 39803.4556
2018-06-02 03:00 | FR | 37189.2498
2018-06-02 04:00 | FR | 35323.2443
2018-06-02 05:00 | FR | 34601.0162
2018-06-02 06:00 | FR | 34367.2661
2018-06-02 07:00 | FR | 35274.2966
2018-06-02 08:00 | FR | 37920.4682
2018-06-02 09:00 | FR | 40933.248
2018-06-02 10:00 | FR | 43518.4847
2018-06-02 11:00 | FR | 44302.6465
2018-06-02 12:00 | FR | 45591.2692
2018-06-02 13:00 | FR | 47319.422
2018-06-02 14:00 | FR | 44891.0176
2018-06-02 15:00 | FR | 43631.364
2018-06-02 16:00 | FR | 42200.893
2018-06-02 17:00 | FR | 41177.9864
2018-06-02 18:00 | FR | 41390.7589
2018-06-02 19:00 | FR | 42374.7072
2018-06-02 20:00 | FR | 41768.3553
2018-06-02 21:00 | FR | 39888.3648
2018-06-02 22:00 | FR | 40637.564
2018-06-02 23:00 | FR | 45204.6824
2018-06-03 | FR | 44542.3903
2018-06-03 01:00 | FR | 39636.6339
2018-06-03 02:00 | FR | 37749.6508
2018-06-03 03:00 | FR | 35126.4546
2018-06-03 04:00 | FR | 33202.5111
2018-06-03 05:00 | FR | 32188.5948
2018-06-03 06:00 | FR | 31389.449
2018-06-03 07:00 | FR | 31649.1714
2018-06-03 08:00 | FR | 33253.4566
2018-06-03 09:00 | FR | 35989.5321
2018-06-03 10:00 | FR | 38678.6578
2018-06-03 11:00 | FR | 40376.8427
2018-06-03 12:00 | FR | 42067.0361
2018-06-03 13:00 | FR | 43919.0565
2018-06-03 14:00 | FR | 41133.0344
2018-06-03 15:00 | FR | 39525.7524
2018-06-03 16:00 | FR | 38421.9322
2018-06-03 17:00 | FR | 37755.6444
2018-06-03 18:00 | FR | 38575.7678
2018-06-03 19:00 | FR | 40682.516
2018-06-03 20:00 | FR | 41151.0152
2018-06-03 21:00 | FR | 40358.8619
2018-06-03 22:00 | FR | 40907.2757
2018-06-03 23:00 | FR | 44643.2824
2018-06-04 | FR | 43768.2178
2018-06-04 01:00 | FR | 39016.2969
2018-06-04 02:00 | FR | 37644.7629
2018-06-04 03:00 | FR | 35449.1098
2018-06-04 04:00 | FR | 34221.422
2018-06-04 05:00 | FR | 34758.8475
2018-06-04 06:00 | FR | 37080.3662
2018-06-04 07:00 | FR | 42064.0393
2018-06-04 08:00 | FR | 46752.0285
2018-06-04 09:00 | FR | 49459.135
2018-06-04 10:00 | FR | 51143.3348
2018-06-04 11:00 | FR | 51679.7614
2018-06-04 12:00 | FR | 52966.3862
2018-06-04 13:00 | FR | 53264.068
2018-06-04 14:00 | FR | 52291.108
2018-06-04 15:00 | FR | 51464.991
2018-06-04 16:00 | FR | 50316.2188
2018-06-04 17:00 | FR | 48938.6912
2018-06-04 18:00 | FR | 48733.9101
2018-06-04 19:00 | FR | 50562.9551
2018-06-04 20:00 | FR | 49189.4232
2018-06-04 21:00 | FR | 45804.0417
2018-06-04 22:00 | FR | 45269.613
2018-06-04 23:00 | FR | 48570.0852
2018-06-05 | FR | 46971.7936
2018-06-05 01:00 | FR | 41616.5176
2018-06-05 02:00 | FR | 40223.0071
2018-06-05 03:00 | FR | 38322.039
2018-06-05 04:00 | FR | 36846.616
2018-06-05 05:00 | FR | 36853.6085
2018-06-05 06:00 | FR | 38714.6194
2018-06-05 07:00 | FR | 43756.2306
2018-06-05 08:00 | FR | 48350.3201
2018-06-05 09:00 | FR | 50771.732
2018-06-05 10:00 | FR | 52134.2756
2018-06-05 11:00 | FR | 52765.6008
2018-06-05 12:00 | FR | 53765.532
2018-06-05 13:00 | FR | 53888.4007
2018-06-05 14:00 | FR | 52810.5527
2018-06-05 15:00 | FR | 51937.4859
2018-06-05 16:00 | FR | 50771.732
2018-06-05 17:00 | FR | 49560.0271
2018-06-05 18:00 | FR | 49189.4232
2018-06-05 19:00 | FR | 50659.8516
2018-06-05 20:00 | FR | 49165.4489
2018-06-05 21:00 | FR | 46191.6275
2018-06-05 22:00 | FR | 45536.3279
2018-06-05 23:00 | FR | 48774.8663
2018-06-06 | FR | 47106.6494
2018-06-06 01:00 | FR | 41867.2496
2018-06-06 02:00 | FR | 40392.8256
2018-06-06 03:00 | FR | 38368.9888
2018-06-06 04:00 | FR | 37106.3384
2018-06-06 05:00 | FR | 37121.3224
2018-06-06 06:00 | FR | 38766.5638
2018-06-06 07:00 | FR | 43749.2381
2018-06-06 08:00 | FR | 48206.4739
2018-06-06 09:00 | FR | 50980.5088
2018-06-06 10:00 | FR | 52236.1667
2018-06-06 11:00 | FR | 53057.289
2018-06-06 12:00 | FR | 54217.0494
2018-06-06 13:00 | FR | 54338.9191
2018-06-06 14:00 | FR | 53166.1726
2018-06-06 15:00 | FR | 52344.0514
2018-06-06 16:00 | FR | 51137.3412
2018-06-06 17:00 | FR | 49940.6203
2018-06-06 18:00 | FR | 49587.9972
2018-06-06 19:00 | FR | 51100.3807
2018-06-06 20:00 | FR | 49702.8744
2018-06-06 21:00 | FR | 46535.2602
2018-06-06 22:00 | FR | 45744.1058
2018-06-06 23:00 | FR | 49274.3325
2018-06-07 | FR | 47752.9586
2018-06-07 01:00 | FR | 42477.5973
2018-06-07 02:00 | FR | 41006.17
2018-06-07 03:00 | FR | 38948.3695
2018-06-07 04:00 | FR | 37377.049
2018-06-07 05:00 | FR | 37080.3662
2018-06-07 06:00 | FR | 38817.5094
2018-06-07 07:00 | FR | 43750.237
2018-06-07 08:00 | FR | 48079.6095
2018-06-07 09:00 | FR | 50331.2028
2018-06-07 10:00 | FR | 51724.7134
2018-06-07 11:00 | FR | 52454.9329
2018-06-07 12:00 | FR | 53552.7594
2018-06-07 13:00 | FR | 53539.7733
2018-06-07 14:00 | FR | 52390.0023
2018-06-07 15:00 | FR | 51562.8863
2018-06-07 16:00 | FR | 50479.0448
2018-06-07 17:00 | FR | 49301.3037
2018-06-07 18:00 | FR | 49020.6037
2018-06-07 19:00 | FR | 50321.2135
2018-06-07 20:00 | FR | 48641.0094
2018-06-07 21:00 | FR | 45938.8976
2018-06-07 22:00 | FR | 45386.4881
2018-06-07 23:00 | FR | 49266.341
2018-06-08 | FR | 47720.9928
2018-06-08 01:00 | FR | 42393.6869
2018-06-08 02:00 | FR | 40862.3238
2018-06-08 03:00 | FR | 38637.7016
2018-06-08 04:00 | FR | 37371.0555
2018-06-08 05:00 | FR | 37310.1206
2018-06-08 06:00 | FR | 38862.4613
2018-06-08 07:00 | FR | 43452.5552
2018-06-08 08:00 | FR | 48029.6629
2018-06-08 09:00 | FR | 50348.1847
2018-06-08 10:00 | FR | 51879.5479
2018-06-08 11:00 | FR | 52653.7204
2018-06-08 12:00 | FR | 53178.1598
2018-06-08 13:00 | FR | 53682.6206
2018-06-08 14:00 | FR | 52570.809
2018-06-08 15:00 | FR | 51458.9974
2018-06-08 16:00 | FR | 50002.5541
2018-06-08 17:00 | FR | 48494.1664
2018-06-08 18:00 | FR | 48342.3287
2018-06-08 19:00 | FR | 48620.0318
2018-06-08 20:00 | FR | 46774.005
2018-06-08 21:00 | FR | 44367.5771
2018-06-08 22:00 | FR | 44389.5536
2018-06-08 23:00 | FR | 48589.0649
2018-06-09 | FR | 47086.6708
2018-06-09 01:00 | FR | 41535.6041
2018-06-09 02:00 | FR | 39753.5089
2018-06-09 03:00 | FR | 37247.1879
2018-06-09 04:00 | FR | 35524.0297
2018-06-09 05:00 | FR | 34794.8091
2018-06-09 06:00 | FR | 34689.9212
2018-06-09 07:00 | FR | 35871.6581
2018-06-09 08:00 | FR | 38297.0657
2018-06-09 09:00 | FR | 41435.7109
2018-06-09 10:00 | FR | 43920.0555
2018-06-09 11:00 | FR | 45097.7966
2018-06-09 12:00 | FR | 46327.4823
2018-06-09 13:00 | FR | 47964.7323
2018-06-09 14:00 | FR | 45399.4742
2018-06-09 15:00 | FR | 44266.685
2018-06-09 16:00 | FR | 43058.9758
2018-06-09 17:00 | FR | 42034.0713
2018-06-09 18:00 | FR | 42255.8343
2018-06-09 19:00 | FR | 43189.836
2018-06-09 20:00 | FR | 42459.6165
2018-06-09 21:00 | FR | 40804.3857
2018-06-09 22:00 | FR | 41147.0195
2018-06-09 23:00 | FR | 45403.4699
2018-06-10 | FR | 44569.3615
2018-06-10 01:00 | FR | 39489.7908
2018-06-10 02:00 | FR | 37801.5953
2018-06-10 03:00 | FR | 35272.2987
2018-06-10 04:00 | FR | 33357.3456
2018-06-10 05:00 | FR | 32320.4539
2018-06-10 06:00 | FR | 31434.4009
2018-06-10 07:00 | FR | 31959.8393
2018-06-10 08:00 | FR | 33825.8448
2018-06-10 09:00 | FR | 36513.9716
2018-06-10 10:00 | FR | 39215.0844
2018-06-10 11:00 | FR | 41057.1156
2018-06-10 12:00 | FR | 43013.025
2018-06-10 13:00 | FR | 44813.1009
2018-06-10 14:00 | FR | 41849.2689
2018-06-10 15:00 | FR | 40393.8245
2018-06-10 16:00 | FR | 39362.9264
2018-06-10 17:00 | FR | 38789.5393
2018-06-10 18:00 | FR | 39394.8923
2018-06-10 19:00 | FR | 41388.7611
2018-06-10 20:00 | FR | 42053.051
2018-06-10 21:00 | FR | 41179.9842
2018-06-10 22:00 | FR | 41418.729
2018-06-10 23:00 | FR | 45494.3727
2018-06-11 | FR | 44264.6871
2018-06-11 01:00 | FR | 39330.9606
2018-06-11 02:00 | FR | 37941.4458
2018-06-11 03:00 | FR | 35863.6666
2018-06-11 04:00 | FR | 34563.0568
2018-06-11 05:00 | FR | 35125.4557
2018-06-11 06:00 | FR | 37365.0619
2018-06-11 07:00 | FR | 42541.5289
2018-06-11 08:00 | FR | 47189.5608
2018-06-11 09:00 | FR | 49861.7047
2018-06-11 10:00 | FR | 51539.9109
2018-06-11 11:00 | FR | 51967.4539
2018-06-11 12:00 | FR | 53247.0862
2018-06-11 13:00 | FR | 53603.705
2018-06-11 14:00 | FR | 52734.6339
2018-06-11 15:00 | FR | 51734.7027
2018-06-11 16:00 | FR | 50469.0555
2018-06-11 17:00 | FR | 49274.3325
2018-06-11 18:00 | FR | 49179.4339
2018-06-11 19:00 | FR | 50712.795
2018-06-11 20:00 | FR | 49567.0196
2018-06-11 21:00 | FR | 46255.5591
2018-06-11 22:00 | FR | 45433.4379
2018-06-11 23:00 | FR | 48527.1311
2018-06-12 | FR | 47018.7434
2018-06-12 01:00 | FR | 41741.3842
2018-06-12 02:00 | FR | 40364.8555
2018-06-12 03:00 | FR | 38382.9739
2018-06-12 04:00 | FR | 37167.2733
2018-06-12 05:00 | FR | 37208.2295
2018-06-12 06:00 | FR | 38726.6066
2018-06-12 07:00 | FR | 43304.7132
2018-06-12 08:00 | FR | 47708.0067
2018-06-12 09:00 | FR | 50144.4025
2018-06-12 10:00 | FR | 51878.5489
2018-06-12 11:00 | FR | 52667.7054
2018-06-12 12:00 | FR | 53590.7189
2018-06-12 13:00 | FR | 53438.8811
2018-06-12 14:00 | FR | 52271.1293
2018-06-12 15:00 | FR | 51325.1404
2018-06-12 16:00 | FR | 50087.4634
2018-06-12 17:00 | FR | 48817.8204
2018-06-12 18:00 | FR | 48284.3906
2018-06-12 19:00 | FR | 49656.9235
2018-06-12 20:00 | FR | 48374.2945
2018-06-12 21:00 | FR | 45604.2553
2018-06-12 22:00 | FR | 45151.739
2018-06-12 23:00 | FR | 48711.9336
2018-06-13 | FR | 47220.5277
2018-06-13 01:00 | FR | 41825.2945
2018-06-13 02:00 | FR | 40343.8779
2018-06-13 03:00 | FR | 38384.9717
2018-06-13 04:00 | FR | 37051.3971
2018-06-13 05:00 | FR | 36902.5562
2018-06-13 06:00 | FR | 38440.9119
2018-06-13 07:00 | FR | 42883.1638
2018-06-13 08:00 | FR | 47309.4327
2018-06-13 09:00 | FR | 49877.6876
2018-06-13 10:00 | FR | 51246.2248
2018-06-13 11:00 | FR | 52051.3642
2018-06-13 12:00 | FR | 53241.0926
2018-06-13 13:00 | FR | 53064.2815
2018-06-13 14:00 | FR | 52156.2521
2018-06-13 15:00 | FR | 50928.5643
2018-06-13 16:00 | FR | 49726.8488
2018-06-13 17:00 | FR | 48546.1109
2018-06-13 18:00 | FR | 48185.4963
2018-06-13 19:00 | FR | 49524.0656
2018-06-13 20:00 | FR | 48283.3917
2018-06-13 21:00 | FR | 45345.5318
2018-06-13 22:00 | FR | 44883.0262
2018-06-13 23:00 | FR | 48800.8386
2018-06-14 | FR | 47367.3708
2018-06-14 01:00 | FR | 42298.7884
2018-06-14 02:00 | FR | 40694.5031
2018-06-14 03:00 | FR | 38610.7304
2018-06-14 04:00 | FR | 37215.222
2018-06-14 05:00 | FR | 37176.2637
2018-06-14 06:00 | FR | 39095.2126
2018-06-14 07:00 | FR | 43998.9711
2018-06-14 08:00 | FR | 47937.7611
2018-06-14 09:00 | FR | 50307.2285
2018-06-14 10:00 | FR | 51492.9611
2018-06-14 11:00 | FR | 52215.1891
2018-06-14 12:00 | FR | 53318.0103
2018-06-14 13:00 | FR | 53490.8256
2018-06-14 14:00 | FR | 52394.9969
2018-06-14 15:00 | FR | 51381.0807
2018-06-14 16:00 | FR | 50165.3801
2018-06-14 17:00 | FR | 49137.4788
2018-06-14 18:00 | FR | 48871.7628
2018-06-14 19:00 | FR | 50263.2754
2018-06-14 20:00 | FR | 48871.7628
2018-06-14 21:00 | FR | 45723.1282
2018-06-14 22:00 | FR | 45308.5713
2018-06-14 23:00 | FR | 49100.5183
2018-06-15 | FR | 47756.9544
2018-06-15 01:00 | FR | 42391.6891
2018-06-15 02:00 | FR | 40825.3633
2018-06-15 03:00 | FR | 38655.6824
2018-06-15 04:00 | FR | 37161.2797
2018-06-15 05:00 | FR | 37285.1473
2018-06-15 06:00 | FR | 39065.2446
2018-06-15 07:00 | FR | 43941.033
2018-06-15 08:00 | FR | 48577.0778
2018-06-15 09:00 | FR | 50800.701
2018-06-15 10:00 | FR | 52057.3578
2018-06-15 11:00 | FR | 52697.6734
2018-06-15 12:00 | FR | 53647.658
2018-06-15 13:00 | FR | 53828.4647
2018-06-15 14:00 | FR | 52302.0962
2018-06-15 15:00 | FR | 50833.6658
2018-06-15 16:00 | FR | 49602.9812
2018-06-15 17:00 | FR | 48201.4792
2018-06-15 18:00 | FR | 48069.6202
2018-06-15 19:00 | FR | 48368.3009
2018-06-15 20:00 | FR | 46889.8811
2018-06-15 21:00 | FR | 44206.749
2018-06-15 22:00 | FR | 43726.2626
2018-06-15 23:00 | FR | 48566.0895
2018-06-16 | FR | 46835.9388
2018-06-16 01:00 | FR | 41531.6084
2018-06-16 02:00 | FR | 39624.6467
2018-06-16 03:00 | FR | 36941.5146
2018-06-16 04:00 | FR | 35178.3991
2018-06-16 05:00 | FR | 34588.0301
2018-06-16 06:00 | FR | 34412.218
2018-06-16 07:00 | FR | 35746.7916
2018-06-16 08:00 | FR | 38262.103
2018-06-16 09:00 | FR | 41433.713
2018-06-16 10:00 | FR | 43977.9935
2018-06-16 11:00 | FR | 45081.8137
2018-06-16 12:00 | FR | 46473.3264
2018-06-16 13:00 | FR | 48003.6906
2018-06-16 14:00 | FR | 44731.1885
2018-06-16 15:00 | FR | 43529.473
2018-06-16 16:00 | FR | 42403.6763
2018-06-16 17:00 | FR | 41382.7675
2018-06-16 18:00 | FR | 41504.6372
2018-06-16 19:00 | FR | 42275.8129
2018-06-16 20:00 | FR | 41490.6522
2018-06-16 21:00 | FR | 39767.494
2018-06-16 22:00 | FR | 40148.0872
2018-06-16 23:00 | FR | 45098.7956
2018-06-17 | FR | 44339.607
2018-06-17 01:00 | FR | 39389.8976
2018-06-17 02:00 | FR | 37559.8537
2018-06-17 03:00 | FR | 34993.5966
2018-06-17 04:00 | FR | 32999.7278
2018-06-17 05:00 | FR | 32223.5574
2018-06-17 06:00 | FR | 31381.4575
2018-06-17 07:00 | FR | 31769.0432
2018-06-17 08:00 | FR | 33584.1032
2018-06-17 09:00 | FR | 36365.1307
2018-06-17 10:00 | FR | 38949.3685
2018-06-17 11:00 | FR | 40740.454
2018-06-17 12:00 | FR | 42562.5065
2018-06-17 13:00 | FR | 43982.9882
2018-06-17 14:00 | FR | 40857.3291
2018-06-17 15:00 | FR | 39323.9681
2018-06-17 16:00 | FR | 38228.1394
2018-06-17 17:00 | FR | 37666.7394
2018-06-17 18:00 | FR | 38260.1052
2018-06-17 19:00 | FR | 40165.069
2018-06-17 20:00 | FR | 41086.0846
2018-06-17 21:00 | FR | 39938.3114
2018-06-17 22:00 | FR | 40273.9527
2018-06-17 23:00 | FR | 44916.9899
2018-06-18 | FR | 43740.2477
2018-06-18 01:00 | FR | 39090.2179
2018-06-18 02:00 | FR | 37590.8206
2018-06-18 03:00 | FR | 35438.1215
2018-06-18 04:00 | FR | 34207.4369
2018-06-18 05:00 | FR | 34660.9522
2018-06-18 06:00 | FR | 36789.6769
2018-06-18 07:00 | FR | 42042.0628
2018-06-18 08:00 | FR | 46339.4694
2018-06-18 09:00 | FR | 49097.5215
2018-06-18 10:00 | FR | 50733.7725
2018-06-18 11:00 | FR | 51784.6493
2018-06-18 12:00 | FR | 52876.4823
2018-06-18 13:00 | FR | 52955.3979
2018-06-18 14:00 | FR | 51873.5543
2018-06-18 15:00 | FR | 51028.4576
2018-06-18 16:00 | FR | 49859.7068
2018-06-18 17:00 | FR | 48504.1557
2018-06-18 18:00 | FR | 48211.4685
2018-06-18 19:00 | FR | 49754.8189
2018-06-18 20:00 | FR | 48390.2774
2018-06-18 21:00 | FR | 45159.7304
2018-06-18 22:00 | FR | 44308.6401
2018-06-18 23:00 | FR | 48644.0062
2018-06-19 | FR | 47223.5245
2018-06-19 01:00 | FR | 41876.24
2018-06-19 02:00 | FR | 40251.9761
2018-06-19 03:00 | FR | 38172.1991
2018-06-19 04:00 | FR | 36626.8509
2018-06-19 05:00 | FR | 36777.6897
2018-06-19 06:00 | FR | 38670.6663
2018-06-19 07:00 | FR | 43483.5221
2018-06-19 08:00 | FR | 48038.6533
2018-06-19 09:00 | FR | 50587.9284
2018-06-19 10:00 | FR | 52079.3343
2018-06-19 11:00 | FR | 53132.2089
2018-06-19 12:00 | FR | 54218.0483
2018-06-19 13:00 | FR | 54085.1903
2018-06-19 14:00 | FR | 53463.8545
2018-06-19 15:00 | FR | 52718.651
2018-06-19 16:00 | FR | 51583.8639
2018-06-19 17:00 | FR | 50520.001
2018-06-19 18:00 | FR | 50415.1131
2018-06-19 19:00 | FR | 51466.9888
2018-06-19 20:00 | FR | 49780.7911
2018-06-19 21:00 | FR | 46271.5421
2018-06-19 22:00 | FR | 45354.5222
2018-06-19 23:00 | FR | 49855.7111
2018-06-20 | FR | 48129.5561
2018-06-20 01:00 | FR | 42489.5844
2018-06-20 02:00 | FR | 40787.4038
2018-06-20 03:00 | FR | 38641.6973
2018-06-20 04:00 | FR | 37262.1718
2018-06-20 05:00 | FR | 37339.0896
2018-06-20 06:00 | FR | 38755.5756
2018-06-20 07:00 | FR | 43184.8413
2018-06-20 08:00 | FR | 47938.76
2018-06-20 09:00 | FR | 51120.3593
2018-06-20 10:00 | FR | 52974.3776
2018-06-20 11:00 | FR | 54214.0526
2018-06-20 12:00 | FR | 55635.5332
2018-06-20 13:00 | FR | 55927.2215
2018-06-20 14:00 | FR | 55357.8301
2018-06-20 15:00 | FR | 54535.7088
2018-06-20 16:00 | FR | 53345.9804
2018-06-20 17:00 | FR | 52122.2884
2018-06-20 18:00 | FR | 51648.7945
2018-06-20 19:00 | FR | 52174.2329
2018-06-20 20:00 | FR | 50567.9498
2018-06-20 21:00 | FR | 47208.5405
2018-06-20 22:00 | FR | 46346.462
2018-06-20 23:00 | FR | 50590.9252
2018-06-21 | FR | 48710.9347
2018-06-21 01:00 | FR | 43134.8947
2018-06-21 02:00 | FR | 41466.6778
2018-06-21 03:00 | FR | 39134.1709
2018-06-21 04:00 | FR | 37602.8077
2018-06-21 05:00 | FR | 37586.8248
2018-06-21 06:00 | FR | 39433.8506
2018-06-21 07:00 | FR | 44235.7181
2018-06-21 08:00 | FR | 48664.9838
2018-06-21 09:00 | FR | 51103.3775
2018-06-21 10:00 | FR | 52690.6809
2018-06-21 11:00 | FR | 53585.7242
2018-06-21 12:00 | FR | 54901.318
2018-06-21 13:00 | FR | 55010.2016
2018-06-21 14:00 | FR | 54282.9789
2018-06-21 15:00 | FR | 53360.9644
2018-06-21 16:00 | FR | 52419.9702
2018-06-21 17:00 | FR | 51286.1821
2018-06-21 18:00 | FR | 50555.9626
2018-06-21 19:00 | FR | 50838.6604
2018-06-21 20:00 | FR | 49002.6229
2018-06-21 21:00 | FR | 45434.4368
2018-06-21 22:00 | FR | 44858.0529
2018-06-21 23:00 | FR | 49103.5151
2018-06-22 | FR | 47616.1049
2018-06-22 01:00 | FR | 42272.8161
2018-06-22 02:00 | FR | 40734.4604
2018-06-22 03:00 | FR | 38714.6194
2018-06-22 04:00 | FR | 37260.174
2018-06-22 05:00 | FR | 37240.1953
2018-06-22 06:00 | FR | 38869.4539
2018-06-22 07:00 | FR | 43090.9417
2018-06-22 08:00 | FR | 47267.4775
2018-06-22 09:00 | FR | 49733.8413
2018-06-22 10:00 | FR | 51164.3124
2018-06-22 11:00 | FR | 52136.2735
2018-06-22 12:00 | FR | 52758.6083
2018-06-22 13:00 | FR | 52921.4342
2018-06-22 14:00 | FR | 51497.9557
2018-06-22 15:00 | FR | 50654.8569
2018-06-22 16:00 | FR | 49066.5546
2018-06-22 17:00 | FR | 47812.8946
2018-06-22 18:00 | FR | 47746.965
2018-06-22 19:00 | FR | 48125.5604
2018-06-22 20:00 | FR | 46439.3627
2018-06-22 21:00 | FR | 43726.2626
2018-06-22 22:00 | FR | 43460.5466
2018-06-22 23:00 | FR | 48411.255
2018-06-23 | FR | 46679.1064
2018-06-23 01:00 | FR | 41043.1305
2018-06-23 02:00 | FR | 39430.8538
2018-06-23 03:00 | FR | 36808.6566
2018-06-23 04:00 | FR | 35178.3991
2018-06-23 05:00 | FR | 34471.1551
2018-06-23 06:00 | FR | 34195.4497
2018-06-23 07:00 | FR | 35407.1546
2018-06-23 08:00 | FR | 37801.5953
2018-06-23 09:00 | FR | 40854.3323
2018-06-23 10:00 | FR | 43229.7933
2018-06-23 11:00 | FR | 44363.5814
2018-06-23 12:00 | FR | 45467.4016
2018-06-23 13:00 | FR | 46790.9868
2018-06-23 14:00 | FR | 44493.4426
2018-06-23 15:00 | FR | 43256.7644
2018-06-23 16:00 | FR | 42143.9539
2018-06-23 17:00 | FR | 41273.8839
2018-06-23 18:00 | FR | 41434.712
2018-06-23 19:00 | FR | 42274.814
2018-06-23 20:00 | FR | 41410.7376
2018-06-23 21:00 | FR | 39449.8335
2018-06-23 22:00 | FR | 39493.7865
2018-06-23 23:00 | FR | 44972.9301
2018-06-24 | FR | 44064.9007
2018-06-24 01:00 | FR | 39105.2019
2018-06-24 02:00 | FR | 37443.9775
2018-06-24 03:00 | FR | 34823.7781
2018-06-24 04:00 | FR | 32991.7363
2018-06-24 05:00 | FR | 32314.4603
2018-06-24 06:00 | FR | 31463.37
2018-06-24 07:00 | FR | 31856.9493
2018-06-24 08:00 | FR | 33597.0893
2018-06-24 09:00 | FR | 36301.199
2018-06-24 10:00 | FR | 38907.4133
2018-06-24 11:00 | FR | 40777.4145
2018-06-24 12:00 | FR | 42275.8129
2018-06-24 13:00 | FR | 43896.0811
2018-06-24 14:00 | FR | 41133.0344
2018-06-24 15:00 | FR | 40018.226
2018-06-24 16:00 | FR | 38739.5927
2018-06-24 17:00 | FR | 38183.1874
2018-06-24 18:00 | FR | 38898.4229
2018-06-24 19:00 | FR | 40710.4861
2018-06-24 20:00 | FR | 41216.9447
2018-06-24 21:00 | FR | 40399.8181
2018-06-24 22:00 | FR | 40459.7541
2018-06-24 23:00 | FR | 45154.7358
2018-06-25 | FR | 43869.1099
2018-06-25 01:00 | FR | 38734.598
2018-06-25 02:00 | FR | 37252.1825
2018-06-25 03:00 | FR | 35240.3329
2018-06-25 04:00 | FR | 33997.6612
2018-06-25 05:00 | FR | 34657.9554
2018-06-25 06:00 | FR | 36920.537
2018-06-25 07:00 | FR | 41580.5561
2018-06-25 08:00 | FR | 46241.5741
2018-06-25 09:00 | FR | 48997.6282
2018-06-25 10:00 | FR | 50653.858
2018-06-25 11:00 | FR | 51522.929
2018-06-25 12:00 | FR | 52960.3926
2018-06-25 13:00 | FR | 53543.769
2018-06-25 14:00 | FR | 52672.7001
2018-06-25 15:00 | FR | 52045.3706
2018-06-25 16:00 | FR | 51002.4853
2018-06-25 17:00 | FR | 49906.6566
2018-06-25 18:00 | FR | 49570.0164
2018-06-25 19:00 | FR | 50775.7277
2018-06-25 20:00 | FR | 49383.2161
2018-06-25 21:00 | FR | 45851.9905
2018-06-25 22:00 | FR | 44995.9055
2018-06-25 23:00 | FR | 49502.089
2018-06-26 | FR | 47476.2544
2018-06-26 01:00 | FR | 42101.9987
2018-06-26 02:00 | FR | 40527.6815
2018-06-26 03:00 | FR | 38424.929
2018-06-26 04:00 | FR | 37084.3619
2018-06-26 05:00 | FR | 37198.2402
2018-06-26 06:00 | FR | 38821.5051
2018-06-26 07:00 | FR | 43201.8232
2018-06-26 08:00 | FR | 48021.6714
2018-06-26 09:00 | FR | 50535.9839
2018-06-26 10:00 | FR | 52125.2852
2018-06-26 11:00 | FR | 53292.0381
2018-06-26 12:00 | FR | 54444.806
2018-06-26 13:00 | FR | 54757.4718
2018-06-26 14:00 | FR | 53838.4541
2018-06-26 15:00 | FR | 53312.0167
2018-06-26 16:00 | FR | 52468.9179
2018-06-26 17:00 | FR | 51426.0326
2018-06-26 18:00 | FR | 50580.9359
2018-06-26 19:00 | FR | 51627.8169
2018-06-26 20:00 | FR | 49958.6011
2018-06-26 21:00 | FR | 46765.0146
2018-06-26 22:00 | FR | 45261.6215
2018-06-26 23:00 | FR | 50014.5413
2018-06-27 | FR | 47967.7291
2018-06-27 01:00 | FR | 42379.7019
2018-06-27 02:00 | FR | 40873.312
2018-06-27 03:00 | FR | 38692.6429
2018-06-27 04:00 | FR | 37337.0918
2018-06-27 05:00 | FR | 37611.7981
2018-06-27 06:00 | FR | 38892.4293
2018-06-27 07:00 | FR | 43034.0025
2018-06-27 08:00 | FR | 47551.1743
2018-06-27 09:00 | FR | 50677.8323
2018-06-27 10:00 | FR | 52549.8314
2018-06-27 11:00 | FR | 53691.611
2018-06-27 12:00 | FR | 55086.1205
2018-06-27 13:00 | FR | 55367.8194
2018-06-27 14:00 | FR | 54556.6864
2018-06-27 15:00 | FR | 53750.548
2018-06-27 16:00 | FR | 52890.4673
2018-06-27 17:00 | FR | 51599.8468
2018-06-27 18:00 | FR | 50935.5569
2018-06-27 19:00 | FR | 51831.5991
2018-06-27 20:00 | FR | 50472.0523
2018-06-27 21:00 | FR | 47072.6857
2018-06-27 22:00 | FR | 46278.5346
2018-06-27 23:00 | FR | 50726.78
2018-06-28 | FR | 48816.8215
2018-06-28 01:00 | FR | 43141.8872
2018-06-28 02:00 | FR | 41648.4835
2018-06-28 03:00 | FR | 39321.9702
2018-06-28 04:00 | FR | 37823.5718
2018-06-28 05:00 | FR | 38048.3315
2018-06-28 06:00 | FR | 39558.7171
2018-06-28 07:00 | FR | 43842.1388
2018-06-28 08:00 | FR | 48307.366
2018-06-28 09:00 | FR | 50844.654
2018-06-28 10:00 | FR | 52700.6702
2018-06-28 11:00 | FR | 53624.6826
2018-06-28 12:00 | FR | 54783.444
2018-06-28 13:00 | FR | 54859.3628
2018-06-28 14:00 | FR | 54034.2448
2018-06-28 15:00 | FR | 53372.9516
2018-06-28 16:00 | FR | 52340.0556
2018-06-28 17:00 | FR | 51136.3422
2018-06-28 18:00 | FR | 50635.8772
2018-06-28 19:00 | FR | 51485.9685
2018-06-28 20:00 | FR | 50000.5562
2018-06-28 21:00 | FR | 46755.0253
2018-06-28 22:00 | FR | 46006.825
2018-06-28 23:00 | FR | 50172.3726
2018-06-29 | FR | 48387.2806
2018-06-29 01:00 | FR | 42744.3122
2018-06-29 02:00 | FR | 41383.7664
2018-06-29 03:00 | FR | 39327.9638
2018-06-29 04:00 | FR | 37889.5013
2018-06-29 05:00 | FR | 37947.4394
2018-06-29 06:00 | FR | 39696.5698
2018-06-29 07:00 | FR | 43989.9807
2018-06-29 08:00 | FR | 48519.1397
2018-06-29 09:00 | FR | 51128.3508
2018-06-29 10:00 | FR | 52782.5826
2018-06-29 11:00 | FR | 53857.4338
2018-06-29 12:00 | FR | 54904.3148
2018-06-29 13:00 | FR | 55142.0607
2018-06-29 14:00 | FR | 54062.2149
2018-06-29 15:00 | FR | 53231.1032
2018-06-29 16:00 | FR | 52053.3621
2018-06-29 17:00 | FR | 50706.8014
2018-06-29 18:00 | FR | 50633.8793
2018-06-29 19:00 | FR | 50639.8729
2018-06-29 20:00 | FR | 48694.9518
2018-06-29 21:00 | FR | 46106.7182
2018-06-29 22:00 | FR | 45812.0332
2018-06-29 23:00 | FR | 50445.0811
2018-06-30 | FR | 48440.224
2018-06-30 01:00 | FR | 42627.4371
2018-06-30 02:00 | FR | 40675.5234
2018-06-30 03:00 | FR | 38117.2579
2018-06-30 04:00 | FR | 36354.1424
2018-06-30 05:00 | FR | 35923.6026
2018-06-30 06:00 | FR | 35499.0564
2018-06-30 07:00 | FR | 36712.7591
2018-06-30 08:00 | FR | 39507.7716
2018-06-30 09:00 | FR | 42989.0506
2018-06-30 10:00 | FR | 45473.3952
2018-06-30 11:00 | FR | 46904.8651
2018-06-30 12:00 | FR | 48250.4269
2018-06-30 13:00 | FR | 49863.7025
2018-06-30 14:00 | FR | 47842.8625
2018-06-30 15:00 | FR | 46903.8662
2018-06-30 16:00 | FR | 46136.6862
2018-06-30 17:00 | FR | 45444.4261
2018-06-30 18:00 | FR | 44926.9792
2018-06-30 19:00 | FR | 45944.8912
2018-06-30 20:00 | FR | 45056.8404
2018-06-30 21:00 | FR | 42754.3015
2018-06-30 22:00 | FR | 42504.5684
2018-06-30 23:00 | FR | 47570.154
2018-07-01 | FR | 46091.7342
2018-07-01 01:00 | FR | 40703.4935
2018-07-01 02:00 | FR | 38912.408
2018-07-01 03:00 | FR | 36215.2908
2018-07-01 04:00 | FR | 34547.0739
2018-07-01 05:00 | FR | 33766.9078
2018-07-01 06:00 | FR | 32897.8367
2018-07-01 07:00 | FR | 33167.5484
2018-07-01 08:00 | FR | 35206.3692
2018-07-01 09:00 | FR | 38099.2771
2018-07-01 10:00 | FR | 40963.2159
2018-07-01 11:00 | FR | 42970.0709
2018-07-01 12:00 | FR | 44500.4351
2018-07-01 13:00 | FR | 46330.4791
2018-07-01 14:00 | FR | 43886.0918
2018-07-01 15:00 | FR | 42880.167
2018-07-01 16:00 | FR | 42054.05
2018-07-01 17:00 | FR | 41577.5593
2018-07-01 18:00 | FR | 42034.0713
2018-07-01 19:00 | FR | 43483.5221
2018-07-01 20:00 | FR | 43921.0544
2018-07-01 21:00 | FR | 42889.1574
2018-07-01 22:00 | FR | 42930.1136
2018-07-01 23:00 | FR | 47302.4402
2018-07-02 | FR | 45320.5585
2018-07-02 01:00 | FR | 39842.4139
2018-07-02 02:00 | FR | 38354.0048
2018-07-02 03:00 | FR | 36022.4969
2018-07-02 04:00 | FR | 34872.7258
2018-07-02 05:00 | FR | 35577.972
2018-07-02 06:00 | FR | 37978.4063
2018-07-02 07:00 | FR | 42386.6944
2018-07-02 08:00 | FR | 47146.6067
2018-07-02 09:00 | FR | 50522.9978
2018-07-02 10:00 | FR | 52696.6745
2018-07-02 11:00 | FR | 53912.375
2018-07-02 12:00 | FR | 55473.7062
2018-07-02 13:00 | FR | 56118.0175
2018-07-02 14:00 | FR | 55322.8674
2018-07-02 15:00 | FR | 54687.5465
2018-07-02 16:00 | FR | 53750.548
2018-07-02 17:00 | FR | 52793.5709
2018-07-02 18:00 | FR | 52143.266
2018-07-02 19:00 | FR | 53116.226
2018-07-02 20:00 | FR | 51547.9023
2018-07-02 21:00 | FR | 48204.476
2018-07-02 22:00 | FR | 47100.6558
2018-07-02 23:00 | FR | 51253.2173
2018-07-03 | FR | 48662.9859
2018-07-03 01:00 | FR | 42858.1905
2018-07-03 02:00 | FR | 41659.4717
2018-07-03 03:00 | FR | 39429.8549
2018-07-03 04:00 | FR | 38221.1468
2018-07-03 05:00 | FR | 38483.866
2018-07-03 06:00 | FR | 40221.0092
2018-07-03 07:00 | FR | 44341.6049
2018-07-03 08:00 | FR | 49040.5823
2018-07-03 09:00 | FR | 51941.4817
2018-07-03 10:00 | FR | 53850.4412
2018-07-03 11:00 | FR | 55045.1643
2018-07-03 12:00 | FR | 56663.4345
2018-07-03 13:00 | FR | 56898.1836
2018-07-03 14:00 | FR | 56232.8947
2018-07-03 15:00 | FR | 55614.5557
2018-07-03 16:00 | FR | 54750.4792
2018-07-03 17:00 | FR | 53423.8972
2018-07-03 18:00 | FR | 52878.4801
2018-07-03 19:00 | FR | 53281.0498
2018-07-03 20:00 | FR | 51416.0433
2018-07-03 21:00 | FR | 47938.76
2018-07-03 22:00 | FR | 47308.4338
2018-07-03 23:00 | FR | 51375.0871
2018-07-04 | FR | 48918.7126
2018-07-04 01:00 | FR | 43091.9406
2018-07-04 02:00 | FR | 41780.3425
2018-07-04 03:00 | FR | 39740.5228
2018-07-04 04:00 | FR | 38442.9098
2018-07-04 05:00 | FR | 38443.9087
2018-07-04 06:00 | FR | 40280.9452
2018-07-04 07:00 | FR | 44251.701
2018-07-04 08:00 | FR | 48773.8674
2018-07-04 09:00 | FR | 52033.3834
2018-07-04 10:00 | FR | 53942.343
2018-07-04 11:00 | FR | 55434.7478
2018-07-04 12:00 | FR | 56669.4281
2018-07-04 13:00 | FR | 57013.0608
2018-07-04 14:00 | FR | 56364.7538
2018-07-04 15:00 | FR | 55609.561
2018-07-04 16:00 | FR | 54692.5412
2018-07-04 17:00 | FR | 53172.1662
2018-07-04 18:00 | FR | 52652.7214
2018-07-04 19:00 | FR | 52908.4481
2018-07-04 20:00 | FR | 51227.2451
2018-07-04 21:00 | FR | 47568.1562
2018-07-04 22:00 | FR | 46775.0039
2018-07-04 23:00 | FR | 50615.8985
2018-07-05 | FR | 48346.3244
2018-07-05 01:00 | FR | 42779.2748
2018-07-05 02:00 | FR | 41360.791
2018-07-05 03:00 | FR | 39329.9617
2018-07-05 04:00 | FR | 37628.78
2018-07-05 05:00 | FR | 38145.228
2018-07-05 06:00 | FR | 39931.3189
2018-07-05 07:00 | FR | 43974.9967
2018-07-05 08:00 | FR | 48270.4055
2018-07-05 09:00 | FR | 50992.496
2018-07-05 10:00 | FR | 52856.5036
2018-07-05 11:00 | FR | 54065.2117
2018-07-05 12:00 | FR | 55175.0254
2018-07-05 13:00 | FR | 55510.6667
2018-07-05 14:00 | FR | 54579.6618
2018-07-05 15:00 | FR | 54002.279
2018-07-05 16:00 | FR | 52748.6189
2018-07-05 17:00 | FR | 51505.9472
2018-07-05 18:00 | FR | 51006.4811
2018-07-05 19:00 | FR | 51800.6322
2018-07-05 20:00 | FR | 50135.4121
2018-07-05 21:00 | FR | 46941.8256
2018-07-05 22:00 | FR | 46241.5741
2018-07-05 23:00 | FR | 50345.1879
2018-07-06 | FR | 48070.6191
2018-07-06 01:00 | FR | 42496.577
2018-07-06 02:00 | FR | 41165.9992
2018-07-06 03:00 | FR | 38959.3578
2018-07-06 04:00 | FR | 37807.5889
2018-07-06 05:00 | FR | 38129.2451
2018-07-06 06:00 | FR | 39822.4353
2018-07-06 07:00 | FR | 43617.379
2018-07-06 08:00 | FR | 48162.5209
2018-07-06 09:00 | FR | 51056.4277
2018-07-06 10:00 | FR | 52678.6937
2018-07-06 11:00 | FR | 53783.5128
2018-07-06 12:00 | FR | 54835.3885
2018-07-06 13:00 | FR | 55269.924
2018-07-06 14:00 | FR | 53686.6164
2018-07-06 15:00 | FR | 52956.3969
2018-07-06 16:00 | FR | 51759.676
2018-07-06 17:00 | FR | 50515.0064
2018-07-06 18:00 | FR | 49638.9428
2018-07-06 19:00 | FR | 50320.2146
2018-07-06 20:00 | FR | 48627.0244
2018-07-06 21:00 | FR | 45601.2585
2018-07-06 22:00 | FR | 45020.8788
2018-07-06 23:00 | FR | 49884.6801
2018-07-07 | FR | 47646.0729
2018-07-07 01:00 | FR | 41961.1493
2018-07-07 02:00 | FR | 40158.0765
2018-07-07 03:00 | FR | 37569.843
2018-07-07 04:00 | FR | 36080.435
2018-07-07 05:00 | FR | 35360.2048
2018-07-07 06:00 | FR | 35341.2251
2018-07-07 07:00 | FR | 36359.1371
2018-07-07 08:00 | FR | 38852.472
2018-07-07 09:00 | FR | 42130.9678
2018-07-07 10:00 | FR | 44952.9514
2018-07-07 11:00 | FR | 46371.4353
2018-07-07 12:00 | FR | 47760.9501
2018-07-07 13:00 | FR | 49140.4756
2018-07-07 14:00 | FR | 47270.4743
2018-07-07 15:00 | FR | 46380.4257
2018-07-07 16:00 | FR | 45184.7037
2018-07-07 17:00 | FR | 44381.5622
2018-07-07 18:00 | FR | 44827.086
2018-07-07 19:00 | FR | 45315.5639
2018-07-07 20:00 | FR | 44245.7074
2018-07-07 21:00 | FR | 42072.0308
2018-07-07 22:00 | FR | 42024.082
2018-07-07 23:00 | FR | 46949.8171
2018-07-08 | FR | 45584.2766
2018-07-08 01:00 | FR | 40194.0381
2018-07-08 02:00 | FR | 38664.6728
2018-07-08 03:00 | FR | 36187.3207
2018-07-08 04:00 | FR | 34408.2223
2018-07-08 05:00 | FR | 33692.9868
2018-07-08 06:00 | FR | 33014.7118
2018-07-08 07:00 | FR | 33173.542
2018-07-08 08:00 | FR | 34991.5988
2018-07-08 09:00 | FR | 37919.4693
2018-07-08 10:00 | FR | 40671.5277
2018-07-08 11:00 | FR | 42567.5012
2018-07-08 12:00 | FR | 44162.796
2018-07-08 13:00 | FR | 45834.0097
2018-07-08 14:00 | FR | 43277.742
2018-07-08 15:00 | FR | 42407.672
2018-07-08 16:00 | FR | 41363.7878
2018-07-08 17:00 | FR | 40919.2629
2018-07-08 18:00 | FR | 41505.6362
2018-07-08 19:00 | FR | 42785.2684
2018-07-08 20:00 | FR | 43318.6982
2018-07-08 21:00 | FR | 42565.5033
2018-07-08 22:00 | FR | 42855.1937
2018-07-08 23:00 | FR | 47198.5512
2018-07-09 | FR | 45238.6461
2018-07-09 01:00 | FR | 39895.3573
2018-07-09 02:00 | FR | 38420.9333
2018-07-09 03:00 | FR | 36403.0901
2018-07-09 04:00 | FR | 35233.3404
2018-07-09 05:00 | FR | 35930.5951
2018-07-09 06:00 | FR | 38314.0475
2018-07-09 07:00 | FR | 42131.9667
2018-07-09 08:00 | FR | 46618.1716
2018-07-09 09:00 | FR | 50211.331
2018-07-09 10:00 | FR | 52425.9638
2018-07-09 11:00 | FR | 53923.3633
2018-07-09 12:00 | FR | 55348.8397
2018-07-09 13:00 | FR | 56035.1061
2018-07-09 14:00 | FR | 55488.6902
2018-07-09 15:00 | FR | 54942.2742
2018-07-09 16:00 | FR | 53844.4477
2018-07-09 17:00 | FR | 52555.825
2018-07-09 18:00 | FR | 51914.5105
2018-07-09 19:00 | FR | 52403.9873
2018-07-09 20:00 | FR | 51194.2803
2018-07-09 21:00 | FR | 48052.6383
2018-07-09 22:00 | FR | 47210.5384
2018-07-09 23:00 | FR | 51185.2899
2018-07-10 | FR | 48630.0212
2018-07-10 01:00 | FR | 42926.1179
2018-07-10 02:00 | FR | 41700.4279
2018-07-10 03:00 | FR | 39708.557
2018-07-10 04:00 | FR | 38370.9867
2018-07-10 05:00 | FR | 38580.7624
2018-07-10 06:00 | FR | 40425.7904
2018-07-10 07:00 | FR | 43796.1879
2018-07-10 08:00 | FR | 48150.5337
2018-07-10 09:00 | FR | 51359.1041
2018-07-10 10:00 | FR | 53312.0167
2018-07-10 11:00 | FR | 54597.6426
2018-07-10 12:00 | FR | 55973.1723
2018-07-10 13:00 | FR | 56370.7474
2018-07-10 14:00 | FR | 55569.6037
2018-07-10 15:00 | FR | 55251.9432
2018-07-10 16:00 | FR | 54007.2736
2018-07-10 17:00 | FR | 52585.793
2018-07-10 18:00 | FR | 52089.3236
2018-07-10 19:00 | FR | 52676.6958
2018-07-10 20:00 | FR | 50587.9284
2018-07-10 21:00 | FR | 46882.8886
2018-07-10 22:00 | FR | 45416.456
2018-07-10 23:00 | FR | 50926.5665
2018-07-11 | FR | 48587.0671
2018-07-11 01:00 | FR | 42897.1488
2018-07-11 02:00 | FR | 41688.4408
2018-07-11 03:00 | FR | 39573.7011
2018-07-11 04:00 | FR | 38197.1724
2018-07-11 05:00 | FR | 38349.0102
2018-07-11 06:00 | FR | 39956.2922
2018-07-11 07:00 | FR | 43294.7239
2018-07-11 08:00 | FR | 47614.107
2018-07-11 09:00 | FR | 50706.8014
2018-07-11 10:00 | FR | 52560.8197
2018-07-11 11:00 | FR | 53679.6238
2018-07-11 12:00 | FR | 54900.3191
2018-07-11 13:00 | FR | 55256.9379
2018-07-11 14:00 | FR | 54312.9469
2018-07-11 15:00 | FR | 53764.5331
2018-07-11 16:00 | FR | 52583.7951
2018-07-11 17:00 | FR | 51263.2066
2018-07-11 18:00 | FR | 51026.4597
2018-07-11 19:00 | FR | 51766.6685
2018-07-11 20:00 | FR | 50784.7181
2018-07-11 21:00 | FR | 47373.3644
2018-07-11 22:00 | FR | 46765.0146
2018-07-11 23:00 | FR | 51071.4116
2018-07-12 | FR | 48474.1877
2018-07-12 01:00 | FR | 42930.1136
2018-07-12 02:00 | FR | 41696.4322
2018-07-12 03:00 | FR | 39486.794
2018-07-12 04:00 | FR | 38344.0155
2018-07-12 05:00 | FR | 38478.8714
2018-07-12 06:00 | FR | 40391.8267
2018-07-12 07:00 | FR | 43704.2861
2018-07-12 08:00 | FR | 47873.8294
2018-07-12 09:00 | FR | 50921.5718
2018-07-12 10:00 | FR | 52682.6894
2018-07-12 11:00 | FR | 54030.2491
2018-07-12 12:00 | FR | 55312.8781
2018-07-12 13:00 | FR | 55645.5226
2018-07-12 14:00 | FR | 55093.113
2018-07-12 15:00 | FR | 54260.0035
2018-07-12 16:00 | FR | 53447.8715
2018-07-12 17:00 | FR | 52066.3482
2018-07-12 18:00 | FR | 51442.0155
2018-07-12 19:00 | FR | 52129.2809
2018-07-12 20:00 | FR | 50556.9615
2018-07-12 21:00 | FR | 47337.4028
2018-07-12 22:00 | FR | 47013.7487
2018-07-12 23:00 | FR | 51053.4309
2018-07-13 | FR | 48996.6293
2018-07-13 01:00 | FR | 43215.8082
2018-07-13 02:00 | FR | 42033.0724
2018-07-13 03:00 | FR | 39815.4427
2018-07-13 04:00 | FR | 38408.9461
2018-07-13 05:00 | FR | 38633.7059
2018-07-13 06:00 | FR | 40488.7231
2018-07-13 07:00 | FR | 43532.4697
2018-07-13 08:00 | FR | 47892.8091
2018-07-13 09:00 | FR | 51159.3177
2018-07-13 10:00 | FR | 53073.2719
2018-07-13 11:00 | FR | 54364.8914
2018-07-13 12:00 | FR | 55480.6987
2018-07-13 13:00 | FR | 56299.8232
2018-07-13 14:00 | FR | 55041.1685
2018-07-13 15:00 | FR | 54335.9223
2018-07-13 16:00 | FR | 53182.1556
2018-07-13 17:00 | FR | 51628.8159
2018-07-13 18:00 | FR | 51257.2131
2018-07-13 19:00 | FR | 51274.1949
2018-07-13 20:00 | FR | 49492.0997
2018-07-13 21:00 | FR | 46387.4182
2018-07-13 22:00 | FR | 46052.7759
2018-07-13 23:00 | FR | 49773.7986
2018-07-14 | FR | 47854.8497
2018-07-14 01:00 | FR | 42491.5823
2018-07-14 02:00 | FR | 40663.5362
2018-07-14 03:00 | FR | 37998.3849
2018-07-14 04:00 | FR | 36125.3869
2018-07-14 05:00 | FR | 35483.0735
2018-07-14 06:00 | FR | 35184.3927
2018-07-14 07:00 | FR | 35390.1727
2018-07-14 08:00 | FR | 37479.9391
2018-07-14 09:00 | FR | 40336.8854
2018-07-14 10:00 | FR | 42974.0666
2018-07-14 11:00 | FR | 44776.1404
2018-07-14 12:00 | FR | 46393.4118
2018-07-14 13:00 | FR | 48320.3522
2018-07-14 14:00 | FR | 46408.3958
2018-07-14 15:00 | FR | 45276.6055
2018-07-14 16:00 | FR | 44342.6038
2018-07-14 17:00 | FR | 43661.332
2018-07-14 18:00 | FR | 43813.1697
2018-07-14 19:00 | FR | 44423.5173
2018-07-14 20:00 | FR | 43797.1868
2018-07-14 21:00 | FR | 41933.1792
2018-07-14 22:00 | FR | 42007.1002
2018-07-14 23:00 | FR | 46316.494
2018-07-15 | FR | 45078.8169
2018-07-15 01:00 | FR | 40050.1918
2018-07-15 02:00 | FR | 38473.8767
2018-07-15 03:00 | FR | 36076.4392
2018-07-15 04:00 | FR | 34390.2415
2018-07-15 05:00 | FR | 33649.0338
2018-07-15 06:00 | FR | 33286.4214
2018-07-15 07:00 | FR | 33138.5794
2018-07-15 08:00 | FR | 34717.8913
2018-07-15 09:00 | FR | 37529.8857
2018-07-15 10:00 | FR | 40398.8192
2018-07-15 11:00 | FR | 42448.6282
2018-07-15 12:00 | FR | 44462.4757
2018-07-15 13:00 | FR | 46325.4844
2018-07-15 14:00 | FR | 44012.9562
2018-07-15 15:00 | FR | 42917.1275
2018-07-15 16:00 | FR | 42192.9016
2018-07-15 17:00 | FR | 40922.2597
2018-07-15 18:00 | FR | 40798.3921
2018-07-15 19:00 | FR | 40313.9099
2018-07-15 20:00 | FR | 41329.8241
2018-07-15 21:00 | FR | 41101.0686
2018-07-15 22:00 | FR | 42401.6784
2018-07-15 23:00 | FR | 46672.1139
2018-07-16 | FR | 44883.0262
2018-07-16 01:00 | FR | 39502.7769
2018-07-16 02:00 | FR | 38075.3027
2018-07-16 03:00 | FR | 36223.2823
2018-07-16 04:00 | FR | 35146.4333
2018-07-16 05:00 | FR | 35644.9005
2018-07-16 06:00 | FR | 37937.4501
2018-07-16 07:00 | FR | 41322.8315
2018-07-16 08:00 | FR | 45360.5158
2018-07-16 09:00 | FR | 48910.7211
2018-07-16 10:00 | FR | 51197.2771
2018-07-16 11:00 | FR | 52709.6606
2018-07-16 12:00 | FR | 53870.4199
2018-07-16 13:00 | FR | 54528.7163
2018-07-16 14:00 | FR | 53775.5213
2018-07-16 15:00 | FR | 53156.1833
2018-07-16 16:00 | FR | 52278.1218
2018-07-16 17:00 | FR | 51045.4394
2018-07-16 18:00 | FR | 50568.9487
2018-07-16 19:00 | FR | 50844.654
2018-07-16 20:00 | FR | 49421.1755
2018-07-16 21:00 | FR | 46474.3253
2018-07-16 22:00 | FR | 46446.3552
2018-07-16 23:00 | FR | 50025.5296
2018-07-17 | FR | 47619.1017
2018-07-17 01:00 | FR | 42160.9357
2018-07-17 02:00 | FR | 40888.296
2018-07-17 03:00 | FR | 38795.5329
2018-07-17 04:00 | FR | 37812.5835
2018-07-17 05:00 | FR | 38152.2205
2018-07-17 06:00 | FR | 39981.2655
2018-07-17 07:00 | FR | 42919.1253
2018-07-17 08:00 | FR | 47162.5896
2018-07-17 09:00 | FR | 50230.3107
2018-07-17 10:00 | FR | 52382.0108
2018-07-17 11:00 | FR | 53617.69
2018-07-17 12:00 | FR | 55018.1931
2018-07-17 13:00 | FR | 55277.9155
2018-07-17 14:00 | FR | 54633.6042
2018-07-17 15:00 | FR | 54309.9501
2018-07-17 16:00 | FR | 53061.2847
2018-07-17 17:00 | FR | 52159.2489
2018-07-17 18:00 | FR | 51245.2259
2018-07-17 19:00 | FR | 51913.5116
2018-07-17 20:00 | FR | 50492.0309
2018-07-17 21:00 | FR | 47343.3964
2018-07-17 22:00 | FR | 47147.6057
2018-07-17 23:00 | FR | 50685.8238
2018-07-18 | FR | 48533.1247
2018-07-18 01:00 | FR | 42851.1979
2018-07-18 02:00 | FR | 41459.6853
2018-07-18 03:00 | FR | 39478.8026
2018-07-18 04:00 | FR | 38153.2194
2018-07-18 05:00 | FR | 38372.9845
2018-07-18 06:00 | FR | 40225.005
2018-07-18 07:00 | FR | 43234.7879
2018-07-18 08:00 | FR | 47305.437
2018-07-18 09:00 | FR | 50405.1238
2018-07-18 10:00 | FR | 52819.5431
2018-07-18 11:00 | FR | 54232.0334
2018-07-18 12:00 | FR | 55854.2994
2018-07-18 13:00 | FR | 56115.0207
2018-07-18 14:00 | FR | 55367.8194
2018-07-18 15:00 | FR | 54522.7227
2018-07-18 16:00 | FR | 53809.485
2018-07-18 17:00 | FR | 52601.7759
2018-07-18 18:00 | FR | 51895.5308
2018-07-18 19:00 | FR | 52600.777
2018-07-18 20:00 | FR | 50874.622
2018-07-18 21:00 | FR | 47495.2341
2018-07-18 22:00 | FR | 47350.3889
2018-07-18 23:00 | FR | 51047.4373
2018-07-19 | FR | 48894.7382
2018-07-19 01:00 | FR | 43178.8477
2018-07-19 02:00 | FR | 41828.2913
2018-07-19 03:00 | FR | 39519.7588
2018-07-19 04:00 | FR | 38254.1116
2018-07-19 05:00 | FR | 38638.7005
2018-07-19 06:00 | FR | 40220.0103
2018-07-19 07:00 | FR | 43477.5285
2018-07-19 08:00 | FR | 47460.2715
2018-07-19 09:00 | FR | 50745.7597
2018-07-19 10:00 | FR | 52989.3616
2018-07-19 11:00 | FR | 54885.3351
2018-07-19 12:00 | FR | 56024.1179
2018-07-19 13:00 | FR | 56555.5499
2018-07-19 14:00 | FR | 56071.0677
2018-07-19 15:00 | FR | 55467.7126
2018-07-19 16:00 | FR | 54388.8657
2018-07-19 17:00 | FR | 52950.4033
2018-07-19 18:00 | FR | 52342.0535
2018-07-19 19:00 | FR | 52844.5164
2018-07-19 20:00 | FR | 51196.2782
2018-07-19 21:00 | FR | 47903.7974
2018-07-19 22:00 | FR | 47509.2191
2018-07-19 23:00 | FR | 51063.4202
2018-07-20 | FR | 48540.1173
2018-07-20 01:00 | FR | 43100.931
2018-07-20 02:00 | FR | 41876.24
2018-07-20 03:00 | FR | 39866.3883
2018-07-20 04:00 | FR | 38438.9141
2018-07-20 05:00 | FR | 38547.7977
2018-07-20 06:00 | FR | 40431.784
2018-07-20 07:00 | FR | 43336.679
2018-07-20 08:00 | FR | 47212.5363
2018-07-20 09:00 | FR | 50325.2092
2018-07-20 10:00 | FR | 52655.7182
2018-07-20 11:00 | FR | 53701.6003
2018-07-20 12:00 | FR | 54875.3458
2018-07-20 13:00 | FR | 55311.8792
2018-07-20 14:00 | FR | 53991.2907
2018-07-20 15:00 | FR | 53356.9687
2018-07-20 16:00 | FR | 52140.2692
2018-07-20 17:00 | FR | 50603.9113
2018-07-20 18:00 | FR | 50324.2103
2018-07-20 19:00 | FR | 50400.1292
2018-07-20 20:00 | FR | 48659.9891
2018-07-20 21:00 | FR | 45582.2788
2018-07-20 22:00 | FR | 45515.3503
2018-07-20 23:00 | FR | 48912.719
2018-07-21 | FR | 46752.0285
2018-07-21 01:00 | FR | 41394.7547
2018-07-21 02:00 | FR | 39929.321
2018-07-21 03:00 | FR | 37433.9882
2018-07-21 04:00 | FR | 35774.7617
2018-07-21 05:00 | FR | 35431.129
2018-07-21 06:00 | FR | 35762.7745
2018-07-21 07:00 | FR | 36142.3688
2018-07-21 08:00 | FR | 38230.1372
2018-07-21 09:00 | FR | 41173.9906
2018-07-21 10:00 | FR | 43720.269
2018-07-21 11:00 | FR | 45061.8351
2018-07-21 12:00 | FR | 46338.4705
2018-07-21 13:00 | FR | 47814.8924
2018-07-21 14:00 | FR | 45599.2606
2018-07-21 15:00 | FR | 44728.1917
2018-07-21 16:00 | FR | 43568.4313
2018-07-21 17:00 | FR | 42731.3261
2018-07-21 18:00 | FR | 42887.1595
2018-07-21 19:00 | FR | 43575.4238
2018-07-21 20:00 | FR | 42831.2193
2018-07-21 21:00 | FR | 40819.3697
2018-07-21 22:00 | FR | 41589.5465
2018-07-21 23:00 | FR | 45522.3428
2018-07-22 | FR | 44209.7458
2018-07-22 01:00 | FR | 39211.0887
2018-07-22 02:00 | FR | 37839.5547
2018-07-22 03:00 | FR | 35487.0692
2018-07-22 04:00 | FR | 33882.7839
2018-07-22 05:00 | FR | 33318.3872
2018-07-22 06:00 | FR | 32994.7331
2018-07-22 07:00 | FR | 32822.9168
2018-07-22 08:00 | FR | 34362.2714
2018-07-22 09:00 | FR | 37081.3651
2018-07-22 10:00 | FR | 39605.667
2018-07-22 11:00 | FR | 41547.5913
2018-07-22 12:00 | FR | 43117.9129
2018-07-22 13:00 | FR | 44578.3518
2018-07-22 14:00 | FR | 41945.1664
2018-07-22 15:00 | FR | 40980.1978
2018-07-22 16:00 | FR | 39935.3146
2018-07-22 17:00 | FR | 39393.8933
2018-07-22 18:00 | FR | 39858.3968
2018-07-22 19:00 | FR | 41379.7707
2018-07-22 20:00 | FR | 41994.114
2018-07-22 21:00 | FR | 41152.0141
2018-07-22 22:00 | FR | 41837.2817
2018-07-22 23:00 | FR | 45941.8944
2018-07-23 | FR | 44003.9658
2018-07-23 01:00 | FR | 39012.3012
2018-07-23 02:00 | FR | 37740.6604
2018-07-23 03:00 | FR | 35773.7627
2018-07-23 04:00 | FR | 34690.9202
2018-07-23 05:00 | FR | 35395.1674
2018-07-23 06:00 | FR | 38152.2205
2018-07-23 07:00 | FR | 41037.1369
2018-07-23 08:00 | FR | 45057.8393
2018-07-23 09:00 | FR | 48776.8642
2018-07-23 10:00 | FR | 51368.0945
2018-07-23 11:00 | FR | 52767.5987
2018-07-23 12:00 | FR | 54175.0942
2018-07-23 13:00 | FR | 54948.2678
2018-07-23 14:00 | FR | 54514.7312
2018-07-23 15:00 | FR | 53925.3612
2018-07-23 16:00 | FR | 52888.4695
2018-07-23 17:00 | FR | 51611.834
2018-07-23 18:00 | FR | 51229.2429
2018-07-23 19:00 | FR | 51811.6205
2018-07-23 20:00 | FR | 50528.9914
2018-07-23 21:00 | FR | 47416.3184
2018-07-23 22:00 | FR | 47424.3099
2018-07-23 23:00 | FR | 50822.6775
2018-07-24 | FR | 48530.1279
2018-07-24 01:00 | FR | 42800.2524
2018-07-24 02:00 | FR | 41323.8305
2018-07-24 03:00 | FR | 39269.0268
2018-07-24 04:00 | FR | 37940.4469
2018-07-24 05:00 | FR | 38123.2515
2018-07-24 06:00 | FR | 40166.068
2018-07-24 07:00 | FR | 42778.2759
2018-07-24 08:00 | FR | 46909.8598
2018-07-24 09:00 | FR | 50341.1922
2018-07-24 10:00 | FR | 52558.8218
2018-07-24 11:00 | FR | 54191.0772
2018-07-24 12:00 | FR | 55860.293
2018-07-24 13:00 | FR | 56338.7816
2018-07-24 14:00 | FR | 55936.2118
2018-07-24 15:00 | FR | 55423.7596
2018-07-24 16:00 | FR | 54263.0003
2018-07-24 17:00 | FR | 53063.2826
2018-07-24 18:00 | FR | 52393.998
2018-07-24 19:00 | FR | 52816.5463
2018-07-24 20:00 | FR | 51077.4052
2018-07-24 21:00 | FR | 47934.7643
2018-07-24 22:00 | FR | 48083.6052
2018-07-24 23:00 | FR | 51354.1095
2018-07-25 | FR | 48866.7681
2018-07-25 01:00 | FR | 43319.6972
2018-07-25 02:00 | FR | 41967.1429
2018-07-25 03:00 | FR | 39801.4577
2018-07-25 04:00 | FR | 38702.6322
2018-07-25 05:00 | FR | 38835.4902
2018-07-25 06:00 | FR | 40998.1786
2018-07-25 07:00 | FR | 43417.5925
2018-07-25 08:00 | FR | 47360.3782
2018-07-25 09:00 | FR | 50709.7982
2018-07-25 10:00 | FR | 53509.8053
2018-07-25 11:00 | FR | 54937.2796
2018-07-25 12:00 | FR | 56574.5296
2018-07-25 13:00 | FR | 57055.016
2018-07-25 14:00 | FR | 56399.7164
2018-07-25 15:00 | FR | 56013.1296
2018-07-25 16:00 | FR | 55028.1824
2018-07-25 17:00 | FR | 54085.1903
2018-07-25 18:00 | FR | 53332.9943
2018-07-25 19:00 | FR | 53590.7189
2018-07-25 20:00 | FR | 51836.5938
2018-07-25 21:00 | FR | 48787.8525
2018-07-25 22:00 | FR | 48918.7126
2018-07-25 23:00 | FR | 52083.33
2018-07-26 | FR | 49409.1883
2018-07-26 01:00 | FR | 44006.9626
2018-07-26 02:00 | FR | 42576.4916
2018-07-26 03:00 | FR | 40524.6847
2018-07-26 04:00 | FR | 39129.1763
2018-07-26 05:00 | FR | 39230.0684
2018-07-26 06:00 | FR | 41370.7803
2018-07-26 07:00 | FR | 43805.1783
2018-07-26 08:00 | FR | 47719.9939
2018-07-26 09:00 | FR | 51182.2931
2018-07-26 10:00 | FR | 53807.4872
2018-07-26 11:00 | FR | 55688.4766
2018-07-26 12:00 | FR | 57094.9733
2018-07-26 13:00 | FR | 57585.449
2018-07-26 14:00 | FR | 56986.0897
2018-07-26 15:00 | FR | 56410.7047
2018-07-26 16:00 | FR | 55459.7211
2018-07-26 17:00 | FR | 54512.7333
2018-07-26 18:00 | FR | 53487.8288
2018-07-26 19:00 | FR | 53697.6046
2018-07-26 20:00 | FR | 52085.3279
2018-07-26 21:00 | FR | 48825.8119
2018-07-26 22:00 | FR | 49134.482
2018-07-26 23:00 | FR | 52113.298
2018-07-27 | FR | 49561.026
2018-07-27 01:00 | FR | 43889.0886
2018-07-27 02:00 | FR | 42436.641
2018-07-27 03:00 | FR | 40369.8502
2018-07-27 04:00 | FR | 38993.3215
2018-07-27 05:00 | FR | 39095.2126
2018-07-27 06:00 | FR | 41289.8668
2018-07-27 07:00 | FR | 43866.1131
2018-07-27 08:00 | FR | 47564.1604
2018-07-27 09:00 | FR | 51110.37
2018-07-27 10:00 | FR | 53569.7413
2018-07-27 11:00 | FR | 55113.0916
2018-07-27 12:00 | FR | 56261.8638
2018-07-27 13:00 | FR | 56615.4858
2018-07-27 14:00 | FR | 55565.608
2018-07-27 15:00 | FR | 54920.2977
2018-07-27 16:00 | FR | 53743.5555
2018-07-27 17:00 | FR | 52320.077
2018-07-27 18:00 | FR | 51442.0155
2018-07-27 19:00 | FR | 50779.7234
2018-07-27 20:00 | FR | 49054.5674
2018-07-27 21:00 | FR | 46268.5453
2018-07-27 22:00 | FR | 46865.9068
2018-07-27 23:00 | FR | 49829.7388
2018-07-28 | FR | 47643.0761
2018-07-28 01:00 | FR | 41959.1514
2018-07-28 02:00 | FR | 40439.7754
2018-07-28 03:00 | FR | 38156.2162
2018-07-28 04:00 | FR | 36504.9812
2018-07-28 05:00 | FR | 36045.4723
2018-07-28 06:00 | FR | 36521.963
2018-07-28 07:00 | FR | 36615.8627
2018-07-28 08:00 | FR | 38467.8831
2018-07-28 09:00 | FR | 41351.8006
2018-07-28 10:00 | FR | 43860.1195
2018-07-28 11:00 | FR | 45253.6301
2018-07-28 12:00 | FR | 46356.4513
2018-07-28 13:00 | FR | 47709.0056
2018-07-28 14:00 | FR | 45711.141
2018-07-28 15:00 | FR | 44852.0593
2018-07-28 16:00 | FR | 43782.2028
2018-07-28 17:00 | FR | 43140.8883
2018-07-28 18:00 | FR | 43398.6128
2018-07-28 19:00 | FR | 43908.0683
2018-07-28 20:00 | FR | 42999.0399
2018-07-28 21:00 | FR | 41166.9981
2018-07-28 22:00 | FR | 42030.0756
2018-07-28 23:00 | FR | 45668.187
2018-07-29 | FR | 43986.9839
2018-07-29 01:00 | FR | 39025.2873
2018-07-29 02:00 | FR | 37632.7757
2018-07-29 03:00 | FR | 35444.1151
2018-07-29 04:00 | FR | 33987.6718
2018-07-29 05:00 | FR | 33492.2014
2018-07-29 06:00 | FR | 33526.1651
2018-07-29 07:00 | FR | 33132.5858
2018-07-29 08:00 | FR | 34601.0162
2018-07-29 09:00 | FR | 37180.2594
2018-07-29 10:00 | FR | 39520.7577
2018-07-29 11:00 | FR | 41447.6981
2018-07-29 12:00 | FR | 43103.9278
2018-07-29 13:00 | FR | 44802.1127
2018-07-29 14:00 | FR | 42510.562
2018-07-29 15:00 | FR | 41519.6212
2018-07-29 16:00 | FR | 40682.516
2018-07-29 17:00 | FR | 40263.9633
2018-07-29 18:00 | FR | 40499.7114
2018-07-29 19:00 | FR | 41957.1535
2018-07-29 20:00 | FR | 42429.6485
2018-07-29 21:00 | FR | 41568.5689
2018-07-29 22:00 | FR | 42854.1947
2018-07-29 23:00 | FR | 46146.6755
2018-07-30 | FR | 44095.8676
2018-07-30 01:00 | FR | 39100.2072
2018-07-30 02:00 | FR | 37859.5333
2018-07-30 03:00 | FR | 35914.6122
2018-07-30 04:00 | FR | 34820.7813
2018-07-30 05:00 | FR | 35290.2795
2018-07-30 06:00 | FR | 37615.7939
2018-07-30 07:00 | FR | 39944.305
2018-07-30 08:00 | FR | 43688.3032
2018-07-30 09:00 | FR | 47262.4829
2018-07-30 10:00 | FR | 49675.9033
2018-07-30 11:00 | FR | 51273.196
2018-07-30 12:00 | FR | 52898.4588
2018-07-30 13:00 | FR | 53765.532
2018-07-30 14:00 | FR | 52949.4043
2018-07-30 15:00 | FR | 52234.1688
2018-07-30 16:00 | FR | 51374.0881
2018-07-30 17:00 | FR | 50295.2413
2018-07-30 18:00 | FR | 49744.8296
2018-07-30 19:00 | FR | 50198.3448
2018-07-30 20:00 | FR | 49210.4008
2018-07-30 21:00 | FR | 46515.2815
2018-07-30 22:00 | FR | 46904.8651
2018-07-30 23:00 | FR | 49841.726
2018-07-31 | FR | 47411.3238
2018-07-31 01:00 | FR | 41979.1301
2018-07-31 02:00 | FR | 40698.4989
2018-07-31 03:00 | FR | 38685.6503
2018-07-31 04:00 | FR | 37373.0533
2018-07-31 05:00 | FR | 37585.8259
2018-07-31 06:00 | FR | 39489.7908
2018-07-31 07:00 | FR | 41638.4941
2018-07-31 08:00 | FR | 45357.519
2018-07-31 09:00 | FR | 48838.798
2018-07-31 10:00 | FR | 51324.1415
2018-07-31 11:00 | FR | 52694.6766
2018-07-31 12:00 | FR | 54236.0291
2018-07-31 13:00 | FR | 54892.3276
2018-07-31 14:00 | FR | 53936.3494
2018-07-31 15:00 | FR | 53302.0274
2018-07-31 16:00 | FR | 52363.0311
2018-07-31 17:00 | FR | 51238.2333
2018-07-31 18:00 | FR | 50641.8708
2018-07-31 19:00 | FR | 50917.5761
2018-07-31 20:00 | FR | 49558.0292
2018-07-31 21:00 | FR | 46845.9281
2018-07-31 22:00 | FR | 47258.4871
2018-07-31 23:00 | FR | 50158.3875
2018-08-01 | FR | 47501.2277
2018-08-01 01:00 | FR | 42194.8994
2018-08-01 02:00 | FR | 40870.3152
2018-08-01 03:00 | FR | 38766.5638
2018-08-01 04:00 | FR | 37539.875
2018-08-01 05:00 | FR | 37594.8163
2018-08-01 06:00 | FR | 39522.7556
2018-08-01 07:00 | FR | 41629.5038
2018-08-01 08:00 | FR | 45251.6322
2018-08-01 09:00 | FR | 48616.0361
2018-08-01 10:00 | FR | 50896.5985
2018-08-01 11:00 | FR | 52665.7076
2018-08-01 12:00 | FR | 54103.1711
2018-08-01 13:00 | FR | 54891.3287
2018-08-01 14:00 | FR | 54065.2117
2018-08-01 15:00 | FR | 53395.9271
2018-08-01 16:00 | FR | 52457.9297
2018-08-01 17:00 | FR | 51484.9696
2018-08-01 18:00 | FR | 50983.5056
2018-08-01 19:00 | FR | 51295.1725
2018-08-01 20:00 | FR | 49877.6876
2018-08-01 21:00 | FR | 47098.658
2018-08-01 22:00 | FR | 47652.0665
2018-08-01 23:00 | FR | 50476.048
2018-08-02 | FR | 47840.8647
2018-08-02 01:00 | FR | 42326.7585
2018-08-02 02:00 | FR | 41034.1401
2018-08-02 03:00 | FR | 38810.5169
2018-08-02 04:00 | FR | 37437.9839
2018-08-02 05:00 | FR | 37599.8109
2018-08-02 06:00 | FR | 39655.6136
2018-08-02 07:00 | FR | 41696.4322
2018-08-02 08:00 | FR | 45176.7123
2018-08-02 09:00 | FR | 48626.0254
2018-08-02 10:00 | FR | 51043.4415
2018-08-02 11:00 | FR | 52758.6083
2018-08-02 12:00 | FR | 54460.7889
2018-08-02 13:00 | FR | 55436.7457
2018-08-02 14:00 | FR | 54573.6682
2018-08-02 15:00 | FR | 54121.1519
2018-08-02 16:00 | FR | 53141.1993
2018-08-02 17:00 | FR | 52261.14
2018-08-02 18:00 | FR | 51775.6589
2018-08-02 19:00 | FR | 51902.5233
2018-08-02 20:00 | FR | 50480.0437
2018-08-02 21:00 | FR | 47598.1241
2018-08-02 22:00 | FR | 48164.5187
2018-08-02 23:00 | FR | 50740.7651
2018-08-03 | FR | 48379.2892
2018-08-03 01:00 | FR | 42776.278
2018-08-03 02:00 | FR | 41410.7376
2018-08-03 03:00 | FR | 39096.2115
2018-08-03 04:00 | FR | 37776.622
2018-08-03 05:00 | FR | 38059.3198
2018-08-03 06:00 | FR | 39939.3103
2018-08-03 07:00 | FR | 41883.2326
2018-08-03 08:00 | FR | 45381.4934
2018-08-03 09:00 | FR | 48901.7307
2018-08-03 10:00 | FR | 51542.9077
2018-08-03 11:00 | FR | 53232.1022
2018-08-03 12:00 | FR | 54543.7002
2018-08-03 13:00 | FR | 55424.7585
2018-08-03 14:00 | FR | 54350.9063
2018-08-03 15:00 | FR | 53755.5427
2018-08-03 16:00 | FR | 52395.9959
2018-08-03 17:00 | FR | 51262.2077
2018-08-03 18:00 | FR | 50802.6989
2018-08-03 19:00 | FR | 50641.8708
2018-08-03 20:00 | FR | 48816.8215
2018-08-03 21:00 | FR | 46498.2997
2018-08-03 22:00 | FR | 47180.5704
2018-08-03 23:00 | FR | 49679.899
2018-08-04 | FR | 47210.5384
2018-08-04 01:00 | FR | 41784.3383
2018-08-04 02:00 | FR | 40288.9366
2018-08-04 03:00 | FR | 37949.4372
2018-08-04 04:00 | FR | 36442.0484
2018-08-04 05:00 | FR | 35816.7168
2018-08-04 06:00 | FR | 36305.1947
2018-08-04 07:00 | FR | 36189.3186
2018-08-04 08:00 | FR | 38344.0155
2018-08-04 09:00 | FR | 41399.7493
2018-08-04 10:00 | FR | 44174.7832
2018-08-04 11:00 | FR | 45866.9745
2018-08-04 12:00 | FR | 47541.185
2018-08-04 13:00 | FR | 49432.1638
2018-08-04 14:00 | FR | 47812.8946
2018-08-04 15:00 | FR | 47112.643
2018-08-04 16:00 | FR | 46277.5356
2018-08-04 17:00 | FR | 45560.3023
2018-08-04 18:00 | FR | 45418.4539
2018-08-04 19:00 | FR | 45872.9681
2018-08-04 20:00 | FR | 44965.9376
2018-08-04 21:00 | FR | 43127.9022
2018-08-04 22:00 | FR | 44197.7586
2018-08-04 23:00 | FR | 47212.5363
2018-08-05 | FR | 45036.8618
2018-08-05 01:00 | FR | 40013.2313
2018-08-05 02:00 | FR | 38712.6215
2018-08-05 03:00 | FR | 36334.1638
2018-08-05 04:00 | FR | 34835.7653
2018-08-05 05:00 | FR | 34150.4978
2018-08-05 06:00 | FR | 34275.3643
2018-08-05 07:00 | FR | 33497.1961
2018-08-05 08:00 | FR | 35010.5785
2018-08-05 09:00 | FR | 37585.8259
2018-08-05 10:00 | FR | 40060.1811
2018-08-05 11:00 | FR | 41987.1215
2018-08-05 12:00 | FR | 43642.3523
2018-08-05 13:00 | FR | 45495.3717
2018-08-05 14:00 | FR | 43450.5573
2018-08-05 15:00 | FR | 42788.2652
2018-08-05 16:00 | FR | 41984.1247
2018-08-05 17:00 | FR | 41648.4835
2018-08-05 18:00 | FR | 42125.9731
2018-08-05 19:00 | FR | 43120.9096
2018-08-05 20:00 | FR | 43244.7773
2018-08-05 21:00 | FR | 42472.6026
2018-08-05 22:00 | FR | 43715.2744
2018-08-05 23:00 | FR | 46318.4919
2018-08-06 | FR | 43894.0832
2018-08-06 01:00 | FR | 38977.3386
2018-08-06 02:00 | FR | 37771.6273
2018-08-06 03:00 | FR | 35844.6869
2018-08-06 04:00 | FR | 34725.8828
2018-08-06 05:00 | FR | 35002.587
2018-08-06 06:00 | FR | 37103.3416
2018-08-06 07:00 | FR | 38637.7016
2018-08-06 08:00 | FR | 41910.2037
2018-08-06 09:00 | FR | 45386.4881
2018-08-06 10:00 | FR | 48204.476
2018-08-06 11:00 | FR | 49900.663
2018-08-06 12:00 | FR | 51897.5286
2018-08-06 13:00 | FR | 53230.1043
2018-08-06 14:00 | FR | 52494.8901
2018-08-06 15:00 | FR | 51845.5842
2018-08-06 16:00 | FR | 50881.6145
2018-08-06 17:00 | FR | 49943.6171
2018-08-06 18:00 | FR | 49272.3346
2018-08-06 19:00 | FR | 49605.978
2018-08-06 20:00 | FR | 48386.2817
2018-08-06 21:00 | FR | 46044.7844
2018-08-06 22:00 | FR | 46471.3285
2018-08-06 23:00 | FR | 48733.9101
2018-08-07 | FR | 46220.5965
2018-08-07 01:00 | FR | 40938.2426
2018-08-07 02:00 | FR | 39754.5079
2018-08-07 03:00 | FR | 37602.8077
2018-08-07 04:00 | FR | 36525.9587
2018-08-07 05:00 | FR | 36607.8712
2018-08-07 06:00 | FR | 38490.8585
2018-08-07 07:00 | FR | 39894.3584
2018-08-07 08:00 | FR | 43109.9214
2018-08-07 09:00 | FR | 46407.3968
2018-08-07 10:00 | FR | 48925.7051
2018-08-07 11:00 | FR | 50662.8483
2018-08-07 12:00 | FR | 52259.1421
2018-08-07 13:00 | FR | 53498.8171
2018-08-07 14:00 | FR | 52372.0215
2018-08-07 15:00 | FR | 51693.7465
2018-08-07 16:00 | FR | 50496.0267
2018-08-07 17:00 | FR | 49569.0175
2018-08-07 18:00 | FR | 49078.5418
2018-08-07 19:00 | FR | 49177.4361
2018-08-07 20:00 | FR | 47771.9383
2018-08-07 21:00 | FR | 45383.4913
2018-08-07 22:00 | FR | 45596.2638
2018-08-07 23:00 | FR | 47719.9939
2018-08-08 | FR | 45380.4945
2018-08-08 01:00 | FR | 40346.8747
2018-08-08 02:00 | FR | 39236.062
2018-08-08 03:00 | FR | 37185.2541
2018-08-08 04:00 | FR | 36027.4915
2018-08-08 05:00 | FR | 36075.4403
2018-08-08 06:00 | FR | 37814.5814
2018-08-08 07:00 | FR | 39468.8132
2018-08-08 08:00 | FR | 42450.6261
2018-08-08 09:00 | FR | 45495.3717
2018-08-08 10:00 | FR | 47639.0803
2018-08-08 11:00 | FR | 48788.8514
2018-08-08 12:00 | FR | 50166.379
2018-08-08 13:00 | FR | 50986.5024
2018-08-08 14:00 | FR | 49776.7954
2018-08-08 15:00 | FR | 49285.3207
2018-08-08 16:00 | FR | 48383.2849
2018-08-08 17:00 | FR | 47545.1807
2018-08-08 18:00 | FR | 47245.501
2018-08-08 19:00 | FR | 47793.9148
2018-08-08 20:00 | FR | 46498.2997
2018-08-08 21:00 | FR | 44152.8067
2018-08-08 22:00 | FR | 44832.0806
2018-08-08 23:00 | FR | 47110.6452
2018-08-09 | FR | 44825.0881
2018-08-09 01:00 | FR | 39764.4972
2018-08-09 02:00 | FR | 38633.7059
2018-08-09 03:00 | FR | 36478.01
2018-08-09 04:00 | FR | 35339.2272
2018-08-09 05:00 | FR | 35686.8556
2018-08-09 06:00 | FR | 37489.9284
2018-08-09 07:00 | FR | 39049.2617
2018-08-09 08:00 | FR | 42228.8631
2018-08-09 09:00 | FR | 45105.7881
2018-08-09 10:00 | FR | 47260.485
2018-08-09 11:00 | FR | 48312.3607
2018-08-09 12:00 | FR | 49230.3795
2018-08-09 13:00 | FR | 49643.9374
2018-08-09 14:00 | FR | 47880.822
2018-08-09 15:00 | FR | 46906.863
2018-08-09 16:00 | FR | 45620.2382
2018-08-09 17:00 | FR | 44808.1063
2018-08-09 18:00 | FR | 44386.5568
2018-08-09 19:00 | FR | 45107.7859
2018-08-09 20:00 | FR | 44233.7202
2018-08-09 21:00 | FR | 42138.9592
2018-08-09 22:00 | FR | 42517.5546
2018-08-09 23:00 | FR | 44955.9482
2018-08-10 | FR | 42856.1926
2018-08-10 01:00 | FR | 37900.4896
2018-08-10 02:00 | FR | 36718.7527
2018-08-10 03:00 | FR | 34831.7696
2018-08-10 04:00 | FR | 33654.0284
2018-08-10 05:00 | FR | 33848.8202
2018-08-10 06:00 | FR | 35817.7158
2018-08-10 07:00 | FR | 37485.9327
2018-08-10 08:00 | FR | 40398.8192
2018-08-10 09:00 | FR | 43309.7078
2018-08-10 10:00 | FR | 45326.5521
2018-08-10 11:00 | FR | 46448.3531
2018-08-10 12:00 | FR | 47761.949
2018-08-10 13:00 | FR | 48526.1322
2018-08-10 14:00 | FR | 46889.8811
2018-08-10 15:00 | FR | 45998.8335
2018-08-10 16:00 | FR | 45072.8233
2018-08-10 17:00 | FR | 44141.8184
2018-08-10 18:00 | FR | 44156.8024
2018-08-10 19:00 | FR | 44677.2461
2018-08-10 20:00 | FR | 43610.3865
2018-08-10 21:00 | FR | 41698.4301
2018-08-10 22:00 | FR | 42624.4403
2018-08-10 23:00 | FR | 45167.7219
2018-08-11 | FR | 43058.9758
2018-08-11 01:00 | FR | 37984.3999
2018-08-11 02:00 | FR | 36670.8039
2018-08-11 03:00 | FR | 34396.2351
2018-08-11 04:00 | FR | 32931.8004
2018-08-11 05:00 | FR | 32593.1624
2018-08-11 06:00 | FR | 33333.3712
2018-08-11 07:00 | FR | 33127.5911
2018-08-11 08:00 | FR | 34861.7376
2018-08-11 09:00 | FR | 37747.6529
2018-08-11 10:00 | FR | 40222.0082
2018-08-11 11:00 | FR | 41564.5732
2018-08-11 12:00 | FR | 42780.2737
2018-08-11 13:00 | FR | 44442.4971
2018-08-11 14:00 | FR | 42542.5279
2018-08-11 15:00 | FR | 41743.382
2018-08-11 16:00 | FR | 40735.4594
2018-08-11 17:00 | FR | 39953.2954
2018-08-11 18:00 | FR | 40303.9206
2018-08-11 19:00 | FR | 41118.0504
2018-08-11 20:00 | FR | 40479.7327
2018-08-11 21:00 | FR | 39093.2147
2018-08-11 22:00 | FR | 40342.879
2018-08-11 23:00 | FR | 43267.7527
2018-08-12 | FR | 41645.4867
2018-08-12 01:00 | FR | 36283.2182
2018-08-12 02:00 | FR | 35044.5422
2018-08-12 03:00 | FR | 32803.9371
2018-08-12 04:00 | FR | 31340.5013
2018-08-12 05:00 | FR | 30839.0373
2018-08-12 06:00 | FR | 31129.7266
2018-08-12 07:00 | FR | 30442.4612
2018-08-12 08:00 | FR | 31894.9087
2018-08-12 09:00 | FR | 34405.2255
2018-08-12 10:00 | FR | 36832.631
2018-08-12 11:00 | FR | 38648.6898
2018-08-12 12:00 | FR | 40171.0626
2018-08-12 13:00 | FR | 41901.2133
2018-08-12 14:00 | FR | 39576.6979
2018-08-12 15:00 | FR | 38674.6621
2018-08-12 16:00 | FR | 37825.5696
2018-08-12 17:00 | FR | 37220.2167
2018-08-12 18:00 | FR | 37865.5269
2018-08-12 19:00 | FR | 39255.0417
2018-08-12 20:00 | FR | 39763.4983
2018-08-12 21:00 | FR | 39154.1496
2018-08-12 22:00 | FR | 40351.8694
2018-08-12 23:00 | FR | 43077.9556
2018-08-13 | FR | 41055.1177
2018-08-13 01:00 | FR | 36234.2705
2018-08-13 02:00 | FR | 35108.4738
2018-08-13 03:00 | FR | 33164.5516
2018-08-13 04:00 | FR | 32075.7154
2018-08-13 05:00 | FR | 32426.3407
2018-08-13 06:00 | FR | 34495.1294
2018-08-13 07:00 | FR | 36069.4467
2018-08-13 08:00 | FR | 38946.3717
2018-08-13 09:00 | FR | 41964.1461
2018-08-13 10:00 | FR | 44092.8708
2018-08-13 11:00 | FR | 45363.5126
2018-08-13 12:00 | FR | 46804.9719
2018-08-13 13:00 | FR | 47716.9971
2018-08-13 14:00 | FR | 46173.6467
2018-08-13 15:00 | FR | 45605.2542
2018-08-13 16:00 | FR | 44259.6924
2018-08-13 17:00 | FR | 43460.5466
2018-08-13 18:00 | FR | 43258.7623
2018-08-13 19:00 | FR | 44316.6316
2018-08-13 20:00 | FR | 43612.3843
2018-08-13 21:00 | FR | 41595.5401
2018-08-13 22:00 | FR | 42109.9902
2018-08-13 23:00 | FR | 44474.4629
2018-08-14 | FR | 42502.5706
2018-08-14 01:00 | FR | 37497.9199
2018-08-14 02:00 | FR | 36444.0463
2018-08-14 03:00 | FR | 34473.1529
2018-08-14 04:00 | FR | 33329.3755
2018-08-14 05:00 | FR | 33452.2441
2018-08-14 06:00 | FR | 35238.335
2018-08-14 07:00 | FR | 36898.5605
2018-08-14 08:00 | FR | 39715.5495
2018-08-14 09:00 | FR | 42703.356
2018-08-14 10:00 | FR | 44767.15
2018-08-14 11:00 | FR | 45903.935
2018-08-14 12:00 | FR | 47427.3067
2018-08-14 13:00 | FR | 48331.3404
2018-08-14 14:00 | FR | 46698.0861
2018-08-14 15:00 | FR | 45884.9553
2018-08-14 16:00 | FR | 44754.1639
2018-08-14 17:00 | FR | 43872.1067
2018-08-14 18:00 | FR | 43841.1398
2018-08-14 19:00 | FR | 44516.418
2018-08-14 20:00 | FR | 43523.4794
2018-08-14 21:00 | FR | 41499.6426
2018-08-14 22:00 | FR | 42198.8952
2018-08-14 23:00 | FR | 44711.2098
2018-08-15 | FR | 43015.0228
2018-08-15 01:00 | FR | 37968.417
2018-08-15 02:00 | FR | 36783.6833
2018-08-15 03:00 | FR | 34529.0931
2018-08-15 04:00 | FR | 33124.5943
2018-08-15 05:00 | FR | 32580.1762
2018-08-15 06:00 | FR | 33126.5922
2018-08-15 07:00 | FR | 33006.7203
2018-08-15 08:00 | FR | 34413.217
2018-08-15 09:00 | FR | 36910.5477
2018-08-15 10:00 | FR | 39256.0407
2018-08-15 11:00 | FR | 40973.2053
2018-08-15 12:00 | FR | 42179.9154
2018-08-15 13:00 | FR | 43985.985
2018-08-15 14:00 | FR | 41508.633
2018-08-15 15:00 | FR | 40498.7124
2018-08-15 16:00 | FR | 39601.6712
2018-08-15 17:00 | FR | 39075.2339
2018-08-15 18:00 | FR | 39552.7236
2018-08-15 19:00 | FR | 40772.4199
2018-08-15 20:00 | FR | 40875.3099
2018-08-15 21:00 | FR | 39963.2847
2018-08-15 22:00 | FR | 41192.9704
2018-08-15 23:00 | FR | 43864.1153
2018-08-16 | FR | 42135.9624
2018-08-16 01:00 | FR | 37163.2775
2018-08-16 02:00 | FR | 35923.6026
2018-08-16 03:00 | FR | 34034.6216
2018-08-16 04:00 | FR | 32891.8431
2018-08-16 05:00 | FR | 33037.6872
2018-08-16 06:00 | FR | 35058.5272
2018-08-16 07:00 | FR | 36766.7014
2018-08-16 08:00 | FR | 39512.7663
2018-08-16 09:00 | FR | 42663.3987
2018-08-16 10:00 | FR | 45043.8543
2018-08-16 11:00 | FR | 46586.2057
2018-08-16 12:00 | FR | 48226.4525
2018-08-16 13:00 | FR | 49429.167
2018-08-16 14:00 | FR | 48159.5241
2018-08-16 15:00 | FR | 47466.2651
2018-08-16 16:00 | FR | 46588.2036
2018-08-16 17:00 | FR | 45560.3023
2018-08-16 18:00 | FR | 45623.235
2018-08-16 19:00 | FR | 46196.6221
2018-08-16 20:00 | FR | 45160.7294
2018-08-16 21:00 | FR | 43294.7239
2018-08-16 22:00 | FR | 43433.5755
2018-08-16 23:00 | FR | 45554.3087
2018-08-17 | FR | 43548.4527
2018-08-17 01:00 | FR | 38552.7923
2018-08-17 02:00 | FR | 37498.9188
2018-08-17 03:00 | FR | 35371.193
2018-08-17 04:00 | FR | 33990.6686
2018-08-17 05:00 | FR | 34084.5683
2018-08-17 06:00 | FR | 35764.7724
2018-08-17 07:00 | FR | 37327.1024
2018-08-17 08:00 | FR | 40072.1683
2018-08-17 09:00 | FR | 43077.9556
2018-08-17 10:00 | FR | 45271.6108
2018-08-17 11:00 | FR | 46528.2676
2018-08-17 12:00 | FR | 47872.8305
2018-08-17 13:00 | FR | 48840.7959
2018-08-17 14:00 | FR | 46902.8673
2018-08-17 15:00 | FR | 46013.8175
2018-08-17 16:00 | FR | 44903.0048
2018-08-17 17:00 | FR | 43898.079
2018-08-17 18:00 | FR | 43979.9914
2018-08-17 19:00 | FR | 44636.2899
2018-08-17 20:00 | FR | 43666.3267
2018-08-17 21:00 | FR | 42147.9496
2018-08-17 22:00 | FR | 42587.4798
2018-08-17 23:00 | FR | 45092.802
2018-08-18 | FR | 43193.8317
2018-08-18 01:00 | FR | 38212.1564
2018-08-18 02:00 | FR | 36886.5733
2018-08-18 03:00 | FR | 34572.0472
2018-08-18 04:00 | FR | 33180.5345
2018-08-18 05:00 | FR | 32801.9392
2018-08-18 06:00 | FR | 33559.1299
2018-08-18 07:00 | FR | 33595.0914
2018-08-18 08:00 | FR | 35229.3447
2018-08-18 09:00 | FR | 38003.3796
2018-08-18 10:00 | FR | 40609.5939
2018-08-18 11:00 | FR | 41869.2475
2018-08-18 12:00 | FR | 43252.7687
2018-08-18 13:00 | FR | 45052.8447
2018-08-18 14:00 | FR | 42910.1349
2018-08-18 15:00 | FR | 41988.1204
2018-08-18 16:00 | FR | 41129.0387
2018-08-18 17:00 | FR | 40355.8651
2018-08-18 18:00 | FR | 40663.5362
2018-08-18 19:00 | FR | 41442.7034
2018-08-18 20:00 | FR | 40769.4231
2018-08-18 21:00 | FR | 39719.5452
2018-08-18 22:00 | FR | 40486.7252
2018-08-18 23:00 | FR | 43408.6021
2018-08-19 | FR | 41958.1525
2018-08-19 01:00 | FR | 37295.1366
2018-08-19 02:00 | FR | 35931.594
2018-08-19 03:00 | FR | 33647.0359
2018-08-19 04:00 | FR | 32108.6802
2018-08-19 05:00 | FR | 31548.2792
2018-08-19 06:00 | FR | 31827.9802
2018-08-19 07:00 | FR | 31285.56
2018-08-19 08:00 | FR | 32543.2158
2018-08-19 09:00 | FR | 35064.5208
2018-08-19 10:00 | FR | 37580.8312
2018-08-19 11:00 | FR | 39347.9424
2018-08-19 12:00 | FR | 41153.0131
2018-08-19 13:00 | FR | 42838.2118
2018-08-19 14:00 | FR | 40466.7466
2018-08-19 15:00 | FR | 39462.8196
2018-08-19 16:00 | FR | 38429.9237
2018-08-19 17:00 | FR | 37926.4618
2018-08-19 18:00 | FR | 38329.0315
2018-08-19 19:00 | FR | 39891.3616
2018-08-19 20:00 | FR | 40573.6323
2018-08-19 21:00 | FR | 40557.6494
2018-08-19 22:00 | FR | 41550.5881
2018-08-19 23:00 | FR | 44269.6818
2018-08-20 | FR | 42352.7307
2018-08-20 01:00 | FR | 37360.0672
2018-08-20 02:00 | FR | 36006.514
2018-08-20 03:00 | FR | 33946.7156
2018-08-20 04:00 | FR | 32904.8292
2018-08-20 05:00 | FR | 33450.2463
2018-08-20 06:00 | FR | 35811.7222
2018-08-20 07:00 | FR | 38067.3113
2018-08-20 08:00 | FR | 41377.7728
2018-08-20 09:00 | FR | 44704.2173
2018-08-20 10:00 | FR | 47121.6334
2018-08-20 11:00 | FR | 48545.1119
2018-08-20 12:00 | FR | 50250.2893
2018-08-20 13:00 | FR | 51219.2536
2018-08-20 14:00 | FR | 50088.4623
2018-08-20 15:00 | FR | 49452.1424
2018-08-20 16:00 | FR | 48466.1963
2018-08-20 17:00 | FR | 47533.1935
2018-08-20 18:00 | FR | 47109.6462
2018-08-20 19:00 | FR | 47854.8497
2018-08-20 20:00 | FR | 47116.6388
2018-08-20 21:00 | FR | 45442.4283
2018-08-20 22:00 | FR | 45105.7881
2018-08-20 23:00 | FR | 47275.469
2018-08-21 | FR | 45246.6375
2018-08-21 01:00 | FR | 40168.0658
2018-08-21 02:00 | FR | 38924.3951
2018-08-21 03:00 | FR | 36915.5423
2018-08-21 04:00 | FR | 35675.8674
2018-08-21 05:00 | FR | 35732.8065
2018-08-21 06:00 | FR | 37691.7127
2018-08-21 07:00 | FR | 40249.9783
2018-08-21 08:00 | FR | 43365.6481
2018-08-21 09:00 | FR | 46515.2815
2018-08-21 10:00 | FR | 48933.6966
2018-08-21 11:00 | FR | 50338.1954
2018-08-21 12:00 | FR | 51833.597
2018-08-21 13:00 | FR | 52569.8101
2018-08-21 14:00 | FR | 51216.2568
2018-08-21 15:00 | FR | 50854.6433
2018-08-21 16:00 | FR | 49799.7709
2018-08-21 17:00 | FR | 48679.9678
2018-08-21 18:00 | FR | 48544.113
2018-08-21 19:00 | FR | 49201.4104
2018-08-21 20:00 | FR | 47860.8433
2018-08-21 21:00 | FR | 46093.7321
2018-08-21 22:00 | FR | 45864.9766
2018-08-21 23:00 | FR | 47898.8027
2018-08-22 | FR | 45909.9286
2018-08-22 01:00 | FR | 40753.4401
2018-08-22 02:00 | FR | 39467.8143
2018-08-22 03:00 | FR | 37262.1718
2018-08-22 04:00 | FR | 36022.4969
2018-08-22 05:00 | FR | 36166.3431
2018-08-22 06:00 | FR | 38283.0806
2018-08-22 07:00 | FR | 40396.8213
2018-08-22 08:00 | FR | 43378.6342
2018-08-22 09:00 | FR | 46748.0328
2018-08-22 10:00 | FR | 49218.3923
2018-08-22 11:00 | FR | 50853.6444
2018-08-22 12:00 | FR | 52534.8474
2018-08-22 13:00 | FR | 53528.7851
2018-08-22 14:00 | FR | 52347.0482
2018-08-22 15:00 | FR | 51654.7881
2018-08-22 16:00 | FR | 50614.8996
2018-08-22 17:00 | FR | 49685.8926
2018-08-22 18:00 | FR | 49262.3453
2018-08-22 19:00 | FR | 49857.7089
2018-08-22 20:00 | FR | 48412.2539
2018-08-22 21:00 | FR | 46588.2036
2018-08-22 22:00 | FR | 46219.5976
2018-08-22 23:00 | FR | 48160.523
2018-08-23 | FR | 46029.8004
2018-08-23 01:00 | FR | 40699.4978
2018-08-23 02:00 | FR | 39677.5901
2018-08-23 03:00 | FR | 37580.8312
2018-08-23 04:00 | FR | 36300.2001
2018-08-23 05:00 | FR | 36421.0709
2018-08-23 06:00 | FR | 38550.7945
2018-08-23 07:00 | FR | 40960.2191
2018-08-23 08:00 | FR | 43775.2103
2018-08-23 09:00 | FR | 47246.5
2018-08-23 10:00 | FR | 49406.1915
2018-08-23 11:00 | FR | 50619.8943
2018-08-23 12:00 | FR | 52388.0044
2018-08-23 13:00 | FR | 52897.4599
2018-08-23 14:00 | FR | 52185.2211
2018-08-23 15:00 | FR | 51607.8383
2018-08-23 16:00 | FR | 50392.1377
2018-08-23 17:00 | FR | 49083.5364
2018-08-23 18:00 | FR | 48658.9902
2018-08-23 19:00 | FR | 49166.4478
2018-08-23 20:00 | FR | 47796.9116
2018-08-23 21:00 | FR | 46374.4321
2018-08-23 22:00 | FR | 45547.3162
2018-08-23 23:00 | FR | 47727.9853
2018-08-24 | FR | 45775.0727
2018-08-24 01:00 | FR | 40601.6024
2018-08-24 02:00 | FR | 39460.8218
2018-08-24 03:00 | FR | 37378.048
2018-08-24 04:00 | FR | 36142.3688
2018-08-24 05:00 | FR | 36237.2673
2018-08-24 06:00 | FR | 38453.898
2018-08-24 07:00 | FR | 40772.4199
2018-08-24 08:00 | FR | 43490.5146
2018-08-24 09:00 | FR | 46569.2239
2018-08-24 10:00 | FR | 48554.1023
2018-08-24 11:00 | FR | 49564.0228
2018-08-24 12:00 | FR | 50759.7448
2018-08-24 13:00 | FR | 51351.1127
2018-08-24 14:00 | FR | 49641.9396
2018-08-24 15:00 | FR | 48650.9987
2018-08-24 16:00 | FR | 47408.327
2018-08-24 17:00 | FR | 46315.4951
2018-08-24 18:00 | FR | 46081.7449
2018-08-24 19:00 | FR | 46583.2089
2018-08-24 20:00 | FR | 45281.6002
2018-08-24 21:00 | FR | 44691.2312
2018-08-24 22:00 | FR | 43972.9989
2018-08-24 23:00 | FR | 46333.4759
2018-08-25 | FR | 44619.3081
2018-08-25 01:00 | FR | 39834.4225
2018-08-25 02:00 | FR | 38251.1148
2018-08-25 03:00 | FR | 35873.656
2018-08-25 04:00 | FR | 34244.3974
2018-08-25 05:00 | FR | 33706.9719
2018-08-25 06:00 | FR | 34574.0451
2018-08-25 07:00 | FR | 35060.5251
2018-08-25 08:00 | FR | 36180.3282
2018-08-25 09:00 | FR | 39024.2884
2018-08-25 10:00 | FR | 41426.7205
2018-08-25 11:00 | FR | 42686.3741
2018-08-25 12:00 | FR | 44168.7896
2018-08-25 13:00 | FR | 45606.2532
2018-08-25 14:00 | FR | 43404.6064
2018-08-25 15:00 | FR | 42239.8514
2018-08-25 16:00 | FR | 40977.201
2018-08-25 17:00 | FR | 39990.2559
2018-08-25 18:00 | FR | 40419.7968
2018-08-25 19:00 | FR | 41080.091
2018-08-25 20:00 | FR | 40753.4401
2018-08-25 21:00 | FR | 40558.6484
2018-08-25 22:00 | FR | 40453.7605
2018-08-25 23:00 | FR | 43429.5797
2018-08-26 | FR | 42275.8129
2018-08-26 01:00 | FR | 37469.9498
2018-08-26 02:00 | FR | 36241.263
2018-08-26 03:00 | FR | 33941.7209
2018-08-26 04:00 | FR | 32316.4581
2018-08-26 05:00 | FR | 31701.1158
2018-08-26 06:00 | FR | 31896.9066
2018-08-26 07:00 | FR | 31879.9247
2018-08-26 08:00 | FR | 32733.0129
2018-08-26 09:00 | FR | 35188.3884
2018-08-26 10:00 | FR | 37854.5387
2018-08-26 11:00 | FR | 39715.5495
2018-08-26 12:00 | FR | 41315.839
2018-08-26 13:00 | FR | 42959.0826
2018-08-26 14:00 | FR | 40264.9623
2018-08-26 15:00 | FR | 38750.5809
2018-08-26 16:00 | FR | 37659.7469
2018-08-26 17:00 | FR | 36926.5306
2018-08-26 18:00 | FR | 37539.875
2018-08-26 19:00 | FR | 39291.0033
2018-08-26 20:00 | FR | 40287.9377
2018-08-26 21:00 | FR | 41376.7739
2018-08-26 22:00 | FR | 41116.0526
2018-08-26 23:00 | FR | 43918.0576
2018-08-27 | FR | 42625.4392
2018-08-27 01:00 | FR | 37756.6433
2018-08-27 02:00 | FR | 36518.9662
2018-08-27 03:00 | FR | 34558.0622
2018-08-27 04:00 | FR | 33318.3872
2018-08-27 05:00 | FR | 33883.7829
2018-08-27 06:00 | FR | 36690.7826
2018-08-27 07:00 | FR | 40306.9174
2018-08-27 08:00 | FR | 43524.4783
2018-08-27 09:00 | FR | 46797.9794
2018-08-27 10:00 | FR | 48839.7969
2018-08-27 11:00 | FR | 50099.4505
2018-08-27 12:00 | FR | 51584.8628
2018-08-27 13:00 | FR | 52187.219
2018-08-27 14:00 | FR | 51169.307
2018-08-27 15:00 | FR | 50285.2519
2018-08-27 16:00 | FR | 49175.4382
2018-08-27 17:00 | FR | 48010.6831
2018-08-27 18:00 | FR | 47392.3441
2018-08-27 19:00 | FR | 48609.0436
2018-08-27 20:00 | FR | 47817.8892
2018-08-27 21:00 | FR | 46694.0904
2018-08-27 22:00 | FR | 45193.6941
2018-08-27 23:00 | FR | 47599.1231
2018-08-28 | FR | 45783.0642
2018-08-28 01:00 | FR | 40999.1775
2018-08-28 02:00 | FR | 39615.6563
2018-08-28 03:00 | FR | 37603.8067
2018-08-28 04:00 | FR | 36264.2385
2018-08-28 05:00 | FR | 36452.0378
2018-08-28 06:00 | FR | 38986.3289
2018-08-28 07:00 | FR | 42241.8492
2018-08-28 08:00 | FR | 45625.2329
2018-08-28 09:00 | FR | 48716.9283
2018-08-28 10:00 | FR | 50701.8067
2018-08-28 11:00 | FR | 52071.3429
2018-08-28 12:00 | FR | 53210.1257
2018-08-28 13:00 | FR | 53833.4594
2018-08-28 14:00 | FR | 52887.4705
2018-08-28 15:00 | FR | 52161.2468
2018-08-28 16:00 | FR | 51032.4533
2018-08-28 17:00 | FR | 49962.5968
2018-08-28 18:00 | FR | 49569.0175
2018-08-28 19:00 | FR | 50320.2146
2018-08-28 20:00 | FR | 48907.7243
2018-08-28 21:00 | FR | 47948.7493
2018-08-28 22:00 | FR | 46007.8239
2018-08-28 23:00 | FR | 48082.6063
2018-08-29 | FR | 46239.5762
2018-08-29 01:00 | FR | 40968.2106
2018-08-29 02:00 | FR | 39985.2612
2018-08-29 03:00 | FR | 37733.6679
2018-08-29 04:00 | FR | 36474.0143
2018-08-29 05:00 | FR | 36672.8018
2018-08-29 06:00 | FR | 39193.1079
2018-08-29 07:00 | FR | 42691.3688
2018-08-29 08:00 | FR | 45914.9232
2018-08-29 09:00 | FR | 49192.42
2018-08-29 10:00 | FR | 51226.2462
2018-08-29 11:00 | FR | 52803.5602
2018-08-29 12:00 | FR | 54049.2288
2018-08-29 13:00 | FR | 54067.2096
2018-08-29 14:00 | FR | 52961.3915
2018-08-29 15:00 | FR | 51868.5596
2018-08-29 16:00 | FR | 50720.7864
2018-08-29 17:00 | FR | 49606.9769
2018-08-29 18:00 | FR | 48933.6966
2018-08-29 19:00 | FR | 49977.5808
2018-08-29 20:00 | FR | 49022.6015
2018-08-29 21:00 | FR | 47737.9746
2018-08-29 22:00 | FR | 45973.8602
2018-08-29 23:00 | FR | 48226.4525
2018-08-30 | FR | 46446.3552
2018-08-30 01:00 | FR | 41415.7322
2018-08-30 02:00 | FR | 40132.1043
2018-08-30 03:00 | FR | 37995.3881
2018-08-30 04:00 | FR | 36601.8776
2018-08-30 05:00 | FR | 36923.5338
2018-08-30 06:00 | FR | 39395.8912
2018-08-30 07:00 | FR | 43030.0068
2018-08-30 08:00 | FR | 46396.4086
2018-08-30 09:00 | FR | 49402.1958
2018-08-30 10:00 | FR | 51010.4768
2018-08-30 11:00 | FR | 52182.2243
2018-08-30 12:00 | FR | 53172.1662
2018-08-30 13:00 | FR | 53404.9175
2018-08-30 14:00 | FR | 52278.1218
2018-08-30 15:00 | FR | 51163.3134
2018-08-30 16:00 | FR | 49979.5787
2018-08-30 17:00 | FR | 48760.8813
2018-08-30 18:00 | FR | 48336.3351
2018-08-30 19:00 | FR | 49408.1894
2018-08-30 20:00 | FR | 48650.9987
2018-08-30 21:00 | FR | 47790.918
2018-08-30 22:00 | FR | 45736.1144
2018-08-30 23:00 | FR | 47981.7141
2018-08-31 | FR | 46594.1972
2018-08-31 01:00 | FR | 41406.7419
2018-08-31 02:00 | FR | 40143.0925
2018-08-31 03:00 | FR | 37969.4159
2018-08-31 04:00 | FR | 36715.7559
2018-08-31 05:00 | FR | 37021.4292
2018-08-31 06:00 | FR | 39490.7897
2018-08-31 07:00 | FR | 43176.8499
2018-08-31 08:00 | FR | 46326.4833
2018-08-31 09:00 | FR | 49159.4553
2018-08-31 10:00 | FR | 50742.7629
2018-08-31 11:00 | FR | 51544.9055
2018-08-31 12:00 | FR | 52697.6734
2018-08-31 13:00 | FR | 53026.3221
2018-08-31 14:00 | FR | 51535.9152
2018-08-31 15:00 | FR | 50528.9914
2018-08-31 16:00 | FR | 49109.5087
2018-08-31 17:00 | FR | 47701.0141
2018-08-31 18:00 | FR | 47423.311
2018-08-31 19:00 | FR | 47951.7461
2018-08-31 20:00 | FR | 47067.6911
2018-08-31 21:00 | FR | 46739.0424
2018-08-31 22:00 | FR | 45294.5863
2018-08-31 23:00 | FR | 47676.0408
2018-09-01 | FR | 45840.0033
2018-09-01 01:00 | FR | 40602.6014
2018-09-01 02:00 | FR | 39150.1538
2018-09-01 03:00 | FR | 36779.6875
2018-09-01 04:00 | FR | 34974.6169
2018-09-01 05:00 | FR | 34397.2341
2018-09-01 06:00 | FR | 35270.3009
2018-09-01 07:00 | FR | 36241.263
2018-09-01 08:00 | FR | 37434.9871
2018-09-01 09:00 | FR | 40343.8779
2018-09-01 10:00 | FR | 42857.1915
2018-09-01 11:00 | FR | 44087.8761
2018-09-01 12:00 | FR | 45351.5254
2018-09-01 13:00 | FR | 47163.5886
2018-09-01 14:00 | FR | 44471.4661
2018-09-01 15:00 | FR | 43544.4569
2018-09-01 16:00 | FR | 42222.8695
2018-09-01 17:00 | FR | 41315.839
2018-09-01 18:00 | FR | 41526.6137
2018-09-01 19:00 | FR | 42226.8653
2018-09-01 20:00 | FR | 41863.2539
2018-09-01 21:00 | FR | 42483.5909
2018-09-01 22:00 | FR | 41505.6362
2018-09-01 23:00 | FR | 44542.3903
2018-09-02 | FR | 43376.6363
2018-09-02 01:00 | FR | 38175.1959
2018-09-02 02:00 | FR | 36714.7569
2018-09-02 03:00 | FR | 34476.1497
2018-09-02 04:00 | FR | 32832.9061
2018-09-02 05:00 | FR | 32312.4624
2018-09-02 06:00 | FR | 32731.015
2018-09-02 07:00 | FR | 33028.6968
2018-09-02 08:00 | FR | 33656.0263
2018-09-02 09:00 | FR | 36333.1648
2018-09-02 10:00 | FR | 38923.3962
2018-09-02 11:00 | FR | 40836.3515
2018-09-02 12:00 | FR | 42669.3923
2018-09-02 13:00 | FR | 44302.6465
2018-09-02 14:00 | FR | 41537.602
2018-09-02 15:00 | FR | 40138.0979
2018-09-02 16:00 | FR | 39110.1966
2018-09-02 17:00 | FR | 38310.0518
2018-09-02 18:00 | FR | 38933.3855
2018-09-02 19:00 | FR | 41285.8711
2018-09-02 20:00 | FR | 41912.2016
2018-09-02 21:00 | FR | 42980.0602
2018-09-02 22:00 | FR | 41704.4237
2018-09-02 23:00 | FR | 44096.8665
2018-09-03 | FR | 42976.0645
2018-09-03 01:00 | FR | 38075.3027
2018-09-03 02:00 | FR | 37100.3448
2018-09-03 03:00 | FR | 35190.3863
2018-09-03 04:00 | FR | 33704.974
2018-09-03 05:00 | FR | 34605.012
2018-09-03 06:00 | FR | 37605.8045
2018-09-03 07:00 | FR | 42643.42
2018-09-03 08:00 | FR | 46100.7246
2018-09-03 09:00 | FR | 48129.5561
2018-09-03 10:00 | FR | 49752.821
2018-09-03 11:00 | FR | 51155.322
2018-09-03 12:00 | FR | 52439.9489
2018-09-03 13:00 | FR | 52754.6125
2018-09-03 14:00 | FR | 51848.581
2018-09-03 15:00 | FR | 50954.5366
2018-09-03 16:00 | FR | 49980.5776
2018-09-03 17:00 | FR | 48633.018
2018-09-03 18:00 | FR | 48301.3724
2018-09-03 19:00 | FR | 50008.5477
2018-09-03 20:00 | FR | 48825.8119
2018-09-03 21:00 | FR | 48104.5828
2018-09-03 22:00 | FR | 45627.2307
2018-09-03 23:00 | FR | 47938.76
2018-09-04 | FR | 46288.5239
2018-09-04 01:00 | FR | 41318.8358
2018-09-04 02:00 | FR | 40074.1662
2018-09-04 03:00 | FR | 38063.3155
2018-09-04 04:00 | FR | 36525.9587
2018-09-04 05:00 | FR | 36810.6544
2018-09-04 06:00 | FR | 39570.7043
2018-09-04 07:00 | FR | 44782.134
2018-09-04 08:00 | FR | 48048.6426
2018-09-04 09:00 | FR | 50053.4997
2018-09-04 10:00 | FR | 51650.7924
2018-09-04 11:00 | FR | 52502.8816
2018-09-04 12:00 | FR | 53634.6719
2018-09-04 13:00 | FR | 53318.0103
2018-09-04 14:00 | FR | 52389.0033
2018-09-04 15:00 | FR | 51941.4817
2018-09-04 16:00 | FR | 50995.4928
2018-09-04 17:00 | FR | 49538.0506
2018-09-04 18:00 | FR | 49553.0346
2018-09-04 19:00 | FR | 50886.6092
2018-09-04 20:00 | FR | 49570.0164
2018-09-04 21:00 | FR | 48785.8546
2018-09-04 22:00 | FR | 46145.6766
2018-09-04 23:00 | FR | 48239.4386
2018-09-05 | FR | 46626.163
2018-09-05 01:00 | FR | 41361.7899
2018-09-05 02:00 | FR | 40127.1096
2018-09-05 03:00 | FR | 38009.3732
2018-09-05 04:00 | FR | 36742.7271
2018-09-05 05:00 | FR | 36930.5263
2018-09-05 06:00 | FR | 39816.4417
2018-09-05 07:00 | FR | 44769.1479
2018-09-05 08:00 | FR | 47522.2053
2018-09-05 09:00 | FR | 50509.0128
2018-09-05 10:00 | FR | 52170.2372
2018-09-05 11:00 | FR | 52925.43
2018-09-05 12:00 | FR | 54190.0782
2018-09-05 13:00 | FR | 54525.7195
2018-09-05 14:00 | FR | 53491.8246
2018-09-05 15:00 | FR | 52671.7012
2018-09-05 16:00 | FR | 51483.9707
2018-09-05 17:00 | FR | 50232.3085
2018-09-05 18:00 | FR | 49824.7442
2018-09-05 19:00 | FR | 51458.9974
2018-09-05 20:00 | FR | 50129.4185
2018-09-05 21:00 | FR | 49147.4681
2018-09-05 22:00 | FR | 46226.5901
2018-09-05 23:00 | FR | 48171.5112
2018-09-06 | FR | 46719.0637
2018-09-06 01:00 | FR | 41579.5571
2018-09-06 02:00 | FR | 40202.0295
2018-09-06 03:00 | FR | 38278.086
2018-09-06 04:00 | FR | 37107.3373
2018-09-06 05:00 | FR | 37388.0373
2018-09-06 06:00 | FR | 40213.0178
2018-09-06 07:00 | FR | 45729.1218
2018-09-06 08:00 | FR | 48745.8973
2018-09-06 09:00 | FR | 51171.3049
2018-09-06 10:00 | FR | 52438.9499
2018-09-06 11:00 | FR | 53377.9463
2018-09-06 12:00 | FR | 54127.1455
2018-09-06 13:00 | FR | 53725.5747
2018-09-06 14:00 | FR | 52497.8869
2018-09-06 15:00 | FR | 51579.8682
2018-09-06 16:00 | FR | 50340.1932
2018-09-06 17:00 | FR | 49057.5642
2018-09-06 18:00 | FR | 48963.6645
2018-09-06 19:00 | FR | 50846.6519
2018-09-06 20:00 | FR | 49487.1051
2018-09-06 21:00 | FR | 48815.8226
2018-09-06 22:00 | FR | 46096.7289
2018-09-06 23:00 | FR | 48076.6127
2018-09-07 | FR | 46355.4524
2018-09-07 01:00 | FR | 41217.9437
2018-09-07 02:00 | FR | 40066.1747
2018-09-07 03:00 | FR | 38194.1757
2018-09-07 04:00 | FR | 36866.5947
2018-09-07 05:00 | FR | 37236.1996
2018-09-07 06:00 | FR | 40133.1032
2018-09-07 07:00 | FR | 45949.8859
2018-09-07 08:00 | FR | 48811.8268
2018-09-07 09:00 | FR | 51001.4864
2018-09-07 10:00 | FR | 52123.2873
2018-09-07 11:00 | FR | 52655.7182
2018-09-07 12:00 | FR | 53249.084
2018-09-07 13:00 | FR | 53574.7359
2018-09-07 14:00 | FR | 51951.471
2018-09-07 15:00 | FR | 50750.7544
2018-09-07 16:00 | FR | 49364.2364
2018-09-07 17:00 | FR | 47930.7686
2018-09-07 18:00 | FR | 47903.7974
2018-09-07 19:00 | FR | 48454.2091
2018-09-07 20:00 | FR | 47379.3579
2018-09-07 21:00 | FR | 47639.0803
2018-09-07 22:00 | FR | 45362.5137
2018-09-07 23:00 | FR | 47471.2597
2018-09-08 | FR | 45676.1784
2018-09-08 01:00 | FR | 40202.0295
2018-09-08 02:00 | FR | 38794.534
2018-09-08 03:00 | FR | 36495.9908
2018-09-08 04:00 | FR | 34989.6009
2018-09-08 05:00 | FR | 34444.1839
2018-09-08 06:00 | FR | 35459.0991
2018-09-08 07:00 | FR | 37006.4452
2018-09-08 08:00 | FR | 38021.3604
2018-09-08 09:00 | FR | 41123.0451
2018-09-08 10:00 | FR | 43569.4302
2018-09-08 11:00 | FR | 44108.8537
2018-09-08 12:00 | FR | 45412.4603
2018-09-08 13:00 | FR | 47447.2853
2018-09-08 14:00 | FR | 44930.9749
2018-09-08 15:00 | FR | 43834.1473
2018-09-08 16:00 | FR | 42582.4852
2018-09-08 17:00 | FR | 41592.5433
2018-09-08 18:00 | FR | 41852.2657
2018-09-08 19:00 | FR | 42767.2876
2018-09-08 20:00 | FR | 42534.5364
2018-09-08 21:00 | FR | 43374.6384
2018-09-08 22:00 | FR | 41491.6511
2018-09-08 23:00 | FR | 44588.3412
2018-09-09 | FR | 43393.6182
2018-09-09 01:00 | FR | 38570.7731
2018-09-09 02:00 | FR | 37052.3961
2018-09-09 03:00 | FR | 34680.9308
2018-09-09 04:00 | FR | 33002.7246
2018-09-09 05:00 | FR | 32350.4218
2018-09-09 06:00 | FR | 32847.8901
2018-09-09 07:00 | FR | 33487.2068
2018-09-09 08:00 | FR | 33813.8576
2018-09-09 09:00 | FR | 36494.9918
2018-09-09 10:00 | FR | 39377.9104
2018-09-09 11:00 | FR | 41291.8646
2018-09-09 12:00 | FR | 43027.01
2018-09-09 13:00 | FR | 44862.0486
2018-09-09 14:00 | FR | 41952.1589
2018-09-09 15:00 | FR | 40587.6174
2018-09-09 16:00 | FR | 39382.9051
2018-09-09 17:00 | FR | 38548.7966
2018-09-09 18:00 | FR | 39321.9702
2018-09-09 19:00 | FR | 41439.7066
2018-09-09 20:00 | FR | 42362.72
2018-09-09 21:00 | FR | 43770.2156
2018-09-09 22:00 | FR | 41868.2486
2018-09-09 23:00 | FR | 44504.4309
2018-09-10 | FR | 43214.8093
2018-09-10 01:00 | FR | 38583.7592
2018-09-10 02:00 | FR | 37200.238
2018-09-10 03:00 | FR | 35232.3414
2018-09-10 04:00 | FR | 34056.5982
2018-09-10 05:00 | FR | 34492.1326
2018-09-10 06:00 | FR | 38027.354
2018-09-10 07:00 | FR | 44175.7821
2018-09-10 08:00 | FR | 46968.7968
2018-09-10 09:00 | FR | 49348.2535
2018-09-10 10:00 | FR | 50847.6508
2018-09-10 11:00 | FR | 51651.7913
2018-09-10 12:00 | FR | 52944.4097
2018-09-10 13:00 | FR | 53278.0531
2018-09-10 14:00 | FR | 52295.1037
2018-09-10 15:00 | FR | 51620.8244
2018-09-10 16:00 | FR | 50644.8676
2018-09-10 17:00 | FR | 49508.0826
2018-09-10 18:00 | FR | 49030.593
2018-09-10 19:00 | FR | 50532.9872
2018-09-10 20:00 | FR | 49534.0549
2018-09-10 21:00 | FR | 49129.4873
2018-09-10 22:00 | FR | 45907.9307
2018-09-10 23:00 | FR | 48134.5508
2018-09-11 | FR | 46066.7609
2018-09-11 01:00 | FR | 41088.0825
2018-09-11 02:00 | FR | 40004.2409
2018-09-11 03:00 | FR | 38107.2685
2018-09-11 04:00 | FR | 36763.7046
2018-09-11 05:00 | FR | 36792.6737
2018-09-11 06:00 | FR | 39911.3402
2018-09-11 07:00 | FR | 45940.8955
2018-09-11 08:00 | FR | 48611.0414
2018-09-11 09:00 | FR | 50769.7341
2018-09-11 10:00 | FR | 52154.2542
2018-09-11 11:00 | FR | 53088.2559
2018-09-11 12:00 | FR | 54360.8956
2018-09-11 13:00 | FR | 54609.6298
2018-09-11 14:00 | FR | 53724.5758
2018-09-11 15:00 | FR | 53117.225
2018-09-11 16:00 | FR | 52246.156
2018-09-11 17:00 | FR | 50978.5109
2018-09-11 18:00 | FR | 50734.7715
2018-09-11 19:00 | FR | 51653.7892
2018-09-11 20:00 | FR | 50479.0448
2018-09-11 21:00 | FR | 49874.6908
2018-09-11 22:00 | FR | 46798.9783
2018-09-11 23:00 | FR | 48786.8535
2018-09-12 | FR | 46822.9527
2018-09-12 01:00 | FR | 41438.7077
2018-09-12 02:00 | FR | 40254.9729
2018-09-12 03:00 | FR | 38255.1105
2018-09-12 04:00 | FR | 36865.5957
2018-09-12 05:00 | FR | 37010.4409
2018-09-12 06:00 | FR | 39911.3402
2018-09-12 07:00 | FR | 45528.3364
2018-09-12 08:00 | FR | 48215.4643
2018-09-12 09:00 | FR | 51016.4704
2018-09-12 10:00 | FR | 52353.0418
2018-09-12 11:00 | FR | 53473.8438
2018-09-12 12:00 | FR | 55085.1215
2018-09-12 13:00 | FR | 55162.0393
2018-09-12 14:00 | FR | 54121.1519
2018-09-12 15:00 | FR | 53468.8491
2018-09-12 16:00 | FR | 52540.841
2018-09-12 17:00 | FR | 51122.3572
2018-09-12 18:00 | FR | 50693.8152
2018-09-12 19:00 | FR | 51957.4646
2018-09-12 20:00 | FR | 51203.2707
2018-09-12 21:00 | FR | 49916.6459
2018-09-12 22:00 | FR | 46658.1288
2018-09-12 23:00 | FR | 48877.7564
2018-09-13 | FR | 47077.6804
2018-09-13 01:00 | FR | 41899.2155
2018-09-13 02:00 | FR | 40667.532
2018-09-13 03:00 | FR | 38707.6268
2018-09-13 04:00 | FR | 37270.1633
2018-09-13 05:00 | FR | 37547.8665
2018-09-13 06:00 | FR | 40321.9014
2018-09-13 07:00 | FR | 46222.5944
2018-09-13 08:00 | FR | 49291.3143
2018-09-13 09:00 | FR | 51426.0326
2018-09-13 10:00 | FR | 52663.7097
2018-09-13 11:00 | FR | 53241.0926
2018-09-13 12:00 | FR | 54339.9181
2018-09-13 13:00 | FR | 54356.8999
2018-09-13 14:00 | FR | 53349.9762
2018-09-13 15:00 | FR | 52430.9585
2018-09-13 16:00 | FR | 51327.1383
2018-09-13 17:00 | FR | 50090.4602
2018-09-13 18:00 | FR | 49824.7442
2018-09-13 19:00 | FR | 51340.1244
2018-09-13 20:00 | FR | 50944.5473
2018-09-13 21:00 | FR | 49652.9278
2018-09-13 22:00 | FR | 46093.7321
2018-09-13 23:00 | FR | 48348.3223
2018-09-14 | FR | 46445.3563
2018-09-14 01:00 | FR | 41296.8593
2018-09-14 02:00 | FR | 40356.864
2018-09-14 03:00 | FR | 38210.1586
2018-09-14 04:00 | FR | 36970.4836
2018-09-14 05:00 | FR | 37234.2017
2018-09-14 06:00 | FR | 40196.0359
2018-09-14 07:00 | FR | 46082.7439
2018-09-14 08:00 | FR | 48909.7222
2018-09-14 09:00 | FR | 51083.3988
2018-09-14 10:00 | FR | 52154.2542
2018-09-14 11:00 | FR | 52893.4641
2018-09-14 12:00 | FR | 53602.706
2018-09-14 13:00 | FR | 53623.6836
2018-09-14 14:00 | FR | 52023.3941
2018-09-14 15:00 | FR | 51152.3252
2018-09-14 16:00 | FR | 49718.8573
2018-09-14 17:00 | FR | 48452.2112
2018-09-14 18:00 | FR | 48229.4493
2018-09-14 19:00 | FR | 48796.8429
2018-09-14 20:00 | FR | 48416.2497
2018-09-14 21:00 | FR | 48241.4365
2018-09-14 22:00 | FR | 45456.4133
2018-09-14 23:00 | FR | 47675.0419
2018-09-15 | FR | 45724.1272
2018-09-15 01:00 | FR | 40471.7412
2018-09-15 02:00 | FR | 38975.3407
2018-09-15 03:00 | FR | 36705.7666
2018-09-15 04:00 | FR | 35125.4557
2018-09-15 05:00 | FR | 34693.917
2018-09-15 06:00 | FR | 35754.783
2018-09-15 07:00 | FR | 37489.9284
2018-09-15 08:00 | FR | 38288.0753
2018-09-15 09:00 | FR | 41554.5838
2018-09-15 10:00 | FR | 43897.08
2018-09-15 11:00 | FR | 45009.8906
2018-09-15 12:00 | FR | 46275.5378
2018-09-15 13:00 | FR | 47786.9223
2018-09-15 14:00 | FR | 45314.5649
2018-09-15 15:00 | FR | 44065.8996
2018-09-15 16:00 | FR | 42798.2545
2018-09-15 17:00 | FR | 41703.4247
2018-09-15 18:00 | FR | 41727.3991
2018-09-15 19:00 | FR | 42862.1862
2018-09-15 20:00 | FR | 43035.0015
2018-09-15 21:00 | FR | 43539.4623
2018-09-15 22:00 | FR | 41453.6917
2018-09-15 23:00 | FR | 44390.5526
2018-09-16 | FR | 42905.1403
2018-09-16 01:00 | FR | 38618.7219
2018-09-16 02:00 | FR | 37261.1729
2018-09-16 03:00 | FR | 34947.6457
2018-09-16 04:00 | FR | 33237.4737
2018-09-16 05:00 | FR | 32708.0396
2018-09-16 06:00 | FR | 33264.4449
2018-09-16 07:00 | FR | 34162.485
2018-09-16 08:00 | FR | 34329.3067
2018-09-16 09:00 | FR | 36907.5509
2018-09-16 10:00 | FR | 39651.6178
2018-09-16 11:00 | FR | 41406.7419
2018-09-16 12:00 | FR | 43189.836
2018-09-16 13:00 | FR | 44941.9632
2018-09-16 14:00 | FR | 41899.2155
2018-09-16 15:00 | FR | 40487.7242
2018-09-16 16:00 | FR | 39266.03
2018-09-16 17:00 | FR | 38421.9322
2018-09-16 18:00 | FR | 39257.0396
2018-09-16 19:00 | FR | 41588.5475
2018-09-16 20:00 | FR | 43103.9278
2018-09-16 21:00 | FR | 43793.1911
2018-09-16 22:00 | FR | 41487.6554
2018-09-16 23:00 | FR | 44302.6465
2018-09-17 | FR | 43232.7901
2018-09-17 01:00 | FR | 38580.7624
2018-09-17 02:00 | FR | 37424.9978
2018-09-17 03:00 | FR | 35324.2432
2018-09-17 04:00 | FR | 34207.4369
2018-09-17 05:00 | FR | 34803.7995
2018-09-17 06:00 | FR | 38289.0742
2018-09-17 07:00 | FR | 44556.3753
2018-09-17 08:00 | FR | 47570.154
2018-09-17 09:00 | FR | 49535.0538
2018-09-17 10:00 | FR | 51053.4309
2018-09-17 11:00 | FR | 51894.5318
2018-09-17 12:00 | FR | 53224.1107
2018-09-17 13:00 | FR | 53530.7829
2018-09-17 14:00 | FR | 52822.5399
2018-09-17 15:00 | FR | 52162.2457
2018-09-17 16:00 | FR | 51202.2718
2018-09-17 17:00 | FR | 49918.6438
2018-09-17 18:00 | FR | 49396.2022
2018-09-17 19:00 | FR | 50854.6433
2018-09-17 20:00 | FR | 50466.0587
2018-09-17 21:00 | FR | 49355.246
2018-09-17 22:00 | FR | 45973.8602
2018-09-17 23:00 | FR | 48263.413
2018-09-18 | FR | 46504.2933
2018-09-18 01:00 | FR | 41329.8241
2018-09-18 02:00 | FR | 39899.3531
2018-09-18 03:00 | FR | 37888.5024
2018-09-18 04:00 | FR | 36658.8167
2018-09-18 05:00 | FR | 36830.6331
2018-09-18 06:00 | FR | 39775.4854
2018-09-18 07:00 | FR | 45872.9681
2018-09-18 08:00 | FR | 48676.971
2018-09-18 09:00 | FR | 50727.7789
2018-09-18 10:00 | FR | 51996.4229
2018-09-18 11:00 | FR | 53069.2762
2018-09-18 12:00 | FR | 54024.2555
2018-09-18 13:00 | FR | 54048.2298
2018-09-18 14:00 | FR | 53223.1118
2018-09-18 15:00 | FR | 52419.9702
2018-09-18 16:00 | FR | 51260.2099
2018-09-18 17:00 | FR | 50185.3587
2018-09-18 18:00 | FR | 49881.6833
2018-09-18 19:00 | FR | 51088.3935
2018-09-18 20:00 | FR | 50803.6978
2018-09-18 21:00 | FR | 49519.0709
2018-09-18 22:00 | FR | 46165.6552
2018-09-18 23:00 | FR | 48188.4931
2018-09-19 | FR | 46263.5506
2018-09-19 01:00 | FR | 41246.9127
2018-09-19 02:00 | FR | 39987.2591
2018-09-19 03:00 | FR | 38013.3689
2018-09-19 04:00 | FR | 36879.5808
2018-09-19 05:00 | FR | 37127.316
2018-09-19 06:00 | FR | 39947.3018
2018-09-19 07:00 | FR | 45694.1592
2018-09-19 08:00 | FR | 48233.445
2018-09-19 09:00 | FR | 50769.7341
2018-09-19 10:00 | FR | 52167.2404
2018-09-19 11:00 | FR | 53213.1225
2018-09-19 12:00 | FR | 54599.6405
2018-09-19 13:00 | FR | 54626.6116
2018-09-19 14:00 | FR | 53847.4445
2018-09-19 15:00 | FR | 53032.3157
2018-09-19 16:00 | FR | 51965.456
2018-09-19 17:00 | FR | 50944.5473
2018-09-19 18:00 | FR | 50550.9679
2018-09-19 19:00 | FR | 51712.7262
2018-09-19 20:00 | FR | 51539.9109
2018-09-19 21:00 | FR | 49891.6726
2018-09-19 22:00 | FR | 46533.2623
2018-09-19 23:00 | FR | 48363.3062
2018-09-20 | FR | 46712.0712
2018-09-20 01:00 | FR | 41643.4888
2018-09-20 02:00 | FR | 40370.8491
2018-09-20 03:00 | FR | 38024.3572
2018-09-20 04:00 | FR | 36874.5861
2018-09-20 05:00 | FR | 37096.3491
2018-09-20 06:00 | FR | 40039.2036
2018-09-20 07:00 | FR | 46132.6905
2018-09-20 08:00 | FR | 48781.8589
2018-09-20 09:00 | FR | 50617.8964
2018-09-20 10:00 | FR | 51902.5233
2018-09-20 11:00 | FR | 53018.3307
2018-09-20 12:00 | FR | 54111.1626
2018-09-20 13:00 | FR | 54185.0836
2018-09-20 14:00 | FR | 53441.8779
2018-09-20 15:00 | FR | 52862.4972
2018-09-20 16:00 | FR | 51903.5222
2018-09-20 17:00 | FR | 50799.7021
2018-09-20 18:00 | FR | 50358.174
2018-09-20 19:00 | FR | 51428.0305
2018-09-20 20:00 | FR | 51487.9664
2018-09-20 21:00 | FR | 49567.0196
2018-09-20 22:00 | FR | 46173.6467
2018-09-20 23:00 | FR | 48314.3586
2018-09-21 | FR | 46544.2506
2018-09-21 01:00 | FR | 41408.7397
2018-09-21 02:00 | FR | 40274.9516
2018-09-21 03:00 | FR | 38369.9877
2018-09-21 04:00 | FR | 37232.2039
2018-09-21 05:00 | FR | 37568.844
2018-09-21 06:00 | FR | 40342.879
2018-09-21 07:00 | FR | 46281.5314
2018-09-21 08:00 | FR | 49108.5097
2018-09-21 09:00 | FR | 51131.3476
2018-09-21 10:00 | FR | 52488.8966
2018-09-21 11:00 | FR | 53215.1203
2018-09-21 12:00 | FR | 53864.4263
2018-09-21 13:00 | FR | 53847.4445
2018-09-21 14:00 | FR | 51793.6397
2018-09-21 15:00 | FR | 51145.3326
2018-09-21 16:00 | FR | 49841.726
2018-09-21 17:00 | FR | 48614.0382
2018-09-21 18:00 | FR | 48425.24
2018-09-21 19:00 | FR | 48976.6507
2018-09-21 20:00 | FR | 49531.0581
2018-09-21 21:00 | FR | 48058.6319
2018-09-21 22:00 | FR | 45277.6044
2018-09-21 23:00 | FR | 47422.312
2018-09-22 | FR | 45683.1709
2018-09-22 01:00 | FR | 40179.0541
2018-09-22 02:00 | FR | 38839.4859
2018-09-22 03:00 | FR | 36565.916
2018-09-22 04:00 | FR | 34919.6756
2018-09-22 05:00 | FR | 34387.2447
2018-09-22 06:00 | FR | 35311.2571
2018-09-22 07:00 | FR | 37298.1334
2018-09-22 08:00 | FR | 38143.2301
2018-09-22 09:00 | FR | 41071.1006
2018-09-22 10:00 | FR | 43569.4302
2018-09-22 11:00 | FR | 44664.26
2018-09-22 12:00 | FR | 46025.8047
2018-09-22 13:00 | FR | 47563.1615
2018-09-22 14:00 | FR | 44837.0753
2018-09-22 15:00 | FR | 43617.379
2018-09-22 16:00 | FR | 42443.6336
2018-09-22 17:00 | FR | 41501.6404
2018-09-22 18:00 | FR | 42030.0756
2018-09-22 19:00 | FR | 43624.3715
2018-09-22 20:00 | FR | 45070.8255
2018-09-22 21:00 | FR | 43682.3096
2018-09-22 22:00 | FR | 41354.7974
2018-09-22 23:00 | FR | 44617.3102
2018-09-23 | FR | 43443.5648
2018-09-23 01:00 | FR | 38854.4699
2018-09-23 02:00 | FR | 37370.0565
2018-09-23 03:00 | FR | 35076.508
2018-09-23 04:00 | FR | 33318.3872
2018-09-23 05:00 | FR | 32652.0994
2018-09-23 06:00 | FR | 33025.7
2018-09-23 07:00 | FR | 33894.7711
2018-09-23 08:00 | FR | 34161.486
2018-09-23 09:00 | FR | 37007.4441
2018-09-23 10:00 | FR | 39934.3157
2018-09-23 11:00 | FR | 42169.9261
2018-09-23 12:00 | FR | 44311.6369
2018-09-23 13:00 | FR | 45763.0855
2018-09-23 14:00 | FR | 42831.2193
2018-09-23 15:00 | FR | 41248.9106
2018-09-23 16:00 | FR | 40072.1683
2018-09-23 17:00 | FR | 39666.6018
2018-09-23 18:00 | FR | 40618.5843
2018-09-23 19:00 | FR | 43202.8221
2018-09-23 20:00 | FR | 45347.5297
2018-09-23 21:00 | FR | 44512.4223
2018-09-23 22:00 | FR | 42263.8258
2018-09-23 23:00 | FR | 44750.1682
2018-09-24 | FR | 43524.4783
2018-09-24 01:00 | FR | 38968.3482
2018-09-24 02:00 | FR | 37766.6326
2018-09-24 03:00 | FR | 35920.6058
2018-09-24 04:00 | FR | 34515.1081
2018-09-24 05:00 | FR | 35149.4301
2018-09-24 06:00 | FR | 38842.4827
2018-09-24 07:00 | FR | 45637.2201
2018-09-24 08:00 | FR | 48961.6667
2018-09-24 09:00 | FR | 50812.6882
2018-09-24 10:00 | FR | 52071.3429
2018-09-24 11:00 | FR | 52481.904
2018-09-24 12:00 | FR | 53396.926
2018-09-24 13:00 | FR | 53066.2794
2018-09-24 14:00 | FR | 51760.6749
2018-09-24 15:00 | FR | 50520.001
2018-09-24 16:00 | FR | 49353.2481
2018-09-24 17:00 | FR | 47994.7002
2018-09-24 18:00 | FR | 47774.9351
2018-09-24 19:00 | FR | 49943.6171
2018-09-24 20:00 | FR | 51416.0433
2018-09-24 21:00 | FR | 49270.3368
2018-09-24 22:00 | FR | 46094.731
2018-09-24 23:00 | FR | 48304.3692
2018-09-25 | FR | 46826.9484
2018-09-25 01:00 | FR | 41788.334
2018-09-25 02:00 | FR | 40585.6195
2018-09-25 03:00 | FR | 38750.5809
2018-09-25 04:00 | FR | 37444.9764
2018-09-25 05:00 | FR | 37975.4095
2018-09-25 06:00 | FR | 41191.9714
2018-09-25 07:00 | FR | 47893.8081
2018-09-25 08:00 | FR | 51239.2323
2018-09-25 09:00 | FR | 52901.4556
2018-09-25 10:00 | FR | 53498.8171
2018-09-25 11:00 | FR | 53724.5758
2018-09-25 12:00 | FR | 54243.0216
2018-09-25 13:00 | FR | 53950.3345
2018-09-25 14:00 | FR | 52348.0471
2018-09-25 15:00 | FR | 51324.1415
2018-09-25 16:00 | FR | 49875.6897
2018-09-25 17:00 | FR | 48736.9069
2018-09-25 18:00 | FR | 48585.0692
2018-09-25 19:00 | FR | 50729.7768
2018-09-25 20:00 | FR | 52394.9969
2018-09-25 21:00 | FR | 50036.5178
2018-09-25 22:00 | FR | 47054.705
2018-09-25 23:00 | FR | 49144.4713
2018-09-26 | FR | 47582.1412
2018-09-26 01:00 | FR | 42789.2641
2018-09-26 02:00 | FR | 41317.8369
2018-09-26 03:00 | FR | 39537.7396
2018-09-26 04:00 | FR | 38171.2002
2018-09-26 05:00 | FR | 38551.7934
2018-09-26 06:00 | FR | 41738.3874
2018-09-26 07:00 | FR | 48159.5241
2018-09-26 08:00 | FR | 51466.9888
2018-09-26 09:00 | FR | 53574.7359
2018-09-26 10:00 | FR | 54066.2106
2018-09-26 11:00 | FR | 54176.0932
2018-09-26 12:00 | FR | 55106.0991
2018-09-26 13:00 | FR | 54870.3511
2018-09-26 14:00 | FR | 53292.0381
2018-09-26 15:00 | FR | 51922.502
2018-09-26 16:00 | FR | 50627.8857
2018-09-26 17:00 | FR | 49528.0613
2018-09-26 18:00 | FR | 49053.5684
2018-09-26 19:00 | FR | 51162.3145
2018-09-26 20:00 | FR | 52915.4406
2018-09-26 21:00 | FR | 50235.3053
2018-09-26 22:00 | FR | 47013.7487
2018-09-26 23:00 | FR | 49118.499
2018-09-27 | FR | 47891.8102
2018-09-27 01:00 | FR | 42899.1467
2018-09-27 02:00 | FR | 41665.4653
2018-09-27 03:00 | FR | 39668.5997
2018-09-27 04:00 | FR | 38340.0198
2018-09-27 05:00 | FR | 38480.8692
2018-09-27 06:00 | FR | 41636.4963
2018-09-27 07:00 | FR | 48521.1375
2018-09-27 08:00 | FR | 51540.9098
2018-09-27 09:00 | FR | 52884.4737
2018-09-27 10:00 | FR | 53293.037
2018-09-27 11:00 | FR | 53660.6441
2018-09-27 12:00 | FR | 54501.7451
2018-09-27 13:00 | FR | 54257.0067
2018-09-27 14:00 | FR | 52851.509
2018-09-27 15:00 | FR | 51960.4614
2018-09-27 16:00 | FR | 50668.8419
2018-09-27 17:00 | FR | 49627.9545
2018-09-27 18:00 | FR | 49229.3805
2018-09-27 19:00 | FR | 50917.5761
2018-09-27 20:00 | FR | 52567.8122
2018-09-27 21:00 | FR | 49988.5691
2018-09-27 22:00 | FR | 46527.2687
2018-09-27 23:00 | FR | 48725.9187
2018-09-28 | FR | 47394.3419
2018-09-28 01:00 | FR | 42063.0404
2018-09-28 02:00 | FR | 40937.2437
2018-09-28 03:00 | FR | 38764.566
2018-09-28 04:00 | FR | 37531.8836
2018-09-28 05:00 | FR | 37701.702
2018-09-28 06:00 | FR | 40816.3729
2018-09-28 07:00 | FR | 47271.4733
2018-09-28 08:00 | FR | 50477.0469
2018-09-28 09:00 | FR | 51919.5052
2018-09-28 10:00 | FR | 52685.6862
2018-09-28 11:00 | FR | 52927.4278
2018-09-28 12:00 | FR | 53618.689
2018-09-28 13:00 | FR | 53629.6772
2018-09-28 14:00 | FR | 52005.4133
2018-09-28 15:00 | FR | 50892.6028
2018-09-28 16:00 | FR | 49554.0335
2018-09-28 17:00 | FR | 48196.4846
2018-09-28 18:00 | FR | 48243.4344
2018-09-28 19:00 | FR | 49353.2481
2018-09-28 20:00 | FR | 51285.1832
2018-09-28 21:00 | FR | 48992.6336
2018-09-28 22:00 | FR | 46001.8303
2018-09-28 23:00 | FR | 48248.429
2018-09-29 | FR | 46850.9228
2018-09-29 01:00 | FR | 41555.5828
2018-09-29 02:00 | FR | 39955.2933
2018-09-29 03:00 | FR | 37579.8323
2018-09-29 04:00 | FR | 36055.4616
2018-09-29 05:00 | FR | 35444.1151
2018-09-29 06:00 | FR | 36484.0036
2018-09-29 07:00 | FR | 38547.7977
2018-09-29 08:00 | FR | 39918.3328
2018-09-29 09:00 | FR | 43013.025
2018-09-29 10:00 | FR | 45349.5276
2018-09-29 11:00 | FR | 45947.888
2018-09-29 12:00 | FR | 47012.7498
2018-09-29 13:00 | FR | 48501.1589
2018-09-29 14:00 | FR | 45690.1635
2018-09-29 15:00 | FR | 44083.8804
2018-09-29 16:00 | FR | 42720.3378
2018-09-29 17:00 | FR | 41591.5443
2018-09-29 18:00 | FR | 41742.3831
2018-09-29 19:00 | FR | 43510.4932
2018-09-29 20:00 | FR | 46158.6627
2018-09-29 21:00 | FR | 44546.386
2018-09-29 22:00 | FR | 42540.53
2018-09-29 23:00 | FR | 45984.8485
2018-09-30 | FR | 45165.724
2018-09-30 01:00 | FR | 40654.5459
2018-09-30 02:00 | FR | 39115.1912
2018-09-30 03:00 | FR | 36729.7409
2018-09-30 04:00 | FR | 34784.8198
2018-09-30 05:00 | FR | 34185.4604
2018-09-30 06:00 | FR | 34708.9009
2018-09-30 07:00 | FR | 35972.5503
2018-09-30 08:00 | FR | 36499.9865
2018-09-30 09:00 | FR | 39224.0748
2018-09-30 10:00 | FR | 41759.365
2018-09-30 11:00 | FR | 43266.7538
2018-09-30 12:00 | FR | 44784.1319
2018-09-30 13:00 | FR | 46462.3381
2018-09-30 14:00 | FR | 42958.0837
2018-09-30 15:00 | FR | 40673.5256
2018-09-30 16:00 | FR | 39411.8741
2018-09-30 17:00 | FR | 38568.7753
2018-09-30 18:00 | FR | 39611.6606
2018-09-30 19:00 | FR | 42773.2812
2018-09-30 20:00 | FR | 46456.3445
2018-09-30 21:00 | FR | 44974.928
2018-09-30 22:00 | FR | 42831.2193
2018-09-30 23:00 | FR | 45320.5585
2018-10-01 | FR | 44430.5099
2018-10-01 01:00 | FR | 40083.1566
2018-10-01 02:00 | FR | 39035.2766
2018-10-01 03:00 | FR | 36942.5135
2018-10-01 04:00 | FR | 35587.9613
2018-10-01 05:00 | FR | 36280.2214
2018-10-01 06:00 | FR | 39972.2751
2018-10-01 07:00 | FR | 46888.8822
2018-10-01 08:00 | FR | 50647.8644
2018-10-01 09:00 | FR | 52377.0161
2018-10-01 10:00 | FR | 53209.1267
2018-10-01 11:00 | FR | 53862.4284
2018-10-01 12:00 | FR | 54833.3906
2018-10-01 13:00 | FR | 54969.2454
2018-10-01 14:00 | FR | 53606.7018
2018-10-01 15:00 | FR | 52460.9264
2018-10-01 16:00 | FR | 50927.5654
2018-10-01 17:00 | FR | 49755.8178
2018-10-01 18:00 | FR | 49608.9748
2018-10-01 19:00 | FR | 52478.9072
2018-10-01 20:00 | FR | 54944.2721
2018-10-01 21:00 | FR | 51468.9867
2018-10-01 22:00 | FR | 48068.6212
2018-10-01 23:00 | FR | 50401.1281
2018-10-02 | FR | 49003.6218
2018-10-02 01:00 | FR | 43940.0341
2018-10-02 02:00 | FR | 42916.1285
2018-10-02 03:00 | FR | 41129.0387
2018-10-02 04:00 | FR | 39492.7876
2018-10-02 05:00 | FR | 39876.3776
2018-10-02 06:00 | FR | 43375.6374
2018-10-02 07:00 | FR | 50201.3416
2018-10-02 08:00 | FR | 53905.3825
2018-10-02 09:00 | FR | 54934.2828
2018-10-02 10:00 | FR | 55917.2321
2018-10-02 11:00 | FR | 56389.7271
2018-10-02 12:00 | FR | 57173.8889
2018-10-02 13:00 | FR | 56923.1569
2018-10-02 14:00 | FR | 55200.9977
2018-10-02 15:00 | FR | 54111.1626
2018-10-02 16:00 | FR | 52702.6681
2018-10-02 17:00 | FR | 51435.023
2018-10-02 18:00 | FR | 51837.5927
2018-10-02 19:00 | FR | 54571.6704
2018-10-02 20:00 | FR | 56545.5605
2018-10-02 21:00 | FR | 52591.7866
2018-10-02 22:00 | FR | 49143.4724
2018-10-02 23:00 | FR | 51038.4469
2018-10-03 | FR | 49550.0378
2018-10-03 01:00 | FR | 44330.6166
2018-10-03 02:00 | FR | 43096.9353
2018-10-03 03:00 | FR | 40919.2629
2018-10-03 04:00 | FR | 39345.9446
2018-10-03 05:00 | FR | 39506.7727
2018-10-03 06:00 | FR | 42675.3859
2018-10-03 07:00 | FR | 49020.6037
2018-10-03 08:00 | FR | 52348.0471
2018-10-03 09:00 | FR | 54732.4984
2018-10-03 10:00 | FR | 55444.7372
2018-10-03 11:00 | FR | 55468.7115
2018-10-03 12:00 | FR | 56615.4858
2018-10-03 13:00 | FR | 56132.0026
2018-10-03 14:00 | FR | 54765.4632
2018-10-03 15:00 | FR | 53020.3285
2018-10-03 16:00 | FR | 51528.9226
2018-10-03 17:00 | FR | 50257.2818
2018-10-03 18:00 | FR | 49908.6545
2018-10-03 19:00 | FR | 52761.6051
2018-10-03 20:00 | FR | 55346.8418
2018-10-03 21:00 | FR | 51374.0881
2018-10-03 22:00 | FR | 48126.5593
2018-10-03 23:00 | FR | 50256.2829
2018-10-04 | FR | 48995.6304
2018-10-04 01:00 | FR | 44139.8206
2018-10-04 02:00 | FR | 42777.2769
2018-10-04 03:00 | FR | 40543.6644
2018-10-04 04:00 | FR | 39250.0471
2018-10-04 05:00 | FR | 39382.9051
2018-10-04 06:00 | FR | 42685.3752
2018-10-04 07:00 | FR | 49388.2108
2018-10-04 08:00 | FR | 53496.8192
2018-10-04 09:00 | FR | 54408.8444
2018-10-04 10:00 | FR | 54744.4856
2018-10-04 11:00 | FR | 54877.3436
2018-10-04 12:00 | FR | 55331.8578
2018-10-04 13:00 | FR | 55160.0415
2018-10-04 14:00 | FR | 53631.6751
2018-10-04 15:00 | FR | 52258.1432
2018-10-04 16:00 | FR | 50874.622
2018-10-04 17:00 | FR | 49459.135
2018-10-04 18:00 | FR | 49275.3314
2018-10-04 19:00 | FR | 51504.9483
2018-10-04 20:00 | FR | 54172.0974
2018-10-04 21:00 | FR | 50441.0854
2018-10-04 22:00 | FR | 47081.6761
2018-10-04 23:00 | FR | 49335.2674
2018-10-05 | FR | 48510.1493
2018-10-05 01:00 | FR | 43621.3747
2018-10-05 02:00 | FR | 42304.782
2018-10-05 03:00 | FR | 40346.8747
2018-10-05 04:00 | FR | 38828.4976
2018-10-05 05:00 | FR | 39176.1261
2018-10-05 06:00 | FR | 42372.7094
2018-10-05 07:00 | FR | 49001.624
2018-10-05 08:00 | FR | 53042.305
2018-10-05 09:00 | FR | 54062.2149
2018-10-05 10:00 | FR | 54539.7045
2018-10-05 11:00 | FR | 54637.5999
2018-10-05 12:00 | FR | 54738.492
2018-10-05 13:00 | FR | 54513.7323
2018-10-05 14:00 | FR | 52757.6093
2018-10-05 15:00 | FR | 51377.0849
2018-10-05 16:00 | FR | 49706.8702
2018-10-05 17:00 | FR | 48276.3991
2018-10-05 18:00 | FR | 47928.7707
2018-10-05 19:00 | FR | 49330.2727
2018-10-05 20:00 | FR | 52182.2243
2018-10-05 21:00 | FR | 48828.8087
2018-10-05 22:00 | FR | 46173.6467
2018-10-05 23:00 | FR | 48732.9112
2018-10-06 | FR | 47217.5309
2018-10-06 01:00 | FR | 41853.2646
2018-10-06 02:00 | FR | 40137.0989
2018-10-06 03:00 | FR | 37675.7298
2018-10-06 04:00 | FR | 36043.4745
2018-10-06 05:00 | FR | 35557.9934
2018-10-06 06:00 | FR | 36622.8552
2018-10-06 07:00 | FR | 38656.6813
2018-10-06 08:00 | FR | 40283.942
2018-10-06 09:00 | FR | 42903.1424
2018-10-06 10:00 | FR | 45041.8564
2018-10-06 11:00 | FR | 45873.967
2018-10-06 12:00 | FR | 47025.7359
2018-10-06 13:00 | FR | 48510.1493
2018-10-06 14:00 | FR | 45914.9232
2018-10-06 15:00 | FR | 44276.6743
2018-10-06 16:00 | FR | 42771.2834
2018-10-06 17:00 | FR | 41688.4408
2018-10-06 18:00 | FR | 42294.7927
2018-10-06 19:00 | FR | 44542.3903
2018-10-06 20:00 | FR | 47165.5864
2018-10-06 21:00 | FR | 44220.7341
2018-10-06 22:00 | FR | 42444.6325
2018-10-06 23:00 | FR | 45406.4667
2018-10-07 | FR | 44764.1532
2018-10-07 01:00 | FR | 40372.847
2018-10-07 02:00 | FR | 38855.4688
2018-10-07 03:00 | FR | 36082.4328
2018-10-07 04:00 | FR | 34095.5565
2018-10-07 05:00 | FR | 33467.2281
2018-10-07 06:00 | FR | 33920.7434
2018-10-07 07:00 | FR | 35176.4012
2018-10-07 08:00 | FR | 36103.4104
2018-10-07 09:00 | FR | 38396.9589
2018-10-07 10:00 | FR | 41710.4173
2018-10-07 11:00 | FR | 44035.9316
2018-10-07 12:00 | FR | 45969.8645
2018-10-07 13:00 | FR | 47525.2021
2018-10-07 14:00 | FR | 44095.8676
2018-10-07 15:00 | FR | 42387.6934
2018-10-07 16:00 | FR | 41076.0953
2018-10-07 17:00 | FR | 40160.0744
2018-10-07 18:00 | FR | 41142.0248
2018-10-07 19:00 | FR | 44579.3508
2018-10-07 20:00 | FR | 48037.6543
2018-10-07 21:00 | FR | 45678.1763
2018-10-07 22:00 | FR | 43506.4975
2018-10-07 23:00 | FR | 46353.4545
2018-10-08 | FR | 45616.2425
2018-10-08 01:00 | FR | 40927.2544
2018-10-08 02:00 | FR | 39811.447
2018-10-08 03:00 | FR | 37819.576
2018-10-08 04:00 | FR | 36384.1104
2018-10-08 05:00 | FR | 37061.3864
2018-10-08 06:00 | FR | 41085.0857
2018-10-08 07:00 | FR | 48215.4643
2018-10-08 08:00 | FR | 52608.7684
2018-10-08 09:00 | FR | 53948.3366
2018-10-08 10:00 | FR | 54621.617
2018-10-08 11:00 | FR | 54945.271
2018-10-08 12:00 | FR | 55562.6112
2018-10-08 13:00 | FR | 55304.8866
2018-10-08 14:00 | FR | 53730.5694
2018-10-08 15:00 | FR | 52019.3984
2018-10-08 16:00 | FR | 50668.8419
2018-10-08 17:00 | FR | 48914.7169
2018-10-08 18:00 | FR | 48912.719
2018-10-08 19:00 | FR | 52143.266
2018-10-08 20:00 | FR | 54945.271
2018-10-08 21:00 | FR | 50726.78
2018-10-08 22:00 | FR | 47514.2138
2018-10-08 23:00 | FR | 49937.6235
2018-10-09 | FR | 48756.8856
2018-10-09 01:00 | FR | 43657.3363
2018-10-09 02:00 | FR | 42581.4862
2018-10-09 03:00 | FR | 40394.8235
2018-10-09 04:00 | FR | 38964.3524
2018-10-09 05:00 | FR | 39381.9061
2018-10-09 06:00 | FR | 42750.3058
2018-10-09 07:00 | FR | 49754.8189
2018-10-09 08:00 | FR | 54158.1124
2018-10-09 09:00 | FR | 54987.2262
2018-10-09 10:00 | FR | 55089.1173
2018-10-09 11:00 | FR | 54917.3009
2018-10-09 12:00 | FR | 55598.5727
2018-10-09 13:00 | FR | 55255.939
2018-10-09 14:00 | FR | 53360.9644
2018-10-09 15:00 | FR | 51997.4219
2018-10-09 16:00 | FR | 50536.9829
2018-10-09 17:00 | FR | 49210.4008
2018-10-09 18:00 | FR | 48953.6752
2018-10-09 19:00 | FR | 51530.9205
2018-10-09 20:00 | FR | 54386.8679
2018-10-09 21:00 | FR | 50127.4206
2018-10-09 22:00 | FR | 47095.6612
2018-10-09 23:00 | FR | 49006.6186
2018-10-10 | FR | 47890.8113
2018-10-10 01:00 | FR | 42836.2139
2018-10-10 02:00 | FR | 41573.5635
2018-10-10 03:00 | FR | 39465.8164
2018-10-10 04:00 | FR | 37935.4522
2018-10-10 05:00 | FR | 38437.9151
2018-10-10 06:00 | FR | 41854.2635
2018-10-10 07:00 | FR | 48281.3938
2018-10-10 08:00 | FR | 52019.3984
2018-10-10 09:00 | FR | 53419.9014
2018-10-10 10:00 | FR | 54194.074
2018-10-10 11:00 | FR | 54716.5155
2018-10-10 12:00 | FR | 55390.7948
2018-10-10 13:00 | FR | 55321.8685
2018-10-10 14:00 | FR | 53588.721
2018-10-10 15:00 | FR | 52188.2179
2018-10-10 16:00 | FR | 50926.5665
2018-10-10 17:00 | FR | 49867.6983
2018-10-10 18:00 | FR | 49816.7527
2018-10-10 19:00 | FR | 53150.1897
2018-10-10 20:00 | FR | 54935.2817
2018-10-10 21:00 | FR | 50411.1174
2018-10-10 22:00 | FR | 47108.6473
2018-10-10 23:00 | FR | 49154.4606
2018-10-11 | FR | 47931.7675
2018-10-11 01:00 | FR | 43014.0239
2018-10-11 02:00 | FR | 41619.5144
2018-10-11 03:00 | FR | 39603.6691
2018-10-11 04:00 | FR | 38176.1949
2018-10-11 05:00 | FR | 38311.0507
2018-10-11 06:00 | FR | 41154.012
2018-10-11 07:00 | FR | 47803.9042
2018-10-11 08:00 | FR | 51953.4689
2018-10-11 09:00 | FR | 52310.0877
2018-10-11 10:00 | FR | 53003.3467
2018-10-11 11:00 | FR | 53358.9666
2018-10-11 12:00 | FR | 54301.9586
2018-10-11 13:00 | FR | 54246.0184
2018-10-11 14:00 | FR | 52809.5538
2018-10-11 15:00 | FR | 52153.2553
2018-10-11 16:00 | FR | 50694.8142
2018-10-11 17:00 | FR | 49262.3453
2018-10-11 18:00 | FR | 49386.2129
2018-10-11 19:00 | FR | 52706.6638
2018-10-11 20:00 | FR | 54388.8657
2018-10-11 21:00 | FR | 50132.4153
2018-10-11 22:00 | FR | 46767.0125
2018-10-11 23:00 | FR | 48928.7019
2018-10-12 | FR | 47657.0611
2018-10-12 01:00 | FR | 42666.3955
2018-10-12 02:00 | FR | 41214.9469
2018-10-12 03:00 | FR | 39356.9328
2018-10-12 04:00 | FR | 37700.7031
2018-10-12 05:00 | FR | 37876.5152
2018-10-12 06:00 | FR | 41016.1593
2018-10-12 07:00 | FR | 47374.3633
2018-10-12 08:00 | FR | 51892.534
2018-10-12 09:00 | FR | 52627.7481
2018-10-12 10:00 | FR | 53304.0253
2018-10-12 11:00 | FR | 53473.8438
2018-10-12 12:00 | FR | 54158.1124
2018-10-12 13:00 | FR | 54062.2149
2018-10-12 14:00 | FR | 52529.8528
2018-10-12 15:00 | FR | 51222.2504
2018-10-12 16:00 | FR | 49631.9502
2018-10-12 17:00 | FR | 48290.3842
2018-10-12 18:00 | FR | 48189.492
2018-10-12 19:00 | FR | 49861.7047
2018-10-12 20:00 | FR | 52368.0257
2018-10-12 21:00 | FR | 48445.2187
2018-10-12 22:00 | FR | 45751.0983
2018-10-12 23:00 | FR | 48056.634
2018-10-13 | FR | 46749.0317
2018-10-13 01:00 | FR | 41520.6201
2018-10-13 02:00 | FR | 39825.4321
2018-10-13 03:00 | FR | 37372.0544
2018-10-13 04:00 | FR | 35615.9314
2018-10-13 05:00 | FR | 35074.5101
2018-10-13 06:00 | FR | 35951.5727
2018-10-13 07:00 | FR | 37992.3913
2018-10-13 08:00 | FR | 39889.3637
2018-10-13 09:00 | FR | 42273.8151
2018-10-13 10:00 | FR | 44387.5558
2018-10-13 11:00 | FR | 45342.535
2018-10-13 12:00 | FR | 46759.021
2018-10-13 13:00 | FR | 48454.2091
2018-10-13 14:00 | FR | 45809.0364
2018-10-13 15:00 | FR | 44220.7341
2018-10-13 16:00 | FR | 42727.3303
2018-10-13 17:00 | FR | 41496.6458
2018-10-13 18:00 | FR | 41645.4867
2018-10-13 19:00 | FR | 43909.0672
2018-10-13 20:00 | FR | 46659.1278
2018-10-13 21:00 | FR | 43477.5285
2018-10-13 22:00 | FR | 41575.5614
2018-10-13 23:00 | FR | 44548.3839
2018-10-14 | FR | 44212.7426
2018-10-14 01:00 | FR | 39490.7897
2018-10-14 02:00 | FR | 37950.4362
2018-10-14 03:00 | FR | 35358.2069
2018-10-14 04:00 | FR | 33490.2036
2018-10-14 05:00 | FR | 32709.0385
2018-10-14 06:00 | FR | 33231.4801
2018-10-14 07:00 | FR | 34258.3825
2018-10-14 08:00 | FR | 35194.382
2018-10-14 09:00 | FR | 37314.1163
2018-10-14 10:00 | FR | 39981.2655
2018-10-14 11:00 | FR | 42292.7948
2018-10-14 12:00 | FR | 44136.8238
2018-10-14 13:00 | FR | 45919.9179
2018-10-14 14:00 | FR | 42603.4627
2018-10-14 15:00 | FR | 40900.2832
2018-10-14 16:00 | FR | 39520.7577
2018-10-14 17:00 | FR | 38738.5937
2018-10-14 18:00 | FR | 39674.5933
2018-10-14 19:00 | FR | 43474.5317
2018-10-14 20:00 | FR | 46595.1961
2018-10-14 21:00 | FR | 44046.9199
2018-10-14 22:00 | FR | 41792.3297
2018-10-14 23:00 | FR | 44408.5334
2018-10-15 | FR | 43675.3171
2018-10-15 01:00 | FR | 39228.0706
2018-10-15 02:00 | FR | 37947.4394
2018-10-15 03:00 | FR | 35847.6837
2018-10-15 04:00 | FR | 34406.2245
2018-10-15 05:00 | FR | 35086.4973
2018-10-15 06:00 | FR | 38827.4987
2018-10-15 07:00 | FR | 45584.2766
2018-10-15 08:00 | FR | 50055.4975
2018-10-15 09:00 | FR | 50792.7095
2018-10-15 10:00 | FR | 51861.5671
2018-10-15 11:00 | FR | 52558.8218
2018-10-15 12:00 | FR | 53430.8897
2018-10-15 13:00 | FR | 53348.9772
2018-10-15 14:00 | FR | 52335.061
2018-10-15 15:00 | FR | 51217.2558
2018-10-15 16:00 | FR | 49836.7314
2018-10-15 17:00 | FR | 48674.9731
2018-10-15 18:00 | FR | 48681.9656
2018-10-15 19:00 | FR | 52270.1304
2018-10-15 20:00 | FR | 53804.4904
2018-10-15 21:00 | FR | 49379.2204
2018-10-15 22:00 | FR | 45887.9521
2018-10-15 23:00 | FR | 48441.223
2018-10-16 | FR | 47093.6633
2018-10-16 01:00 | FR | 41970.1397
2018-10-16 02:00 | FR | 40756.4369
2018-10-16 03:00 | FR | 38808.519
2018-10-16 04:00 | FR | 37380.0458
2018-10-16 05:00 | FR | 37610.7992
2018-10-16 06:00 | FR | 40751.4423
2018-10-16 07:00 | FR | 47615.106
2018-10-16 08:00 | FR | 52258.1432
2018-10-16 09:00 | FR | 52771.5944
2018-10-16 10:00 | FR | 53373.9506
2018-10-16 11:00 | FR | 53756.5416
2018-10-16 12:00 | FR | 54509.7366
2018-10-16 13:00 | FR | 54251.0131
2018-10-16 14:00 | FR | 52795.5688
2018-10-16 15:00 | FR | 51580.8671
2018-10-16 16:00 | FR | 50319.2156
2018-10-16 17:00 | FR | 48851.7841
2018-10-16 18:00 | FR | 48931.6987
2018-10-16 19:00 | FR | 52099.313
2018-10-16 20:00 | FR | 54020.2597
2018-10-16 21:00 | FR | 49733.8413
2018-10-16 22:00 | FR | 46593.1982
2018-10-16 23:00 | FR | 48819.8183
2018-10-17 | FR | 47658.0601
2018-10-17 01:00 | FR | 42674.3869
2018-10-17 02:00 | FR | 41382.7675
2018-10-17 03:00 | FR | 39356.9328
2018-10-17 04:00 | FR | 37922.4661
2018-10-17 05:00 | FR | 38249.1169
2018-10-17 06:00 | FR | 41275.8817
2018-10-17 07:00 | FR | 47566.1583
2018-10-17 08:00 | FR | 52157.251
2018-10-17 09:00 | FR | 53562.7488
2018-10-17 10:00 | FR | 53966.3174
2018-10-17 11:00 | FR | 54239.0259
2018-10-17 12:00 | FR | 55128.0756
2018-10-17 13:00 | FR | 54736.4942
2018-10-17 14:00 | FR | 53131.21
2018-10-17 15:00 | FR | 51804.6279
2018-10-17 16:00 | FR | 50488.0352
2018-10-17 17:00 | FR | 49255.3528
2018-10-17 18:00 | FR | 49272.3346
2018-10-17 19:00 | FR | 52848.5122
2018-10-17 20:00 | FR | 54346.9106
2018-10-17 21:00 | FR | 49977.5808
2018-10-17 22:00 | FR | 46732.0498
2018-10-17 23:00 | FR | 49052.5695
2018-10-18 | FR | 48145.539
2018-10-18 01:00 | FR | 42978.0623
2018-10-18 02:00 | FR | 41727.3991
2018-10-18 03:00 | FR | 39701.5645
2018-10-18 04:00 | FR | 38197.1724
2018-10-18 05:00 | FR | 38346.0134
2018-10-18 06:00 | FR | 41531.6084
2018-10-18 07:00 | FR | 48320.3522
2018-10-18 08:00 | FR | 53055.2912
2018-10-18 09:00 | FR | 53159.1801
2018-10-18 10:00 | FR | 53544.768
2018-10-18 11:00 | FR | 54080.1957
2018-10-18 12:00 | FR | 54760.4686
2018-10-18 13:00 | FR | 54274.9875
2018-10-18 14:00 | FR | 52836.525
2018-10-18 15:00 | FR | 51555.8938
2018-10-18 16:00 | FR | 50183.3609
2018-10-18 17:00 | FR | 48857.7777
2018-10-18 18:00 | FR | 49075.545
2018-10-18 19:00 | FR | 52934.4203
2018-10-18 20:00 | FR | 54176.0932
2018-10-18 21:00 | FR | 49814.7548
2018-10-18 22:00 | FR | 46884.8865
2018-10-18 23:00 | FR | 49081.5386
2018-10-19 | FR | 48056.634
2018-10-19 01:00 | FR | 43128.9011
2018-10-19 02:00 | FR | 41764.3596
2018-10-19 03:00 | FR | 39684.5826
2018-10-19 04:00 | FR | 38437.9151
2018-10-19 05:00 | FR | 38798.5297
2018-10-19 06:00 | FR | 41911.2027
2018-10-19 07:00 | FR | 48567.0884
2018-10-19 08:00 | FR | 53535.7776
2018-10-19 09:00 | FR | 53916.3708
2018-10-19 10:00 | FR | 54599.6405
2018-10-19 11:00 | FR | 54529.7152
2018-10-19 12:00 | FR | 54857.365
2018-10-19 13:00 | FR | 54656.5796
2018-10-19 14:00 | FR | 52552.8282
2018-10-19 15:00 | FR | 50816.6839
2018-10-19 16:00 | FR | 49099.5193
2018-10-19 17:00 | FR | 47662.0558
2018-10-19 18:00 | FR | 47910.7899
2018-10-19 19:00 | FR | 51320.1458
2018-10-19 20:00 | FR | 52937.4171
2018-10-19 21:00 | FR | 49139.4766
2018-10-19 22:00 | FR | 46275.5378
2018-10-19 23:00 | FR | 49014.6101
2018-10-20 | FR | 47665.0526
2018-10-20 01:00 | FR | 42449.6272
2018-10-20 02:00 | FR | 40985.1924
2018-10-20 03:00 | FR | 38695.6397
2018-10-20 04:00 | FR | 37116.3277
2018-10-20 05:00 | FR | 36631.8456
2018-10-20 06:00 | FR | 37877.5141
2018-10-20 07:00 | FR | 40008.2367
2018-10-20 08:00 | FR | 42580.4873
2018-10-20 09:00 | FR | 44787.1287
2018-10-20 10:00 | FR | 46886.8843
2018-10-20 11:00 | FR | 47467.264
2018-10-20 12:00 | FR | 48270.4055
2018-10-20 13:00 | FR | 49309.2951
2018-10-20 14:00 | FR | 46310.5004
2018-10-20 15:00 | FR | 44287.6625
2018-10-20 16:00 | FR | 42761.294
2018-10-20 17:00 | FR | 41627.5059
2018-10-20 18:00 | FR | 41970.1397
2018-10-20 19:00 | FR | 45838.0054
2018-10-20 20:00 | FR | 48277.3981
2018-10-20 21:00 | FR | 45301.5788
2018-10-20 22:00 | FR | 43357.6566
2018-10-20 23:00 | FR | 46553.241
2018-10-21 | FR | 46366.4406
2018-10-21 01:00 | FR | 41831.2881
2018-10-21 02:00 | FR | 40560.6462
2018-10-21 03:00 | FR | 38134.2397
2018-10-21 04:00 | FR | 36289.2118
2018-10-21 05:00 | FR | 35699.8418
2018-10-21 06:00 | FR | 36193.3143
2018-10-21 07:00 | FR | 37573.8387
2018-10-21 08:00 | FR | 39235.0631
2018-10-21 09:00 | FR | 41128.0398
2018-10-21 10:00 | FR | 43528.474
2018-10-21 11:00 | FR | 45079.8158
2018-10-21 12:00 | FR | 46283.5292
2018-10-21 13:00 | FR | 47540.186
2018-10-21 14:00 | FR | 43875.1035
2018-10-21 15:00 | FR | 41611.523
2018-10-21 16:00 | FR | 40082.1577
2018-10-21 17:00 | FR | 38941.377
2018-10-21 18:00 | FR | 39839.4171
2018-10-21 19:00 | FR | 44488.4479
2018-10-21 20:00 | FR | 48151.5326
2018-10-21 21:00 | FR | 45736.1144
2018-10-21 22:00 | FR | 43859.1206
2018-10-21 23:00 | FR | 46801.9751
2018-10-22 | FR | 46140.6819
2018-10-22 01:00 | FR | 41929.1834
2018-10-22 02:00 | FR | 40745.4487
2018-10-22 03:00 | FR | 38657.6802
2018-10-22 04:00 | FR | 37460.9594
2018-10-22 05:00 | FR | 38179.1917
2018-10-22 06:00 | FR | 41838.2806
2018-10-22 07:00 | FR | 47665.0526
2018-10-22 08:00 | FR | 52926.4289
2018-10-22 09:00 | FR | 54744.4856
2018-10-22 10:00 | FR | 55726.4361
2018-10-22 11:00 | FR | 56303.8189
2018-10-22 12:00 | FR | 57209.8505
2018-10-22 13:00 | FR | 56927.1527
2018-10-22 14:00 | FR | 55570.6026
2018-10-22 15:00 | FR | 54000.2811
2018-10-22 16:00 | FR | 52474.9115
2018-10-22 17:00 | FR | 51070.4127
2018-10-22 18:00 | FR | 51062.4213
2018-10-22 19:00 | FR | 55915.2343
2018-10-22 20:00 | FR | 57505.5345
2018-10-22 21:00 | FR | 52997.3531
2018-10-22 22:00 | FR | 49877.6876
2018-10-22 23:00 | FR | 52595.7823
2018-10-23 | FR | 51222.2504
2018-10-23 01:00 | FR | 46247.5677
2018-10-23 02:00 | FR | 45150.74
2018-10-23 03:00 | FR | 43024.0132
2018-10-23 04:00 | FR | 41765.3585
2018-10-23 05:00 | FR | 42333.751
2018-10-23 06:00 | FR | 45820.0247
2018-10-23 07:00 | FR | 51709.7294
2018-10-23 08:00 | FR | 57028.0448
2018-10-23 09:00 | FR | 58740.2147
2018-10-23 10:00 | FR | 59385.525
2018-10-23 11:00 | FR | 59121.8069
2018-10-23 12:00 | FR | 59124.8037
2018-10-23 13:00 | FR | 58201.7903
2018-10-23 14:00 | FR | 55966.1798
2018-10-23 15:00 | FR | 54041.2373
2018-10-23 16:00 | FR | 52516.8667
2018-10-23 17:00 | FR | 51110.37
2018-10-23 18:00 | FR | 51196.2782
2018-10-23 19:00 | FR | 56541.5648
2018-10-23 20:00 | FR | 58319.6643
2018-10-23 21:00 | FR | 53763.5341
2018-10-23 22:00 | FR | 50728.7779
2018-10-23 23:00 | FR | 53128.2132
2018-10-24 | FR | 52053.3621
2018-10-24 01:00 | FR | 47221.5266
2018-10-24 02:00 | FR | 45752.0973
2018-10-24 03:00 | FR | 43504.4996
2018-10-24 04:00 | FR | 41987.1215
2018-10-24 05:00 | FR | 42270.8183
2018-10-24 06:00 | FR | 45571.2905
2018-10-24 07:00 | FR | 51269.2002
2018-10-24 08:00 | FR | 56449.663
2018-10-24 09:00 | FR | 57785.2355
2018-10-24 10:00 | FR | 58576.3899
2018-10-24 11:00 | FR | 58435.5404
2018-10-24 12:00 | FR | 58915.0279
2018-10-24 13:00 | FR | 58410.5671
2018-10-24 14:00 | FR | 56742.3502
2018-10-24 15:00 | FR | 54813.412
2018-10-24 16:00 | FR | 52987.3638
2018-10-24 17:00 | FR | 51730.707
2018-10-24 18:00 | FR | 52037.3792
2018-10-24 19:00 | FR | 57080.9882
2018-10-24 20:00 | FR | 58074.9259
2018-10-24 21:00 | FR | 53160.179
2018-10-24 22:00 | FR | 50133.4142
2018-10-24 23:00 | FR | 52348.0471
2018-10-25 | FR | 51144.3337
2018-10-25 01:00 | FR | 46243.5719
2018-10-25 02:00 | FR | 44809.1052
2018-10-25 03:00 | FR | 42698.3613
2018-10-25 04:00 | FR | 41017.1583
2018-10-25 05:00 | FR | 41192.9704
2018-10-25 06:00 | FR | 44298.6508
2018-10-25 07:00 | FR | 49914.6481
2018-10-25 08:00 | FR | 54990.223
2018-10-25 09:00 | FR | 56301.8211
2018-10-25 10:00 | FR | 57325.7266
2018-10-25 11:00 | FR | 57635.3956
2018-10-25 12:00 | FR | 58250.7379
2018-10-25 13:00 | FR | 57838.1789
2018-10-25 14:00 | FR | 55959.1873
2018-10-25 15:00 | FR | 54348.9085
2018-10-25 16:00 | FR | 52425.9638
2018-10-25 17:00 | FR | 50845.653
2018-10-25 18:00 | FR | 51427.0315
2018-10-25 19:00 | FR | 56517.5904
2018-10-25 20:00 | FR | 57678.3497
2018-10-25 21:00 | FR | 53279.052
2018-10-25 22:00 | FR | 50365.1665
2018-10-25 23:00 | FR | 53034.3136
2018-10-26 | FR | 52073.3407
2018-10-26 01:00 | FR | 47368.3697
2018-10-26 02:00 | FR | 46094.731
2018-10-26 03:00 | FR | 43802.1815
2018-10-26 04:00 | FR | 42463.6122
2018-10-26 05:00 | FR | 42708.3506
2018-10-26 06:00 | FR | 45714.1378
2018-10-26 07:00 | FR | 50974.5152
2018-10-26 08:00 | FR | 55814.3421
2018-10-26 09:00 | FR | 57447.5964
2018-10-26 10:00 | FR | 58479.4934
2018-10-26 11:00 | FR | 58944.9959
2018-10-26 12:00 | FR | 59510.3915
2018-10-26 13:00 | FR | 59091.8389
2018-10-26 14:00 | FR | 57238.8195
2018-10-26 15:00 | FR | 55447.734
2018-10-26 16:00 | FR | 53998.2832
2018-10-26 17:00 | FR | 52508.8752
2018-10-26 18:00 | FR | 53067.2783
2018-10-26 19:00 | FR | 57818.2003
2018-10-26 20:00 | FR | 57970.038
2018-10-26 21:00 | FR | 54240.0248
2018-10-26 22:00 | FR | 51898.5276
2018-10-26 23:00 | FR | 54426.8252
2018-10-27 | FR | 53451.8673
2018-10-27 01:00 | FR | 48344.3265
2018-10-27 02:00 | FR | 46907.8619
2018-10-27 03:00 | FR | 44414.5269
2018-10-27 04:00 | FR | 42520.5513
2018-10-27 05:00 | FR | 42024.082
2018-10-27 06:00 | FR | 43480.5253
2018-10-27 07:00 | FR | 45849.9926
2018-10-27 08:00 | FR | 48693.9528
2018-10-27 09:00 | FR | 51133.3455
2018-10-27 10:00 | FR | 53657.6473
2018-10-27 11:00 | FR | 54397.8561
2018-10-27 12:00 | FR | 55175.0254
2018-10-27 13:00 | FR | 56623.4773
2018-10-27 14:00 | FR | 53269.0627
2018-10-27 15:00 | FR | 51587.8596
2018-10-27 16:00 | FR | 50119.4292
2018-10-27 17:00 | FR | 49418.1787
2018-10-27 18:00 | FR | 50664.8462
2018-10-27 19:00 | FR | 55886.2652
2018-10-27 20:00 | FR | 56904.1772
2018-10-27 21:00 | FR | 53689.6132
2018-10-27 22:00 | FR | 51830.6002
2018-10-27 23:00 | FR | 55624.545
2018-10-28 | FR | 55128.0756
2018-10-28 01:00 | FR | 50500.0224
2018-10-28 02:00 | FR | 49143.4724
2018-10-28 03:00 | FR | 45674.1806
2018-10-28 04:00 | FR | 43354.6598
2018-10-28 05:00 | FR | 43748.2391
2018-10-28 06:00 | FR | 45325.5532
2018-10-28 07:00 | FR | 46984.7797
2018-10-28 08:00 | FR | 48392.2753
2018-10-28 09:00 | FR | 51755.6803
2018-10-28 10:00 | FR | 53893.3953
2018-10-28 11:00 | FR | 55244.9507
2018-10-28 12:00 | FR | 56781.3086
2018-10-28 13:00 | FR | 57865.1501
2018-10-28 14:00 | FR | 54329.9287
2018-10-28 15:00 | FR | 52570.809
2018-10-28 16:00 | FR | 51960.4614
2018-10-28 17:00 | FR | 52116.2948
2018-10-28 18:00 | FR | 56226.9011
2018-10-28 19:00 | FR | 60556.2736
2018-10-28 20:00 | FR | 59863.0146
2018-10-28 21:00 | FR | 57430.6145
2018-10-28 22:00 | FR | 55525.6507
2018-10-28 23:00 | FR | 58639.3226
2018-10-29 | FR | 57860.1554
2018-10-29 01:00 | FR | 53307.0221
2018-10-29 02:00 | FR | 52269.1315
2018-10-29 03:00 | FR | 49746.8274
2018-10-29 04:00 | FR | 48342.3287
2018-10-29 05:00 | FR | 49396.2022
2018-10-29 06:00 | FR | 53730.5694
2018-10-29 07:00 | FR | 59667.2239
2018-10-29 08:00 | FR | 63530.095
2018-10-29 09:00 | FR | 67256.1124
2018-10-29 10:00 | FR | 69113.1275
2018-10-29 11:00 | FR | 69821.3705
2018-10-29 12:00 | FR | 71206.8896
2018-10-29 13:00 | FR | 71354.7316
2018-10-29 14:00 | FR | 70138.032
2018-10-29 15:00 | FR | 68696.5728
2018-10-29 16:00 | FR | 67740.5946
2018-10-29 17:00 | FR | 67264.1039
2018-10-29 18:00 | FR | 70339.8164
2018-10-29 19:00 | FR | 73912.9971
2018-10-29 20:00 | FR | 71122.9793
2018-10-29 21:00 | FR | 66287.1481
2018-10-29 22:00 | FR | 63116.5371
2018-10-29 23:00 | FR | 65420.0749
2018-10-30 | FR | 63889.7106
2018-10-30 01:00 | FR | 59077.8539
2018-10-30 02:00 | FR | 57688.3391
2018-10-30 03:00 | FR | 55426.7564
2018-10-30 04:00 | FR | 53765.532
2018-10-30 05:00 | FR | 54357.8988
2018-10-30 06:00 | FR | 58150.8447
2018-10-30 07:00 | FR | 64019.5718
2018-10-30 08:00 | FR | 67531.8177
2018-10-30 09:00 | FR | 69961.221
2018-10-30 10:00 | FR | 70276.8836
2018-10-30 11:00 | FR | 69765.4303
2018-10-30 12:00 | FR | 70127.0438
2018-10-30 13:00 | FR | 69180.056
2018-10-30 14:00 | FR | 67043.3398
2018-10-30 15:00 | FR | 64782.7561
2018-10-30 16:00 | FR | 63684.9295
2018-10-30 17:00 | FR | 62926.7399
2018-10-30 18:00 | FR | 67086.2939
2018-10-30 19:00 | FR | 71415.6664
2018-10-30 20:00 | FR | 69120.1201
2018-10-30 21:00 | FR | 64753.7871
2018-10-30 22:00 | FR | 61590.1685
2018-10-30 23:00 | FR | 64004.5879
2018-10-31 | FR | 63009.6513
2018-10-31 01:00 | FR | 57871.1437
2018-10-31 02:00 | FR | 56684.4121
2018-10-31 03:00 | FR | 54419.8326
2018-10-31 04:00 | FR | 52660.7129
2018-10-31 05:00 | FR | 53060.2858
2018-10-31 06:00 | FR | 56594.5082
2018-10-31 07:00 | FR | 62076.6486
2018-10-31 08:00 | FR | 65332.1689
2018-10-31 09:00 | FR | 68013.3031
2018-10-31 10:00 | FR | 68713.5546
2018-10-31 11:00 | FR | 68499.7831
2018-10-31 12:00 | FR | 68703.5653
2018-10-31 13:00 | FR | 68357.9347
2018-10-31 14:00 | FR | 65967.4898
2018-10-31 15:00 | FR | 64169.4117
2018-10-31 16:00 | FR | 62803.8713
2018-10-31 17:00 | FR | 62137.5834
2018-10-31 18:00 | FR | 65295.2084
2018-10-31 19:00 | FR | 67372.9875
2018-10-31 20:00 | FR | 64938.5895
2018-10-31 21:00 | FR | 60791.0227
2018-10-31 22:00 | FR | 58080.9194
2018-10-31 23:00 | FR | 60436.4018
2018-11-01 | FR | 59425.4823
2018-11-01 01:00 | FR | 54534.7099
2018-11-01 02:00 | FR | 52831.5303
2018-11-01 03:00 | FR | 50161.3843
2018-11-01 04:00 | FR | 47907.7931
2018-11-01 05:00 | FR | 46999.7637
2018-11-01 06:00 | FR | 48037.6543
2018-11-01 07:00 | FR | 49986.5712
2018-11-01 08:00 | FR | 50559.9583
2018-11-01 09:00 | FR | 52988.3627
2018-11-01 10:00 | FR | 54729.5017
2018-11-01 11:00 | FR | 55224.9721
2018-11-01 12:00 | FR | 56535.5712
2018-11-01 13:00 | FR | 58200.7913
2018-11-01 14:00 | FR | 54938.2785
2018-11-01 15:00 | FR | 52658.715
2018-11-01 16:00 | FR | 51309.1575
2018-11-01 17:00 | FR | 51254.2163
2018-11-01 18:00 | FR | 55588.5834
2018-11-01 19:00 | FR | 59563.3349
2018-11-01 20:00 | FR | 58828.1208
2018-11-01 21:00 | FR | 55971.1745
2018-11-01 22:00 | FR | 53975.3078
2018-11-01 23:00 | FR | 57573.4618
2018-11-02 | FR | 56824.2626
2018-11-02 01:00 | FR | 52248.1539
2018-11-02 02:00 | FR | 51249.2216
2018-11-02 03:00 | FR | 48868.766
2018-11-02 04:00 | FR | 47400.3355
2018-11-02 05:00 | FR | 47955.7419
2018-11-02 06:00 | FR | 50906.5878
2018-11-02 07:00 | FR | 55151.0511
2018-11-02 08:00 | FR | 57565.4704
2018-11-02 09:00 | FR | 60172.6836
2018-11-02 10:00 | FR | 61201.5839
2018-11-02 11:00 | FR | 60944.8583
2018-11-02 12:00 | FR | 60897.9085
2018-11-02 13:00 | FR | 61152.6362
2018-11-02 14:00 | FR | 58314.6696
2018-11-02 15:00 | FR | 56072.0666
2018-11-02 16:00 | FR | 54686.5476
2018-11-02 17:00 | FR | 54602.6373
2018-11-02 18:00 | FR | 59786.0968
2018-11-02 19:00 | FR | 64077.5099
2018-11-02 20:00 | FR | 62289.4211
2018-11-02 21:00 | FR | 58742.2126
2018-11-02 22:00 | FR | 56952.126
2018-11-02 23:00 | FR | 60058.8054
2018-11-03 | FR | 59438.4684
2018-11-03 01:00 | FR | 54678.5561
2018-11-03 02:00 | FR | 53756.5416
2018-11-03 03:00 | FR | 51484.9696
2018-11-03 04:00 | FR | 49843.7239
2018-11-03 05:00 | FR | 49684.8936
2018-11-03 06:00 | FR | 51330.1351
2018-11-03 07:00 | FR | 53784.5117
2018-11-03 08:00 | FR | 55146.0564
2018-11-03 09:00 | FR | 58121.8757
2018-11-03 10:00 | FR | 59635.2581
2018-11-03 11:00 | FR | 59478.4257
2018-11-03 12:00 | FR | 59386.5239
2018-11-03 13:00 | FR | 60054.8096
2018-11-03 14:00 | FR | 56566.5381
2018-11-03 15:00 | FR | 53925.3612
2018-11-03 16:00 | FR | 52300.0984
2018-11-03 17:00 | FR | 51920.5041
2018-11-03 18:00 | FR | 57251.8057
2018-11-03 19:00 | FR | 61192.5935
2018-11-03 20:00 | FR | 59775.1086
2018-11-03 21:00 | FR | 57105.9615
2018-11-03 22:00 | FR | 55247.9475
2018-11-03 23:00 | FR | 59142.7845
2018-11-04 | FR | 58657.3034
2018-11-04 01:00 | FR | 54401.8519
2018-11-04 02:00 | FR | 53007.3424
2018-11-04 03:00 | FR | 50429.0982
2018-11-04 04:00 | FR | 48178.5038
2018-11-04 05:00 | FR | 47695.0205
2018-11-04 06:00 | FR | 48533.1247
2018-11-04 07:00 | FR | 50029.5253
2018-11-04 08:00 | FR | 50485.0384
2018-11-04 09:00 | FR | 52677.6948
2018-11-04 10:00 | FR | 54736.4942
2018-11-04 11:00 | FR | 55788.3699
2018-11-04 12:00 | FR | 56303.8189
2018-11-04 13:00 | FR | 57266.7896
2018-11-04 14:00 | FR | 52910.446
2018-11-04 15:00 | FR | 50126.4217
2018-11-04 16:00 | FR | 48712.9325
2018-11-04 17:00 | FR | 48708.9368
2018-11-04 18:00 | FR | 54341.9159
2018-11-04 19:00 | FR | 58741.2137
2018-11-04 20:00 | FR | 57745.2782
2018-11-04 21:00 | FR | 55399.7852
2018-11-04 22:00 | FR | 53077.2677
2018-11-04 23:00 | FR | 55770.3891
2018-11-05 | FR | 55150.0521
2018-11-05 01:00 | FR | 51070.4127
2018-11-05 02:00 | FR | 50025.5296
2018-11-05 03:00 | FR | 47684.0323
2018-11-05 04:00 | FR | 45925.9115
2018-11-05 05:00 | FR | 46513.2837
2018-11-05 06:00 | FR | 50962.528
2018-11-05 07:00 | FR | 58655.3055
2018-11-05 08:00 | FR | 61630.1258
2018-11-05 09:00 | FR | 62754.9236
2018-11-05 10:00 | FR | 62964.6994
2018-11-05 11:00 | FR | 62489.2076
2018-11-05 12:00 | FR | 62623.0645
2018-11-05 13:00 | FR | 62064.6614
2018-11-05 14:00 | FR | 60195.6591
2018-11-05 15:00 | FR | 58608.3557
2018-11-05 16:00 | FR | 57353.6967
2018-11-05 17:00 | FR | 57308.7448
2018-11-05 18:00 | FR | 61421.349
2018-11-05 19:00 | FR | 65315.187
2018-11-05 20:00 | FR | 62464.2343
2018-11-05 21:00 | FR | 57771.2504
2018-11-05 22:00 | FR | 54501.7451
2018-11-05 23:00 | FR | 57047.0245
2018-11-06 | FR | 55846.3079
2018-11-06 01:00 | FR | 50950.5408
2018-11-06 02:00 | FR | 49604.9791
2018-11-06 03:00 | FR | 47162.5896
2018-11-06 04:00 | FR | 45489.3781
2018-11-06 05:00 | FR | 46166.6542
2018-11-06 06:00 | FR | 50091.4591
2018-11-06 07:00 | FR | 57319.733
2018-11-06 08:00 | FR | 60529.3025
2018-11-06 09:00 | FR | 61405.3661
2018-11-06 10:00 | FR | 61968.7639
2018-11-06 11:00 | FR | 61669.0842
2018-11-06 12:00 | FR | 62208.5076
2018-11-06 13:00 | FR | 62082.6422
2018-11-06 14:00 | FR | 60187.6676
2018-11-06 15:00 | FR | 58764.1891
2018-11-06 16:00 | FR | 58138.8575
2018-11-06 17:00 | FR | 57655.3743
2018-11-06 18:00 | FR | 62265.4468
2018-11-06 19:00 | FR | 65559.9254
2018-11-06 20:00 | FR | 63038.6203
2018-11-06 21:00 | FR | 58543.4251
2018-11-06 22:00 | FR | 55605.5653
2018-11-06 23:00 | FR | 57805.2141
2018-11-07 | FR | 56626.474
2018-11-07 01:00 | FR | 51874.5532
2018-11-07 02:00 | FR | 50548.9701
2018-11-07 03:00 | FR | 48625.0265
2018-11-07 04:00 | FR | 47216.532
2018-11-07 05:00 | FR | 47622.0985
2018-11-07 06:00 | FR | 51199.275
2018-11-07 07:00 | FR | 57774.2472
2018-11-07 08:00 | FR | 61026.7707
2018-11-07 09:00 | FR | 62866.804
2018-11-07 10:00 | FR | 63511.1153
2018-11-07 11:00 | FR | 63835.7683
2018-11-07 12:00 | FR | 64986.5383
2018-11-07 13:00 | FR | 64794.7433
2018-11-07 14:00 | FR | 63004.6566
2018-11-07 15:00 | FR | 61492.2732
2018-11-07 16:00 | FR | 60306.5406
2018-11-07 17:00 | FR | 60096.7648
2018-11-07 18:00 | FR | 64102.4832
2018-11-07 19:00 | FR | 67367.9928
2018-11-07 20:00 | FR | 64820.7155
2018-11-07 21:00 | FR | 60250.6004
2018-11-07 22:00 | FR | 56962.1153
2018-11-07 23:00 | FR | 59631.2623
2018-11-08 | FR | 58544.424
2018-11-08 01:00 | FR | 53866.4242
2018-11-08 02:00 | FR | 52613.7631
2018-11-08 03:00 | FR | 50494.0288
2018-11-08 04:00 | FR | 49015.609
2018-11-08 05:00 | FR | 49514.0762
2018-11-08 06:00 | FR | 53746.5523
2018-11-08 07:00 | FR | 61229.554
2018-11-08 08:00 | FR | 64584.9675
2018-11-08 09:00 | FR | 65642.8368
2018-11-08 10:00 | FR | 65343.1571
2018-11-08 11:00 | FR | 64625.9237
2018-11-08 12:00 | FR | 64516.0412
2018-11-08 13:00 | FR | 63494.1335
2018-11-08 14:00 | FR | 61667.0863
2018-11-08 15:00 | FR | 59921.9516
2018-11-08 16:00 | FR | 58873.0727
2018-11-08 17:00 | FR | 59217.7044
2018-11-08 18:00 | FR | 64205.3732
2018-11-08 19:00 | FR | 67682.6565
2018-11-08 20:00 | FR | 64834.7006
2018-11-08 21:00 | FR | 60248.6025
2018-11-08 22:00 | FR | 57145.9188
2018-11-08 23:00 | FR | 59709.1791
2018-11-09 | FR | 58351.6301
2018-11-09 01:00 | FR | 53556.7552
2018-11-09 02:00 | FR | 52273.1272
2018-11-09 03:00 | FR | 49995.5616
2018-11-09 04:00 | FR | 48404.2625
2018-11-09 05:00 | FR | 48857.7777
2018-11-09 06:00 | FR | 52760.6061
2018-11-09 07:00 | FR | 59897.9773
2018-11-09 08:00 | FR | 63622.9957
2018-11-09 09:00 | FR | 64528.0284
2018-11-09 10:00 | FR | 64377.1896
2018-11-09 11:00 | FR | 64028.5622
2018-11-09 12:00 | FR | 63603.0171
2018-11-09 13:00 | FR | 62635.0517
2018-11-09 14:00 | FR | 60243.6078
2018-11-09 15:00 | FR | 58459.5148
2018-11-09 16:00 | FR | 57197.8633
2018-11-09 17:00 | FR | 56933.1463
2018-11-09 18:00 | FR | 61949.7842
2018-11-09 19:00 | FR | 64329.2408
2018-11-09 20:00 | FR | 62067.6582
2018-11-09 21:00 | FR | 58370.6098
2018-11-09 22:00 | FR | 55713.4499
2018-11-09 23:00 | FR | 58200.7913
2018-11-10 | FR | 56963.1142
2018-11-10 01:00 | FR | 51688.7518
2018-11-10 02:00 | FR | 49890.6737
2018-11-10 03:00 | FR | 47293.4498
2018-11-10 04:00 | FR | 45176.7123
2018-11-10 05:00 | FR | 44584.3454
2018-11-10 06:00 | FR | 45678.1763
2018-11-10 07:00 | FR | 48015.6778
2018-11-10 08:00 | FR | 49470.1232
2018-11-10 09:00 | FR | 52356.0386
2018-11-10 10:00 | FR | 54311.948
2018-11-10 11:00 | FR | 55025.1856
2018-11-10 12:00 | FR | 56166.9652
2018-11-10 13:00 | FR | 57725.2996
2018-11-10 14:00 | FR | 54386.8679
2018-11-10 15:00 | FR | 52121.2895
2018-11-10 16:00 | FR | 50801.6999
2018-11-10 17:00 | FR | 50860.6369
2018-11-10 18:00 | FR | 55242.9528
2018-11-10 19:00 | FR | 57481.5601
2018-11-10 20:00 | FR | 55815.341
2018-11-10 21:00 | FR | 52733.635
2018-11-10 22:00 | FR | 50788.7138
2018-11-10 23:00 | FR | 54228.0376
2018-11-11 | FR | 53839.453
2018-11-11 01:00 | FR | 49153.4617
2018-11-11 02:00 | FR | 47639.0803
2018-11-11 03:00 | FR | 44754.1639
2018-11-11 04:00 | FR | 42635.4286
2018-11-11 05:00 | FR | 41825.2945
2018-11-11 06:00 | FR | 42520.5513
2018-11-11 07:00 | FR | 43890.0875
2018-11-11 08:00 | FR | 44501.4341
2018-11-11 09:00 | FR | 47041.7188
2018-11-11 10:00 | FR | 49470.1232
2018-11-11 11:00 | FR | 50818.6818
2018-11-11 12:00 | FR | 52338.0578
2018-11-11 13:00 | FR | 54055.2224
2018-11-11 14:00 | FR | 50267.2712
2018-11-11 15:00 | FR | 47884.8177
2018-11-11 16:00 | FR | 46483.3157
2018-11-11 17:00 | FR | 46781.9964
2018-11-11 18:00 | FR | 51844.5852
2018-11-11 19:00 | FR | 55262.9315
2018-11-11 20:00 | FR | 54578.6629
2018-11-11 21:00 | FR | 52014.4037
2018-11-11 22:00 | FR | 49753.82
2018-11-11 23:00 | FR | 52592.7855
2018-11-12 | FR | 51927.4966
2018-11-12 01:00 | FR | 47857.8465
2018-11-12 02:00 | FR | 46616.1737
2018-11-12 03:00 | FR | 44406.5355
2018-11-12 04:00 | FR | 42479.5951
2018-11-12 05:00 | FR | 43260.7602
2018-11-12 06:00 | FR | 47734.9778
2018-11-12 07:00 | FR | 54963.2518
2018-11-12 08:00 | FR | 58955.9841
2018-11-12 09:00 | FR | 60179.6762
2018-11-12 10:00 | FR | 60778.0366
2018-11-12 11:00 | FR | 60853.9554
2018-11-12 12:00 | FR | 61492.2732
2018-11-12 13:00 | FR | 61252.5294
2018-11-12 14:00 | FR | 59453.4524
2018-11-12 15:00 | FR | 57882.1319
2018-11-12 16:00 | FR | 56842.2434
2018-11-12 17:00 | FR | 56639.4602
2018-11-12 18:00 | FR | 61384.3885
2018-11-12 19:00 | FR | 64589.9622
2018-11-12 20:00 | FR | 61711.0393
2018-11-12 21:00 | FR | 57290.764
2018-11-12 22:00 | FR | 54097.1775
2018-11-12 23:00 | FR | 56658.4399
2018-11-13 | FR | 55457.7233
2018-11-13 01:00 | FR | 50443.0832
2018-11-13 02:00 | FR | 49107.5108
2018-11-13 03:00 | FR | 47118.6366
2018-11-13 04:00 | FR | 45296.5842
2018-11-13 05:00 | FR | 45771.077
2018-11-13 06:00 | FR | 49731.8435
2018-11-13 07:00 | FR | 57049.0224
2018-11-13 08:00 | FR | 61154.6341
2018-11-13 09:00 | FR | 61960.7724
2018-11-13 10:00 | FR | 61933.8012
2018-11-13 11:00 | FR | 61416.3543
2018-11-13 12:00 | FR | 61572.1878
2018-11-13 13:00 | FR | 61118.6725
2018-11-13 14:00 | FR | 59200.7225
2018-11-13 15:00 | FR | 57291.7629
2018-11-13 16:00 | FR | 55854.2994
2018-11-13 17:00 | FR | 56118.0175
2018-11-13 18:00 | FR | 61636.1194
2018-11-13 19:00 | FR | 64898.6322
2018-11-13 20:00 | FR | 62619.0688
2018-11-13 21:00 | FR | 58061.9397
2018-11-13 22:00 | FR | 55206.9913
2018-11-13 23:00 | FR | 57970.038
2018-11-14 | FR | 56801.2872
2018-11-14 01:00 | FR | 52045.3706
2018-11-14 02:00 | FR | 51064.4191
2018-11-14 03:00 | FR | 49003.6218
2018-11-14 04:00 | FR | 47560.1647
2018-11-14 05:00 | FR | 48153.5305
2018-11-14 06:00 | FR | 51903.5222
2018-11-14 07:00 | FR | 58984.9532
2018-11-14 08:00 | FR | 62540.1531
2018-11-14 09:00 | FR | 64282.291
2018-11-14 10:00 | FR | 63999.5932
2018-11-14 11:00 | FR | 63442.189
2018-11-14 12:00 | FR | 63305.3353
2018-11-14 13:00 | FR | 62495.2012
2018-11-14 14:00 | FR | 60266.5833
2018-11-14 15:00 | FR | 58153.8415
2018-11-14 16:00 | FR | 56814.2733
2018-11-14 17:00 | FR | 57199.8612
2018-11-14 18:00 | FR | 62590.0997
2018-11-14 19:00 | FR | 65972.4844
2018-11-14 20:00 | FR | 63268.3748
2018-11-14 21:00 | FR | 58512.4582
2018-11-14 22:00 | FR | 55416.7671
2018-11-14 23:00 | FR | 57827.1906
2018-11-15 | FR | 56809.2787
2018-11-15 01:00 | FR | 52165.2425
2018-11-15 02:00 | FR | 51143.3348
2018-11-15 03:00 | FR | 48725.9187
2018-11-15 04:00 | FR | 47001.7615
2018-11-15 05:00 | FR | 47567.1572
2018-11-15 06:00 | FR | 51526.9248
2018-11-15 07:00 | FR | 58927.0151
2018-11-15 08:00 | FR | 62666.0186
2018-11-15 09:00 | FR | 63103.5509
2018-11-15 10:00 | FR | 63358.2787
2018-11-15 11:00 | FR | 63044.6139
2018-11-15 12:00 | FR | 63411.2221
2018-11-15 13:00 | FR | 62779.8969
2018-11-15 14:00 | FR | 61026.7707
2018-11-15 15:00 | FR | 59384.5261
2018-11-15 16:00 | FR | 58115.8821
2018-11-15 17:00 | FR | 58541.4272
2018-11-15 18:00 | FR | 63445.1858
2018-11-15 19:00 | FR | 66273.1631
2018-11-15 20:00 | FR | 63747.8623
2018-11-15 21:00 | FR | 59082.8485
2018-11-15 22:00 | FR | 56078.0602
2018-11-15 23:00 | FR | 58752.2019
2018-11-16 | FR | 57514.5248
2018-11-16 01:00 | FR | 52508.8752
2018-11-16 02:00 | FR | 51468.9867
2018-11-16 03:00 | FR | 49351.2503
2018-11-16 04:00 | FR | 47722.9907
2018-11-16 05:00 | FR | 48105.5817
2018-11-16 06:00 | FR | 52220.1838
2018-11-16 07:00 | FR | 59454.4513
2018-11-16 08:00 | FR | 63555.0683
2018-11-16 09:00 | FR | 64344.2248
2018-11-16 10:00 | FR | 64726.8159
2018-11-16 11:00 | FR | 64666.88
2018-11-16 12:00 | FR | 65115.4005
2018-11-16 13:00 | FR | 64782.7561
2018-11-16 14:00 | FR | 62429.2717
2018-11-16 15:00 | FR | 60822.9885
2018-11-16 16:00 | FR | 59555.3435
2018-11-16 17:00 | FR | 59643.2495
2018-11-16 18:00 | FR | 64199.3796
2018-11-16 19:00 | FR | 66231.2079
2018-11-16 20:00 | FR | 63983.6103
2018-11-16 21:00 | FR | 59794.0883
2018-11-16 22:00 | FR | 57079.9893
2018-11-16 23:00 | FR | 59876.9997
2018-11-17 | FR | 58754.1998
2018-11-17 01:00 | FR | 53422.8982
2018-11-17 02:00 | FR | 51946.4763
2018-11-17 03:00 | FR | 49730.8445
2018-11-17 04:00 | FR | 47974.7216
2018-11-17 05:00 | FR | 47634.0857
2018-11-17 06:00 | FR | 49007.6176
2018-11-17 07:00 | FR | 51634.8095
2018-11-17 08:00 | FR | 53679.6238
2018-11-17 09:00 | FR | 56699.3961
2018-11-17 10:00 | FR | 59164.761
2018-11-17 11:00 | FR | 60005.8619
2018-11-17 12:00 | FR | 61278.5017
2018-11-17 13:00 | FR | 62345.3613
2018-11-17 14:00 | FR | 58724.2318
2018-11-17 15:00 | FR | 56519.5883
2018-11-17 16:00 | FR | 55135.0682
2018-11-17 17:00 | FR | 55458.7222
2018-11-17 18:00 | FR | 60656.1669
2018-11-17 19:00 | FR | 63211.4356
2018-11-17 20:00 | FR | 61397.3746
2018-11-17 21:00 | FR | 58408.5692
2018-11-17 22:00 | FR | 56598.5039
2018-11-17 23:00 | FR | 60465.3708
2018-11-18 | FR | 60186.6687
2018-11-18 01:00 | FR | 56061.0784
2018-11-18 02:00 | FR | 54776.4515
2018-11-18 03:00 | FR | 52375.0183
2018-11-18 04:00 | FR | 50332.2018
2018-11-18 05:00 | FR | 49855.7111
2018-11-18 06:00 | FR | 50913.5803
2018-11-18 07:00 | FR | 52560.8197
2018-11-18 08:00 | FR | 53678.6249
2018-11-18 09:00 | FR | 56182.9481
2018-11-18 10:00 | FR | 58492.4795
2018-11-18 11:00 | FR | 59182.7417
2018-11-18 12:00 | FR | 59715.1727
2018-11-18 13:00 | FR | 60666.1562
2018-11-18 14:00 | FR | 56283.8403
2018-11-18 15:00 | FR | 53555.7562
2018-11-18 16:00 | FR | 52322.0749
2018-11-18 17:00 | FR | 53252.0808
2018-11-18 18:00 | FR | 59680.21
2018-11-18 19:00 | FR | 63641.9754
2018-11-18 20:00 | FR | 63148.5029
2018-11-18 21:00 | FR | 61020.7771
2018-11-18 22:00 | FR | 59110.8186
2018-11-18 23:00 | FR | 62520.1745
2018-11-19 | FR | 62146.5738
2018-11-19 01:00 | FR | 58361.6194
2018-11-19 02:00 | FR | 57738.2857
2018-11-19 03:00 | FR | 55849.3047
2018-11-19 04:00 | FR | 54508.7376
2018-11-19 05:00 | FR | 55761.3987
2018-11-19 06:00 | FR | 60711.1081
2018-11-19 07:00 | FR | 68456.829
2018-11-19 08:00 | FR | 73524.4125
2018-11-19 09:00 | FR | 74536.3309
2018-11-19 10:00 | FR | 74578.286
2018-11-19 11:00 | FR | 74075.8231
2018-11-19 12:00 | FR | 74330.5508
2018-11-19 13:00 | FR | 73935.9726
2018-11-19 14:00 | FR | 72091.9436
2018-11-19 15:00 | FR | 70601.5366
2018-11-19 16:00 | FR | 69968.2136
2018-11-19 17:00 | FR | 70601.5366
2018-11-19 18:00 | FR | 75414.3923
2018-11-19 19:00 | FR | 78825.7461
2018-11-19 20:00 | FR | 75860.9151
2018-11-19 21:00 | FR | 71150.9494
2018-11-19 22:00 | FR | 67529.8199
2018-11-19 23:00 | FR | 70191.9744
2018-11-20 | FR | 69017.23
2018-11-20 01:00 | FR | 64411.1533
2018-11-20 02:00 | FR | 63389.2456
2018-11-20 03:00 | FR | 60983.8166
2018-11-20 04:00 | FR | 59385.525
2018-11-20 05:00 | FR | 60006.8609
2018-11-20 06:00 | FR | 64322.2483
2018-11-20 07:00 | FR | 71899.1496
2018-11-20 08:00 | FR | 75889.8841
2018-11-20 09:00 | FR | 76581.1452
2018-11-20 10:00 | FR | 77375.2964
2018-11-20 11:00 | FR | 77191.4929
2018-11-20 12:00 | FR | 77810.8309
2018-11-20 13:00 | FR | 77381.29
2018-11-20 14:00 | FR | 75527.2717
2018-11-20 15:00 | FR | 73933.9747
2018-11-20 16:00 | FR | 72989.9837
2018-11-20 17:00 | FR | 73514.4231
2018-11-20 18:00 | FR | 77670.9804
2018-11-20 19:00 | FR | 80251.2224
2018-11-20 20:00 | FR | 77225.4566
2018-11-20 21:00 | FR | 72733.2581
2018-11-20 22:00 | FR | 69483.7314
2018-11-20 23:00 | FR | 72097.9372
2018-11-21 | FR | 70567.5729
2018-11-21 01:00 | FR | 65699.7759
2018-11-21 02:00 | FR | 65320.1817
2018-11-21 03:00 | FR | 63021.6385
2018-11-21 04:00 | FR | 61445.3234
2018-11-21 05:00 | FR | 61862.877
2018-11-21 06:00 | FR | 66415.0114
2018-11-21 07:00 | FR | 73454.4872
2018-11-21 08:00 | FR | 77413.2558
2018-11-21 09:00 | FR | 79055.5005
2018-11-21 10:00 | FR | 78913.6521
2018-11-21 11:00 | FR | 77664.9868
2018-11-21 12:00 | FR | 77413.2558
2018-11-21 13:00 | FR | 76040.7229
2018-11-21 14:00 | FR | 73516.421
2018-11-21 15:00 | FR | 71155.944
2018-11-21 16:00 | FR | 70092.0812
2018-11-21 17:00 | FR | 70795.3295
2018-11-21 18:00 | FR | 76155.6001
2018-11-21 19:00 | FR | 78828.7429
2018-11-21 20:00 | FR | 76002.7634
2018-11-21 21:00 | FR | 71645.4208
2018-11-21 22:00 | FR | 68072.2401
2018-11-21 23:00 | FR | 70649.4854
2018-11-22 | FR | 69522.6898
2018-11-22 01:00 | FR | 65087.4304
2018-11-22 02:00 | FR | 64684.8607
2018-11-22 03:00 | FR | 62121.6005
2018-11-22 04:00 | FR | 60527.3046
2018-11-22 05:00 | FR | 60794.0195
2018-11-22 06:00 | FR | 64955.5714
2018-11-22 07:00 | FR | 72411.6019
2018-11-22 08:00 | FR | 76468.2659
2018-11-22 09:00 | FR | 76616.1079
2018-11-22 10:00 | FR | 76728.9872
2018-11-22 11:00 | FR | 76073.6876
2018-11-22 12:00 | FR | 76010.7549
2018-11-22 13:00 | FR | 74821.0266
2018-11-22 14:00 | FR | 72806.1802
2018-11-22 15:00 | FR | 70398.7534
2018-11-22 16:00 | FR | 69183.0528
2018-11-22 17:00 | FR | 69655.5478
2018-11-22 18:00 | FR | 74712.1429
2018-11-22 19:00 | FR | 77576.0818
2018-11-22 20:00 | FR | 74428.4462
2018-11-22 21:00 | FR | 69398.8222
2018-11-22 22:00 | FR | 66023.43
2018-11-22 23:00 | FR | 68421.8664
2018-11-23 | FR | 67060.3217
2018-11-23 01:00 | FR | 62424.277
2018-11-23 02:00 | FR | 61842.8984
2018-11-23 03:00 | FR | 59519.3819
2018-11-23 04:00 | FR | 57673.3551
2018-11-23 05:00 | FR | 58083.9162
2018-11-23 06:00 | FR | 62226.4884
2018-11-23 07:00 | FR | 69416.8029
2018-11-23 08:00 | FR | 73955.9512
2018-11-23 09:00 | FR | 74574.2903
2018-11-23 10:00 | FR | 74912.9283
2018-11-23 11:00 | FR | 74461.4109
2018-11-23 12:00 | FR | 74335.5455
2018-11-23 13:00 | FR | 73696.2288
2018-11-23 14:00 | FR | 71586.4838
2018-11-23 15:00 | FR | 69614.5915
2018-11-23 16:00 | FR | 68626.6475
2018-11-23 17:00 | FR | 68806.4553
2018-11-23 18:00 | FR | 72906.0734
2018-11-23 19:00 | FR | 74428.4462
2018-11-23 20:00 | FR | 71566.5052
2018-11-23 21:00 | FR | 67250.1188
2018-11-23 22:00 | FR | 64324.2462
2018-11-23 23:00 | FR | 66616.7958
2018-11-24 | FR | 65352.1475
2018-11-24 01:00 | FR | 60184.6708
2018-11-24 02:00 | FR | 58563.4037
2018-11-24 03:00 | FR | 55943.2044
2018-11-24 04:00 | FR | 53849.4423
2018-11-24 05:00 | FR | 53271.0605
2018-11-24 06:00 | FR | 54908.3105
2018-11-24 07:00 | FR | 57382.6658
2018-11-24 08:00 | FR | 59741.1449
2018-11-24 09:00 | FR | 62070.655
2018-11-24 10:00 | FR | 63798.8078
2018-11-24 11:00 | FR | 63741.8687
2018-11-24 12:00 | FR | 63813.7918
2018-11-24 13:00 | FR | 64709.834
2018-11-24 14:00 | FR | 61197.5882
2018-11-24 15:00 | FR | 58651.3098
2018-11-24 16:00 | FR | 57355.6946
2018-11-24 17:00 | FR | 57804.2152
2018-11-24 18:00 | FR | 63213.4335
2018-11-24 19:00 | FR | 65604.8774
2018-11-24 20:00 | FR | 63974.6199
2018-11-24 21:00 | FR | 60988.8113
2018-11-24 22:00 | FR | 58957.982
2018-11-24 23:00 | FR | 62848.8232
2018-11-25 | FR | 62545.1478
2018-11-25 01:00 | FR | 58204.787
2018-11-25 02:00 | FR | 57079.9893
2018-11-25 03:00 | FR | 54306.9533
2018-11-25 04:00 | FR | 51894.5318
2018-11-25 05:00 | FR | 51041.4437
2018-11-25 06:00 | FR | 51777.6568
2018-11-25 07:00 | FR | 53182.1556
2018-11-25 08:00 | FR | 54472.7761
2018-11-25 09:00 | FR | 56788.3011
2018-11-25 10:00 | FR | 59849.0296
2018-11-25 11:00 | FR | 61733.0159
2018-11-25 12:00 | FR | 63336.3022
2018-11-25 13:00 | FR | 64740.8009
2018-11-25 14:00 | FR | 61079.7141
2018-11-25 15:00 | FR | 58566.4005
2018-11-25 16:00 | FR | 57582.4522
2018-11-25 17:00 | FR | 58027.976
2018-11-25 18:00 | FR | 62682.0015
2018-11-25 19:00 | FR | 65805.6628
2018-11-25 20:00 | FR | 65057.4625
2018-11-25 21:00 | FR | 62475.2225
2018-11-25 22:00 | FR | 60008.8587
2018-11-25 23:00 | FR | 63057.6001
2018-11-26 | FR | 62258.4542
2018-11-26 01:00 | FR | 58159.8351
2018-11-26 02:00 | FR | 57376.6722
2018-11-26 03:00 | FR | 55100.1055
2018-11-26 04:00 | FR | 53267.0648
2018-11-26 05:00 | FR | 54015.2651
2018-11-26 06:00 | FR | 58552.4155
2018-11-26 07:00 | FR | 66321.1118
2018-11-26 08:00 | FR | 71357.7284
2018-11-26 09:00 | FR | 72194.8336
2018-11-26 10:00 | FR | 72829.1556
2018-11-26 11:00 | FR | 72942.0349
2018-11-26 12:00 | FR | 73429.5139
2018-11-26 13:00 | FR | 73505.4328
2018-11-26 14:00 | FR | 72052.9852
2018-11-26 15:00 | FR | 70116.0555
2018-11-26 16:00 | FR | 69272.9567
2018-11-26 17:00 | FR | 69741.4559
2018-11-26 18:00 | FR | 74112.7836
2018-11-26 19:00 | FR | 77233.448
2018-11-26 20:00 | FR | 74060.8391
2018-11-26 21:00 | FR | 68827.4329
2018-11-26 22:00 | FR | 65437.0567
2018-11-26 23:00 | FR | 68017.2988
2018-11-27 | FR | 66682.7253
2018-11-27 01:00 | FR | 62143.577
2018-11-27 02:00 | FR | 61055.7398
2018-11-27 03:00 | FR | 58936.0055
2018-11-27 04:00 | FR | 57245.8121
2018-11-27 05:00 | FR | 57691.3359
2018-11-27 06:00 | FR | 62072.6528
2018-11-27 07:00 | FR | 69590.6172
2018-11-27 08:00 | FR | 74562.3031
2018-11-27 09:00 | FR | 74528.3394
2018-11-27 10:00 | FR | 74447.4259
2018-11-27 11:00 | FR | 73921.9875
2018-11-27 12:00 | FR | 73797.121
2018-11-27 13:00 | FR | 73072.8951
2018-11-27 14:00 | FR | 71143.9568
2018-11-27 15:00 | FR | 69578.63
2018-11-27 16:00 | FR | 68846.4126
2018-11-27 17:00 | FR | 69744.4527
2018-11-27 18:00 | FR | 74103.7932
2018-11-27 19:00 | FR | 76611.1132
2018-11-27 20:00 | FR | 73569.3644
2018-11-27 21:00 | FR | 68712.5557
2018-11-27 22:00 | FR | 65415.0802
2018-11-27 23:00 | FR | 67671.6682
2018-11-28 | FR | 66252.1855
2018-11-28 01:00 | FR | 61663.0906
2018-11-28 02:00 | FR | 60335.5096
2018-11-28 03:00 | FR | 58173.8201
2018-11-28 04:00 | FR | 56304.8179
2018-11-28 05:00 | FR | 56524.583
2018-11-28 06:00 | FR | 60367.4754
2018-11-28 07:00 | FR | 67102.2768
2018-11-28 08:00 | FR | 71227.8672
2018-11-28 09:00 | FR | 71804.2511
2018-11-28 10:00 | FR | 72140.8913
2018-11-28 11:00 | FR | 71817.2372
2018-11-28 12:00 | FR | 72090.9446
2018-11-28 13:00 | FR | 71442.6376
2018-11-28 14:00 | FR | 69268.961
2018-11-28 15:00 | FR | 67255.1135
2018-11-28 16:00 | FR | 66108.3392
2018-11-28 17:00 | FR | 67070.311
2018-11-28 18:00 | FR | 71223.8714
2018-11-28 19:00 | FR | 73858.0558
2018-11-28 20:00 | FR | 70892.2259
2018-11-28 21:00 | FR | 66327.1054
2018-11-28 22:00 | FR | 62865.8051
2018-11-28 23:00 | FR | 65254.2521
2018-11-29 | FR | 64064.5238
2018-11-29 01:00 | FR | 59451.4545
2018-11-29 02:00 | FR | 57970.038
2018-11-29 03:00 | FR | 55787.3709
2018-11-29 04:00 | FR | 54076.1999
2018-11-29 05:00 | FR | 54306.9533
2018-11-29 06:00 | FR | 58079.9205
2018-11-29 07:00 | FR | 65521.966
2018-11-29 08:00 | FR | 69993.1869
2018-11-29 09:00 | FR | 70192.9733
2018-11-29 10:00 | FR | 69861.3278
2018-11-29 11:00 | FR | 69254.9759
2018-11-29 12:00 | FR | 69278.9503
2018-11-29 13:00 | FR | 68225.0767
2018-11-29 14:00 | FR | 66137.3083
2018-11-29 15:00 | FR | 64072.5152
2018-11-29 16:00 | FR | 63338.3
2018-11-29 17:00 | FR | 64026.5644
2018-11-29 18:00 | FR | 68787.4756
2018-11-29 19:00 | FR | 71336.7508
2018-11-29 20:00 | FR | 68639.6336
2018-11-29 21:00 | FR | 64215.3626
2018-11-29 22:00 | FR | 60975.8252
2018-11-29 23:00 | FR | 63521.1046
2018-11-30 | FR | 62219.4959
2018-11-30 01:00 | FR | 57588.4458
2018-11-30 02:00 | FR | 56391.725
2018-11-30 03:00 | FR | 54128.1444
2018-11-30 04:00 | FR | 52322.0749
2018-11-30 05:00 | FR | 52551.8293
2018-11-30 06:00 | FR | 56437.6758
2018-11-30 07:00 | FR | 63513.1132
2018-11-30 08:00 | FR | 68106.2038
2018-11-30 09:00 | FR | 68569.7084
2018-11-30 10:00 | FR | 68767.497
2018-11-30 11:00 | FR | 68151.1557
2018-11-30 12:00 | FR | 68443.8429
2018-11-30 13:00 | FR | 67766.5668
2018-11-30 14:00 | FR | 65647.8315
2018-11-30 15:00 | FR | 63846.7566
2018-11-30 16:00 | FR | 62694.9876
2018-11-30 17:00 | FR | 62991.6705
2018-11-30 18:00 | FR | 67582.7633
2018-11-30 19:00 | FR | 69483.7314
2018-11-30 20:00 | FR | 67341.0217
2018-11-30 21:00 | FR | 63505.1217
2018-11-30 22:00 | FR | 61046.7494
2018-11-30 23:00 | FR | 63900.6989
2018-12-01 | FR | 62658.0271
2018-12-01 01:00 | FR | 57695.3316
2018-12-01 02:00 | FR | 56242.8841
2018-12-01 03:00 | FR | 53568.7423
2018-12-01 04:00 | FR | 51474.9803
2018-12-01 05:00 | FR | 50929.5633
2018-12-01 06:00 | FR | 52440.9478
2018-12-01 07:00 | FR | 54775.4525
2018-12-01 08:00 | FR | 57257.7992
2018-12-01 09:00 | FR | 59409.4994
2018-12-01 10:00 | FR | 61334.4419
2018-12-01 11:00 | FR | 61647.1077
2018-12-01 12:00 | FR | 62650.0357
2018-12-01 13:00 | FR | 63682.9317
2018-12-01 14:00 | FR | 60653.1701
2018-12-01 15:00 | FR | 58634.3279
2018-12-01 16:00 | FR | 57651.3786
2018-12-01 17:00 | FR | 58344.6376
2018-12-01 18:00 | FR | 62190.5268
2018-12-01 19:00 | FR | 63861.7405
2018-12-01 20:00 | FR | 61946.7874
2018-12-01 21:00 | FR | 59212.7097
2018-12-01 22:00 | FR | 57027.0459
2018-12-01 23:00 | FR | 60226.626
2018-12-02 | FR | 59905.9687
2018-12-02 01:00 | FR | 55264.9294
2018-12-02 02:00 | FR | 53567.7434
2018-12-02 03:00 | FR | 50561.9562
2018-12-02 04:00 | FR | 48143.5411
2018-12-02 05:00 | FR | 47238.5085
2018-12-02 06:00 | FR | 47802.9052
2018-12-02 07:00 | FR | 48919.7115
2018-12-02 08:00 | FR | 50220.3213
2018-12-02 09:00 | FR | 51744.692
2018-12-02 10:00 | FR | 54655.5807
2018-12-02 11:00 | FR | 56420.694
2018-12-02 12:00 | FR | 57920.0913
2018-12-02 13:00 | FR | 59491.4118
2018-12-02 14:00 | FR | 55800.3571
2018-12-02 15:00 | FR | 53697.6046
2018-12-02 16:00 | FR | 52732.636
2018-12-02 17:00 | FR | 53398.9239
2018-12-02 18:00 | FR | 56935.1441
2018-12-02 19:00 | FR | 59710.178
2018-12-02 20:00 | FR | 58868.0781
2018-12-02 21:00 | FR | 56179.9513
2018-12-02 22:00 | FR | 53804.4904
2018-12-02 23:00 | FR | 56307.8147
2018-12-03 | FR | 55741.42
2018-12-03 01:00 | FR | 51708.7304
2018-12-03 02:00 | FR | 50446.08
2018-12-03 03:00 | FR | 48225.4536
2018-12-03 04:00 | FR | 46179.6403
2018-12-03 05:00 | FR | 46667.1192
2018-12-03 06:00 | FR | 50682.827
2018-12-03 07:00 | FR | 58049.9525
2018-12-03 08:00 | FR | 62591.0987
2018-12-03 09:00 | FR | 62965.6983
2018-12-03 10:00 | FR | 63027.6321
2018-12-03 11:00 | FR | 63187.4613
2018-12-03 12:00 | FR | 64071.5163
2018-12-03 13:00 | FR | 64276.2974
2018-12-03 14:00 | FR | 63316.3235
2018-12-03 15:00 | FR | 61783.9614
2018-12-03 16:00 | FR | 60964.8369
2018-12-03 17:00 | FR | 61345.4301
2018-12-03 18:00 | FR | 65090.4272
2018-12-03 19:00 | FR | 67560.7868
2018-12-03 20:00 | FR | 64913.6162
2018-12-03 21:00 | FR | 60277.5715
2018-12-03 22:00 | FR | 56930.1495
2018-12-03 23:00 | FR | 59335.5784
2018-12-04 | FR | 58538.4304
2018-12-04 01:00 | FR | 53528.7851
2018-12-04 02:00 | FR | 52212.1923
2018-12-04 03:00 | FR | 49928.6331
2018-12-04 04:00 | FR | 48248.429
2018-12-04 05:00 | FR | 48680.9667
2018-12-04 06:00 | FR | 52635.7396
2018-12-04 07:00 | FR | 60054.8096
2018-12-04 08:00 | FR | 64846.6878
2018-12-04 09:00 | FR | 64774.7646
2018-12-04 10:00 | FR | 64415.149
2018-12-04 11:00 | FR | 63726.8847
2018-12-04 12:00 | FR | 63877.7235
2018-12-04 13:00 | FR | 63415.2178
2018-12-04 14:00 | FR | 61751.9956
2018-12-04 15:00 | FR | 60378.4637
2018-12-04 16:00 | FR | 59795.0872
2018-12-04 17:00 | FR | 61279.5006
2018-12-04 18:00 | FR | 65872.5912
2018-12-04 19:00 | FR | 68546.7329
2018-12-04 20:00 | FR | 66190.2517
2018-12-04 21:00 | FR | 62040.687
2018-12-04 22:00 | FR | 58981.9564
2018-12-04 23:00 | FR | 61439.3298
2018-12-05 | FR | 60281.5673
2018-12-05 01:00 | FR | 55492.6859
2018-12-05 02:00 | FR | 54362.8935
2018-12-05 03:00 | FR | 52174.2329
2018-12-05 04:00 | FR | 50677.8323
2018-12-05 05:00 | FR | 51089.3924
2018-12-05 06:00 | FR | 54960.255
2018-12-05 07:00 | FR | 62078.6464
2018-12-05 08:00 | FR | 66979.4082
2018-12-05 09:00 | FR | 67346.0163
2018-12-05 10:00 | FR | 67152.2235
2018-12-05 11:00 | FR | 66487.9335
2018-12-05 12:00 | FR | 66896.4968
2018-12-05 13:00 | FR | 66402.0253
2018-12-05 14:00 | FR | 64650.897
2018-12-05 15:00 | FR | 62720.9599
2018-12-05 16:00 | FR | 62099.624
2018-12-05 17:00 | FR | 63209.4378
2018-12-05 18:00 | FR | 67230.1402
2018-12-05 19:00 | FR | 69518.694
2018-12-05 20:00 | FR | 66692.7146
2018-12-05 21:00 | FR | 62475.2225
2018-12-05 22:00 | FR | 59047.8859
2018-12-05 23:00 | FR | 61344.4312
2018-12-06 | FR | 60167.689
2018-12-06 01:00 | FR | 55491.687
2018-12-06 02:00 | FR | 54014.2661
2018-12-06 03:00 | FR | 51533.9173
2018-12-06 04:00 | FR | 49723.852
2018-12-06 05:00 | FR | 49952.6075
2018-12-06 06:00 | FR | 53597.7114
2018-12-06 07:00 | FR | 60658.1647
2018-12-06 08:00 | FR | 65384.1133
2018-12-06 09:00 | FR | 65060.4593
2018-12-06 10:00 | FR | 64728.8138
2018-12-06 11:00 | FR | 64753.7871
2018-12-06 12:00 | FR | 65158.3546
2018-12-06 13:00 | FR | 64753.7871
2018-12-06 14:00 | FR | 63459.1708
2018-12-06 15:00 | FR | 61856.8835
2018-12-06 16:00 | FR | 61212.5721
2018-12-06 17:00 | FR | 61989.7414
2018-12-06 18:00 | FR | 65695.7802
2018-12-06 19:00 | FR | 68042.2721
2018-12-06 20:00 | FR | 65429.0653
2018-12-06 21:00 | FR | 61246.5358
2018-12-06 22:00 | FR | 57880.1341
2018-12-06 23:00 | FR | 59980.8886
2018-12-07 | FR | 59203.7193
2018-12-07 01:00 | FR | 54372.8828
2018-12-07 02:00 | FR | 53037.3104
2018-12-07 03:00 | FR | 50576.9402
2018-12-07 04:00 | FR | 49105.5129
2018-12-07 05:00 | FR | 49310.294
2018-12-07 06:00 | FR | 53207.1289
2018-12-07 07:00 | FR | 60345.4989
2018-12-07 08:00 | FR | 65124.3909
2018-12-07 09:00 | FR | 65188.3226
2018-12-07 10:00 | FR | 65140.3739
2018-12-07 11:00 | FR | 64914.6152
2018-12-07 12:00 | FR | 65558.9265
2018-12-07 13:00 | FR | 65339.1614
2018-12-07 14:00 | FR | 63539.0854
2018-12-07 15:00 | FR | 62295.4147
2018-12-07 16:00 | FR | 61654.1002
2018-12-07 17:00 | FR | 62361.3443
2018-12-07 18:00 | FR | 66528.8897
2018-12-07 19:00 | FR | 68238.0628
2018-12-07 20:00 | FR | 66052.399
2018-12-07 21:00 | FR | 62380.324
2018-12-07 22:00 | FR | 59844.0349
2018-12-07 23:00 | FR | 62876.7933
2018-12-08 | FR | 61831.9101
2018-12-08 01:00 | FR | 56818.269
2018-12-08 02:00 | FR | 55353.8343
2018-12-08 03:00 | FR | 52843.5175
2018-12-08 04:00 | FR | 50959.5312
2018-12-08 05:00 | FR | 50446.08
2018-12-08 06:00 | FR | 51993.4261
2018-12-08 07:00 | FR | 54422.8294
2018-12-08 08:00 | FR | 57117.9487
2018-12-08 09:00 | FR | 58901.0428
2018-12-08 10:00 | FR | 60385.4562
2018-12-08 11:00 | FR | 60525.3067
2018-12-08 12:00 | FR | 61696.0554
2018-12-08 13:00 | FR | 63168.4815
2018-12-08 14:00 | FR | 60166.69
2018-12-08 15:00 | FR | 58245.7433
2018-12-08 16:00 | FR | 57373.6754
2018-12-08 17:00 | FR | 57841.1757
2018-12-08 18:00 | FR | 61504.2604
2018-12-08 19:00 | FR | 63024.6353
2018-12-08 20:00 | FR | 61395.3767
2018-12-08 21:00 | FR | 58399.5788
2018-12-08 22:00 | FR | 56223.9043
2018-12-08 23:00 | FR | 59477.4268
2018-12-09 | FR | 59074.8571
2018-12-09 01:00 | FR | 54676.5582
2018-12-09 02:00 | FR | 53081.2634
2018-12-09 03:00 | FR | 50448.0779
2018-12-09 04:00 | FR | 48186.4952
2018-12-09 05:00 | FR | 47325.4156
2018-12-09 06:00 | FR | 47917.7824
2018-12-09 07:00 | FR | 49306.2983
2018-12-09 08:00 | FR | 51099.3818
2018-12-09 09:00 | FR | 52989.3616
2018-12-09 10:00 | FR | 55847.3069
2018-12-09 11:00 | FR | 57189.8719
2018-12-09 12:00 | FR | 59179.745
2018-12-09 13:00 | FR | 60571.2576
2018-12-09 14:00 | FR | 57005.0694
2018-12-09 15:00 | FR | 54941.2753
2018-12-09 16:00 | FR | 53763.5341
2018-12-09 17:00 | FR | 55061.1472
2018-12-09 18:00 | FR | 59798.084
2018-12-09 19:00 | FR | 62747.931
2018-12-09 20:00 | FR | 61796.9475
2018-12-09 21:00 | FR | 59342.5709
2018-12-09 22:00 | FR | 56782.3075
2018-12-09 23:00 | FR | 60011.8555
2018-12-10 | FR | 59324.5901
2018-12-10 01:00 | FR | 55394.7905
2018-12-10 02:00 | FR | 54303.9565
2018-12-10 03:00 | FR | 52418.9713
2018-12-10 04:00 | FR | 50798.7031
2018-12-10 05:00 | FR | 51606.8394
2018-12-10 06:00 | FR | 56024.1179
2018-12-10 07:00 | FR | 63894.7053
2018-12-10 08:00 | FR | 69285.9428
2018-12-10 09:00 | FR | 69635.5691
2018-12-10 10:00 | FR | 69442.7752
2018-12-10 11:00 | FR | 68684.5856
2018-12-10 12:00 | FR | 68943.309
2018-12-10 13:00 | FR | 68267.0319
2018-12-10 14:00 | FR | 66664.7445
2018-12-10 15:00 | FR | 64957.5692
2018-12-10 16:00 | FR | 64208.37
2018-12-10 17:00 | FR | 65704.7706
2018-12-10 18:00 | FR | 70411.7395
2018-12-10 19:00 | FR | 73776.1434
2018-12-10 20:00 | FR | 71303.786
2018-12-10 21:00 | FR | 67011.374
2018-12-10 22:00 | FR | 63779.8281
2018-12-10 23:00 | FR | 66679.7285
2018-12-11 | FR | 65263.2425
2018-12-11 01:00 | FR | 60849.9597
2018-12-11 02:00 | FR | 59589.3072
2018-12-11 03:00 | FR | 57881.133
2018-12-11 04:00 | FR | 56499.6096
2018-12-11 05:00 | FR | 57305.748
2018-12-11 06:00 | FR | 61869.8696
2018-12-11 07:00 | FR | 69617.5883
2018-12-11 08:00 | FR | 74961.876
2018-12-11 09:00 | FR | 74999.8354
2018-12-11 10:00 | FR | 74290.5935
2018-12-11 11:00 | FR | 73289.6634
2018-12-11 12:00 | FR | 72786.2015
2018-12-11 13:00 | FR | 71775.282
2018-12-11 14:00 | FR | 69432.7859
2018-12-11 15:00 | FR | 67249.1199
2018-12-11 16:00 | FR | 66766.6356
2018-12-11 17:00 | FR | 68575.702
2018-12-11 18:00 | FR | 73836.0793
2018-12-11 19:00 | FR | 77072.6199
2018-12-11 20:00 | FR | 74453.4195
2018-12-11 21:00 | FR | 70351.8035
2018-12-11 22:00 | FR | 67244.1252
2018-12-11 23:00 | FR | 69725.473
2018-12-12 | FR | 68762.5023
2018-12-12 01:00 | FR | 64075.512
2018-12-12 02:00 | FR | 62834.8382
2018-12-12 03:00 | FR | 61069.7248
2018-12-12 04:00 | FR | 59590.3061
2018-12-12 05:00 | FR | 60118.7413
2018-12-12 06:00 | FR | 64457.1042
2018-12-12 07:00 | FR | 71449.6301
2018-12-12 08:00 | FR | 76874.8313
2018-12-12 09:00 | FR | 77995.6333
2018-12-12 10:00 | FR | 77979.6504
2018-12-12 11:00 | FR | 77433.2345
2018-12-12 12:00 | FR | 77432.2355
2018-12-12 13:00 | FR | 76345.3972
2018-12-12 14:00 | FR | 74126.7686
2018-12-12 15:00 | FR | 72013.0279
2018-12-12 16:00 | FR | 71371.7134
2018-12-12 17:00 | FR | 72986.9869
2018-12-12 18:00 | FR | 78157.4604
2018-12-12 19:00 | FR | 80618.8295
2018-12-12 20:00 | FR | 77997.6312
2018-12-12 21:00 | FR | 73603.3281
2018-12-12 22:00 | FR | 70272.8879
2018-12-12 23:00 | FR | 72718.2741
2018-12-13 | FR | 71590.4796
2018-12-13 01:00 | FR | 67273.0943
2018-12-13 02:00 | FR | 66376.0531
2018-12-13 03:00 | FR | 64317.2537
2018-12-13 04:00 | FR | 62603.0859
2018-12-13 05:00 | FR | 63000.6609
2018-12-13 06:00 | FR | 67204.1679
2018-12-13 07:00 | FR | 74632.2284
2018-12-13 08:00 | FR | 80189.2886
2018-12-13 09:00 | FR | 79975.5171
2018-12-13 10:00 | FR | 80059.4274
2018-12-13 11:00 | FR | 80153.3271
2018-12-13 12:00 | FR | 80531.9224
2018-12-13 13:00 | FR | 79921.5748
2018-12-13 14:00 | FR | 78058.5661
2018-12-13 15:00 | FR | 76668.0523
2018-12-13 16:00 | FR | 76226.5243
2018-12-13 17:00 | FR | 77511.1512
2018-12-13 18:00 | FR | 82246.0902
2018-12-13 19:00 | FR | 84584.5906
2018-12-13 20:00 | FR | 81394.9999
2018-12-13 21:00 | FR | 76555.173
2018-12-13 22:00 | FR | 72796.1908
2018-12-13 23:00 | FR | 75215.6048
2018-12-14 | FR | 73990.9138
2018-12-14 01:00 | FR | 69500.7132
2018-12-14 02:00 | FR | 68403.8856
2018-12-14 03:00 | FR | 66473.9484
2018-12-14 04:00 | FR | 64741.7999
2018-12-14 05:00 | FR | 65367.1315
2018-12-14 06:00 | FR | 69601.6054
2018-12-14 07:00 | FR | 77303.3733
2018-12-14 08:00 | FR | 83021.2616
2018-12-14 09:00 | FR | 83062.2179
2018-12-14 10:00 | FR | 82998.2862
2018-12-14 11:00 | FR | 81964.3913
2018-12-14 12:00 | FR | 81495.892
2018-12-14 13:00 | FR | 80492.964
2018-12-14 14:00 | FR | 78159.4582
2018-12-14 15:00 | FR | 76181.5723
2018-12-14 16:00 | FR | 75629.1628
2018-12-14 17:00 | FR | 76891.8132
2018-12-14 18:00 | FR | 81843.5205
2018-12-14 19:00 | FR | 83444.8089
2018-12-14 20:00 | FR | 80733.7067
2018-12-14 21:00 | FR | 76658.063
2018-12-14 22:00 | FR | 73561.373
2018-12-14 23:00 | FR | 76294.4517
2018-12-15 | FR | 74938.9006
2018-12-15 01:00 | FR | 70103.0694
2018-12-15 02:00 | FR | 68662.6091
2018-12-15 03:00 | FR | 66153.2912
2018-12-15 04:00 | FR | 64044.5451
2018-12-15 05:00 | FR | 63619
2018-12-15 06:00 | FR | 65093.424
2018-12-15 07:00 | FR | 67744.5903
2018-12-15 08:00 | FR | 70756.3711
2018-12-15 09:00 | FR | 73232.7242
2018-12-15 10:00 | FR | 75218.6016
2018-12-15 11:00 | FR | 75599.1948
2018-12-15 12:00 | FR | 76628.0951
2018-12-15 13:00 | FR | 77886.7497
2018-12-15 14:00 | FR | 74822.0255
2018-12-15 15:00 | FR | 72557.446
2018-12-15 16:00 | FR | 71307.7817
2018-12-15 17:00 | FR | 72216.8101
2018-12-15 18:00 | FR | 75358.4521
2018-12-15 19:00 | FR | 76769.9434
2018-12-15 20:00 | FR | 74709.1461
2018-12-15 21:00 | FR | 71580.4903
2018-12-15 22:00 | FR | 69235.9962
2018-12-15 23:00 | FR | 71952.0931
2018-12-16 | FR | 71057.0497
2018-12-16 01:00 | FR | 66446.9773
2018-12-16 02:00 | FR | 64537.0188
2018-12-16 03:00 | FR | 61469.2977
2018-12-16 04:00 | FR | 58888.0567
2018-12-16 05:00 | FR | 57755.2675
2018-12-16 06:00 | FR | 58281.7048
2018-12-16 07:00 | FR | 59323.5912
2018-12-16 08:00 | FR | 61087.7056
2018-12-16 09:00 | FR | 62995.6663
2018-12-16 10:00 | FR | 66315.1182
2018-12-16 11:00 | FR | 68214.0885
2018-12-16 12:00 | FR | 69770.425
2018-12-16 13:00 | FR | 71001.1095
2018-12-16 14:00 | FR | 67338.0249
2018-12-16 15:00 | FR | 64836.6984
2018-12-16 16:00 | FR | 63728.8825
2018-12-16 17:00 | FR | 64348.2206
2018-12-16 18:00 | FR | 68189.1152
2018-12-16 19:00 | FR | 70488.6573
2018-12-16 20:00 | FR | 69709.4901
2018-12-16 21:00 | FR | 66599.8139
2018-12-16 22:00 | FR | 63975.6188
2018-12-16 23:00 | FR | 66477.9442
2018-12-17 | FR | 65660.8176
2018-12-17 01:00 | FR | 61720.0297
2018-12-17 02:00 | FR | 61004.7942
2018-12-17 03:00 | FR | 58781.171
2018-12-17 04:00 | FR | 57001.0737
2018-12-17 05:00 | FR | 57747.2761
2018-12-17 06:00 | FR | 62096.6272
2018-12-17 07:00 | FR | 69961.221
2018-12-17 08:00 | FR | 75588.2066
2018-12-17 09:00 | FR | 75940.8296
2018-12-17 10:00 | FR | 75570.2258
2018-12-17 11:00 | FR | 74504.365
2018-12-17 12:00 | FR | 74116.7793
2018-12-17 13:00 | FR | 73183.7766
2018-12-17 14:00 | FR | 71169.9291
2018-12-17 15:00 | FR | 69438.7794
2018-12-17 16:00 | FR | 68857.4009
2018-12-17 17:00 | FR | 69992.1879
2018-12-17 18:00 | FR | 74883.9593
2018-12-17 19:00 | FR | 77668.9825
2018-12-17 20:00 | FR | 74954.8835
2018-12-17 21:00 | FR | 70534.6082
2018-12-17 22:00 | FR | 67382.9768
2018-12-17 23:00 | FR | 69784.41
2018-12-18 | FR | 68486.797
2018-12-18 01:00 | FR | 64144.4384
2018-12-18 02:00 | FR | 63039.6193
2018-12-18 03:00 | FR | 61056.7387
2018-12-18 04:00 | FR | 59321.5933
2018-12-18 05:00 | FR | 59888.9869
2018-12-18 06:00 | FR | 64055.5334
2018-12-18 07:00 | FR | 71564.5073
2018-12-18 08:00 | FR | 77007.6893
2018-12-18 09:00 | FR | 77064.6285
2018-12-18 10:00 | FR | 76488.2445
2018-12-18 11:00 | FR | 75775.0069
2018-12-18 12:00 | FR | 75613.1799
2018-12-18 13:00 | FR | 75079.75
2018-12-18 14:00 | FR | 73410.5342
2018-12-18 15:00 | FR | 71719.3418
2018-12-18 16:00 | FR | 71256.8362
2018-12-18 17:00 | FR | 72466.5432
2018-12-18 18:00 | FR | 76403.3353
2018-12-18 19:00 | FR | 78378.2244
2018-12-18 20:00 | FR | 75635.1564
2018-12-18 21:00 | FR | 70881.2377
2018-12-18 22:00 | FR | 67341.0217
2018-12-18 23:00 | FR | 69434.7837
2018-12-19 | FR | 67803.5273
2018-12-19 01:00 | FR | 62832.8403
2018-12-19 02:00 | FR | 61478.2881
2018-12-19 03:00 | FR | 59014.9211
2018-12-19 04:00 | FR | 57144.9199
2018-12-19 05:00 | FR | 57215.8441
2018-12-19 06:00 | FR | 60835.9747
2018-12-19 07:00 | FR | 67386.9725
2018-12-19 08:00 | FR | 72432.5795
2018-12-19 09:00 | FR | 73074.8929
2018-12-19 10:00 | FR | 73217.7403
2018-12-19 11:00 | FR | 73004.9677
2018-12-19 12:00 | FR | 73463.4776
2018-12-19 13:00 | FR | 73031.9389
2018-12-19 14:00 | FR | 71266.8255
2018-12-19 15:00 | FR | 69266.9631
2018-12-19 16:00 | FR | 68433.8536
2018-12-19 17:00 | FR | 68964.2866
2018-12-19 18:00 | FR | 73172.7883
2018-12-19 19:00 | FR | 75589.2055
2018-12-19 20:00 | FR | 72989.9837
2018-12-19 21:00 | FR | 68515.766
2018-12-19 22:00 | FR | 65218.2906
2018-12-19 23:00 | FR | 67693.6448
2018-12-20 | FR | 66600.8128
2018-12-20 01:00 | FR | 62299.4105
2018-12-20 02:00 | FR | 61163.6245
2018-12-20 03:00 | FR | 58921.0215
2018-12-20 04:00 | FR | 57155.9082
2018-12-20 05:00 | FR | 57436.6081
2018-12-20 06:00 | FR | 61211.5732
2018-12-20 07:00 | FR | 68817.4436
2018-12-20 08:00 | FR | 73991.9128
2018-12-20 09:00 | FR | 73834.0815
2018-12-20 10:00 | FR | 72993.9794
2018-12-20 11:00 | FR | 72015.0258
2018-12-20 12:00 | FR | 71639.4273
2018-12-20 13:00 | FR | 70907.2099
2018-12-20 14:00 | FR | 68963.2877
2018-12-20 15:00 | FR | 67261.1071
2018-12-20 16:00 | FR | 66408.0189
2018-12-20 17:00 | FR | 67433.9224
2018-12-20 18:00 | FR | 71989.0536
2018-12-20 19:00 | FR | 74408.4675
2018-12-20 20:00 | FR | 71914.1336
2018-12-20 21:00 | FR | 67710.6266
2018-12-20 22:00 | FR | 64428.1351
2018-12-20 23:00 | FR | 66801.5982
2018-12-21 | FR | 65407.0888
2018-12-21 01:00 | FR | 60834.9757
2018-12-21 02:00 | FR | 59466.4385
2018-12-21 03:00 | FR | 57126.9391
2018-12-21 04:00 | FR | 55146.0564
2018-12-21 05:00 | FR | 55275.9176
2018-12-21 06:00 | FR | 58826.1229
2018-12-21 07:00 | FR | 65596.8859
2018-12-21 08:00 | FR | 70391.7608
2018-12-21 09:00 | FR | 70487.6583
2018-12-21 10:00 | FR | 70170.9968
2018-12-21 11:00 | FR | 69591.6161
2018-12-21 12:00 | FR | 69516.6962
2018-12-21 13:00 | FR | 69102.1393
2018-12-21 14:00 | FR | 66759.6431
2018-12-21 15:00 | FR | 64744.7967
2018-12-21 16:00 | FR | 63478.1505
2018-12-21 17:00 | FR | 63593.0278
2018-12-21 18:00 | FR | 67212.1594
2018-12-21 19:00 | FR | 68288.0095
2018-12-21 20:00 | FR | 65921.5389
2018-12-21 21:00 | FR | 62138.5824
2018-12-21 22:00 | FR | 59386.5239
2018-12-21 23:00 | FR | 61837.9037
2018-12-22 | FR | 60454.3825
2018-12-22 01:00 | FR | 55397.7873
2018-12-22 02:00 | FR | 53803.4914
2018-12-22 03:00 | FR | 51046.4383
2018-12-22 04:00 | FR | 48700.9454
2018-12-22 05:00 | FR | 48049.6415
2018-12-22 06:00 | FR | 49436.1595
2018-12-22 07:00 | FR | 51802.6301
2018-12-22 08:00 | FR | 54680.554
2018-12-22 09:00 | FR | 56558.5467
2018-12-22 10:00 | FR | 58259.7283
2018-12-22 11:00 | FR | 58445.5297
2018-12-22 12:00 | FR | 59372.5389
2018-12-22 13:00 | FR | 60792.0216
2018-12-22 14:00 | FR | 57746.2771
2018-12-22 15:00 | FR | 55669.4969
2018-12-22 16:00 | FR | 54400.8529
2018-12-22 17:00 | FR | 54859.3628
2018-12-22 18:00 | FR | 59238.682
2018-12-22 19:00 | FR | 60941.8615
2018-12-22 20:00 | FR | 60018.8481
2018-12-22 21:00 | FR | 57095.9722
2018-12-22 22:00 | FR | 55000.2123
2018-12-22 23:00 | FR | 58336.6461
2018-12-23 | FR | 57589.4448
2018-12-23 01:00 | FR | 53197.1395
2018-12-23 02:00 | FR | 51815.6162
2018-12-23 03:00 | FR | 49070.5503
2018-12-23 04:00 | FR | 46763.0167
2018-12-23 05:00 | FR | 45989.8432
2018-12-23 06:00 | FR | 46734.0477
2018-12-23 07:00 | FR | 48082.6063
2018-12-23 08:00 | FR | 50018.537
2018-12-23 09:00 | FR | 51794.6386
2018-12-23 10:00 | FR | 54277.9843
2018-12-23 11:00 | FR | 55660.5065
2018-12-23 12:00 | FR | 56943.1356
2018-12-23 13:00 | FR | 58366.6141
2018-12-23 14:00 | FR | 55175.0254
2018-12-23 15:00 | FR | 53070.2751
2018-12-23 16:00 | FR | 51949.4731
2018-12-23 17:00 | FR | 52392.9991
2018-12-23 18:00 | FR | 56129.0058
2018-12-23 19:00 | FR | 58017.9867
2018-12-23 20:00 | FR | 57303.7501
2018-12-23 21:00 | FR | 55083.1237
2018-12-23 22:00 | FR | 53024.3243
2018-12-23 23:00 | FR | 56008.135
2018-12-24 | FR | 55142.0607
2018-12-24 01:00 | FR | 51016.4704
2018-12-24 02:00 | FR | 49890.6737
2018-12-24 03:00 | FR | 47540.186
2018-12-24 04:00 | FR | 45531.3332
2018-12-24 05:00 | FR | 45254.629
2018-12-24 06:00 | FR | 47384.3526
2018-12-24 07:00 | FR | 50570.9466
2018-12-24 08:00 | FR | 54057.2202
2018-12-24 09:00 | FR | 55706.4574
2018-12-24 10:00 | FR | 57258.7982
2018-12-24 11:00 | FR | 57659.37
2018-12-24 12:00 | FR | 58685.2735
2018-12-24 13:00 | FR | 60160.6964
2018-12-24 14:00 | FR | 57876.1383
2018-12-24 15:00 | FR | 56254.8712
2018-12-24 16:00 | FR | 55138.065
2018-12-24 17:00 | FR | 55872.2802
2018-12-24 18:00 | FR | 59442.4641
2018-12-24 19:00 | FR | 59226.6948
2018-12-24 20:00 | FR | 56795.2936
2018-12-24 21:00 | FR | 54280.9811
2018-12-24 22:00 | FR | 53172.1662
2018-12-24 23:00 | FR | 57523.5152
2018-12-25 | FR | 58275.7112
2018-12-25 01:00 | FR | 55421.7617
2018-12-25 02:00 | FR | 54760.4686
2018-12-25 03:00 | FR | 52287.1122
2018-12-25 04:00 | FR | 49550.0378
2018-12-25 05:00 | FR | 48431.2336
2018-12-25 06:00 | FR | 49048.5738
2018-12-25 07:00 | FR | 50233.3075
2018-12-25 08:00 | FR | 51542.9077
2018-12-25 09:00 | FR | 52545.8357
2018-12-25 10:00 | FR | 54829.3949
2018-12-25 11:00 | FR | 56090.0474
2018-12-25 12:00 | FR | 56198.931
2018-12-25 13:00 | FR | 56552.5531
2018-12-25 14:00 | FR | 52746.6211
2018-12-25 15:00 | FR | 50267.2712
2018-12-25 16:00 | FR | 49821.7474
2018-12-25 17:00 | FR | 51332.133
2018-12-25 18:00 | FR | 56790.2989
2018-12-25 19:00 | FR | 59504.3979
2018-12-25 20:00 | FR | 60262.5875
2018-12-25 21:00 | FR | 59695.194
2018-12-25 22:00 | FR | 58466.5073
2018-12-25 23:00 | FR | 62552.1403
2018-12-26 | FR | 61829.9123
2018-12-26 01:00 | FR | 58149.8458
2018-12-26 02:00 | FR | 57623.4085
2018-12-26 03:00 | FR | 55735.4265
2018-12-26 04:00 | FR | 54319.9394
2018-12-26 05:00 | FR | 54837.3863
2018-12-26 06:00 | FR | 57874.1405
2018-12-26 07:00 | FR | 61962.7703
2018-12-26 08:00 | FR | 66104.3435
2018-12-26 09:00 | FR | 68212.0906
2018-12-26 10:00 | FR | 70092.0812
2018-12-26 11:00 | FR | 70463.684
2018-12-26 12:00 | FR | 70631.5046
2018-12-26 13:00 | FR | 70906.211
2018-12-26 14:00 | FR | 67589.7558
2018-12-26 15:00 | FR | 65187.3237
2018-12-26 16:00 | FR | 64321.2494
2018-12-26 17:00 | FR | 65842.6232
2018-12-26 18:00 | FR | 70940.1747
2018-12-26 19:00 | FR | 73369.578
2018-12-26 20:00 | FR | 71753.3055
2018-12-26 21:00 | FR | 68516.765
2018-12-26 22:00 | FR | 65962.4951
2018-12-26 23:00 | FR | 69173.0635
2018-12-27 | FR | 67981.3373
2018-12-27 01:00 | FR | 63929.6679
2018-12-27 02:00 | FR | 63010.6502
2018-12-27 03:00 | FR | 61155.633
2018-12-27 04:00 | FR | 59392.5175
2018-12-27 05:00 | FR | 59618.2762
2018-12-27 06:00 | FR | 62171.5471
2018-12-27 07:00 | FR | 66119.3275
2018-12-27 08:00 | FR | 69773.4218
2018-12-27 09:00 | FR | 71784.2724
2018-12-27 10:00 | FR | 73304.6474
2018-12-27 11:00 | FR | 73618.3121
2018-12-27 12:00 | FR | 74294.5893
2018-12-27 13:00 | FR | 74772.0789
2018-12-27 14:00 | FR | 71587.4828
2018-12-27 15:00 | FR | 69137.1019
2018-12-27 16:00 | FR | 67833.4953
2018-12-27 17:00 | FR | 68724.5429
2018-12-27 18:00 | FR | 73641.2875
2018-12-27 19:00 | FR | 75676.1126
2018-12-27 20:00 | FR | 73416.5278
2018-12-27 21:00 | FR | 69928.2563
2018-12-27 22:00 | FR | 67191.1818
2018-12-27 23:00 | FR | 70139.031
2018-12-28 | FR | 68968.2823
2018-12-28 01:00 | FR | 64431.1319
2018-12-28 02:00 | FR | 63278.3641
2018-12-28 03:00 | FR | 60995.8038
2018-12-28 04:00 | FR | 58938.0033
2018-12-28 05:00 | FR | 58927.0151
2018-12-28 06:00 | FR | 61429.3404
2018-12-28 07:00 | FR | 65412.0834
2018-12-28 08:00 | FR | 69066.1777
2018-12-28 09:00 | FR | 70844.2772
2018-12-28 10:00 | FR | 72487.5208
2018-12-28 11:00 | FR | 72956.02
2018-12-28 12:00 | FR | 73909.0014
2018-12-28 13:00 | FR | 74478.3928
2018-12-28 14:00 | FR | 71819.2351
2018-12-28 15:00 | FR | 69444.773
2018-12-28 16:00 | FR | 68107.2027
2018-12-28 17:00 | FR | 68456.829
2018-12-28 18:00 | FR | 72956.02
2018-12-28 19:00 | FR | 74747.1056
2018-12-28 20:00 | FR | 72471.5378
2018-12-28 21:00 | FR | 69004.2439
2018-12-28 22:00 | FR | 66567.8481
2018-12-28 23:00 | FR | 69570.6385
2018-12-29 | FR | 68556.7222
2018-12-29 01:00 | FR | 64271.3028
2018-12-29 02:00 | FR | 63030.6289
2018-12-29 03:00 | FR | 60422.4167
2018-12-29 04:00 | FR | 58201.7903
2018-12-29 05:00 | FR | 57611.4213
2018-12-29 06:00 | FR | 58865.0813
2018-12-29 07:00 | FR | 60862.9458
2018-12-29 08:00 | FR | 63252.3918
2018-12-29 09:00 | FR | 65221.2874
2018-12-29 10:00 | FR | 67699.6384
2018-12-29 11:00 | FR | 68635.6379
2018-12-29 12:00 | FR | 69489.725
2018-12-29 13:00 | FR | 70881.2377
2018-12-29 14:00 | FR | 67830.4985
2018-12-29 15:00 | FR | 65220.2884
2018-12-29 16:00 | FR | 63855.7469
2018-12-29 17:00 | FR | 64194.385
2018-12-29 18:00 | FR | 68533.7468
2018-12-29 19:00 | FR | 70646.4886
2018-12-29 20:00 | FR | 69312.914
2018-12-29 21:00 | FR | 66574.8406
2018-12-29 22:00 | FR | 64382.1843
2018-12-29 23:00 | FR | 67652.6885
2018-12-30 | FR | 66658.7509
2018-12-30 01:00 | FR | 62246.467
2018-12-30 02:00 | FR | 61011.7867
2018-12-30 03:00 | FR | 58267.7198
2018-12-30 04:00 | FR | 55735.4265
2018-12-30 05:00 | FR | 54805.4205
2018-12-30 06:00 | FR | 55525.6507
2018-12-30 07:00 | FR | 56794.2947
2018-12-30 08:00 | FR | 58493.4785
2018-12-30 09:00 | FR | 59942.9292
2018-12-30 10:00 | FR | 62200.5162
2018-12-30 11:00 | FR | 63569.0534
2018-12-30 12:00 | FR | 64642.9056
2018-12-30 13:00 | FR | 66473.9484
2018-12-30 14:00 | FR | 62742.9364
2018-12-30 15:00 | FR | 60129.7295
2018-12-30 16:00 | FR | 59120.8079
2018-12-30 17:00 | FR | 59517.3841
2018-12-30 18:00 | FR | 63895.7042
2018-12-30 19:00 | FR | 66717.6879
2018-12-30 20:00 | FR | 66467.9549
2018-12-30 21:00 | FR | 64077.5099
2018-12-30 22:00 | FR | 61840.9005
2018-12-30 23:00 | FR | 65076.4422
2018-12-31 | FR | 64397.1682
2018-12-31 01:00 | FR | 60154.7029
2018-12-31 02:00 | FR | 59070.8613
2018-12-31 03:00 | FR | 56534.5723
2018-12-31 04:00 | FR | 54471.7771
2018-12-31 05:00 | FR | 54227.0387
2018-12-31 06:00 | FR | 56177.9535
2018-12-31 07:00 | FR | 59140.7866
2018-12-31 08:00 | FR | 61941.7927
2018-12-31 09:00 | FR | 63373.2627
2018-12-31 10:00 | FR | 65334.1667
2018-12-31 11:00 | FR | 66092.3563
2018-12-31 12:00 | FR | 66985.4018
2018-12-31 13:00 | FR | 68558.7201
2018-12-31 14:00 | FR | 66163.2805
2018-12-31 15:00 | FR | 63893.7064
2018-12-31 16:00 | FR | 62624.0634
2018-12-31 17:00 | FR | 62967.6961
2018-12-31 18:00 | FR | 66707.6986
2018-12-31 19:00 | FR | 67204.1679
2018-12-31 20:00 | FR | 64609.9408
2018-12-31 21:00 | FR | 61430.3394
2018-12-31 22:00 | FR | 59837.0424
2018-12-31 23:00 | FR | 63908.6904

## areaConsumption_ini (hidden)
Date | AREAS | areaConsumption
2018-01-01 | GB | 31111
2018-01-01 01:00 | GB | 31325
2018-01-01 02:00 | GB | 28791
2018-01-01 03:00 | GB | 26546
2018-01-01 04:00 | GB | 24717
2018-01-01 05:00 | GB | 24190
2018-01-01 06:00 | GB | 25508
2018-01-01 07:00 | GB | 26411
2018-01-01 08:00 | GB | 27908
2018-01-01 09:00 | GB | 31850
2018-01-01 10:00 | GB | 35549
2018-01-01 11:00 | GB | 38250
2018-01-01 12:00 | GB | 40025
2018-01-01 13:00 | GB | 40541
2018-01-01 14:00 | GB | 39984
2018-01-01 15:00 | GB | 39696
2018-01-01 16:00 | GB | 41584
2018-01-01 17:00 | GB | 44495
2018-01-01 18:00 | GB | 43380
2018-01-01 19:00 | GB | 41346
2018-01-01 20:00 | GB | 39329
2018-01-01 21:00 | GB | 36557
2018-01-01 22:00 | GB | 32958
2018-01-01 23:00 | GB | 29260
2018-01-02 | GB | 27658
2018-01-02 01:00 | GB | 28488
2018-01-02 02:00 | GB | 27538
2018-01-02 03:00 | GB | 27278
2018-01-02 04:00 | GB | 26496
2018-01-02 05:00 | GB | 28084
2018-01-02 06:00 | GB | 33150
2018-01-02 07:00 | GB | 37595
2018-01-02 08:00 | GB | 41834
2018-01-02 09:00 | GB | 45039
2018-01-02 10:00 | GB | 46653
2018-01-02 11:00 | GB | 47485
2018-01-02 12:00 | GB | 48313
2018-01-02 13:00 | GB | 48158
2018-01-02 14:00 | GB | 47730
2018-01-02 15:00 | GB | 47397
2018-01-02 16:00 | GB | 49029
2018-01-02 17:00 | GB | 50781
2018-01-02 18:00 | GB | 50129
2018-01-02 19:00 | GB | 48343
2018-01-02 20:00 | GB | 45575
2018-01-02 21:00 | GB | 42125
2018-01-02 22:00 | GB | 37973
2018-01-02 23:00 | GB | 33383
2018-01-03 | GB | 30912
2018-01-03 01:00 | GB | 31187
2018-01-03 02:00 | GB | 29408
2018-01-03 03:00 | GB | 28574
2018-01-03 04:00 | GB | 27923
2018-01-03 05:00 | GB | 28782
2018-01-03 06:00 | GB | 34142
2018-01-03 07:00 | GB | 39950
2018-01-03 08:00 | GB | 43438
2018-01-03 09:00 | GB | 45929
2018-01-03 10:00 | GB | 46802
2018-01-03 11:00 | GB | 47213
2018-01-03 12:00 | GB | 47583
2018-01-03 13:00 | GB | 47372
2018-01-03 14:00 | GB | 47004
2018-01-03 15:00 | GB | 46861
2018-01-03 16:00 | GB | 48283
2018-01-03 17:00 | GB | 50613
2018-01-03 18:00 | GB | 49960
2018-01-03 19:00 | GB | 48567
2018-01-03 20:00 | GB | 45912
2018-01-03 21:00 | GB | 42176
2018-01-03 22:00 | GB | 37905
2018-01-03 23:00 | GB | 33567
2018-01-04 | GB | 31102
2018-01-04 01:00 | GB | 31309
2018-01-04 02:00 | GB | 30542
2018-01-04 03:00 | GB | 30344
2018-01-04 04:00 | GB | 30166
2018-01-04 05:00 | GB | 31185
2018-01-04 06:00 | GB | 35895
2018-01-04 07:00 | GB | 41960
2018-01-04 08:00 | GB | 45047
2018-01-04 09:00 | GB | 46784
2018-01-04 10:00 | GB | 47262
2018-01-04 11:00 | GB | 47592
2018-01-04 12:00 | GB | 47912
2018-01-04 13:00 | GB | 47706
2018-01-04 14:00 | GB | 47184
2018-01-04 15:00 | GB | 47093
2018-01-04 16:00 | GB | 49025
2018-01-04 17:00 | GB | 51352
2018-01-04 18:00 | GB | 50711
2018-01-04 19:00 | GB | 48913
2018-01-04 20:00 | GB | 46374
2018-01-04 21:00 | GB | 43370
2018-01-04 22:00 | GB | 39444
2018-01-04 23:00 | GB | 35329
2018-01-05 | GB | 33030
2018-01-05 01:00 | GB | 33208
2018-01-05 02:00 | GB | 31689
2018-01-05 03:00 | GB | 31053
2018-01-05 04:00 | GB | 30201
2018-01-05 05:00 | GB | 30833
2018-01-05 06:00 | GB | 35885
2018-01-05 07:00 | GB | 41735
2018-01-05 08:00 | GB | 45177
2018-01-05 09:00 | GB | 47088
2018-01-05 10:00 | GB | 47796
2018-01-05 11:00 | GB | 47928
2018-01-05 12:00 | GB | 48286
2018-01-05 13:00 | GB | 47515
2018-01-05 14:00 | GB | 47083
2018-01-05 15:00 | GB | 46492
2018-01-05 16:00 | GB | 48126
2018-01-05 17:00 | GB | 50945
2018-01-05 18:00 | GB | 50052
2018-01-05 19:00 | GB | 48651
2018-01-05 20:00 | GB | 46055
2018-01-05 21:00 | GB | 42762
2018-01-05 22:00 | GB | 39481
2018-01-05 23:00 | GB | 36677
2018-01-06 | GB | 35053
2018-01-06 01:00 | GB | 34729
2018-01-06 02:00 | GB | 32365
2018-01-06 03:00 | GB | 30731
2018-01-06 04:00 | GB | 29269
2018-01-06 05:00 | GB | 29348
2018-01-06 06:00 | GB | 31439
2018-01-06 07:00 | GB | 35232
2018-01-06 08:00 | GB | 38151
2018-01-06 09:00 | GB | 41875
2018-01-06 10:00 | GB | 44036
2018-01-06 11:00 | GB | 44761
2018-01-06 12:00 | GB | 44935
2018-01-06 13:00 | GB | 44477
2018-01-06 14:00 | GB | 43732
2018-01-06 15:00 | GB | 43565
2018-01-06 16:00 | GB | 45764
2018-01-06 17:00 | GB | 48826
2018-01-06 18:00 | GB | 48686
2018-01-06 19:00 | GB | 46660
2018-01-06 20:00 | GB | 44265
2018-01-06 21:00 | GB | 41576
2018-01-06 22:00 | GB | 38626
2018-01-06 23:00 | GB | 35642
2018-01-07 | GB | 34165
2018-01-07 01:00 | GB | 33156
2018-01-07 02:00 | GB | 30861
2018-01-07 03:00 | GB | 30290
2018-01-07 04:00 | GB | 29287
2018-01-07 05:00 | GB | 28890
2018-01-07 06:00 | GB | 29794
2018-01-07 07:00 | GB | 31630
2018-01-07 08:00 | GB | 34883
2018-01-07 09:00 | GB | 38927
2018-01-07 10:00 | GB | 41828
2018-01-07 11:00 | GB | 43282
2018-01-07 12:00 | GB | 44172
2018-01-07 13:00 | GB | 44166
2018-01-07 14:00 | GB | 43980
2018-01-07 15:00 | GB | 44172
2018-01-07 16:00 | GB | 46796
2018-01-07 17:00 | GB | 50649
2018-01-07 18:00 | GB | 49832
2018-01-07 19:00 | GB | 47789
2018-01-07 20:00 | GB | 45357
2018-01-07 21:00 | GB | 42243
2018-01-07 22:00 | GB | 38866
2018-01-07 23:00 | GB | 35054
2018-01-08 | GB | 32454
2018-01-08 01:00 | GB | 32745
2018-01-08 02:00 | GB | 31403
2018-01-08 03:00 | GB | 30963
2018-01-08 04:00 | GB | 30390
2018-01-08 05:00 | GB | 31387
2018-01-08 06:00 | GB | 37469
2018-01-08 07:00 | GB | 45154
2018-01-08 08:00 | GB | 48736
2018-01-08 09:00 | GB | 50236
2018-01-08 10:00 | GB | 51091
2018-01-08 11:00 | GB | 52142
2018-01-08 12:00 | GB | 52594
2018-01-08 13:00 | GB | 52179
2018-01-08 14:00 | GB | 51714
2018-01-08 15:00 | GB | 50902
2018-01-08 16:00 | GB | 52596
2018-01-08 17:00 | GB | 53111
2018-01-08 18:00 | GB | 52588
2018-01-08 19:00 | GB | 52309
2018-01-08 20:00 | GB | 50368
2018-01-08 21:00 | GB | 46580
2018-01-08 22:00 | GB | 42051
2018-01-08 23:00 | GB | 37073
2018-01-09 | GB | 34295
2018-01-09 01:00 | GB | 34125
2018-01-09 02:00 | GB | 33023
2018-01-09 03:00 | GB | 32665
2018-01-09 04:00 | GB | 31895
2018-01-09 05:00 | GB | 32735
2018-01-09 06:00 | GB | 38792
2018-01-09 07:00 | GB | 45351
2018-01-09 08:00 | GB | 49299
2018-01-09 09:00 | GB | 50442
2018-01-09 10:00 | GB | 50960
2018-01-09 11:00 | GB | 51472
2018-01-09 12:00 | GB | 51550
2018-01-09 13:00 | GB | 51196
2018-01-09 14:00 | GB | 50453
2018-01-09 15:00 | GB | 50251
2018-01-09 16:00 | GB | 51105
2018-01-09 17:00 | GB | 52239
2018-01-09 18:00 | GB | 51790
2018-01-09 19:00 | GB | 51062
2018-01-09 20:00 | GB | 48875
2018-01-09 21:00 | GB | 44949
2018-01-09 22:00 | GB | 40379
2018-01-09 23:00 | GB | 35645
2018-01-10 | GB | 33619
2018-01-10 01:00 | GB | 33889
2018-01-10 02:00 | GB | 32619
2018-01-10 03:00 | GB | 31959
2018-01-10 04:00 | GB | 31349
2018-01-10 05:00 | GB | 32178
2018-01-10 06:00 | GB | 37696
2018-01-10 07:00 | GB | 44792
2018-01-10 08:00 | GB | 47517
2018-01-10 09:00 | GB | 48476
2018-01-10 10:00 | GB | 48868
2018-01-10 11:00 | GB | 48747
2018-01-10 12:00 | GB | 48859
2018-01-10 13:00 | GB | 48344
2018-01-10 14:00 | GB | 47599
2018-01-10 15:00 | GB | 47363
2018-01-10 16:00 | GB | 48632
2018-01-10 17:00 | GB | 50911
2018-01-10 18:00 | GB | 50707
2018-01-10 19:00 | GB | 50630
2018-01-10 20:00 | GB | 48384
2018-01-10 21:00 | GB | 44681
2018-01-10 22:00 | GB | 40431
2018-01-10 23:00 | GB | 35529
2018-01-11 | GB | 33455
2018-01-11 01:00 | GB | 33757
2018-01-11 02:00 | GB | 32533
2018-01-11 03:00 | GB | 31768
2018-01-11 04:00 | GB | 31019
2018-01-11 05:00 | GB | 32029
2018-01-11 06:00 | GB | 37420
2018-01-11 07:00 | GB | 44394
2018-01-11 08:00 | GB | 47333
2018-01-11 09:00 | GB | 48817
2018-01-11 10:00 | GB | 49239
2018-01-11 11:00 | GB | 49437
2018-01-11 12:00 | GB | 49432
2018-01-11 13:00 | GB | 49202
2018-01-11 14:00 | GB | 48558
2018-01-11 15:00 | GB | 48159
2018-01-11 16:00 | GB | 49717
2018-01-11 17:00 | GB | 50828
2018-01-11 18:00 | GB | 50630
2018-01-11 19:00 | GB | 50515
2018-01-11 20:00 | GB | 48447
2018-01-11 21:00 | GB | 45093
2018-01-11 22:00 | GB | 40524
2018-01-11 23:00 | GB | 36567
2018-01-12 | GB | 34937
2018-01-12 01:00 | GB | 34341
2018-01-12 02:00 | GB | 32748
2018-01-12 03:00 | GB | 32235
2018-01-12 04:00 | GB | 31520
2018-01-12 05:00 | GB | 32173
2018-01-12 06:00 | GB | 37846
2018-01-12 07:00 | GB | 44898
2018-01-12 08:00 | GB | 47952
2018-01-12 09:00 | GB | 48922
2018-01-12 10:00 | GB | 49376
2018-01-12 11:00 | GB | 49229
2018-01-12 12:00 | GB | 49254
2018-01-12 13:00 | GB | 49195
2018-01-12 14:00 | GB | 48852
2018-01-12 15:00 | GB | 48011
2018-01-12 16:00 | GB | 49390
2018-01-12 17:00 | GB | 51635
2018-01-12 18:00 | GB | 50308
2018-01-12 19:00 | GB | 49130
2018-01-12 20:00 | GB | 47050
2018-01-12 21:00 | GB | 43840
2018-01-12 22:00 | GB | 39861
2018-01-12 23:00 | GB | 36204
2018-01-13 | GB | 34531
2018-01-13 01:00 | GB | 33588
2018-01-13 02:00 | GB | 31195
2018-01-13 03:00 | GB | 30162
2018-01-13 04:00 | GB | 29215
2018-01-13 05:00 | GB | 29258
2018-01-13 06:00 | GB | 31341
2018-01-13 07:00 | GB | 35464
2018-01-13 08:00 | GB | 38155
2018-01-13 09:00 | GB | 41616
2018-01-13 10:00 | GB | 43675
2018-01-13 11:00 | GB | 44398
2018-01-13 12:00 | GB | 44481
2018-01-13 13:00 | GB | 44281
2018-01-13 14:00 | GB | 43946
2018-01-13 15:00 | GB | 43713
2018-01-13 16:00 | GB | 45225
2018-01-13 17:00 | GB | 48038
2018-01-13 18:00 | GB | 47729
2018-01-13 19:00 | GB | 45586
2018-01-13 20:00 | GB | 43053
2018-01-13 21:00 | GB | 40307
2018-01-13 22:00 | GB | 37526
2018-01-13 23:00 | GB | 35163
2018-01-14 | GB | 33276
2018-01-14 01:00 | GB | 32581
2018-01-14 02:00 | GB | 30467
2018-01-14 03:00 | GB | 29470
2018-01-14 04:00 | GB | 28431
2018-01-14 05:00 | GB | 28255
2018-01-14 06:00 | GB | 29635
2018-01-14 07:00 | GB | 32683
2018-01-14 08:00 | GB | 35099
2018-01-14 09:00 | GB | 38775
2018-01-14 10:00 | GB | 41615
2018-01-14 11:00 | GB | 43196
2018-01-14 12:00 | GB | 44072
2018-01-14 13:00 | GB | 44432
2018-01-14 14:00 | GB | 44191
2018-01-14 15:00 | GB | 44636
2018-01-14 16:00 | GB | 47090
2018-01-14 17:00 | GB | 50117
2018-01-14 18:00 | GB | 49282
2018-01-14 19:00 | GB | 46694
2018-01-14 20:00 | GB | 44644
2018-01-14 21:00 | GB | 41074
2018-01-14 22:00 | GB | 36846
2018-01-14 23:00 | GB | 32621
2018-01-15 | GB | 30041
2018-01-15 01:00 | GB | 29493
2018-01-15 02:00 | GB | 28612
2018-01-15 03:00 | GB | 28143
2018-01-15 04:00 | GB | 27630
2018-01-15 05:00 | GB | 28762
2018-01-15 06:00 | GB | 35871
2018-01-15 07:00 | GB | 42981
2018-01-15 08:00 | GB | 46092
2018-01-15 09:00 | GB | 47179
2018-01-15 10:00 | GB | 48147
2018-01-15 11:00 | GB | 49173
2018-01-15 12:00 | GB | 49276
2018-01-15 13:00 | GB | 48659
2018-01-15 14:00 | GB | 47788
2018-01-15 15:00 | GB | 47105
2018-01-15 16:00 | GB | 47962
2018-01-15 17:00 | GB | 51478
2018-01-15 18:00 | GB | 51106
2018-01-15 19:00 | GB | 50101
2018-01-15 20:00 | GB | 47963
2018-01-15 21:00 | GB | 44209
2018-01-15 22:00 | GB | 39756
2018-01-15 23:00 | GB | 34923
2018-01-16 | GB | 33306
2018-01-16 01:00 | GB | 32178
2018-01-16 02:00 | GB | 30768
2018-01-16 03:00 | GB | 30078
2018-01-16 04:00 | GB | 29369
2018-01-16 05:00 | GB | 30273
2018-01-16 06:00 | GB | 36796
2018-01-16 07:00 | GB | 44525
2018-01-16 08:00 | GB | 47653
2018-01-16 09:00 | GB | 48633
2018-01-16 10:00 | GB | 48881
2018-01-16 11:00 | GB | 48966
2018-01-16 12:00 | GB | 48288
2018-01-16 13:00 | GB | 49067
2018-01-16 14:00 | GB | 49118
2018-01-16 15:00 | GB | 48808
2018-01-16 16:00 | GB | 50292
2018-01-16 17:00 | GB | 52717
2018-01-16 18:00 | GB | 52092
2018-01-16 19:00 | GB | 51327
2018-01-16 20:00 | GB | 49201
2018-01-16 21:00 | GB | 45659
2018-01-16 22:00 | GB | 41441
2018-01-16 23:00 | GB | 36734
2018-01-17 | GB | 34442
2018-01-17 01:00 | GB | 33675
2018-01-17 02:00 | GB | 32174
2018-01-17 03:00 | GB | 31497
2018-01-17 04:00 | GB | 30659
2018-01-17 05:00 | GB | 31790
2018-01-17 06:00 | GB | 37416
2018-01-17 07:00 | GB | 45676
2018-01-17 08:00 | GB | 48505
2018-01-17 09:00 | GB | 49906
2018-01-17 10:00 | GB | 49994
2018-01-17 11:00 | GB | 49694
2018-01-17 12:00 | GB | 49587
2018-01-17 13:00 | GB | 49376
2018-01-17 14:00 | GB | 48707
2018-01-17 15:00 | GB | 48005
2018-01-17 16:00 | GB | 48860
2018-01-17 17:00 | GB | 52786
2018-01-17 18:00 | GB | 52614
2018-01-17 19:00 | GB | 51329
2018-01-17 20:00 | GB | 49256
2018-01-17 21:00 | GB | 45931
2018-01-17 22:00 | GB | 41879
2018-01-17 23:00 | GB | 36668
2018-01-18 | GB | 34533
2018-01-18 01:00 | GB | 34276
2018-01-18 02:00 | GB | 33061
2018-01-18 03:00 | GB | 32501
2018-01-18 04:00 | GB | 31091
2018-01-18 05:00 | GB | 32829
2018-01-18 06:00 | GB | 38056
2018-01-18 07:00 | GB | 44862
2018-01-18 08:00 | GB | 47371
2018-01-18 09:00 | GB | 48801
2018-01-18 10:00 | GB | 49236
2018-01-18 11:00 | GB | 49415
2018-01-18 12:00 | GB | 49354
2018-01-18 13:00 | GB | 49118
2018-01-18 14:00 | GB | 48906
2018-01-18 15:00 | GB | 48411
2018-01-18 16:00 | GB | 49430
2018-01-18 17:00 | GB | 52259
2018-01-18 18:00 | GB | 52012
2018-01-18 19:00 | GB | 50917
2018-01-18 20:00 | GB | 48460
2018-01-18 21:00 | GB | 45096
2018-01-18 22:00 | GB | 40680
2018-01-18 23:00 | GB | 36313
2018-01-19 | GB | 34170
2018-01-19 01:00 | GB | 34178
2018-01-19 02:00 | GB | 33026
2018-01-19 03:00 | GB | 32388
2018-01-19 04:00 | GB | 31642
2018-01-19 05:00 | GB | 32624
2018-01-19 06:00 | GB | 37707
2018-01-19 07:00 | GB | 45763
2018-01-19 08:00 | GB | 48150
2018-01-19 09:00 | GB | 49622
2018-01-19 10:00 | GB | 50510
2018-01-19 11:00 | GB | 50569
2018-01-19 12:00 | GB | 50197
2018-01-19 13:00 | GB | 49684
2018-01-19 14:00 | GB | 48997
2018-01-19 15:00 | GB | 47677
2018-01-19 16:00 | GB | 48524
2018-01-19 17:00 | GB | 51844
2018-01-19 18:00 | GB | 51282
2018-01-19 19:00 | GB | 49759
2018-01-19 20:00 | GB | 47344
2018-01-19 21:00 | GB | 44120
2018-01-19 22:00 | GB | 40273
2018-01-19 23:00 | GB | 36005
2018-01-20 | GB | 33729
2018-01-20 01:00 | GB | 34169
2018-01-20 02:00 | GB | 32597
2018-01-20 03:00 | GB | 31940
2018-01-20 04:00 | GB | 30680
2018-01-20 05:00 | GB | 30765
2018-01-20 06:00 | GB | 33786
2018-01-20 07:00 | GB | 37123
2018-01-20 08:00 | GB | 40553
2018-01-20 09:00 | GB | 44084
2018-01-20 10:00 | GB | 45948
2018-01-20 11:00 | GB | 46710
2018-01-20 12:00 | GB | 46767
2018-01-20 13:00 | GB | 46221
2018-01-20 14:00 | GB | 45551
2018-01-20 15:00 | GB | 44823
2018-01-20 16:00 | GB | 45206
2018-01-20 17:00 | GB | 48686
2018-01-20 18:00 | GB | 48946
2018-01-20 19:00 | GB | 46610
2018-01-20 20:00 | GB | 44119
2018-01-20 21:00 | GB | 41597
2018-01-20 22:00 | GB | 38751
2018-01-20 23:00 | GB | 36363
2018-01-21 | GB | 34462
2018-01-21 01:00 | GB | 34254
2018-01-21 02:00 | GB | 32331
2018-01-21 03:00 | GB | 31273
2018-01-21 04:00 | GB | 30203
2018-01-21 05:00 | GB | 29880
2018-01-21 06:00 | GB | 30925
2018-01-21 07:00 | GB | 32923
2018-01-21 08:00 | GB | 36639
2018-01-21 09:00 | GB | 41029
2018-01-21 10:00 | GB | 44521
2018-01-21 11:00 | GB | 46783
2018-01-21 12:00 | GB | 48359
2018-01-21 13:00 | GB | 48515
2018-01-21 14:00 | GB | 48169
2018-01-21 15:00 | GB | 48138
2018-01-21 16:00 | GB | 49198
2018-01-21 17:00 | GB | 51319
2018-01-21 18:00 | GB | 50490
2018-01-21 19:00 | GB | 48314
2018-01-21 20:00 | GB | 45493
2018-01-21 21:00 | GB | 42090
2018-01-21 22:00 | GB | 38064
2018-01-21 23:00 | GB | 33680
2018-01-22 | GB | 31360
2018-01-22 01:00 | GB | 32143
2018-01-22 02:00 | GB | 30432
2018-01-22 03:00 | GB | 29782
2018-01-22 04:00 | GB | 28823
2018-01-22 05:00 | GB | 30170
2018-01-22 06:00 | GB | 36331
2018-01-22 07:00 | GB | 43567
2018-01-22 08:00 | GB | 46496
2018-01-22 09:00 | GB | 47610
2018-01-22 10:00 | GB | 47662
2018-01-22 11:00 | GB | 47644
2018-01-22 12:00 | GB | 47420
2018-01-22 13:00 | GB | 47172
2018-01-22 14:00 | GB | 46957
2018-01-22 15:00 | GB | 46361
2018-01-22 16:00 | GB | 48263
2018-01-22 17:00 | GB | 50787
2018-01-22 18:00 | GB | 50689
2018-01-22 19:00 | GB | 49856
2018-01-22 20:00 | GB | 47644
2018-01-22 21:00 | GB | 44117
2018-01-22 22:00 | GB | 39653
2018-01-22 23:00 | GB | 35328
2018-01-23 | GB | 33034
2018-01-23 01:00 | GB | 32469
2018-01-23 02:00 | GB | 30759
2018-01-23 03:00 | GB | 29721
2018-01-23 04:00 | GB | 28804
2018-01-23 05:00 | GB | 29274
2018-01-23 06:00 | GB | 34725
2018-01-23 07:00 | GB | 42552
2018-01-23 08:00 | GB | 45959
2018-01-23 09:00 | GB | 46913
2018-01-23 10:00 | GB | 46863
2018-01-23 11:00 | GB | 46895
2018-01-23 12:00 | GB | 47143
2018-01-23 13:00 | GB | 46532
2018-01-23 14:00 | GB | 45837
2018-01-23 15:00 | GB | 45212
2018-01-23 16:00 | GB | 46305
2018-01-23 17:00 | GB | 49347
2018-01-23 18:00 | GB | 48488
2018-01-23 19:00 | GB | 47160
2018-01-23 20:00 | GB | 45363
2018-01-23 21:00 | GB | 42123
2018-01-23 22:00 | GB | 38128
2018-01-23 23:00 | GB | 33440
2018-01-24 | GB | 31513
2018-01-24 01:00 | GB | 30805
2018-01-24 02:00 | GB | 28738
2018-01-24 03:00 | GB | 27738
2018-01-24 04:00 | GB | 26785
2018-01-24 05:00 | GB | 28166
2018-01-24 06:00 | GB | 35038
2018-01-24 07:00 | GB | 42306
2018-01-24 08:00 | GB | 45041
2018-01-24 09:00 | GB | 46212
2018-01-24 10:00 | GB | 46631
2018-01-24 11:00 | GB | 47127
2018-01-24 12:00 | GB | 47161
2018-01-24 13:00 | GB | 47238
2018-01-24 14:00 | GB | 47144
2018-01-24 15:00 | GB | 46587
2018-01-24 16:00 | GB | 47471
2018-01-24 17:00 | GB | 50712
2018-01-24 18:00 | GB | 50308
2018-01-24 19:00 | GB | 48815
2018-01-24 20:00 | GB | 46690
2018-01-24 21:00 | GB | 43536
2018-01-24 22:00 | GB | 39586
2018-01-24 23:00 | GB | 34504
2018-01-25 | GB | 32000
2018-01-25 01:00 | GB | 31866
2018-01-25 02:00 | GB | 30084
2018-01-25 03:00 | GB | 29527
2018-01-25 04:00 | GB | 28533
2018-01-25 05:00 | GB | 30089
2018-01-25 06:00 | GB | 36769
2018-01-25 07:00 | GB | 44401
2018-01-25 08:00 | GB | 46815
2018-01-25 09:00 | GB | 47010
2018-01-25 10:00 | GB | 47014
2018-01-25 11:00 | GB | 46876
2018-01-25 12:00 | GB | 46555
2018-01-25 13:00 | GB | 46333
2018-01-25 14:00 | GB | 46302
2018-01-25 15:00 | GB | 45442
2018-01-25 16:00 | GB | 47342
2018-01-25 17:00 | GB | 51165
2018-01-25 18:00 | GB | 50851
2018-01-25 19:00 | GB | 49993
2018-01-25 20:00 | GB | 46775
2018-01-25 21:00 | GB | 43268
2018-01-25 22:00 | GB | 38966
2018-01-25 23:00 | GB | 34889
2018-01-26 | GB | 32537
2018-01-26 01:00 | GB | 32314
2018-01-26 02:00 | GB | 31748
2018-01-26 03:00 | GB | 30843
2018-01-26 04:00 | GB | 29761
2018-01-26 05:00 | GB | 30841
2018-01-26 06:00 | GB | 36511
2018-01-26 07:00 | GB | 44157
2018-01-26 08:00 | GB | 46692
2018-01-26 09:00 | GB | 47537
2018-01-26 10:00 | GB | 48004
2018-01-26 11:00 | GB | 48025
2018-01-26 12:00 | GB | 47911
2018-01-26 13:00 | GB | 46920
2018-01-26 14:00 | GB | 46527
2018-01-26 15:00 | GB | 45614
2018-01-26 16:00 | GB | 46347
2018-01-26 17:00 | GB | 50124
2018-01-26 18:00 | GB | 50027
2018-01-26 19:00 | GB | 48471
2018-01-26 20:00 | GB | 46028
2018-01-26 21:00 | GB | 42777
2018-01-26 22:00 | GB | 38958
2018-01-26 23:00 | GB | 35844
2018-01-27 | GB | 33764
2018-01-27 01:00 | GB | 32886
2018-01-27 02:00 | GB | 30601
2018-01-27 03:00 | GB | 29074
2018-01-27 04:00 | GB | 27590
2018-01-27 05:00 | GB | 27747
2018-01-27 06:00 | GB | 29962
2018-01-27 07:00 | GB | 34296
2018-01-27 08:00 | GB | 37563
2018-01-27 09:00 | GB | 41401
2018-01-27 10:00 | GB | 42726
2018-01-27 11:00 | GB | 43340
2018-01-27 12:00 | GB | 43626
2018-01-27 13:00 | GB | 43462
2018-01-27 14:00 | GB | 42518
2018-01-27 15:00 | GB | 41975
2018-01-27 16:00 | GB | 42536
2018-01-27 17:00 | GB | 46084
2018-01-27 18:00 | GB | 45608
2018-01-27 19:00 | GB | 43552
2018-01-27 20:00 | GB | 40867
2018-01-27 21:00 | GB | 38213
2018-01-27 22:00 | GB | 35473
2018-01-27 23:00 | GB | 32697
2018-01-28 | GB | 31108
2018-01-28 01:00 | GB | 30668
2018-01-28 02:00 | GB | 28410
2018-01-28 03:00 | GB | 27265
2018-01-28 04:00 | GB | 26081
2018-01-28 05:00 | GB | 26225
2018-01-28 06:00 | GB | 27774
2018-01-28 07:00 | GB | 29290
2018-01-28 08:00 | GB | 32809
2018-01-28 09:00 | GB | 36734
2018-01-28 10:00 | GB | 39893
2018-01-28 11:00 | GB | 40960
2018-01-28 12:00 | GB | 41473
2018-01-28 13:00 | GB | 41146
2018-01-28 14:00 | GB | 40452
2018-01-28 15:00 | GB | 40492
2018-01-28 16:00 | GB | 42235
2018-01-28 17:00 | GB | 46461
2018-01-28 18:00 | GB | 46430
2018-01-28 19:00 | GB | 44181
2018-01-28 20:00 | GB | 41534
2018-01-28 21:00 | GB | 38393
2018-01-28 22:00 | GB | 34381
2018-01-28 23:00 | GB | 30642
2018-01-29 | GB | 28524
2018-01-29 01:00 | GB | 28626
2018-01-29 02:00 | GB | 27201
2018-01-29 03:00 | GB | 26595
2018-01-29 04:00 | GB | 25212
2018-01-29 05:00 | GB | 26522
2018-01-29 06:00 | GB | 33784
2018-01-29 07:00 | GB | 39529
2018-01-29 08:00 | GB | 43543
2018-01-29 09:00 | GB | 45213
2018-01-29 10:00 | GB | 45931
2018-01-29 11:00 | GB | 46597
2018-01-29 12:00 | GB | 46833
2018-01-29 13:00 | GB | 46431
2018-01-29 14:00 | GB | 45762
2018-01-29 15:00 | GB | 44656
2018-01-29 16:00 | GB | 45144
2018-01-29 17:00 | GB | 50026
2018-01-29 18:00 | GB | 50412
2018-01-29 19:00 | GB | 49600
2018-01-29 20:00 | GB | 46499
2018-01-29 21:00 | GB | 42770
2018-01-29 22:00 | GB | 38471
2018-01-29 23:00 | GB | 34133
2018-01-30 | GB | 32166
2018-01-30 01:00 | GB | 32436
2018-01-30 02:00 | GB | 31151
2018-01-30 03:00 | GB | 30708
2018-01-30 04:00 | GB | 29881
2018-01-30 05:00 | GB | 31088
2018-01-30 06:00 | GB | 37346
2018-01-30 07:00 | GB | 44585
2018-01-30 08:00 | GB | 46551
2018-01-30 09:00 | GB | 47587
2018-01-30 10:00 | GB | 47668
2018-01-30 11:00 | GB | 47458
2018-01-30 12:00 | GB | 47498
2018-01-30 13:00 | GB | 46677
2018-01-30 14:00 | GB | 46132
2018-01-30 15:00 | GB | 46171
2018-01-30 16:00 | GB | 47417
2018-01-30 17:00 | GB | 50999
2018-01-30 18:00 | GB | 50678
2018-01-30 19:00 | GB | 50209
2018-01-30 20:00 | GB | 47983
2018-01-30 21:00 | GB | 43884
2018-01-30 22:00 | GB | 39135
2018-01-30 23:00 | GB | 33971
2018-01-31 | GB | 31889
2018-01-31 01:00 | GB | 31113
2018-01-31 02:00 | GB | 29382
2018-01-31 03:00 | GB | 28631
2018-01-31 04:00 | GB | 27699
2018-01-31 05:00 | GB | 28868
2018-01-31 06:00 | GB | 35522
2018-01-31 07:00 | GB | 43192
2018-01-31 08:00 | GB | 45401
2018-01-31 09:00 | GB | 47355
2018-01-31 10:00 | GB | 47622
2018-01-31 11:00 | GB | 47941
2018-01-31 12:00 | GB | 48115
2018-01-31 13:00 | GB | 47868
2018-01-31 14:00 | GB | 47464
2018-01-31 15:00 | GB | 46623
2018-01-31 16:00 | GB | 48013
2018-01-31 17:00 | GB | 51579
2018-01-31 18:00 | GB | 51451
2018-01-31 19:00 | GB | 50054
2018-01-31 20:00 | GB | 47856
2018-01-31 21:00 | GB | 44122
2018-01-31 22:00 | GB | 40215
2018-01-31 23:00 | GB | 36062
2018-02-01 | GB | 33347
2018-02-01 01:00 | GB | 32919
2018-02-01 02:00 | GB | 31197
2018-02-01 03:00 | GB | 30302
2018-02-01 04:00 | GB | 29497
2018-02-01 05:00 | GB | 30546
2018-02-01 06:00 | GB | 36956
2018-02-01 07:00 | GB | 44863
2018-02-01 08:00 | GB | 47249
2018-02-01 09:00 | GB | 48542
2018-02-01 10:00 | GB | 48206
2018-02-01 11:00 | GB | 48375
2018-02-01 12:00 | GB | 48163
2018-02-01 13:00 | GB | 47360
2018-02-01 14:00 | GB | 47345
2018-02-01 15:00 | GB | 47067
2018-02-01 16:00 | GB | 47829
2018-02-01 17:00 | GB | 51483
2018-02-01 18:00 | GB | 51653
2018-02-01 19:00 | GB | 50464
2018-02-01 20:00 | GB | 48195
2018-02-01 21:00 | GB | 44439
2018-02-01 22:00 | GB | 39753
2018-02-01 23:00 | GB | 34783
2018-02-02 | GB | 32364
2018-02-02 01:00 | GB | 32231
2018-02-02 02:00 | GB | 30855
2018-02-02 03:00 | GB | 30461
2018-02-02 04:00 | GB | 29651
2018-02-02 05:00 | GB | 30752
2018-02-02 06:00 | GB | 37033
2018-02-02 07:00 | GB | 44136
2018-02-02 08:00 | GB | 46864
2018-02-02 09:00 | GB | 47936
2018-02-02 10:00 | GB | 47817
2018-02-02 11:00 | GB | 47917
2018-02-02 12:00 | GB | 47571
2018-02-02 13:00 | GB | 46934
2018-02-02 14:00 | GB | 46584
2018-02-02 15:00 | GB | 45918
2018-02-02 16:00 | GB | 46492
2018-02-02 17:00 | GB | 49779
2018-02-02 18:00 | GB | 50268
2018-02-02 19:00 | GB | 48806
2018-02-02 20:00 | GB | 46589
2018-02-02 21:00 | GB | 43296
2018-02-02 22:00 | GB | 39324
2018-02-02 23:00 | GB | 35773
2018-02-03 | GB | 33912
2018-02-03 01:00 | GB | 33483
2018-02-03 02:00 | GB | 31593
2018-02-03 03:00 | GB | 30811
2018-02-03 04:00 | GB | 29734
2018-02-03 05:00 | GB | 29794
2018-02-03 06:00 | GB | 32144
2018-02-03 07:00 | GB | 36618
2018-02-03 08:00 | GB | 39892
2018-02-03 09:00 | GB | 43630
2018-02-03 10:00 | GB | 45163
2018-02-03 11:00 | GB | 45730
2018-02-03 12:00 | GB | 46298
2018-02-03 13:00 | GB | 46023
2018-02-03 14:00 | GB | 45330
2018-02-03 15:00 | GB | 44899
2018-02-03 16:00 | GB | 45485
2018-02-03 17:00 | GB | 48905
2018-02-03 18:00 | GB | 49032
2018-02-03 19:00 | GB | 47187
2018-02-03 20:00 | GB | 44587
2018-02-03 21:00 | GB | 41781
2018-02-03 22:00 | GB | 38762
2018-02-03 23:00 | GB | 35715
2018-02-04 | GB | 33279
2018-02-04 01:00 | GB | 32800
2018-02-04 02:00 | GB | 31286
2018-02-04 03:00 | GB | 30468
2018-02-04 04:00 | GB | 29557
2018-02-04 05:00 | GB | 29454
2018-02-04 06:00 | GB | 30610
2018-02-04 07:00 | GB | 32976
2018-02-04 08:00 | GB | 36147
2018-02-04 09:00 | GB | 40171
2018-02-04 10:00 | GB | 42337
2018-02-04 11:00 | GB | 43165
2018-02-04 12:00 | GB | 43568
2018-02-04 13:00 | GB | 43153
2018-02-04 14:00 | GB | 43045
2018-02-04 15:00 | GB | 43094
2018-02-04 16:00 | GB | 44472
2018-02-04 17:00 | GB | 48356
2018-02-04 18:00 | GB | 48687
2018-02-04 19:00 | GB | 47402
2018-02-04 20:00 | GB | 44797
2018-02-04 21:00 | GB | 41741
2018-02-04 22:00 | GB | 38021
2018-02-04 23:00 | GB | 34580
2018-02-05 | GB | 32223
2018-02-05 01:00 | GB | 32604
2018-02-05 02:00 | GB | 31588
2018-02-05 03:00 | GB | 31046
2018-02-05 04:00 | GB | 30260
2018-02-05 05:00 | GB | 31730
2018-02-05 06:00 | GB | 38103
2018-02-05 07:00 | GB | 45159
2018-02-05 08:00 | GB | 48596
2018-02-05 09:00 | GB | 50195
2018-02-05 10:00 | GB | 50559
2018-02-05 11:00 | GB | 50761
2018-02-05 12:00 | GB | 50691
2018-02-05 13:00 | GB | 50332
2018-02-05 14:00 | GB | 49715
2018-02-05 15:00 | GB | 49650
2018-02-05 16:00 | GB | 50403
2018-02-05 17:00 | GB | 51707
2018-02-05 18:00 | GB | 51815
2018-02-05 19:00 | GB | 51474
2018-02-05 20:00 | GB | 49583
2018-02-05 21:00 | GB | 45870
2018-02-05 22:00 | GB | 41184
2018-02-05 23:00 | GB | 36812
2018-02-06 | GB | 34644
2018-02-06 01:00 | GB | 35152
2018-02-06 02:00 | GB | 33874
2018-02-06 03:00 | GB | 33447
2018-02-06 04:00 | GB | 32836
2018-02-06 05:00 | GB | 33829
2018-02-06 06:00 | GB | 37943
2018-02-06 07:00 | GB | 45727
2018-02-06 08:00 | GB | 48788
2018-02-06 09:00 | GB | 50277
2018-02-06 10:00 | GB | 50063
2018-02-06 11:00 | GB | 49877
2018-02-06 12:00 | GB | 49533
2018-02-06 13:00 | GB | 48500
2018-02-06 14:00 | GB | 47681
2018-02-06 15:00 | GB | 47347
2018-02-06 16:00 | GB | 48548
2018-02-06 17:00 | GB | 50930
2018-02-06 18:00 | GB | 51807
2018-02-06 19:00 | GB | 52589
2018-02-06 20:00 | GB | 50549
2018-02-06 21:00 | GB | 46795
2018-02-06 22:00 | GB | 42213
2018-02-06 23:00 | GB | 37235
2018-02-07 | GB | 35445
2018-02-07 01:00 | GB | 34951
2018-02-07 02:00 | GB | 34146
2018-02-07 03:00 | GB | 33640
2018-02-07 04:00 | GB | 32866
2018-02-07 05:00 | GB | 34134
2018-02-07 06:00 | GB | 38492
2018-02-07 07:00 | GB | 45724
2018-02-07 08:00 | GB | 48340
2018-02-07 09:00 | GB | 50329
2018-02-07 10:00 | GB | 49795
2018-02-07 11:00 | GB | 48956
2018-02-07 12:00 | GB | 48996
2018-02-07 13:00 | GB | 48507
2018-02-07 14:00 | GB | 46735
2018-02-07 15:00 | GB | 46361
2018-02-07 16:00 | GB | 48602
2018-02-07 17:00 | GB | 50737
2018-02-07 18:00 | GB | 50952
2018-02-07 19:00 | GB | 50708
2018-02-07 20:00 | GB | 50043
2018-02-07 21:00 | GB | 45044
2018-02-07 22:00 | GB | 39854
2018-02-07 23:00 | GB | 36932
2018-02-08 | GB | 34886
2018-02-08 01:00 | GB | 34814
2018-02-08 02:00 | GB | 33625
2018-02-08 03:00 | GB | 32838
2018-02-08 04:00 | GB | 32088
2018-02-08 05:00 | GB | 32643
2018-02-08 06:00 | GB | 37045
2018-02-08 07:00 | GB | 43818
2018-02-08 08:00 | GB | 46687
2018-02-08 09:00 | GB | 47984
2018-02-08 10:00 | GB | 48093
2018-02-08 11:00 | GB | 48123
2018-02-08 12:00 | GB | 47626
2018-02-08 13:00 | GB | 46329
2018-02-08 14:00 | GB | 45350
2018-02-08 15:00 | GB | 44721
2018-02-08 16:00 | GB | 46202
2018-02-08 17:00 | GB | 49215
2018-02-08 18:00 | GB | 49364
2018-02-08 19:00 | GB | 49708
2018-02-08 20:00 | GB | 47609
2018-02-08 21:00 | GB | 44304
2018-02-08 22:00 | GB | 39057
2018-02-08 23:00 | GB | 36024
2018-02-09 | GB | 34114
2018-02-09 01:00 | GB | 34029
2018-02-09 02:00 | GB | 31717
2018-02-09 03:00 | GB | 30810
2018-02-09 04:00 | GB | 30296
2018-02-09 05:00 | GB | 30913
2018-02-09 06:00 | GB | 37776
2018-02-09 07:00 | GB | 44619
2018-02-09 08:00 | GB | 47221
2018-02-09 09:00 | GB | 48481
2018-02-09 10:00 | GB | 48309
2018-02-09 11:00 | GB | 48328
2018-02-09 12:00 | GB | 48641
2018-02-09 13:00 | GB | 48668
2018-02-09 14:00 | GB | 47525
2018-02-09 15:00 | GB | 45945
2018-02-09 16:00 | GB | 46476
2018-02-09 17:00 | GB | 49190
2018-02-09 18:00 | GB | 51098
2018-02-09 19:00 | GB | 49389
2018-02-09 20:00 | GB | 47389
2018-02-09 21:00 | GB | 43854
2018-02-09 22:00 | GB | 40194
2018-02-09 23:00 | GB | 37175
2018-02-10 | GB | 35553
2018-02-10 01:00 | GB | 35104
2018-02-10 02:00 | GB | 33269
2018-02-10 03:00 | GB | 31643
2018-02-10 04:00 | GB | 30235
2018-02-10 05:00 | GB | 30051
2018-02-10 06:00 | GB | 31832
2018-02-10 07:00 | GB | 35116
2018-02-10 08:00 | GB | 39237
2018-02-10 09:00 | GB | 42842
2018-02-10 10:00 | GB | 44683
2018-02-10 11:00 | GB | 45129
2018-02-10 12:00 | GB | 45390
2018-02-10 13:00 | GB | 44684
2018-02-10 14:00 | GB | 43849
2018-02-10 15:00 | GB | 43953
2018-02-10 16:00 | GB | 44526
2018-02-10 17:00 | GB | 47102
2018-02-10 18:00 | GB | 47554
2018-02-10 19:00 | GB | 46052
2018-02-10 20:00 | GB | 43079
2018-02-10 21:00 | GB | 40090
2018-02-10 22:00 | GB | 36515
2018-02-10 23:00 | GB | 33860
2018-02-11 | GB | 32318
2018-02-11 01:00 | GB | 31410
2018-02-11 02:00 | GB | 29442
2018-02-11 03:00 | GB | 28601
2018-02-11 04:00 | GB | 27625
2018-02-11 05:00 | GB | 27528
2018-02-11 06:00 | GB | 28961
2018-02-11 07:00 | GB | 30971
2018-02-11 08:00 | GB | 34697
2018-02-11 09:00 | GB | 38821
2018-02-11 10:00 | GB | 41445
2018-02-11 11:00 | GB | 42644
2018-02-11 12:00 | GB | 43322
2018-02-11 13:00 | GB | 43047
2018-02-11 14:00 | GB | 42659
2018-02-11 15:00 | GB | 43057
2018-02-11 16:00 | GB | 43993
2018-02-11 17:00 | GB | 47232
2018-02-11 18:00 | GB | 48523
2018-02-11 19:00 | GB | 46669
2018-02-11 20:00 | GB | 44597
2018-02-11 21:00 | GB | 41779
2018-02-11 22:00 | GB | 36530
2018-02-11 23:00 | GB | 34059
2018-02-12 | GB | 32178
2018-02-12 01:00 | GB | 32532
2018-02-12 02:00 | GB | 31687
2018-02-12 03:00 | GB | 31122
2018-02-12 04:00 | GB | 30503
2018-02-12 05:00 | GB | 31432
2018-02-12 06:00 | GB | 37871
2018-02-12 07:00 | GB | 43069
2018-02-12 08:00 | GB | 47373
2018-02-12 09:00 | GB | 49299
2018-02-12 10:00 | GB | 49475
2018-02-12 11:00 | GB | 48896
2018-02-12 12:00 | GB | 48832
2018-02-12 13:00 | GB | 48319
2018-02-12 14:00 | GB | 47973
2018-02-12 15:00 | GB | 47713
2018-02-12 16:00 | GB | 47601
2018-02-12 17:00 | GB | 50260
2018-02-12 18:00 | GB | 51539
2018-02-12 19:00 | GB | 50703
2018-02-12 20:00 | GB | 48534
2018-02-12 21:00 | GB | 44965
2018-02-12 22:00 | GB | 39429
2018-02-12 23:00 | GB | 35540
2018-02-13 | GB | 33669
2018-02-13 01:00 | GB | 33386
2018-02-13 02:00 | GB | 31827
2018-02-13 03:00 | GB | 31028
2018-02-13 04:00 | GB | 30267
2018-02-13 05:00 | GB | 31184
2018-02-13 06:00 | GB | 36605
2018-02-13 07:00 | GB | 41380
2018-02-13 08:00 | GB | 45767
2018-02-13 09:00 | GB | 48566
2018-02-13 10:00 | GB | 49622
2018-02-13 11:00 | GB | 50033
2018-02-13 12:00 | GB | 50394
2018-02-13 13:00 | GB | 49982
2018-02-13 14:00 | GB | 49522
2018-02-13 15:00 | GB | 48928
2018-02-13 16:00 | GB | 47952
2018-02-13 17:00 | GB | 49889
2018-02-13 18:00 | GB | 50974
2018-02-13 19:00 | GB | 50994
2018-02-13 20:00 | GB | 49211
2018-02-13 21:00 | GB | 45805
2018-02-13 22:00 | GB | 41773
2018-02-13 23:00 | GB | 37980
2018-02-14 | GB | 35988
2018-02-14 01:00 | GB | 35514
2018-02-14 02:00 | GB | 33727
2018-02-14 03:00 | GB | 32647
2018-02-14 04:00 | GB | 31617
2018-02-14 05:00 | GB | 32036
2018-02-14 06:00 | GB | 35527
2018-02-14 07:00 | GB | 42632
2018-02-14 08:00 | GB | 45913
2018-02-14 09:00 | GB | 48324
2018-02-14 10:00 | GB | 48805
2018-02-14 11:00 | GB | 49306
2018-02-14 12:00 | GB | 50332
2018-02-14 13:00 | GB | 50295
2018-02-14 14:00 | GB | 50380
2018-02-14 15:00 | GB | 49749
2018-02-14 16:00 | GB | 49594
2018-02-14 17:00 | GB | 51501
2018-02-14 18:00 | GB | 52105
2018-02-14 19:00 | GB | 50643
2018-02-14 20:00 | GB | 48127
2018-02-14 21:00 | GB | 44278
2018-02-14 22:00 | GB | 40110
2018-02-14 23:00 | GB | 36079
2018-02-15 | GB | 33703
2018-02-15 01:00 | GB | 33659
2018-02-15 02:00 | GB | 31964
2018-02-15 03:00 | GB | 31370
2018-02-15 04:00 | GB | 30235
2018-02-15 05:00 | GB | 30966
2018-02-15 06:00 | GB | 36682
2018-02-15 07:00 | GB | 42623
2018-02-15 08:00 | GB | 45356
2018-02-15 09:00 | GB | 47366
2018-02-15 10:00 | GB | 46479
2018-02-15 11:00 | GB | 45444
2018-02-15 12:00 | GB | 45309
2018-02-15 13:00 | GB | 44481
2018-02-15 14:00 | GB | 45753
2018-02-15 15:00 | GB | 45174
2018-02-15 16:00 | GB | 44983
2018-02-15 17:00 | GB | 47636
2018-02-15 18:00 | GB | 50686
2018-02-15 19:00 | GB | 50033
2018-02-15 20:00 | GB | 47824
2018-02-15 21:00 | GB | 43927
2018-02-15 22:00 | GB | 39741
2018-02-15 23:00 | GB | 35242
2018-02-16 | GB | 33341
2018-02-16 01:00 | GB | 33699
2018-02-16 02:00 | GB | 32705
2018-02-16 03:00 | GB | 32162
2018-02-16 04:00 | GB | 31597
2018-02-16 05:00 | GB | 32686
2018-02-16 06:00 | GB | 38365
2018-02-16 07:00 | GB | 40999
2018-02-16 08:00 | GB | 47048
2018-02-16 09:00 | GB | 48734
2018-02-16 10:00 | GB | 48350
2018-02-16 11:00 | GB | 48217
2018-02-16 12:00 | GB | 47968
2018-02-16 13:00 | GB | 46401
2018-02-16 14:00 | GB | 45691
2018-02-16 15:00 | GB | 44550
2018-02-16 16:00 | GB | 44389
2018-02-16 17:00 | GB | 47138
2018-02-16 18:00 | GB | 48926
2018-02-16 19:00 | GB | 47243
2018-02-16 20:00 | GB | 44834
2018-02-16 21:00 | GB | 41591
2018-02-16 22:00 | GB | 37912
2018-02-16 23:00 | GB | 34963
2018-02-17 | GB | 33134
2018-02-17 01:00 | GB | 32703
2018-02-17 02:00 | GB | 31337
2018-02-17 03:00 | GB | 30622
2018-02-17 04:00 | GB | 29187
2018-02-17 05:00 | GB | 29667
2018-02-17 06:00 | GB | 32919
2018-02-17 07:00 | GB | 35459
2018-02-17 08:00 | GB | 37978
2018-02-17 09:00 | GB | 41390
2018-02-17 10:00 | GB | 42607
2018-02-17 11:00 | GB | 42521
2018-02-17 12:00 | GB | 42277
2018-02-17 13:00 | GB | 41269
2018-02-17 14:00 | GB | 40355
2018-02-17 15:00 | GB | 39881
2018-02-17 16:00 | GB | 40123
2018-02-17 17:00 | GB | 43013
2018-02-17 18:00 | GB | 45936
2018-02-17 19:00 | GB | 44509
2018-02-17 20:00 | GB | 42407
2018-02-17 21:00 | GB | 40197
2018-02-17 22:00 | GB | 37348
2018-02-17 23:00 | GB | 34852
2018-02-18 | GB | 33370
2018-02-18 01:00 | GB | 32681
2018-02-18 02:00 | GB | 30919
2018-02-18 03:00 | GB | 29903
2018-02-18 04:00 | GB | 28803
2018-02-18 05:00 | GB | 28578
2018-02-18 06:00 | GB | 30092
2018-02-18 07:00 | GB | 31881
2018-02-18 08:00 | GB | 35371
2018-02-18 09:00 | GB | 38677
2018-02-18 10:00 | GB | 41108
2018-02-18 11:00 | GB | 42147
2018-02-18 12:00 | GB | 42697
2018-02-18 13:00 | GB | 42520
2018-02-18 14:00 | GB | 42337
2018-02-18 15:00 | GB | 42525
2018-02-18 16:00 | GB | 43534
2018-02-18 17:00 | GB | 46109
2018-02-18 18:00 | GB | 47603
2018-02-18 19:00 | GB | 45503
2018-02-18 20:00 | GB | 43114
2018-02-18 21:00 | GB | 40203
2018-02-18 22:00 | GB | 36673
2018-02-18 23:00 | GB | 33425
2018-02-19 | GB | 31571
2018-02-19 01:00 | GB | 31375
2018-02-19 02:00 | GB | 30199
2018-02-19 03:00 | GB | 29523
2018-02-19 04:00 | GB | 28906
2018-02-19 05:00 | GB | 29824
2018-02-19 06:00 | GB | 35073
2018-02-19 07:00 | GB | 40097
2018-02-19 08:00 | GB | 44356
2018-02-19 09:00 | GB | 46413
2018-02-19 10:00 | GB | 46870
2018-02-19 11:00 | GB | 47368
2018-02-19 12:00 | GB | 47258
2018-02-19 13:00 | GB | 45611
2018-02-19 14:00 | GB | 45120
2018-02-19 15:00 | GB | 44075
2018-02-19 16:00 | GB | 45608
2018-02-19 17:00 | GB | 48292
2018-02-19 18:00 | GB | 49531
2018-02-19 19:00 | GB | 48630
2018-02-19 20:00 | GB | 46246
2018-02-19 21:00 | GB | 42819
2018-02-19 22:00 | GB | 38511
2018-02-19 23:00 | GB | 34861
2018-02-20 | GB | 32538
2018-02-20 01:00 | GB | 32209
2018-02-20 02:00 | GB | 30866
2018-02-20 03:00 | GB | 30130
2018-02-20 04:00 | GB | 29278
2018-02-20 05:00 | GB | 29562
2018-02-20 06:00 | GB | 33397
2018-02-20 07:00 | GB | 40254
2018-02-20 08:00 | GB | 43081
2018-02-20 09:00 | GB | 43712
2018-02-20 10:00 | GB | 43243
2018-02-20 11:00 | GB | 43557
2018-02-20 12:00 | GB | 43859
2018-02-20 13:00 | GB | 44030
2018-02-20 14:00 | GB | 43432
2018-02-20 15:00 | GB | 42695
2018-02-20 16:00 | GB | 42308
2018-02-20 17:00 | GB | 46422
2018-02-20 18:00 | GB | 49152
2018-02-20 19:00 | GB | 48269
2018-02-20 20:00 | GB | 46289
2018-02-20 21:00 | GB | 42864
2018-02-20 22:00 | GB | 38719
2018-02-20 23:00 | GB | 35021
2018-02-21 | GB | 32683
2018-02-21 01:00 | GB | 33062
2018-02-21 02:00 | GB | 31723
2018-02-21 03:00 | GB | 31034
2018-02-21 04:00 | GB | 30370
2018-02-21 05:00 | GB | 31665
2018-02-21 06:00 | GB | 36868
2018-02-21 07:00 | GB | 42263
2018-02-21 08:00 | GB | 45866
2018-02-21 09:00 | GB | 47234
2018-02-21 10:00 | GB | 47012
2018-02-21 11:00 | GB | 47165
2018-02-21 12:00 | GB | 47352
2018-02-21 13:00 | GB | 46553
2018-02-21 14:00 | GB | 46291
2018-02-21 15:00 | GB | 46035
2018-02-21 16:00 | GB | 46260
2018-02-21 17:00 | GB | 48480
2018-02-21 18:00 | GB | 50692
2018-02-21 19:00 | GB | 49690
2018-02-21 20:00 | GB | 47603
2018-02-21 21:00 | GB | 43981
2018-02-21 22:00 | GB | 39533
2018-02-21 23:00 | GB | 35375
2018-02-22 | GB | 33277
2018-02-22 01:00 | GB | 33256
2018-02-22 02:00 | GB | 32307
2018-02-22 03:00 | GB | 31548
2018-02-22 04:00 | GB | 30868
2018-02-22 05:00 | GB | 31950
2018-02-22 06:00 | GB | 37048
2018-02-22 07:00 | GB | 43772
2018-02-22 08:00 | GB | 46931
2018-02-22 09:00 | GB | 48626
2018-02-22 10:00 | GB | 48180
2018-02-22 11:00 | GB | 47710
2018-02-22 12:00 | GB | 48730
2018-02-22 13:00 | GB | 48473
2018-02-22 14:00 | GB | 47735
2018-02-22 15:00 | GB | 46889
2018-02-22 16:00 | GB | 47009
2018-02-22 17:00 | GB | 48996
2018-02-22 18:00 | GB | 51963
2018-02-22 19:00 | GB | 50988
2018-02-22 20:00 | GB | 48980
2018-02-22 21:00 | GB | 45825
2018-02-22 22:00 | GB | 40137
2018-02-22 23:00 | GB | 36592
2018-02-23 | GB | 34978
2018-02-23 01:00 | GB | 34838
2018-02-23 02:00 | GB | 33410
2018-02-23 03:00 | GB | 32783
2018-02-23 04:00 | GB | 31107
2018-02-23 05:00 | GB | 32294
2018-02-23 06:00 | GB | 38670
2018-02-23 07:00 | GB | 45293
2018-02-23 08:00 | GB | 48425
2018-02-23 09:00 | GB | 49765
2018-02-23 10:00 | GB | 49594
2018-02-23 11:00 | GB | 48727
2018-02-23 12:00 | GB | 49072
2018-02-23 13:00 | GB | 48533
2018-02-23 14:00 | GB | 47891
2018-02-23 15:00 | GB | 47138
2018-02-23 16:00 | GB | 46591
2018-02-23 17:00 | GB | 48699
2018-02-23 18:00 | GB | 51539
2018-02-23 19:00 | GB | 50331
2018-02-23 20:00 | GB | 48172
2018-02-23 21:00 | GB | 44061
2018-02-23 22:00 | GB | 39111
2018-02-23 23:00 | GB | 36166
2018-02-24 | GB | 34255
2018-02-24 01:00 | GB | 34003
2018-02-24 02:00 | GB | 32623
2018-02-24 03:00 | GB | 31882
2018-02-24 04:00 | GB | 30818
2018-02-24 05:00 | GB | 30772
2018-02-24 06:00 | GB | 34257
2018-02-24 07:00 | GB | 36213
2018-02-24 08:00 | GB | 40098
2018-02-24 09:00 | GB | 44149
2018-02-24 10:00 | GB | 44143
2018-02-24 11:00 | GB | 43450
2018-02-24 12:00 | GB | 42624
2018-02-24 13:00 | GB | 41400
2018-02-24 14:00 | GB | 40519
2018-02-24 15:00 | GB | 40670
2018-02-24 16:00 | GB | 40860
2018-02-24 17:00 | GB | 43829
2018-02-24 18:00 | GB | 47222
2018-02-24 19:00 | GB | 46328
2018-02-24 20:00 | GB | 43699
2018-02-24 21:00 | GB | 41307
2018-02-24 22:00 | GB | 37237
2018-02-24 23:00 | GB | 35213
2018-02-25 | GB | 33858
2018-02-25 01:00 | GB | 33364
2018-02-25 02:00 | GB | 31607
2018-02-25 03:00 | GB | 30771
2018-02-25 04:00 | GB | 29847
2018-02-25 05:00 | GB | 29530
2018-02-25 06:00 | GB | 30871
2018-02-25 07:00 | GB | 33593
2018-02-25 08:00 | GB | 37444
2018-02-25 09:00 | GB | 40720
2018-02-25 10:00 | GB | 42581
2018-02-25 11:00 | GB | 43540
2018-02-25 12:00 | GB | 44041
2018-02-25 13:00 | GB | 43670
2018-02-25 14:00 | GB | 42897
2018-02-25 15:00 | GB | 42764
2018-02-25 16:00 | GB | 43353
2018-02-25 17:00 | GB | 45983
2018-02-25 18:00 | GB | 49429
2018-02-25 19:00 | GB | 48113
2018-02-25 20:00 | GB | 45689
2018-02-25 21:00 | GB | 42733
2018-02-25 22:00 | GB | 38030
2018-02-25 23:00 | GB | 34772
2018-02-26 | GB | 33607
2018-02-26 01:00 | GB | 33366
2018-02-26 02:00 | GB | 32276
2018-02-26 03:00 | GB | 32071
2018-02-26 04:00 | GB | 31571
2018-02-26 05:00 | GB | 31888
2018-02-26 06:00 | GB | 38259
2018-02-26 07:00 | GB | 44270
2018-02-26 08:00 | GB | 48061
2018-02-26 09:00 | GB | 49983
2018-02-26 10:00 | GB | 49535
2018-02-26 11:00 | GB | 49942
2018-02-26 12:00 | GB | 50292
2018-02-26 13:00 | GB | 51332
2018-02-26 14:00 | GB | 50707
2018-02-26 15:00 | GB | 50548
2018-02-26 16:00 | GB | 50996
2018-02-26 17:00 | GB | 51389
2018-02-26 18:00 | GB | 53026
2018-02-26 19:00 | GB | 51945
2018-02-26 20:00 | GB | 50750
2018-02-26 21:00 | GB | 47057
2018-02-26 22:00 | GB | 41659
2018-02-26 23:00 | GB | 37852
2018-02-27 | GB | 35595
2018-02-27 01:00 | GB | 35356
2018-02-27 02:00 | GB | 34543
2018-02-27 03:00 | GB | 34204
2018-02-27 04:00 | GB | 32890
2018-02-27 05:00 | GB | 32135
2018-02-27 06:00 | GB | 37753
2018-02-27 07:00 | GB | 43879
2018-02-27 08:00 | GB | 46667
2018-02-27 09:00 | GB | 48378
2018-02-27 10:00 | GB | 49370
2018-02-27 11:00 | GB | 50098
2018-02-27 12:00 | GB | 50059
2018-02-27 13:00 | GB | 48457
2018-02-27 14:00 | GB | 48357
2018-02-27 15:00 | GB | 48239
2018-02-27 16:00 | GB | 48897
2018-02-27 17:00 | GB | 49175
2018-02-27 18:00 | GB | 50195
2018-02-27 19:00 | GB | 48806
2018-02-27 20:00 | GB | 48342
2018-02-27 21:00 | GB | 44395
2018-02-27 22:00 | GB | 39213
2018-02-27 23:00 | GB | 35525
2018-02-28 | GB | 34039
2018-02-28 01:00 | GB | 34794
2018-02-28 02:00 | GB | 33418
2018-02-28 03:00 | GB | 32668
2018-02-28 04:00 | GB | 30820
2018-02-28 05:00 | GB | 31734
2018-02-28 06:00 | GB | 36622
2018-02-28 07:00 | GB | 43498
2018-02-28 08:00 | GB | 46420
2018-02-28 09:00 | GB | 48350
2018-02-28 10:00 | GB | 49995
2018-02-28 11:00 | GB | 50503
2018-02-28 12:00 | GB | 50901
2018-02-28 13:00 | GB | 49214
2018-02-28 14:00 | GB | 48627
2018-02-28 15:00 | GB | 48668
2018-02-28 16:00 | GB | 48993
2018-02-28 17:00 | GB | 48722
2018-02-28 18:00 | GB | 51026
2018-02-28 19:00 | GB | 52512
2018-02-28 20:00 | GB | 51845
2018-02-28 21:00 | GB | 47496
2018-02-28 22:00 | GB | 41295
2018-02-28 23:00 | GB | 38431
2018-03-01 | GB | 36348
2018-03-01 01:00 | GB | 36298
2018-03-01 02:00 | GB | 34484
2018-03-01 03:00 | GB | 33977
2018-03-01 04:00 | GB | 32464
2018-03-01 05:00 | GB | 32248
2018-03-01 06:00 | GB | 38818
2018-03-01 07:00 | GB | 43433
2018-03-01 08:00 | GB | 47661
2018-03-01 09:00 | GB | 52096
2018-03-01 10:00 | GB | 53861
2018-03-01 11:00 | GB | 55122
2018-03-01 12:00 | GB | 55418
2018-03-01 13:00 | GB | 55523
2018-03-01 14:00 | GB | 54385
2018-03-01 15:00 | GB | 53578
2018-03-01 16:00 | GB | 53879
2018-03-01 17:00 | GB | 54354
2018-03-01 18:00 | GB | 56425
2018-03-01 19:00 | GB | 54497
2018-03-01 20:00 | GB | 51123
2018-03-01 21:00 | GB | 47404
2018-03-01 22:00 | GB | 40897
2018-03-01 23:00 | GB | 37432
2018-03-02 | GB | 36032
2018-03-02 01:00 | GB | 35770
2018-03-02 02:00 | GB | 34756
2018-03-02 03:00 | GB | 34493
2018-03-02 04:00 | GB | 34147
2018-03-02 05:00 | GB | 33969
2018-03-02 06:00 | GB | 38823
2018-03-02 07:00 | GB | 44177
2018-03-02 08:00 | GB | 49034
2018-03-02 09:00 | GB | 52828
2018-03-02 10:00 | GB | 54540
2018-03-02 11:00 | GB | 54924
2018-03-02 12:00 | GB | 55374
2018-03-02 13:00 | GB | 54308
2018-03-02 14:00 | GB | 53807
2018-03-02 15:00 | GB | 52698
2018-03-02 16:00 | GB | 52054
2018-03-02 17:00 | GB | 53996
2018-03-02 18:00 | GB | 55779
2018-03-02 19:00 | GB | 53767
2018-03-02 20:00 | GB | 50623
2018-03-02 21:00 | GB | 46579
2018-03-02 22:00 | GB | 41128
2018-03-02 23:00 | GB | 37856
2018-03-03 | GB | 36054
2018-03-03 01:00 | GB | 36286
2018-03-03 02:00 | GB | 34743
2018-03-03 03:00 | GB | 34497
2018-03-03 04:00 | GB | 33630
2018-03-03 05:00 | GB | 33658
2018-03-03 06:00 | GB | 35464
2018-03-03 07:00 | GB | 37365
2018-03-03 08:00 | GB | 41156
2018-03-03 09:00 | GB | 46339
2018-03-03 10:00 | GB | 48302
2018-03-03 11:00 | GB | 48875
2018-03-03 12:00 | GB | 49262
2018-03-03 13:00 | GB | 48676
2018-03-03 14:00 | GB | 47827
2018-03-03 15:00 | GB | 47158
2018-03-03 16:00 | GB | 47582
2018-03-03 17:00 | GB | 49970
2018-03-03 18:00 | GB | 51859
2018-03-03 19:00 | GB | 49964
2018-03-03 20:00 | GB | 46926
2018-03-03 21:00 | GB | 44272
2018-03-03 22:00 | GB | 41040
2018-03-03 23:00 | GB | 37157
2018-03-04 | GB | 35170
2018-03-04 01:00 | GB | 35320
2018-03-04 02:00 | GB | 33694
2018-03-04 03:00 | GB | 32748
2018-03-04 04:00 | GB | 31765
2018-03-04 05:00 | GB | 31444
2018-03-04 06:00 | GB | 32565
2018-03-04 07:00 | GB | 34473
2018-03-04 08:00 | GB | 37363
2018-03-04 09:00 | GB | 40992
2018-03-04 10:00 | GB | 43735
2018-03-04 11:00 | GB | 45177
2018-03-04 12:00 | GB | 46584
2018-03-04 13:00 | GB | 46738
2018-03-04 14:00 | GB | 46411
2018-03-04 15:00 | GB | 46202
2018-03-04 16:00 | GB | 46528
2018-03-04 17:00 | GB | 47942
2018-03-04 18:00 | GB | 49961
2018-03-04 19:00 | GB | 48585
2018-03-04 20:00 | GB | 46076
2018-03-04 21:00 | GB | 42902
2018-03-04 22:00 | GB | 39314
2018-03-04 23:00 | GB | 35140
2018-03-05 | GB | 33077
2018-03-05 01:00 | GB | 33847
2018-03-05 02:00 | GB | 32711
2018-03-05 03:00 | GB | 32321
2018-03-05 04:00 | GB | 31832
2018-03-05 05:00 | GB | 32725
2018-03-05 06:00 | GB | 37446
2018-03-05 07:00 | GB | 43926
2018-03-05 08:00 | GB | 46520
2018-03-05 09:00 | GB | 48262
2018-03-05 10:00 | GB | 48232
2018-03-05 11:00 | GB | 48728
2018-03-05 12:00 | GB | 49281
2018-03-05 13:00 | GB | 49384
2018-03-05 14:00 | GB | 48911
2018-03-05 15:00 | GB | 48022
2018-03-05 16:00 | GB | 49270
2018-03-05 17:00 | GB | 50763
2018-03-05 18:00 | GB | 52841
2018-03-05 19:00 | GB | 51791
2018-03-05 20:00 | GB | 48504
2018-03-05 21:00 | GB | 44682
2018-03-05 22:00 | GB | 39707
2018-03-05 23:00 | GB | 35242
2018-03-06 | GB | 32691
2018-03-06 01:00 | GB | 32027
2018-03-06 02:00 | GB | 30893
2018-03-06 03:00 | GB | 30636
2018-03-06 04:00 | GB | 30093
2018-03-06 05:00 | GB | 31177
2018-03-06 06:00 | GB | 37199
2018-03-06 07:00 | GB | 43008
2018-03-06 08:00 | GB | 46052
2018-03-06 09:00 | GB | 47722
2018-03-06 10:00 | GB | 47581
2018-03-06 11:00 | GB | 48031
2018-03-06 12:00 | GB | 47926
2018-03-06 13:00 | GB | 47218
2018-03-06 14:00 | GB | 47385
2018-03-06 15:00 | GB | 46907
2018-03-06 16:00 | GB | 47622
2018-03-06 17:00 | GB | 49481
2018-03-06 18:00 | GB | 52213
2018-03-06 19:00 | GB | 51616
2018-03-06 20:00 | GB | 49269
2018-03-06 21:00 | GB | 45542
2018-03-06 22:00 | GB | 40843
2018-03-06 23:00 | GB | 36632
2018-03-07 | GB | 35100
2018-03-07 01:00 | GB | 34030
2018-03-07 02:00 | GB | 32977
2018-03-07 03:00 | GB | 32299
2018-03-07 04:00 | GB | 31576
2018-03-07 05:00 | GB | 32582
2018-03-07 06:00 | GB | 37891
2018-03-07 07:00 | GB | 44759
2018-03-07 08:00 | GB | 47718
2018-03-07 09:00 | GB | 48732
2018-03-07 10:00 | GB | 48642
2018-03-07 11:00 | GB | 48476
2018-03-07 12:00 | GB | 46922
2018-03-07 13:00 | GB | 46422
2018-03-07 14:00 | GB | 45726
2018-03-07 15:00 | GB | 44585
2018-03-07 16:00 | GB | 45409
2018-03-07 17:00 | GB | 47064
2018-03-07 18:00 | GB | 49742
2018-03-07 19:00 | GB | 49794
2018-03-07 20:00 | GB | 47391
2018-03-07 21:00 | GB | 43926
2018-03-07 22:00 | GB | 39569
2018-03-07 23:00 | GB | 35267
2018-03-08 | GB | 32706
2018-03-08 01:00 | GB | 33148
2018-03-08 02:00 | GB | 32016
2018-03-08 03:00 | GB | 31455
2018-03-08 04:00 | GB | 30826
2018-03-08 05:00 | GB | 31622
2018-03-08 06:00 | GB | 37132
2018-03-08 07:00 | GB | 43657
2018-03-08 08:00 | GB | 45472
2018-03-08 09:00 | GB | 47357
2018-03-08 10:00 | GB | 47629
2018-03-08 11:00 | GB | 47826
2018-03-08 12:00 | GB | 47929
2018-03-08 13:00 | GB | 47208
2018-03-08 14:00 | GB | 45931
2018-03-08 15:00 | GB | 44652
2018-03-08 16:00 | GB | 45799
2018-03-08 17:00 | GB | 47910
2018-03-08 18:00 | GB | 50374
2018-03-08 19:00 | GB | 50200
2018-03-08 20:00 | GB | 47820
2018-03-08 21:00 | GB | 44266
2018-03-08 22:00 | GB | 39497
2018-03-08 23:00 | GB | 35350
2018-03-09 | GB | 32831
2018-03-09 01:00 | GB | 32770
2018-03-09 02:00 | GB | 31677
2018-03-09 03:00 | GB | 31163
2018-03-09 04:00 | GB | 30556
2018-03-09 05:00 | GB | 31497
2018-03-09 06:00 | GB | 36855
2018-03-09 07:00 | GB | 43269
2018-03-09 08:00 | GB | 45904
2018-03-09 09:00 | GB | 47243
2018-03-09 10:00 | GB | 47479
2018-03-09 11:00 | GB | 47328
2018-03-09 12:00 | GB | 47289
2018-03-09 13:00 | GB | 46687
2018-03-09 14:00 | GB | 46135
2018-03-09 15:00 | GB | 45514
2018-03-09 16:00 | GB | 46452
2018-03-09 17:00 | GB | 48039
2018-03-09 18:00 | GB | 49729
2018-03-09 19:00 | GB | 48702
2018-03-09 20:00 | GB | 45984
2018-03-09 21:00 | GB | 42635
2018-03-09 22:00 | GB | 38638
2018-03-09 23:00 | GB | 35004
2018-03-10 | GB | 32274
2018-03-10 01:00 | GB | 31845
2018-03-10 02:00 | GB | 30234
2018-03-10 03:00 | GB | 29345
2018-03-10 04:00 | GB | 28199
2018-03-10 05:00 | GB | 28148
2018-03-10 06:00 | GB | 30709
2018-03-10 07:00 | GB | 34174
2018-03-10 08:00 | GB | 37711
2018-03-10 09:00 | GB | 41109
2018-03-10 10:00 | GB | 41900
2018-03-10 11:00 | GB | 41933
2018-03-10 12:00 | GB | 41950
2018-03-10 13:00 | GB | 41345
2018-03-10 14:00 | GB | 40338
2018-03-10 15:00 | GB | 39956
2018-03-10 16:00 | GB | 39967
2018-03-10 17:00 | GB | 41321
2018-03-10 18:00 | GB | 43150
2018-03-10 19:00 | GB | 43439
2018-03-10 20:00 | GB | 41175
2018-03-10 21:00 | GB | 38703
2018-03-10 22:00 | GB | 35897
2018-03-10 23:00 | GB | 33142
2018-03-11 | GB | 30826
2018-03-11 01:00 | GB | 30383
2018-03-11 02:00 | GB | 28927
2018-03-11 03:00 | GB | 27976
2018-03-11 04:00 | GB | 27011
2018-03-11 05:00 | GB | 27075
2018-03-11 06:00 | GB | 28195
2018-03-11 07:00 | GB | 30565
2018-03-11 08:00 | GB | 34164
2018-03-11 09:00 | GB | 37396
2018-03-11 10:00 | GB | 39765
2018-03-11 11:00 | GB | 40163
2018-03-11 12:00 | GB | 40210
2018-03-11 13:00 | GB | 39802
2018-03-11 14:00 | GB | 39401
2018-03-11 15:00 | GB | 38855
2018-03-11 16:00 | GB | 39459
2018-03-11 17:00 | GB | 40775
2018-03-11 18:00 | GB | 42805
2018-03-11 19:00 | GB | 43017
2018-03-11 20:00 | GB | 41350
2018-03-11 21:00 | GB | 38704
2018-03-11 22:00 | GB | 35363
2018-03-11 23:00 | GB | 31531
2018-03-12 | GB | 29507
2018-03-12 01:00 | GB | 29794
2018-03-12 02:00 | GB | 28544
2018-03-12 03:00 | GB | 27846
2018-03-12 04:00 | GB | 27295
2018-03-12 05:00 | GB | 28362
2018-03-12 06:00 | GB | 33723
2018-03-12 07:00 | GB | 40407
2018-03-12 08:00 | GB | 43756
2018-03-12 09:00 | GB | 45869
2018-03-12 10:00 | GB | 46623
2018-03-12 11:00 | GB | 47098
2018-03-12 12:00 | GB | 47570
2018-03-12 13:00 | GB | 47198
2018-03-12 14:00 | GB | 46802
2018-03-12 15:00 | GB | 45932
2018-03-12 16:00 | GB | 47253
2018-03-12 17:00 | GB | 48670
2018-03-12 18:00 | GB | 50053
2018-03-12 19:00 | GB | 49025
2018-03-12 20:00 | GB | 46923
2018-03-12 21:00 | GB | 43182
2018-03-12 22:00 | GB | 38731
2018-03-12 23:00 | GB | 34198
2018-03-13 | GB | 31808
2018-03-13 01:00 | GB | 32174
2018-03-13 02:00 | GB | 30779
2018-03-13 03:00 | GB | 29985
2018-03-13 04:00 | GB | 29305
2018-03-13 05:00 | GB | 30253
2018-03-13 06:00 | GB | 35910
2018-03-13 07:00 | GB | 42172
2018-03-13 08:00 | GB | 44053
2018-03-13 09:00 | GB | 45615
2018-03-13 10:00 | GB | 45834
2018-03-13 11:00 | GB | 45982
2018-03-13 12:00 | GB | 46231
2018-03-13 13:00 | GB | 46215
2018-03-13 14:00 | GB | 45273
2018-03-13 15:00 | GB | 43702
2018-03-13 16:00 | GB | 45020
2018-03-13 17:00 | GB | 46026
2018-03-13 18:00 | GB | 46952
2018-03-13 19:00 | GB | 49833
2018-03-13 20:00 | GB | 46795
2018-03-13 21:00 | GB | 43693
2018-03-13 22:00 | GB | 38984
2018-03-13 23:00 | GB | 34433
2018-03-14 | GB | 31636
2018-03-14 01:00 | GB | 31635
2018-03-14 02:00 | GB | 30327
2018-03-14 03:00 | GB | 29543
2018-03-14 04:00 | GB | 28811
2018-03-14 05:00 | GB | 29499
2018-03-14 06:00 | GB | 34107
2018-03-14 07:00 | GB | 41616
2018-03-14 08:00 | GB | 44489
2018-03-14 09:00 | GB | 44927
2018-03-14 10:00 | GB | 44768
2018-03-14 11:00 | GB | 45051
2018-03-14 12:00 | GB | 45467
2018-03-14 13:00 | GB | 44608
2018-03-14 14:00 | GB | 43265
2018-03-14 15:00 | GB | 43309
2018-03-14 16:00 | GB | 44651
2018-03-14 17:00 | GB | 45680
2018-03-14 18:00 | GB | 48481
2018-03-14 19:00 | GB | 48162
2018-03-14 20:00 | GB | 45188
2018-03-14 21:00 | GB | 41395
2018-03-14 22:00 | GB | 37177
2018-03-14 23:00 | GB | 32053
2018-03-15 | GB | 29453
2018-03-15 01:00 | GB | 29432
2018-03-15 02:00 | GB | 28243
2018-03-15 03:00 | GB | 27925
2018-03-15 04:00 | GB | 27279
2018-03-15 05:00 | GB | 28663
2018-03-15 06:00 | GB | 34349
2018-03-15 07:00 | GB | 40898
2018-03-15 08:00 | GB | 43860
2018-03-15 09:00 | GB | 45129
2018-03-15 10:00 | GB | 45397
2018-03-15 11:00 | GB | 46025
2018-03-15 12:00 | GB | 46191
2018-03-15 13:00 | GB | 45058
2018-03-15 14:00 | GB | 44666
2018-03-15 15:00 | GB | 43604
2018-03-15 16:00 | GB | 44597
2018-03-15 17:00 | GB | 45761
2018-03-15 18:00 | GB | 47428
2018-03-15 19:00 | GB | 47713
2018-03-15 20:00 | GB | 45669
2018-03-15 21:00 | GB | 41955
2018-03-15 22:00 | GB | 37495
2018-03-15 23:00 | GB | 33849
2018-03-16 | GB | 31540
2018-03-16 01:00 | GB | 30951
2018-03-16 02:00 | GB | 29405
2018-03-16 03:00 | GB | 28654
2018-03-16 04:00 | GB | 27965
2018-03-16 05:00 | GB | 28681
2018-03-16 06:00 | GB | 33536
2018-03-16 07:00 | GB | 39648
2018-03-16 08:00 | GB | 42093
2018-03-16 09:00 | GB | 42825
2018-03-16 10:00 | GB | 43097
2018-03-16 11:00 | GB | 43330
2018-03-16 12:00 | GB | 43857
2018-03-16 13:00 | GB | 43551
2018-03-16 14:00 | GB | 42880
2018-03-16 15:00 | GB | 41578
2018-03-16 16:00 | GB | 42648
2018-03-16 17:00 | GB | 43936
2018-03-16 18:00 | GB | 45864
2018-03-16 19:00 | GB | 45600
2018-03-16 20:00 | GB | 44219
2018-03-16 21:00 | GB | 40982
2018-03-16 22:00 | GB | 36487
2018-03-16 23:00 | GB | 33798
2018-03-17 | GB | 31823
2018-03-17 01:00 | GB | 31001
2018-03-17 02:00 | GB | 28955
2018-03-17 03:00 | GB | 27931
2018-03-17 04:00 | GB | 27379
2018-03-17 05:00 | GB | 26862
2018-03-17 06:00 | GB | 29126
2018-03-17 07:00 | GB | 32352
2018-03-17 08:00 | GB | 34174
2018-03-17 09:00 | GB | 42280
2018-03-17 10:00 | GB | 44108
2018-03-17 11:00 | GB | 45106
2018-03-17 12:00 | GB | 45623
2018-03-17 13:00 | GB | 45220
2018-03-17 14:00 | GB | 44666
2018-03-17 15:00 | GB | 43992
2018-03-17 16:00 | GB | 43834
2018-03-17 17:00 | GB | 45251
2018-03-17 18:00 | GB | 47007
2018-03-17 19:00 | GB | 46724
2018-03-17 20:00 | GB | 44355
2018-03-17 21:00 | GB | 41793
2018-03-17 22:00 | GB | 38764
2018-03-17 23:00 | GB | 35492
2018-03-18 | GB | 34382
2018-03-18 01:00 | GB | 34228
2018-03-18 02:00 | GB | 31665
2018-03-18 03:00 | GB | 30477
2018-03-18 04:00 | GB | 29751
2018-03-18 05:00 | GB | 29014
2018-03-18 06:00 | GB | 29069
2018-03-18 07:00 | GB | 32039
2018-03-18 08:00 | GB | 34000
2018-03-18 09:00 | GB | 40560
2018-03-18 10:00 | GB | 43842
2018-03-18 11:00 | GB | 45802
2018-03-18 12:00 | GB | 47078
2018-03-18 13:00 | GB | 47349
2018-03-18 14:00 | GB | 47119
2018-03-18 15:00 | GB | 46873
2018-03-18 16:00 | GB | 46955
2018-03-18 17:00 | GB | 47974
2018-03-18 18:00 | GB | 48330
2018-03-18 19:00 | GB | 47423
2018-03-18 20:00 | GB | 45605
2018-03-18 21:00 | GB | 42515
2018-03-18 22:00 | GB | 40385
2018-03-18 23:00 | GB | 35234
2018-03-19 | GB | 33667
2018-03-19 01:00 | GB | 32938
2018-03-19 02:00 | GB | 32113
2018-03-19 03:00 | GB | 31813
2018-03-19 04:00 | GB | 30829
2018-03-19 05:00 | GB | 30900
2018-03-19 06:00 | GB | 33116
2018-03-19 07:00 | GB | 40881
2018-03-19 08:00 | GB | 44814
2018-03-19 09:00 | GB | 48088
2018-03-19 10:00 | GB | 49952
2018-03-19 11:00 | GB | 52082
2018-03-19 12:00 | GB | 52112
2018-03-19 13:00 | GB | 50922
2018-03-19 14:00 | GB | 49613
2018-03-19 15:00 | GB | 47914
2018-03-19 16:00 | GB | 48641
2018-03-19 17:00 | GB | 50092
2018-03-19 18:00 | GB | 51206
2018-03-19 19:00 | GB | 52809
2018-03-19 20:00 | GB | 50139
2018-03-19 21:00 | GB | 46324
2018-03-19 22:00 | GB | 41437
2018-03-19 23:00 | GB | 37134
2018-03-20 | GB | 35648
2018-03-20 01:00 | GB | 34574
2018-03-20 02:00 | GB | 33486
2018-03-20 03:00 | GB | 32695
2018-03-20 04:00 | GB | 32115
2018-03-20 05:00 | GB | 32766
2018-03-20 06:00 | GB | 36490
2018-03-20 07:00 | GB | 42932
2018-03-20 08:00 | GB | 46658
2018-03-20 09:00 | GB | 47924
2018-03-20 10:00 | GB | 48873
2018-03-20 11:00 | GB | 49050
2018-03-20 12:00 | GB | 48723
2018-03-20 13:00 | GB | 48226
2018-03-20 14:00 | GB | 47396
2018-03-20 15:00 | GB | 46428
2018-03-20 16:00 | GB | 47425
2018-03-20 17:00 | GB | 48585
2018-03-20 18:00 | GB | 49997
2018-03-20 19:00 | GB | 51775
2018-03-20 20:00 | GB | 49486
2018-03-20 21:00 | GB | 45716
2018-03-20 22:00 | GB | 40822
2018-03-20 23:00 | GB | 36703
2018-03-21 | GB | 34990
2018-03-21 01:00 | GB | 34188
2018-03-21 02:00 | GB | 33100
2018-03-21 03:00 | GB | 32757
2018-03-21 04:00 | GB | 32115
2018-03-21 05:00 | GB | 31717
2018-03-21 06:00 | GB | 35299
2018-03-21 07:00 | GB | 43177
2018-03-21 08:00 | GB | 45445
2018-03-21 09:00 | GB | 46186
2018-03-21 10:00 | GB | 44652
2018-03-21 11:00 | GB | 44930
2018-03-21 12:00 | GB | 44719
2018-03-21 13:00 | GB | 44187
2018-03-21 14:00 | GB | 44095
2018-03-21 15:00 | GB | 43434
2018-03-21 16:00 | GB | 43466
2018-03-21 17:00 | GB | 45549
2018-03-21 18:00 | GB | 47442
2018-03-21 19:00 | GB | 49246
2018-03-21 20:00 | GB | 45968
2018-03-21 21:00 | GB | 43030
2018-03-21 22:00 | GB | 37111
2018-03-21 23:00 | GB | 33572
2018-03-22 | GB | 32055
2018-03-22 01:00 | GB | 31133
2018-03-22 02:00 | GB | 30138
2018-03-22 03:00 | GB | 29489
2018-03-22 04:00 | GB | 29013
2018-03-22 05:00 | GB | 27951
2018-03-22 06:00 | GB | 31701
2018-03-22 07:00 | GB | 38203
2018-03-22 08:00 | GB | 40988
2018-03-22 09:00 | GB | 41997
2018-03-22 10:00 | GB | 41455
2018-03-22 11:00 | GB | 41889
2018-03-22 12:00 | GB | 42269
2018-03-22 13:00 | GB | 42200
2018-03-22 14:00 | GB | 42567
2018-03-22 15:00 | GB | 41060
2018-03-22 16:00 | GB | 41705
2018-03-22 17:00 | GB | 43634
2018-03-22 18:00 | GB | 44879
2018-03-22 19:00 | GB | 47644
2018-03-22 20:00 | GB | 44991
2018-03-22 21:00 | GB | 42082
2018-03-22 22:00 | GB | 37458
2018-03-22 23:00 | GB | 33581
2018-03-23 | GB | 32013
2018-03-23 01:00 | GB | 30773
2018-03-23 02:00 | GB | 28987
2018-03-23 03:00 | GB | 28164
2018-03-23 04:00 | GB | 27523
2018-03-23 05:00 | GB | 27224
2018-03-23 06:00 | GB | 31199
2018-03-23 07:00 | GB | 37293
2018-03-23 08:00 | GB | 40090
2018-03-23 09:00 | GB | 41220
2018-03-23 10:00 | GB | 41469
2018-03-23 11:00 | GB | 41949
2018-03-23 12:00 | GB | 42570
2018-03-23 13:00 | GB | 42863
2018-03-23 14:00 | GB | 42369
2018-03-23 15:00 | GB | 40369
2018-03-23 16:00 | GB | 40250
2018-03-23 17:00 | GB | 42762
2018-03-23 18:00 | GB | 45300
2018-03-23 19:00 | GB | 46310
2018-03-23 20:00 | GB | 44120
2018-03-23 21:00 | GB | 40875
2018-03-23 22:00 | GB | 37184
2018-03-23 23:00 | GB | 33761
2018-03-24 | GB | 32547
2018-03-24 01:00 | GB | 31133
2018-03-24 02:00 | GB | 29409
2018-03-24 03:00 | GB | 28638
2018-03-24 04:00 | GB | 27650
2018-03-24 05:00 | GB | 27742
2018-03-24 06:00 | GB | 30132
2018-03-24 07:00 | GB | 33880
2018-03-24 08:00 | GB | 37222
2018-03-24 09:00 | GB | 40536
2018-03-24 10:00 | GB | 40874
2018-03-24 11:00 | GB | 41020
2018-03-24 12:00 | GB | 41391
2018-03-24 13:00 | GB | 40947
2018-03-24 14:00 | GB | 40422
2018-03-24 15:00 | GB | 39514
2018-03-24 16:00 | GB | 39997
2018-03-24 17:00 | GB | 41614
2018-03-24 18:00 | GB | 42642
2018-03-24 19:00 | GB | 43095
2018-03-24 20:00 | GB | 40926
2018-03-24 21:00 | GB | 38240
2018-03-24 22:00 | GB | 35414
2018-03-24 23:00 | GB | 31744
2018-03-25 | GB | 30038
2018-03-25 01:00 | GB | 30322
2018-03-25 02:00 | GB | 28914
2018-03-25 03:00 | GB | 27864
2018-03-25 04:00 | GB | 27324
2018-03-25 05:00 | GB | 27964
2018-03-25 06:00 | GB | 29996
2018-03-25 07:00 | GB | 33180
2018-03-25 08:00 | GB | 35408
2018-03-25 09:00 | GB | 37491
2018-03-25 10:00 | GB | 38485
2018-03-25 11:00 | GB | 39418
2018-03-25 12:00 | GB | 39436
2018-03-25 13:00 | GB | 38344
2018-03-25 14:00 | GB | 37582
2018-03-25 15:00 | GB | 38863
2018-03-25 16:00 | GB | 39788
2018-03-25 17:00 | GB | 40709
2018-03-25 18:00 | GB | 40217
2018-03-25 19:00 | GB | 40993
2018-03-25 20:00 | GB | 39062
2018-03-25 21:00 | GB | 35570
2018-03-25 22:00 | GB | 30883
2018-03-25 23:00 | GB | 27839
2018-03-26 | GB | 27868
2018-03-26 01:00 | GB | 28939
2018-03-26 02:00 | GB | 28680
2018-03-26 03:00 | GB | 28443
2018-03-26 04:00 | GB | 28158
2018-03-26 05:00 | GB | 33018
2018-03-26 06:00 | GB | 40173
2018-03-26 07:00 | GB | 44244
2018-03-26 08:00 | GB | 44657
2018-03-26 09:00 | GB | 44110
2018-03-26 10:00 | GB | 44110
2018-03-26 11:00 | GB | 43869
2018-03-26 12:00 | GB | 43450
2018-03-26 13:00 | GB | 43516
2018-03-26 14:00 | GB | 42961
2018-03-26 15:00 | GB | 43884
2018-03-26 16:00 | GB | 44740
2018-03-26 17:00 | GB | 44355
2018-03-26 18:00 | GB | 44651
2018-03-26 19:00 | GB | 45439
2018-03-26 20:00 | GB | 42289
2018-03-26 21:00 | GB | 36919
2018-03-26 22:00 | GB | 33333
2018-03-26 23:00 | GB | 29237
2018-03-27 | GB | 28448
2018-03-27 01:00 | GB | 29320
2018-03-27 02:00 | GB | 28847
2018-03-27 03:00 | GB | 28531
2018-03-27 04:00 | GB | 28488
2018-03-27 05:00 | GB | 32217
2018-03-27 06:00 | GB | 39333
2018-03-27 07:00 | GB | 43962
2018-03-27 08:00 | GB | 45201
2018-03-27 09:00 | GB | 45445
2018-03-27 10:00 | GB | 45771
2018-03-27 11:00 | GB | 45849
2018-03-27 12:00 | GB | 45081
2018-03-27 13:00 | GB | 44709
2018-03-27 14:00 | GB | 44107
2018-03-27 15:00 | GB | 44782
2018-03-27 16:00 | GB | 45088
2018-03-27 17:00 | GB | 44615
2018-03-27 18:00 | GB | 44884
2018-03-27 19:00 | GB | 44933
2018-03-27 20:00 | GB | 42024
2018-03-27 21:00 | GB | 37566
2018-03-27 22:00 | GB | 33243
2018-03-27 23:00 | GB | 29363
2018-03-28 | GB | 28628
2018-03-28 01:00 | GB | 29806
2018-03-28 02:00 | GB | 29184
2018-03-28 03:00 | GB | 29080
2018-03-28 04:00 | GB | 29832
2018-03-28 05:00 | GB | 34557
2018-03-28 06:00 | GB | 40756
2018-03-28 07:00 | GB | 44543
2018-03-28 08:00 | GB | 45731
2018-03-28 09:00 | GB | 46190
2018-03-28 10:00 | GB | 46613
2018-03-28 11:00 | GB | 47063
2018-03-28 12:00 | GB | 46594
2018-03-28 13:00 | GB | 46049
2018-03-28 14:00 | GB | 45033
2018-03-28 15:00 | GB | 44830
2018-03-28 16:00 | GB | 45366
2018-03-28 17:00 | GB | 44975
2018-03-28 18:00 | GB | 44907
2018-03-28 19:00 | GB | 45931
2018-03-28 20:00 | GB | 43475
2018-03-28 21:00 | GB | 38985
2018-03-28 22:00 | GB | 33954
2018-03-28 23:00 | GB | 30084
2018-03-29 | GB | 29618
2018-03-29 01:00 | GB | 30842
2018-03-29 02:00 | GB | 30059
2018-03-29 03:00 | GB | 29683
2018-03-29 04:00 | GB | 30550
2018-03-29 05:00 | GB | 34811
2018-03-29 06:00 | GB | 40949
2018-03-29 07:00 | GB | 43766
2018-03-29 08:00 | GB | 44111
2018-03-29 09:00 | GB | 44724
2018-03-29 10:00 | GB | 45017
2018-03-29 11:00 | GB | 45459
2018-03-29 12:00 | GB | 44884
2018-03-29 13:00 | GB | 44671
2018-03-29 14:00 | GB | 44567
2018-03-29 15:00 | GB | 44961
2018-03-29 16:00 | GB | 45644
2018-03-29 17:00 | GB | 44973
2018-03-29 18:00 | GB | 44571
2018-03-29 19:00 | GB | 44724
2018-03-29 20:00 | GB | 42053
2018-03-29 21:00 | GB | 38122
2018-03-29 22:00 | GB | 33687
2018-03-29 23:00 | GB | 30214
2018-03-30 | GB | 29677
2018-03-30 01:00 | GB | 30444
2018-03-30 02:00 | GB | 30097
2018-03-30 03:00 | GB | 29526
2018-03-30 04:00 | GB | 29687
2018-03-30 05:00 | GB | 32092
2018-03-30 06:00 | GB | 33629
2018-03-30 07:00 | GB | 36607
2018-03-30 08:00 | GB | 39594
2018-03-30 09:00 | GB | 41376
2018-03-30 10:00 | GB | 41662
2018-03-30 11:00 | GB | 41603
2018-03-30 12:00 | GB | 41318
2018-03-30 13:00 | GB | 40873
2018-03-30 14:00 | GB | 40721
2018-03-30 15:00 | GB | 41150
2018-03-30 16:00 | GB | 42341
2018-03-30 17:00 | GB | 42777
2018-03-30 18:00 | GB | 42590
2018-03-30 19:00 | GB | 42080
2018-03-30 20:00 | GB | 39524
2018-03-30 21:00 | GB | 35923
2018-03-30 22:00 | GB | 32395
2018-03-30 23:00 | GB | 28803
2018-03-31 | GB | 28022
2018-03-31 01:00 | GB | 29024
2018-03-31 02:00 | GB | 28218
2018-03-31 03:00 | GB | 27292
2018-03-31 04:00 | GB | 26857
2018-03-31 05:00 | GB | 28022
2018-03-31 06:00 | GB | 31166
2018-03-31 07:00 | GB | 34821
2018-03-31 08:00 | GB | 38141
2018-03-31 09:00 | GB | 40052
2018-03-31 10:00 | GB | 40711
2018-03-31 11:00 | GB | 40946
2018-03-31 12:00 | GB | 40216
2018-03-31 13:00 | GB | 39276
2018-03-31 14:00 | GB | 38721
2018-03-31 15:00 | GB | 38869
2018-03-31 16:00 | GB | 40248
2018-03-31 17:00 | GB | 40584
2018-03-31 18:00 | GB | 40336
2018-03-31 19:00 | GB | 39952
2018-03-31 20:00 | GB | 37757
2018-03-31 21:00 | GB | 34850
2018-03-31 22:00 | GB | 32321
2018-03-31 23:00 | GB | 29339
2018-04-01 | GB | 28311
2018-04-01 01:00 | GB | 29257
2018-04-01 02:00 | GB | 28876
2018-04-01 03:00 | GB | 28093
2018-04-01 04:00 | GB | 27734
2018-04-01 05:00 | GB | 28227
2018-04-01 06:00 | GB | 30543
2018-04-01 07:00 | GB | 34058
2018-04-01 08:00 | GB | 36465
2018-04-01 09:00 | GB | 38401
2018-04-01 10:00 | GB | 39292
2018-04-01 11:00 | GB | 40311
2018-04-01 12:00 | GB | 39722
2018-04-01 13:00 | GB | 39012
2018-04-01 14:00 | GB | 38664
2018-04-01 15:00 | GB | 39020
2018-04-01 16:00 | GB | 39130
2018-04-01 17:00 | GB | 38935
2018-04-01 18:00 | GB | 38854
2018-04-01 19:00 | GB | 39977
2018-04-01 20:00 | GB | 38437
2018-04-01 21:00 | GB | 35735
2018-04-01 22:00 | GB | 32597
2018-04-01 23:00 | GB | 29725
2018-04-02 | GB | 28620
2018-04-02 01:00 | GB | 29582
2018-04-02 02:00 | GB | 28691
2018-04-02 03:00 | GB | 27768
2018-04-02 04:00 | GB | 27409
2018-04-02 05:00 | GB | 28847
2018-04-02 06:00 | GB | 31189
2018-04-02 07:00 | GB | 34568
2018-04-02 08:00 | GB | 37464
2018-04-02 09:00 | GB | 39627
2018-04-02 10:00 | GB | 40998
2018-04-02 11:00 | GB | 41735
2018-04-02 12:00 | GB | 41356
2018-04-02 13:00 | GB | 40879
2018-04-02 14:00 | GB | 40489
2018-04-02 15:00 | GB | 40570
2018-04-02 16:00 | GB | 42081
2018-04-02 17:00 | GB | 42245
2018-04-02 18:00 | GB | 41622
2018-04-02 19:00 | GB | 41606
2018-04-02 20:00 | GB | 38897
2018-04-02 21:00 | GB | 34559
2018-04-02 22:00 | GB | 30883
2018-04-02 23:00 | GB | 27677
2018-04-03 | GB | 27606
2018-04-03 01:00 | GB | 28902
2018-04-03 02:00 | GB | 28290
2018-04-03 03:00 | GB | 27646
2018-04-03 04:00 | GB | 28270
2018-04-03 05:00 | GB | 32828
2018-04-03 06:00 | GB | 36972
2018-04-03 07:00 | GB | 41166
2018-04-03 08:00 | GB | 43048
2018-04-03 09:00 | GB | 43301
2018-04-03 10:00 | GB | 43595
2018-04-03 11:00 | GB | 43844
2018-04-03 12:00 | GB | 43371
2018-04-03 13:00 | GB | 42868
2018-04-03 14:00 | GB | 42289
2018-04-03 15:00 | GB | 42488
2018-04-03 16:00 | GB | 43674
2018-04-03 17:00 | GB | 43726
2018-04-03 18:00 | GB | 43150
2018-04-03 19:00 | GB | 43779
2018-04-03 20:00 | GB | 41332
2018-04-03 21:00 | GB | 37282
2018-04-03 22:00 | GB | 33221
2018-04-03 23:00 | GB | 29477
2018-04-04 | GB | 28549
2018-04-04 01:00 | GB | 29611
2018-04-04 02:00 | GB | 29066
2018-04-04 03:00 | GB | 28575
2018-04-04 04:00 | GB | 29161
2018-04-04 05:00 | GB | 33590
2018-04-04 06:00 | GB | 38237
2018-04-04 07:00 | GB | 42791
2018-04-04 08:00 | GB | 43457
2018-04-04 09:00 | GB | 44837
2018-04-04 10:00 | GB | 45064
2018-04-04 11:00 | GB | 46226
2018-04-04 12:00 | GB | 45399
2018-04-04 13:00 | GB | 44237
2018-04-04 14:00 | GB | 43760
2018-04-04 15:00 | GB | 43258
2018-04-04 16:00 | GB | 44540
2018-04-04 17:00 | GB | 44130
2018-04-04 18:00 | GB | 44441
2018-04-04 19:00 | GB | 44199
2018-04-04 20:00 | GB | 41425
2018-04-04 21:00 | GB | 37308
2018-04-04 22:00 | GB | 32969
2018-04-04 23:00 | GB | 29199
2018-04-05 | GB | 27783
2018-04-05 01:00 | GB | 29504
2018-04-05 02:00 | GB | 28847
2018-04-05 03:00 | GB | 28900
2018-04-05 04:00 | GB | 29603
2018-04-05 05:00 | GB | 34143
2018-04-05 06:00 | GB | 39508
2018-04-05 07:00 | GB | 43070
2018-04-05 08:00 | GB | 44034
2018-04-05 09:00 | GB | 43590
2018-04-05 10:00 | GB | 43814
2018-04-05 11:00 | GB | 44160
2018-04-05 12:00 | GB | 43326
2018-04-05 13:00 | GB | 42358
2018-04-05 14:00 | GB | 41546
2018-04-05 15:00 | GB | 42154
2018-04-05 16:00 | GB | 43444
2018-04-05 17:00 | GB | 43700
2018-04-05 18:00 | GB | 43521
2018-04-05 19:00 | GB | 44089
2018-04-05 20:00 | GB | 41978
2018-04-05 21:00 | GB | 37806
2018-04-05 22:00 | GB | 33293
2018-04-05 23:00 | GB | 29217
2018-04-06 | GB | 28188
2018-04-06 01:00 | GB | 29089
2018-04-06 02:00 | GB | 28416
2018-04-06 03:00 | GB | 27786
2018-04-06 04:00 | GB | 28123
2018-04-06 05:00 | GB | 31235
2018-04-06 06:00 | GB | 37667
2018-04-06 07:00 | GB | 42511
2018-04-06 08:00 | GB | 43916
2018-04-06 09:00 | GB | 44033
2018-04-06 10:00 | GB | 43670
2018-04-06 11:00 | GB | 43265
2018-04-06 12:00 | GB | 41613
2018-04-06 13:00 | GB | 40725
2018-04-06 14:00 | GB | 39867
2018-04-06 15:00 | GB | 39743
2018-04-06 16:00 | GB | 40569
2018-04-06 17:00 | GB | 41015
2018-04-06 18:00 | GB | 40681
2018-04-06 19:00 | GB | 40923
2018-04-06 20:00 | GB | 39002
2018-04-06 21:00 | GB | 35707
2018-04-06 22:00 | GB | 31572
2018-04-06 23:00 | GB | 28847
2018-04-07 | GB | 27907
2018-04-07 01:00 | GB | 28287
2018-04-07 02:00 | GB | 27449
2018-04-07 03:00 | GB | 26908
2018-04-07 04:00 | GB | 27106
2018-04-07 05:00 | GB | 29474
2018-04-07 06:00 | GB | 32090
2018-04-07 07:00 | GB | 35322
2018-04-07 08:00 | GB | 38022
2018-04-07 09:00 | GB | 39118
2018-04-07 10:00 | GB | 39568
2018-04-07 11:00 | GB | 39281
2018-04-07 12:00 | GB | 37988
2018-04-07 13:00 | GB | 36848
2018-04-07 14:00 | GB | 36043
2018-04-07 15:00 | GB | 36472
2018-04-07 16:00 | GB | 38092
2018-04-07 17:00 | GB | 38234
2018-04-07 18:00 | GB | 37991
2018-04-07 19:00 | GB | 38474
2018-04-07 20:00 | GB | 36732
2018-04-07 21:00 | GB | 34032
2018-04-07 22:00 | GB | 31205
2018-04-07 23:00 | GB | 27753
2018-04-08 | GB | 26856
2018-04-08 01:00 | GB | 27222
2018-04-08 02:00 | GB | 26428
2018-04-08 03:00 | GB | 25778
2018-04-08 04:00 | GB | 25687
2018-04-08 05:00 | GB | 26451
2018-04-08 06:00 | GB | 28537
2018-04-08 07:00 | GB | 32038
2018-04-08 08:00 | GB | 34633
2018-04-08 09:00 | GB | 36924
2018-04-08 10:00 | GB | 38119
2018-04-08 11:00 | GB | 38812
2018-04-08 12:00 | GB | 38585
2018-04-08 13:00 | GB | 38079
2018-04-08 14:00 | GB | 37515
2018-04-08 15:00 | GB | 38105
2018-04-08 16:00 | GB | 38866
2018-04-08 17:00 | GB | 38939
2018-04-08 18:00 | GB | 38535
2018-04-08 19:00 | GB | 38547
2018-04-08 20:00 | GB | 37327
2018-04-08 21:00 | GB | 34352
2018-04-08 22:00 | GB | 30556
2018-04-08 23:00 | GB | 27281
2018-04-09 | GB | 26547
2018-04-09 01:00 | GB | 27687
2018-04-09 02:00 | GB | 26998
2018-04-09 03:00 | GB | 26731
2018-04-09 04:00 | GB | 27875
2018-04-09 05:00 | GB | 31669
2018-04-09 06:00 | GB | 37549
2018-04-09 07:00 | GB | 41833
2018-04-09 08:00 | GB | 43203
2018-04-09 09:00 | GB | 43825
2018-04-09 10:00 | GB | 44161
2018-04-09 11:00 | GB | 44114
2018-04-09 12:00 | GB | 43566
2018-04-09 13:00 | GB | 43019
2018-04-09 14:00 | GB | 42807
2018-04-09 15:00 | GB | 43327
2018-04-09 16:00 | GB | 44144
2018-04-09 17:00 | GB | 44073
2018-04-09 18:00 | GB | 43630
2018-04-09 19:00 | GB | 43087
2018-04-09 20:00 | GB | 40794
2018-04-09 21:00 | GB | 36728
2018-04-09 22:00 | GB | 32424
2018-04-09 23:00 | GB | 28241
2018-04-10 | GB | 28006
2018-04-10 01:00 | GB | 28793
2018-04-10 02:00 | GB | 28069
2018-04-10 03:00 | GB | 27733
2018-04-10 04:00 | GB | 28478
2018-04-10 05:00 | GB | 33111
2018-04-10 06:00 | GB | 37865
2018-04-10 07:00 | GB | 42141
2018-04-10 08:00 | GB | 43819
2018-04-10 09:00 | GB | 44531
2018-04-10 10:00 | GB | 45223
2018-04-10 11:00 | GB | 45382
2018-04-10 12:00 | GB | 44928
2018-04-10 13:00 | GB | 44409
2018-04-10 14:00 | GB | 44068
2018-04-10 15:00 | GB | 44574
2018-04-10 16:00 | GB | 45425
2018-04-10 17:00 | GB | 44876
2018-04-10 18:00 | GB | 44366
2018-04-10 19:00 | GB | 44302
2018-04-10 20:00 | GB | 41813
2018-04-10 21:00 | GB | 37831
2018-04-10 22:00 | GB | 33237
2018-04-10 23:00 | GB | 29288
2018-04-11 | GB | 28818
2018-04-11 01:00 | GB | 29595
2018-04-11 02:00 | GB | 28751
2018-04-11 03:00 | GB | 28063
2018-04-11 04:00 | GB | 28745
2018-04-11 05:00 | GB | 33003
2018-04-11 06:00 | GB | 38711
2018-04-11 07:00 | GB | 42295
2018-04-11 08:00 | GB | 43405
2018-04-11 09:00 | GB | 43667
2018-04-11 10:00 | GB | 44310
2018-04-11 11:00 | GB | 44528
2018-04-11 12:00 | GB | 44200
2018-04-11 13:00 | GB | 43795
2018-04-11 14:00 | GB | 43352
2018-04-11 15:00 | GB | 44097
2018-04-11 16:00 | GB | 45027
2018-04-11 17:00 | GB | 44540
2018-04-11 18:00 | GB | 44156
2018-04-11 19:00 | GB | 44154
2018-04-11 20:00 | GB | 41465
2018-04-11 21:00 | GB | 37188
2018-04-11 22:00 | GB | 32849
2018-04-11 23:00 | GB | 29167
2018-04-12 | GB | 28930
2018-04-12 01:00 | GB | 29751
2018-04-12 02:00 | GB | 28986
2018-04-12 03:00 | GB | 28490
2018-04-12 04:00 | GB | 29103
2018-04-12 05:00 | GB | 33270
2018-04-12 06:00 | GB | 39087
2018-04-12 07:00 | GB | 43206
2018-04-12 08:00 | GB | 44580
2018-04-12 09:00 | GB | 44762
2018-04-12 10:00 | GB | 45448
2018-04-12 11:00 | GB | 45749
2018-04-12 12:00 | GB | 45538
2018-04-12 13:00 | GB | 45079
2018-04-12 14:00 | GB | 43901
2018-04-12 15:00 | GB | 44307
2018-04-12 16:00 | GB | 44883
2018-04-12 17:00 | GB | 44857
2018-04-12 18:00 | GB | 44450
2018-04-12 19:00 | GB | 44206
2018-04-12 20:00 | GB | 41858
2018-04-12 21:00 | GB | 37932
2018-04-12 22:00 | GB | 33185
2018-04-12 23:00 | GB | 29583
2018-04-13 | GB | 29229
2018-04-13 01:00 | GB | 30054
2018-04-13 02:00 | GB | 29275
2018-04-13 03:00 | GB | 28678
2018-04-13 04:00 | GB | 29507
2018-04-13 05:00 | GB | 33938
2018-04-13 06:00 | GB | 38286
2018-04-13 07:00 | GB | 43145
2018-04-13 08:00 | GB | 43851
2018-04-13 09:00 | GB | 43894
2018-04-13 10:00 | GB | 44849
2018-04-13 11:00 | GB | 44649
2018-04-13 12:00 | GB | 43590
2018-04-13 13:00 | GB | 43350
2018-04-13 14:00 | GB | 42842
2018-04-13 15:00 | GB | 42688
2018-04-13 16:00 | GB | 43253
2018-04-13 17:00 | GB | 42734
2018-04-13 18:00 | GB | 42109
2018-04-13 19:00 | GB | 41892
2018-04-13 20:00 | GB | 39896
2018-04-13 21:00 | GB | 36514
2018-04-13 22:00 | GB | 32825
2018-04-13 23:00 | GB | 28677
2018-04-14 | GB | 28098
2018-04-14 01:00 | GB | 28225
2018-04-14 02:00 | GB | 27745
2018-04-14 03:00 | GB | 26813
2018-04-14 04:00 | GB | 27072
2018-04-14 05:00 | GB | 29163
2018-04-14 06:00 | GB | 32717
2018-04-14 07:00 | GB | 36333
2018-04-14 08:00 | GB | 38287
2018-04-14 09:00 | GB | 38877
2018-04-14 10:00 | GB | 38931
2018-04-14 11:00 | GB | 38502
2018-04-14 12:00 | GB | 38005
2018-04-14 13:00 | GB | 36996
2018-04-14 14:00 | GB | 36204
2018-04-14 15:00 | GB | 36149
2018-04-14 16:00 | GB | 37303
2018-04-14 17:00 | GB | 37880
2018-04-14 18:00 | GB | 37407
2018-04-14 19:00 | GB | 37898
2018-04-14 20:00 | GB | 37066
2018-04-14 21:00 | GB | 34665
2018-04-14 22:00 | GB | 31613
2018-04-14 23:00 | GB | 27958
2018-04-15 | GB | 26800
2018-04-15 01:00 | GB | 27122
2018-04-15 02:00 | GB | 26320
2018-04-15 03:00 | GB | 25635
2018-04-15 04:00 | GB | 25446
2018-04-15 05:00 | GB | 25752
2018-04-15 06:00 | GB | 28892
2018-04-15 07:00 | GB | 32091
2018-04-15 08:00 | GB | 35156
2018-04-15 09:00 | GB | 37061
2018-04-15 10:00 | GB | 37628
2018-04-15 11:00 | GB | 38125
2018-04-15 12:00 | GB | 38152
2018-04-15 13:00 | GB | 37501
2018-04-15 14:00 | GB | 37444
2018-04-15 15:00 | GB | 38434
2018-04-15 16:00 | GB | 39943
2018-04-15 17:00 | GB | 39706
2018-04-15 18:00 | GB | 39119
2018-04-15 19:00 | GB | 39383
2018-04-15 20:00 | GB | 38235
2018-04-15 21:00 | GB | 34878
2018-04-15 22:00 | GB | 30407
2018-04-15 23:00 | GB | 27070
2018-04-16 | GB | 25920
2018-04-16 01:00 | GB | 26565
2018-04-16 02:00 | GB | 25949
2018-04-16 03:00 | GB | 25580
2018-04-16 04:00 | GB | 26332
2018-04-16 05:00 | GB | 31156
2018-04-16 06:00 | GB | 37808
2018-04-16 07:00 | GB | 41473
2018-04-16 08:00 | GB | 41685
2018-04-16 09:00 | GB | 41292
2018-04-16 10:00 | GB | 41845
2018-04-16 11:00 | GB | 42467
2018-04-16 12:00 | GB | 41792
2018-04-16 13:00 | GB | 40928
2018-04-16 14:00 | GB | 39732
2018-04-16 15:00 | GB | 40816
2018-04-16 16:00 | GB | 41904
2018-04-16 17:00 | GB | 41156
2018-04-16 18:00 | GB | 40950
2018-04-16 19:00 | GB | 41481
2018-04-16 20:00 | GB | 39795
2018-04-16 21:00 | GB | 35436
2018-04-16 22:00 | GB | 30275
2018-04-16 23:00 | GB | 26394
2018-04-17 | GB | 25091
2018-04-17 01:00 | GB | 25016
2018-04-17 02:00 | GB | 23615
2018-04-17 03:00 | GB | 22795
2018-04-17 04:00 | GB | 24475
2018-04-17 05:00 | GB | 29390
2018-04-17 06:00 | GB | 37187
2018-04-17 07:00 | GB | 40492
2018-04-17 08:00 | GB | 40820
2018-04-17 09:00 | GB | 40969
2018-04-17 10:00 | GB | 41325
2018-04-17 11:00 | GB | 41516
2018-04-17 12:00 | GB | 41408
2018-04-17 13:00 | GB | 40934
2018-04-17 14:00 | GB | 40314
2018-04-17 15:00 | GB | 41254
2018-04-17 16:00 | GB | 41993
2018-04-17 17:00 | GB | 41293
2018-04-17 18:00 | GB | 40615
2018-04-17 19:00 | GB | 40125
2018-04-17 20:00 | GB | 38551
2018-04-17 21:00 | GB | 34737
2018-04-17 22:00 | GB | 30225
2018-04-17 23:00 | GB | 26663
2018-04-18 | GB | 25637
2018-04-18 01:00 | GB | 26171
2018-04-18 02:00 | GB | 25840
2018-04-18 03:00 | GB | 25232
2018-04-18 04:00 | GB | 26208
2018-04-18 05:00 | GB | 30994
2018-04-18 06:00 | GB | 37768
2018-04-18 07:00 | GB | 40177
2018-04-18 08:00 | GB | 40300
2018-04-18 09:00 | GB | 40392
2018-04-18 10:00 | GB | 40715
2018-04-18 11:00 | GB | 41548
2018-04-18 12:00 | GB | 41290
2018-04-18 13:00 | GB | 40826
2018-04-18 14:00 | GB | 40203
2018-04-18 15:00 | GB | 40330
2018-04-18 16:00 | GB | 40252
2018-04-18 17:00 | GB | 39574
2018-04-18 18:00 | GB | 38831
2018-04-18 19:00 | GB | 38764
2018-04-18 20:00 | GB | 38381
2018-04-18 21:00 | GB | 34239
2018-04-18 22:00 | GB | 29961
2018-04-18 23:00 | GB | 25767
2018-04-19 | GB | 24595
2018-04-19 01:00 | GB | 24855
2018-04-19 02:00 | GB | 24198
2018-04-19 03:00 | GB | 24179
2018-04-19 04:00 | GB | 25136
2018-04-19 05:00 | GB | 30224
2018-04-19 06:00 | GB | 37432
2018-04-19 07:00 | GB | 39757
2018-04-19 08:00 | GB | 39980
2018-04-19 09:00 | GB | 40212
2018-04-19 10:00 | GB | 39708
2018-04-19 11:00 | GB | 40926
2018-04-19 12:00 | GB | 40626
2018-04-19 13:00 | GB | 40057
2018-04-19 14:00 | GB | 39237
2018-04-19 15:00 | GB | 39750
2018-04-19 16:00 | GB | 40107
2018-04-19 17:00 | GB | 39509
2018-04-19 18:00 | GB | 38418
2018-04-19 19:00 | GB | 38116
2018-04-19 20:00 | GB | 37883
2018-04-19 21:00 | GB | 34539
2018-04-19 22:00 | GB | 30912
2018-04-19 23:00 | GB | 27692
2018-04-20 | GB | 26097
2018-04-20 01:00 | GB | 25804
2018-04-20 02:00 | GB | 25094
2018-04-20 03:00 | GB | 25053
2018-04-20 04:00 | GB | 25780
2018-04-20 05:00 | GB | 29965
2018-04-20 06:00 | GB | 36509
2018-04-20 07:00 | GB | 39381
2018-04-20 08:00 | GB | 40000
2018-04-20 09:00 | GB | 40045
2018-04-20 10:00 | GB | 40112
2018-04-20 11:00 | GB | 40815
2018-04-20 12:00 | GB | 40282
2018-04-20 13:00 | GB | 39141
2018-04-20 14:00 | GB | 37701
2018-04-20 15:00 | GB | 37918
2018-04-20 16:00 | GB | 38549
2018-04-20 17:00 | GB | 37929
2018-04-20 18:00 | GB | 36817
2018-04-20 19:00 | GB | 36036
2018-04-20 20:00 | GB | 35153
2018-04-20 21:00 | GB | 32700
2018-04-20 22:00 | GB | 29724
2018-04-20 23:00 | GB | 26304
2018-04-21 | GB | 24573
2018-04-21 01:00 | GB | 24642
2018-04-21 02:00 | GB | 23963
2018-04-21 03:00 | GB | 23839
2018-04-21 04:00 | GB | 24270
2018-04-21 05:00 | GB | 24746
2018-04-21 06:00 | GB | 29830
2018-04-21 07:00 | GB | 33544
2018-04-21 08:00 | GB | 35520
2018-04-21 09:00 | GB | 36124
2018-04-21 10:00 | GB | 36244
2018-04-21 11:00 | GB | 35761
2018-04-21 12:00 | GB | 34023
2018-04-21 13:00 | GB | 32977
2018-04-21 14:00 | GB | 32303
2018-04-21 15:00 | GB | 33204
2018-04-21 16:00 | GB | 34867
2018-04-21 17:00 | GB | 34604
2018-04-21 18:00 | GB | 33480
2018-04-21 19:00 | GB | 33529
2018-04-21 20:00 | GB | 33374
2018-04-21 21:00 | GB | 31594
2018-04-21 22:00 | GB | 28453
2018-04-21 23:00 | GB | 25669
2018-04-22 | GB | 24139
2018-04-22 01:00 | GB | 23040
2018-04-22 02:00 | GB | 22100
2018-04-22 03:00 | GB | 21596
2018-04-22 04:00 | GB | 21918
2018-04-22 05:00 | GB | 22152
2018-04-22 06:00 | GB | 25434
2018-04-22 07:00 | GB | 29065
2018-04-22 08:00 | GB | 32164
2018-04-22 09:00 | GB | 33706
2018-04-22 10:00 | GB | 34433
2018-04-22 11:00 | GB | 35405
2018-04-22 12:00 | GB | 35236
2018-04-22 13:00 | GB | 34161
2018-04-22 14:00 | GB | 33512
2018-04-22 15:00 | GB | 34314
2018-04-22 16:00 | GB | 35678
2018-04-22 17:00 | GB | 35593
2018-04-22 18:00 | GB | 35158
2018-04-22 19:00 | GB | 34833
2018-04-22 20:00 | GB | 35130
2018-04-22 21:00 | GB | 31902
2018-04-22 22:00 | GB | 27831
2018-04-22 23:00 | GB | 24086
2018-04-23 | GB | 22237
2018-04-23 01:00 | GB | 22170
2018-04-23 02:00 | GB | 21262
2018-04-23 03:00 | GB | 21184
2018-04-23 04:00 | GB | 22951
2018-04-23 05:00 | GB | 27777
2018-04-23 06:00 | GB | 34785
2018-04-23 07:00 | GB | 38525
2018-04-23 08:00 | GB | 39428
2018-04-23 09:00 | GB | 39752
2018-04-23 10:00 | GB | 40287
2018-04-23 11:00 | GB | 40244
2018-04-23 12:00 | GB | 38831
2018-04-23 13:00 | GB | 38627
2018-04-23 14:00 | GB | 37662
2018-04-23 15:00 | GB | 38764
2018-04-23 16:00 | GB | 39987
2018-04-23 17:00 | GB | 39718
2018-04-23 18:00 | GB | 38942
2018-04-23 19:00 | GB | 38397
2018-04-23 20:00 | GB | 37148
2018-04-23 21:00 | GB | 32919
2018-04-23 22:00 | GB | 28292
2018-04-23 23:00 | GB | 25057
2018-04-24 | GB | 23729
2018-04-24 01:00 | GB | 24063
2018-04-24 02:00 | GB | 23173
2018-04-24 03:00 | GB | 22928
2018-04-24 04:00 | GB | 24838
2018-04-24 05:00 | GB | 29881
2018-04-24 06:00 | GB | 36766
2018-04-24 07:00 | GB | 39765
2018-04-24 08:00 | GB | 40114
2018-04-24 09:00 | GB | 39980
2018-04-24 10:00 | GB | 40893
2018-04-24 11:00 | GB | 41492
2018-04-24 12:00 | GB | 41068
2018-04-24 13:00 | GB | 40767
2018-04-24 14:00 | GB | 40201
2018-04-24 15:00 | GB | 41341
2018-04-24 16:00 | GB | 42558
2018-04-24 17:00 | GB | 41896
2018-04-24 18:00 | GB | 40899
2018-04-24 19:00 | GB | 40105
2018-04-24 20:00 | GB | 38236
2018-04-24 21:00 | GB | 34285
2018-04-24 22:00 | GB | 29922
2018-04-24 23:00 | GB | 26508
2018-04-25 | GB | 24871
2018-04-25 01:00 | GB | 25187
2018-04-25 02:00 | GB | 24551
2018-04-25 03:00 | GB | 24471
2018-04-25 04:00 | GB | 25949
2018-04-25 05:00 | GB | 30712
2018-04-25 06:00 | GB | 37696
2018-04-25 07:00 | GB | 39854
2018-04-25 08:00 | GB | 40286
2018-04-25 09:00 | GB | 40305
2018-04-25 10:00 | GB | 40891
2018-04-25 11:00 | GB | 41483
2018-04-25 12:00 | GB | 41151
2018-04-25 13:00 | GB | 40304
2018-04-25 14:00 | GB | 39243
2018-04-25 15:00 | GB | 38667
2018-04-25 16:00 | GB | 40864
2018-04-25 17:00 | GB | 40596
2018-04-25 18:00 | GB | 39854
2018-04-25 19:00 | GB | 39313
2018-04-25 20:00 | GB | 38704
2018-04-25 21:00 | GB | 35003
2018-04-25 22:00 | GB | 30204
2018-04-25 23:00 | GB | 26287
2018-04-26 | GB | 24686
2018-04-26 01:00 | GB | 24810
2018-04-26 02:00 | GB | 24424
2018-04-26 03:00 | GB | 24260
2018-04-26 04:00 | GB | 25168
2018-04-26 05:00 | GB | 29672
2018-04-26 06:00 | GB | 37592
2018-04-26 07:00 | GB | 39921
2018-04-26 08:00 | GB | 39837
2018-04-26 09:00 | GB | 39772
2018-04-26 10:00 | GB | 40471
2018-04-26 11:00 | GB | 40652
2018-04-26 12:00 | GB | 39783
2018-04-26 13:00 | GB | 38598
2018-04-26 14:00 | GB | 37866
2018-04-26 15:00 | GB | 38634
2018-04-26 16:00 | GB | 39336
2018-04-26 17:00 | GB | 39274
2018-04-26 18:00 | GB | 39036
2018-04-26 19:00 | GB | 38976
2018-04-26 20:00 | GB | 38652
2018-04-26 21:00 | GB | 35223
2018-04-26 22:00 | GB | 30812
2018-04-26 23:00 | GB | 27349
2018-04-27 | GB | 25951
2018-04-27 01:00 | GB | 26140
2018-04-27 02:00 | GB | 25449
2018-04-27 03:00 | GB | 25361
2018-04-27 04:00 | GB | 26222
2018-04-27 05:00 | GB | 30274
2018-04-27 06:00 | GB | 37895
2018-04-27 07:00 | GB | 41089
2018-04-27 08:00 | GB | 41964
2018-04-27 09:00 | GB | 42185
2018-04-27 10:00 | GB | 42703
2018-04-27 11:00 | GB | 42910
2018-04-27 12:00 | GB | 42418
2018-04-27 13:00 | GB | 42095
2018-04-27 14:00 | GB | 41070
2018-04-27 15:00 | GB | 41394
2018-04-27 16:00 | GB | 41979
2018-04-27 17:00 | GB | 41400
2018-04-27 18:00 | GB | 40563
2018-04-27 19:00 | GB | 39667
2018-04-27 20:00 | GB | 38348
2018-04-27 21:00 | GB | 35114
2018-04-27 22:00 | GB | 31681
2018-04-27 23:00 | GB | 28134
2018-04-28 | GB | 26439
2018-04-28 01:00 | GB | 26649
2018-04-28 02:00 | GB | 25809
2018-04-28 03:00 | GB | 25534
2018-04-28 04:00 | GB | 25677
2018-04-28 05:00 | GB | 27664
2018-04-28 06:00 | GB | 31563
2018-04-28 07:00 | GB | 35025
2018-04-28 08:00 | GB | 37809
2018-04-28 09:00 | GB | 38793
2018-04-28 10:00 | GB | 38757
2018-04-28 11:00 | GB | 38809
2018-04-28 12:00 | GB | 38103
2018-04-28 13:00 | GB | 37291
2018-04-28 14:00 | GB | 36578
2018-04-28 15:00 | GB | 36877
2018-04-28 16:00 | GB | 38140
2018-04-28 17:00 | GB | 38397
2018-04-28 18:00 | GB | 37891
2018-04-28 19:00 | GB | 36971
2018-04-28 20:00 | GB | 36330
2018-04-28 21:00 | GB | 34004
2018-04-28 22:00 | GB | 31137
2018-04-28 23:00 | GB | 27224
2018-04-29 | GB | 25896
2018-04-29 01:00 | GB | 25951
2018-04-29 02:00 | GB | 25031
2018-04-29 03:00 | GB | 24348
2018-04-29 04:00 | GB | 24238
2018-04-29 05:00 | GB | 24555
2018-04-29 06:00 | GB | 27583
2018-04-29 07:00 | GB | 31633
2018-04-29 08:00 | GB | 34745
2018-04-29 09:00 | GB | 36714
2018-04-29 10:00 | GB | 37793
2018-04-29 11:00 | GB | 38379
2018-04-29 12:00 | GB | 37501
2018-04-29 13:00 | GB | 36781
2018-04-29 14:00 | GB | 36398
2018-04-29 15:00 | GB | 37007
2018-04-29 16:00 | GB | 38535
2018-04-29 17:00 | GB | 38268
2018-04-29 18:00 | GB | 38296
2018-04-29 19:00 | GB | 37492
2018-04-29 20:00 | GB | 36948
2018-04-29 21:00 | GB | 33739
2018-04-29 22:00 | GB | 29616
2018-04-29 23:00 | GB | 25230
2018-04-30 | GB | 24851
2018-04-30 01:00 | GB | 25327
2018-04-30 02:00 | GB | 24665
2018-04-30 03:00 | GB | 24502
2018-04-30 04:00 | GB | 25776
2018-04-30 05:00 | GB | 30826
2018-04-30 06:00 | GB | 38272
2018-04-30 07:00 | GB | 41954
2018-04-30 08:00 | GB | 41813
2018-04-30 09:00 | GB | 43072
2018-04-30 10:00 | GB | 44132
2018-04-30 11:00 | GB | 44406
2018-04-30 12:00 | GB | 43606
2018-04-30 13:00 | GB | 42988
2018-04-30 14:00 | GB | 42115
2018-04-30 15:00 | GB | 42872
2018-04-30 16:00 | GB | 43114
2018-04-30 17:00 | GB | 42308
2018-04-30 18:00 | GB | 41490
2018-04-30 19:00 | GB | 40565
2018-04-30 20:00 | GB | 40085
2018-04-30 21:00 | GB | 36499
2018-04-30 22:00 | GB | 32253
2018-04-30 23:00 | GB | 28538
2018-05-01 | GB | 27268
2018-05-01 01:00 | GB | 27626
2018-05-01 02:00 | GB | 27166
2018-05-01 03:00 | GB | 27161
2018-05-01 04:00 | GB | 28295
2018-05-01 05:00 | GB | 32924
2018-05-01 06:00 | GB | 40023
2018-05-01 07:00 | GB | 42267
2018-05-01 08:00 | GB | 42486
2018-05-01 09:00 | GB | 42250
2018-05-01 10:00 | GB | 41239
2018-05-01 11:00 | GB | 40470
2018-05-01 12:00 | GB | 39620
2018-05-01 13:00 | GB | 39229
2018-05-01 14:00 | GB | 39235
2018-05-01 15:00 | GB | 40627
2018-05-01 16:00 | GB | 42130
2018-05-01 17:00 | GB | 41945
2018-05-01 18:00 | GB | 41360
2018-05-01 19:00 | GB | 40011
2018-05-01 20:00 | GB | 39156
2018-05-01 21:00 | GB | 35143
2018-05-01 22:00 | GB | 29506
2018-05-01 23:00 | GB | 25484
2018-05-02 | GB | 24496
2018-05-02 01:00 | GB | 25167
2018-05-02 02:00 | GB | 24095
2018-05-02 03:00 | GB | 24565
2018-05-02 04:00 | GB | 26001
2018-05-02 05:00 | GB | 30571
2018-05-02 06:00 | GB | 38327
2018-05-02 07:00 | GB | 41637
2018-05-02 08:00 | GB | 42716
2018-05-02 09:00 | GB | 43242
2018-05-02 10:00 | GB | 43797
2018-05-02 11:00 | GB | 44090
2018-05-02 12:00 | GB | 43062
2018-05-02 13:00 | GB | 42249
2018-05-02 14:00 | GB | 41204
2018-05-02 15:00 | GB | 41405
2018-05-02 16:00 | GB | 42062
2018-05-02 17:00 | GB | 41312
2018-05-02 18:00 | GB | 40232
2018-05-02 19:00 | GB | 39010
2018-05-02 20:00 | GB | 39213
2018-05-02 21:00 | GB | 35486
2018-05-02 22:00 | GB | 30671
2018-05-02 23:00 | GB | 27143
2018-05-03 | GB | 26380
2018-05-03 01:00 | GB | 27008
2018-05-03 02:00 | GB | 26895
2018-05-03 03:00 | GB | 26457
2018-05-03 04:00 | GB | 27402
2018-05-03 05:00 | GB | 31922
2018-05-03 06:00 | GB | 38884
2018-05-03 07:00 | GB | 41200
2018-05-03 08:00 | GB | 41621
2018-05-03 09:00 | GB | 41413
2018-05-03 10:00 | GB | 41487
2018-05-03 11:00 | GB | 41739
2018-05-03 12:00 | GB | 40788
2018-05-03 13:00 | GB | 39977
2018-05-03 14:00 | GB | 39030
2018-05-03 15:00 | GB | 39999
2018-05-03 16:00 | GB | 41311
2018-05-03 17:00 | GB | 40962
2018-05-03 18:00 | GB | 40165
2018-05-03 19:00 | GB | 39693
2018-05-03 20:00 | GB | 39010
2018-05-03 21:00 | GB | 35046
2018-05-03 22:00 | GB | 30819
2018-05-03 23:00 | GB | 26939
2018-05-04 | GB | 26284
2018-05-04 01:00 | GB | 26440
2018-05-04 02:00 | GB | 25549
2018-05-04 03:00 | GB | 25376
2018-05-04 04:00 | GB | 25833
2018-05-04 05:00 | GB | 30622
2018-05-04 06:00 | GB | 37306
2018-05-04 07:00 | GB | 40036
2018-05-04 08:00 | GB | 40286
2018-05-04 09:00 | GB | 40493
2018-05-04 10:00 | GB | 40985
2018-05-04 11:00 | GB | 41081
2018-05-04 12:00 | GB | 40315
2018-05-04 13:00 | GB | 39198
2018-05-04 14:00 | GB | 37899
2018-05-04 15:00 | GB | 38485
2018-05-04 16:00 | GB | 39265
2018-05-04 17:00 | GB | 38921
2018-05-04 18:00 | GB | 37443
2018-05-04 19:00 | GB | 36331
2018-05-04 20:00 | GB | 36231
2018-05-04 21:00 | GB | 33526
2018-05-04 22:00 | GB | 31154
2018-05-04 23:00 | GB | 27722
2018-05-05 | GB | 26393
2018-05-05 01:00 | GB | 25633
2018-05-05 02:00 | GB | 24239
2018-05-05 03:00 | GB | 23900
2018-05-05 04:00 | GB | 23766
2018-05-05 05:00 | GB | 25862
2018-05-05 06:00 | GB | 30435
2018-05-05 07:00 | GB | 33822
2018-05-05 08:00 | GB | 35819
2018-05-05 09:00 | GB | 36172
2018-05-05 10:00 | GB | 36097
2018-05-05 11:00 | GB | 35860
2018-05-05 12:00 | GB | 34013
2018-05-05 13:00 | GB | 32051
2018-05-05 14:00 | GB | 31257
2018-05-05 15:00 | GB | 31953
2018-05-05 16:00 | GB | 34244
2018-05-05 17:00 | GB | 34714
2018-05-05 18:00 | GB | 34323
2018-05-05 19:00 | GB | 33292
2018-05-05 20:00 | GB | 33848
2018-05-05 21:00 | GB | 32130
2018-05-05 22:00 | GB | 29224
2018-05-05 23:00 | GB | 26595
2018-05-06 | GB | 25408
2018-05-06 01:00 | GB | 24052
2018-05-06 02:00 | GB | 23070
2018-05-06 03:00 | GB | 22420
2018-05-06 04:00 | GB | 22162
2018-05-06 05:00 | GB | 22918
2018-05-06 06:00 | GB | 26002
2018-05-06 07:00 | GB | 29544
2018-05-06 08:00 | GB | 32190
2018-05-06 09:00 | GB | 33662
2018-05-06 10:00 | GB | 34129
2018-05-06 11:00 | GB | 34224
2018-05-06 12:00 | GB | 33154
2018-05-06 13:00 | GB | 30828
2018-05-06 14:00 | GB | 29415
2018-05-06 15:00 | GB | 29660
2018-05-06 16:00 | GB | 31932
2018-05-06 17:00 | GB | 32754
2018-05-06 18:00 | GB | 32758
2018-05-06 19:00 | GB | 32243
2018-05-06 20:00 | GB | 32930
2018-05-06 21:00 | GB | 31466
2018-05-06 22:00 | GB | 28357
2018-05-06 23:00 | GB | 25529
2018-05-07 | GB | 24143
2018-05-07 01:00 | GB | 23711
2018-05-07 02:00 | GB | 22727
2018-05-07 03:00 | GB | 22314
2018-05-07 04:00 | GB | 22170
2018-05-07 05:00 | GB | 23976
2018-05-07 06:00 | GB | 26741
2018-05-07 07:00 | GB | 30674
2018-05-07 08:00 | GB | 33130
2018-05-07 09:00 | GB | 34671
2018-05-07 10:00 | GB | 35054
2018-05-07 11:00 | GB | 35232
2018-05-07 12:00 | GB | 34233
2018-05-07 13:00 | GB | 32772
2018-05-07 14:00 | GB | 32118
2018-05-07 15:00 | GB | 32943
2018-05-07 16:00 | GB | 35060
2018-05-07 17:00 | GB | 35713
2018-05-07 18:00 | GB | 35484
2018-05-07 19:00 | GB | 34805
2018-05-07 20:00 | GB | 35609
2018-05-07 21:00 | GB | 32501
2018-05-07 22:00 | GB | 29087
2018-05-07 23:00 | GB | 25441
2018-05-08 | GB | 24148
2018-05-08 01:00 | GB | 23823
2018-05-08 02:00 | GB | 23276
2018-05-08 03:00 | GB | 23169
2018-05-08 04:00 | GB | 23860
2018-05-08 05:00 | GB | 29004
2018-05-08 06:00 | GB | 35827
2018-05-08 07:00 | GB | 38897
2018-05-08 08:00 | GB | 39873
2018-05-08 09:00 | GB | 40572
2018-05-08 10:00 | GB | 41352
2018-05-08 11:00 | GB | 41522
2018-05-08 12:00 | GB | 40658
2018-05-08 13:00 | GB | 39430
2018-05-08 14:00 | GB | 38304
2018-05-08 15:00 | GB | 39245
2018-05-08 16:00 | GB | 40417
2018-05-08 17:00 | GB | 39757
2018-05-08 18:00 | GB | 38429
2018-05-08 19:00 | GB | 36941
2018-05-08 20:00 | GB | 36595
2018-05-08 21:00 | GB | 34021
2018-05-08 22:00 | GB | 29851
2018-05-08 23:00 | GB | 26020
2018-05-09 | GB | 24993
2018-05-09 01:00 | GB | 24591
2018-05-09 02:00 | GB | 23944
2018-05-09 03:00 | GB | 23997
2018-05-09 04:00 | GB | 24438
2018-05-09 05:00 | GB | 29235
2018-05-09 06:00 | GB | 35901
2018-05-09 07:00 | GB | 39046
2018-05-09 08:00 | GB | 39290
2018-05-09 09:00 | GB | 39345
2018-05-09 10:00 | GB | 40361
2018-05-09 11:00 | GB | 40049
2018-05-09 12:00 | GB | 39646
2018-05-09 13:00 | GB | 38981
2018-05-09 14:00 | GB | 38428
2018-05-09 15:00 | GB | 39647
2018-05-09 16:00 | GB | 41094
2018-05-09 17:00 | GB | 40790
2018-05-09 18:00 | GB | 39833
2018-05-09 19:00 | GB | 38532
2018-05-09 20:00 | GB | 38194
2018-05-09 21:00 | GB | 34519
2018-05-09 22:00 | GB | 29755
2018-05-09 23:00 | GB | 26147
2018-05-10 | GB | 24788
2018-05-10 01:00 | GB | 24554
2018-05-10 02:00 | GB | 23353
2018-05-10 03:00 | GB | 23285
2018-05-10 04:00 | GB | 24419
2018-05-10 05:00 | GB | 29246
2018-05-10 06:00 | GB | 36208
2018-05-10 07:00 | GB | 38515
2018-05-10 08:00 | GB | 39001
2018-05-10 09:00 | GB | 39212
2018-05-10 10:00 | GB | 39663
2018-05-10 11:00 | GB | 40173
2018-05-10 12:00 | GB | 39577
2018-05-10 13:00 | GB | 38929
2018-05-10 14:00 | GB | 38163
2018-05-10 15:00 | GB | 39197
2018-05-10 16:00 | GB | 40113
2018-05-10 17:00 | GB | 39998
2018-05-10 18:00 | GB | 39211
2018-05-10 19:00 | GB | 37924
2018-05-10 20:00 | GB | 37730
2018-05-10 21:00 | GB | 34582
2018-05-10 22:00 | GB | 31043
2018-05-10 23:00 | GB | 26691
2018-05-11 | GB | 25146
2018-05-11 01:00 | GB | 24570
2018-05-11 02:00 | GB | 23869
2018-05-11 03:00 | GB | 23637
2018-05-11 04:00 | GB | 23313
2018-05-11 05:00 | GB | 27993
2018-05-11 06:00 | GB | 35621
2018-05-11 07:00 | GB | 38910
2018-05-11 08:00 | GB | 39034
2018-05-11 09:00 | GB | 38593
2018-05-11 10:00 | GB | 38712
2018-05-11 11:00 | GB | 39093
2018-05-11 12:00 | GB | 38399
2018-05-11 13:00 | GB | 37581
2018-05-11 14:00 | GB | 36690
2018-05-11 15:00 | GB | 37042
2018-05-11 16:00 | GB | 38597
2018-05-11 17:00 | GB | 38399
2018-05-11 18:00 | GB | 37817
2018-05-11 19:00 | GB | 36691
2018-05-11 20:00 | GB | 36310
2018-05-11 21:00 | GB | 33729
2018-05-11 22:00 | GB | 29192
2018-05-11 23:00 | GB | 26140
2018-05-12 | GB | 25091
2018-05-12 01:00 | GB | 24793
2018-05-12 02:00 | GB | 23725
2018-05-12 03:00 | GB | 23529
2018-05-12 04:00 | GB | 23433
2018-05-12 05:00 | GB | 25935
2018-05-12 06:00 | GB | 30500
2018-05-12 07:00 | GB | 33456
2018-05-12 08:00 | GB | 35609
2018-05-12 09:00 | GB | 36361
2018-05-12 10:00 | GB | 36536
2018-05-12 11:00 | GB | 36826
2018-05-12 12:00 | GB | 36037
2018-05-12 13:00 | GB | 35103
2018-05-12 14:00 | GB | 34369
2018-05-12 15:00 | GB | 34665
2018-05-12 16:00 | GB | 36584
2018-05-12 17:00 | GB | 36908
2018-05-12 18:00 | GB | 36500
2018-05-12 19:00 | GB | 35573
2018-05-12 20:00 | GB | 35354
2018-05-12 21:00 | GB | 33096
2018-05-12 22:00 | GB | 30053
2018-05-12 23:00 | GB | 27218
2018-05-13 | GB | 25173
2018-05-13 01:00 | GB | 24490
2018-05-13 02:00 | GB | 23526
2018-05-13 03:00 | GB | 23084
2018-05-13 04:00 | GB | 22678
2018-05-13 05:00 | GB | 23687
2018-05-13 06:00 | GB | 26830
2018-05-13 07:00 | GB | 30251
2018-05-13 08:00 | GB | 33426
2018-05-13 09:00 | GB | 34858
2018-05-13 10:00 | GB | 35809
2018-05-13 11:00 | GB | 36269
2018-05-13 12:00 | GB | 35700
2018-05-13 13:00 | GB | 34622
2018-05-13 14:00 | GB | 33792
2018-05-13 15:00 | GB | 33923
2018-05-13 16:00 | GB | 35501
2018-05-13 17:00 | GB | 35723
2018-05-13 18:00 | GB | 35383
2018-05-13 19:00 | GB | 34632
2018-05-13 20:00 | GB | 34542
2018-05-13 21:00 | GB | 32935
2018-05-13 22:00 | GB | 28507
2018-05-13 23:00 | GB | 25487
2018-05-14 | GB | 24550
2018-05-14 01:00 | GB | 23696
2018-05-14 02:00 | GB | 22713
2018-05-14 03:00 | GB | 22680
2018-05-14 04:00 | GB | 23117
2018-05-14 05:00 | GB | 27951
2018-05-14 06:00 | GB | 35294
2018-05-14 07:00 | GB | 38215
2018-05-14 08:00 | GB | 38464
2018-05-14 09:00 | GB | 38680
2018-05-14 10:00 | GB | 39067
2018-05-14 11:00 | GB | 39335
2018-05-14 12:00 | GB | 39186
2018-05-14 13:00 | GB | 38503
2018-05-14 14:00 | GB | 37661
2018-05-14 15:00 | GB | 38127
2018-05-14 16:00 | GB | 38749
2018-05-14 17:00 | GB | 38089
2018-05-14 18:00 | GB | 37421
2018-05-14 19:00 | GB | 36153
2018-05-14 20:00 | GB | 35543
2018-05-14 21:00 | GB | 33200
2018-05-14 22:00 | GB | 29430
2018-05-14 23:00 | GB | 25480
2018-05-15 | GB | 24325
2018-05-15 01:00 | GB | 24156
2018-05-15 02:00 | GB | 23853
2018-05-15 03:00 | GB | 23834
2018-05-15 04:00 | GB | 24191
2018-05-15 05:00 | GB | 28754
2018-05-15 06:00 | GB | 34855
2018-05-15 07:00 | GB | 37393
2018-05-15 08:00 | GB | 37853
2018-05-15 09:00 | GB | 38283
2018-05-15 10:00 | GB | 39047
2018-05-15 11:00 | GB | 39465
2018-05-15 12:00 | GB | 39150
2018-05-15 13:00 | GB | 38512
2018-05-15 14:00 | GB | 38000
2018-05-15 15:00 | GB | 38901
2018-05-15 16:00 | GB | 39725
2018-05-15 17:00 | GB | 39442
2018-05-15 18:00 | GB | 38535
2018-05-15 19:00 | GB | 37304
2018-05-15 20:00 | GB | 36486
2018-05-15 21:00 | GB | 33597
2018-05-15 22:00 | GB | 28851
2018-05-15 23:00 | GB | 25608
2018-05-16 | GB | 24391
2018-05-16 01:00 | GB | 23739
2018-05-16 02:00 | GB | 22953
2018-05-16 03:00 | GB | 22780
2018-05-16 04:00 | GB | 23347
2018-05-16 05:00 | GB | 28056
2018-05-16 06:00 | GB | 33803
2018-05-16 07:00 | GB | 37306
2018-05-16 08:00 | GB | 37998
2018-05-16 09:00 | GB | 38072
2018-05-16 10:00 | GB | 38398
2018-05-16 11:00 | GB | 38799
2018-05-16 12:00 | GB | 38451
2018-05-16 13:00 | GB | 38030
2018-05-16 14:00 | GB | 37469
2018-05-16 15:00 | GB | 38417
2018-05-16 16:00 | GB | 39328
2018-05-16 17:00 | GB | 38418
2018-05-16 18:00 | GB | 37335
2018-05-16 19:00 | GB | 36239
2018-05-16 20:00 | GB | 35856
2018-05-16 21:00 | GB | 33689
2018-05-16 22:00 | GB | 29354
2018-05-16 23:00 | GB | 26067
2018-05-17 | GB | 25207
2018-05-17 01:00 | GB | 24988
2018-05-17 02:00 | GB | 24333
2018-05-17 03:00 | GB | 24376
2018-05-17 04:00 | GB | 24857
2018-05-17 05:00 | GB | 29469
2018-05-17 06:00 | GB | 36372
2018-05-17 07:00 | GB | 38503
2018-05-17 08:00 | GB | 39031
2018-05-17 09:00 | GB | 39097
2018-05-17 10:00 | GB | 39919
2018-05-17 11:00 | GB | 40264
2018-05-17 12:00 | GB | 39671
2018-05-17 13:00 | GB | 38994
2018-05-17 14:00 | GB | 37933
2018-05-17 15:00 | GB | 38731
2018-05-17 16:00 | GB | 39636
2018-05-17 17:00 | GB | 39088
2018-05-17 18:00 | GB | 38410
2018-05-17 19:00 | GB | 37255
2018-05-17 20:00 | GB | 37022
2018-05-17 21:00 | GB | 34681
2018-05-17 22:00 | GB | 30431
2018-05-17 23:00 | GB | 27427
2018-05-18 | GB | 26362
2018-05-18 01:00 | GB | 25991
2018-05-18 02:00 | GB | 25393
2018-05-18 03:00 | GB | 24951
2018-05-18 04:00 | GB | 25294
2018-05-18 05:00 | GB | 30528
2018-05-18 06:00 | GB | 36508
2018-05-18 07:00 | GB | 39141
2018-05-18 08:00 | GB | 39126
2018-05-18 09:00 | GB | 38756
2018-05-18 10:00 | GB | 39556
2018-05-18 11:00 | GB | 39403
2018-05-18 12:00 | GB | 38549
2018-05-18 13:00 | GB | 37372
2018-05-18 14:00 | GB | 36455
2018-05-18 15:00 | GB | 37145
2018-05-18 16:00 | GB | 37997
2018-05-18 17:00 | GB | 37599
2018-05-18 18:00 | GB | 36902
2018-05-18 19:00 | GB | 35734
2018-05-18 20:00 | GB | 35145
2018-05-18 21:00 | GB | 33599
2018-05-18 22:00 | GB | 29379
2018-05-18 23:00 | GB | 26080
2018-05-19 | GB | 24917
2018-05-19 01:00 | GB | 24242
2018-05-19 02:00 | GB | 23570
2018-05-19 03:00 | GB | 23193
2018-05-19 04:00 | GB | 22999
2018-05-19 05:00 | GB | 25515
2018-05-19 06:00 | GB | 30028
2018-05-19 07:00 | GB | 31890
2018-05-19 08:00 | GB | 33150
2018-05-19 09:00 | GB | 33071
2018-05-19 10:00 | GB | 33157
2018-05-19 11:00 | GB | 32201
2018-05-19 12:00 | GB | 31954
2018-05-19 13:00 | GB | 31306
2018-05-19 14:00 | GB | 30050
2018-05-19 15:00 | GB | 31478
2018-05-19 16:00 | GB | 33821
2018-05-19 17:00 | GB | 34905
2018-05-19 18:00 | GB | 34387
2018-05-19 19:00 | GB | 33420
2018-05-19 20:00 | GB | 32894
2018-05-19 21:00 | GB | 31901
2018-05-19 22:00 | GB | 28938
2018-05-19 23:00 | GB | 25873
2018-05-20 | GB | 23998
2018-05-20 01:00 | GB | 23081
2018-05-20 02:00 | GB | 22240
2018-05-20 03:00 | GB | 22093
2018-05-20 04:00 | GB | 21537
2018-05-20 05:00 | GB | 22550
2018-05-20 06:00 | GB | 24722
2018-05-20 07:00 | GB | 28950
2018-05-20 08:00 | GB | 31925
2018-05-20 09:00 | GB | 33396
2018-05-20 10:00 | GB | 34077
2018-05-20 11:00 | GB | 34383
2018-05-20 12:00 | GB | 32444
2018-05-20 13:00 | GB | 31154
2018-05-20 14:00 | GB | 30662
2018-05-20 15:00 | GB | 32154
2018-05-20 16:00 | GB | 33290
2018-05-20 17:00 | GB | 34826
2018-05-20 18:00 | GB | 34906
2018-05-20 19:00 | GB | 34162
2018-05-20 20:00 | GB | 33858
2018-05-20 21:00 | GB | 32311
2018-05-20 22:00 | GB | 28118
2018-05-20 23:00 | GB | 24287
2018-05-21 | GB | 23090
2018-05-21 01:00 | GB | 22903
2018-05-21 02:00 | GB | 22373
2018-05-21 03:00 | GB | 22243
2018-05-21 04:00 | GB | 23290
2018-05-21 05:00 | GB | 29335
2018-05-21 06:00 | GB | 35594
2018-05-21 07:00 | GB | 38273
2018-05-21 08:00 | GB | 39192
2018-05-21 09:00 | GB | 39269
2018-05-21 10:00 | GB | 40094
2018-05-21 11:00 | GB | 40148
2018-05-21 12:00 | GB | 39538
2018-05-21 13:00 | GB | 39184
2018-05-21 14:00 | GB | 38747
2018-05-21 15:00 | GB | 39666
2018-05-21 16:00 | GB | 40284
2018-05-21 17:00 | GB | 39171
2018-05-21 18:00 | GB | 38438
2018-05-21 19:00 | GB | 37393
2018-05-21 20:00 | GB | 35992
2018-05-21 21:00 | GB | 33832
2018-05-21 22:00 | GB | 30036
2018-05-21 23:00 | GB | 26427
2018-05-22 | GB | 24866
2018-05-22 01:00 | GB | 24535
2018-05-22 02:00 | GB | 23472
2018-05-22 03:00 | GB | 23169
2018-05-22 04:00 | GB | 22293
2018-05-22 05:00 | GB | 26981
2018-05-22 06:00 | GB | 33935
2018-05-22 07:00 | GB | 37371
2018-05-22 08:00 | GB | 37817
2018-05-22 09:00 | GB | 37505
2018-05-22 10:00 | GB | 38362
2018-05-22 11:00 | GB | 38552
2018-05-22 12:00 | GB | 38483
2018-05-22 13:00 | GB | 37595
2018-05-22 14:00 | GB | 37099
2018-05-22 15:00 | GB | 37768
2018-05-22 16:00 | GB | 39104
2018-05-22 17:00 | GB | 38847
2018-05-22 18:00 | GB | 38096
2018-05-22 19:00 | GB | 36527
2018-05-22 20:00 | GB | 35465
2018-05-22 21:00 | GB | 32701
2018-05-22 22:00 | GB | 28831
2018-05-22 23:00 | GB | 25723
2018-05-23 | GB | 24625
2018-05-23 01:00 | GB | 24188
2018-05-23 02:00 | GB | 23346
2018-05-23 03:00 | GB | 23420
2018-05-23 04:00 | GB | 23996
2018-05-23 05:00 | GB | 29109
2018-05-23 06:00 | GB | 35537
2018-05-23 07:00 | GB | 37761
2018-05-23 08:00 | GB | 38419
2018-05-23 09:00 | GB | 39232
2018-05-23 10:00 | GB | 39655
2018-05-23 11:00 | GB | 40413
2018-05-23 12:00 | GB | 40397
2018-05-23 13:00 | GB | 39519
2018-05-23 14:00 | GB | 38608
2018-05-23 15:00 | GB | 39356
2018-05-23 16:00 | GB | 39853
2018-05-23 17:00 | GB | 39359
2018-05-23 18:00 | GB | 38398
2018-05-23 19:00 | GB | 37257
2018-05-23 20:00 | GB | 36353
2018-05-23 21:00 | GB | 34380
2018-05-23 22:00 | GB | 29533
2018-05-23 23:00 | GB | 26354
2018-05-24 | GB | 25148
2018-05-24 01:00 | GB | 24804
2018-05-24 02:00 | GB | 24036
2018-05-24 03:00 | GB | 23651
2018-05-24 04:00 | GB | 24331
2018-05-24 05:00 | GB | 29521
2018-05-24 06:00 | GB | 35843
2018-05-24 07:00 | GB | 38940
2018-05-24 08:00 | GB | 39684
2018-05-24 09:00 | GB | 39993
2018-05-24 10:00 | GB | 40604
2018-05-24 11:00 | GB | 40998
2018-05-24 12:00 | GB | 40446
2018-05-24 13:00 | GB | 39764
2018-05-24 14:00 | GB | 39534
2018-05-24 15:00 | GB | 39996
2018-05-24 16:00 | GB | 41030
2018-05-24 17:00 | GB | 40633
2018-05-24 18:00 | GB | 39828
2018-05-24 19:00 | GB | 38440
2018-05-24 20:00 | GB | 37519
2018-05-24 21:00 | GB | 34480
2018-05-24 22:00 | GB | 30332
2018-05-24 23:00 | GB | 27023
2018-05-25 | GB | 25447
2018-05-25 01:00 | GB | 25009
2018-05-25 02:00 | GB | 24241
2018-05-25 03:00 | GB | 24145
2018-05-25 04:00 | GB | 24445
2018-05-25 05:00 | GB | 29140
2018-05-25 06:00 | GB | 35093
2018-05-25 07:00 | GB | 38746
2018-05-25 08:00 | GB | 39803
2018-05-25 09:00 | GB | 39817
2018-05-25 10:00 | GB | 39741
2018-05-25 11:00 | GB | 40375
2018-05-25 12:00 | GB | 39646
2018-05-25 13:00 | GB | 38807
2018-05-25 14:00 | GB | 37791
2018-05-25 15:00 | GB | 38330
2018-05-25 16:00 | GB | 39444
2018-05-25 17:00 | GB | 38617
2018-05-25 18:00 | GB | 37516
2018-05-25 19:00 | GB | 36405
2018-05-25 20:00 | GB | 35280
2018-05-25 21:00 | GB | 33511
2018-05-25 22:00 | GB | 29667
2018-05-25 23:00 | GB | 26028
2018-05-26 | GB | 24406
2018-05-26 01:00 | GB | 23693
2018-05-26 02:00 | GB | 22663
2018-05-26 03:00 | GB | 22283
2018-05-26 04:00 | GB | 21874
2018-05-26 05:00 | GB | 24091
2018-05-26 06:00 | GB | 27891
2018-05-26 07:00 | GB | 31557
2018-05-26 08:00 | GB | 34004
2018-05-26 09:00 | GB | 34243
2018-05-26 10:00 | GB | 34642
2018-05-26 11:00 | GB | 34607
2018-05-26 12:00 | GB | 33250
2018-05-26 13:00 | GB | 31616
2018-05-26 14:00 | GB | 30527
2018-05-26 15:00 | GB | 30654
2018-05-26 16:00 | GB | 32669
2018-05-26 17:00 | GB | 33008
2018-05-26 18:00 | GB | 32964
2018-05-26 19:00 | GB | 31546
2018-05-26 20:00 | GB | 31044
2018-05-26 21:00 | GB | 30643
2018-05-26 22:00 | GB | 27583
2018-05-26 23:00 | GB | 24807
2018-05-27 | GB | 22871
2018-05-27 01:00 | GB | 21651
2018-05-27 02:00 | GB | 19615
2018-05-27 03:00 | GB | 18085
2018-05-27 04:00 | GB | 16927
2018-05-27 05:00 | GB | 18353
2018-05-27 06:00 | GB | 22622
2018-05-27 07:00 | GB | 26861
2018-05-27 08:00 | GB | 30379
2018-05-27 09:00 | GB | 32016
2018-05-27 10:00 | GB | 33323
2018-05-27 11:00 | GB | 34035
2018-05-27 12:00 | GB | 33001
2018-05-27 13:00 | GB | 31672
2018-05-27 14:00 | GB | 30901
2018-05-27 15:00 | GB | 32457
2018-05-27 16:00 | GB | 33715
2018-05-27 17:00 | GB | 33390
2018-05-27 18:00 | GB | 33112
2018-05-27 19:00 | GB | 32096
2018-05-27 20:00 | GB | 32016
2018-05-27 21:00 | GB | 31145
2018-05-27 22:00 | GB | 28506
2018-05-27 23:00 | GB | 25579
2018-05-28 | GB | 23957
2018-05-28 01:00 | GB | 23188
2018-05-28 02:00 | GB | 22411
2018-05-28 03:00 | GB | 22144
2018-05-28 04:00 | GB | 21709
2018-05-28 05:00 | GB | 22741
2018-05-28 06:00 | GB | 24662
2018-05-28 07:00 | GB | 27931
2018-05-28 08:00 | GB | 30760
2018-05-28 09:00 | GB | 32408
2018-05-28 10:00 | GB | 33628
2018-05-28 11:00 | GB | 34026
2018-05-28 12:00 | GB | 33077
2018-05-28 13:00 | GB | 32299
2018-05-28 14:00 | GB | 31657
2018-05-28 15:00 | GB | 32715
2018-05-28 16:00 | GB | 35001
2018-05-28 17:00 | GB | 35164
2018-05-28 18:00 | GB | 34833
2018-05-28 19:00 | GB | 33786
2018-05-28 20:00 | GB | 33221
2018-05-28 21:00 | GB | 32664
2018-05-28 22:00 | GB | 29711
2018-05-28 23:00 | GB | 25834
2018-05-29 | GB | 24433
2018-05-29 01:00 | GB | 23853
2018-05-29 02:00 | GB | 22727
2018-05-29 03:00 | GB | 22088
2018-05-29 04:00 | GB | 22405
2018-05-29 05:00 | GB | 27134
2018-05-29 06:00 | GB | 32134
2018-05-29 07:00 | GB | 35983
2018-05-29 08:00 | GB | 37551
2018-05-29 09:00 | GB | 38068
2018-05-29 10:00 | GB | 38400
2018-05-29 11:00 | GB | 38704
2018-05-29 12:00 | GB | 38071
2018-05-29 13:00 | GB | 38028
2018-05-29 14:00 | GB | 37397
2018-05-29 15:00 | GB | 38054
2018-05-29 16:00 | GB | 38656
2018-05-29 17:00 | GB | 38111
2018-05-29 18:00 | GB | 36669
2018-05-29 19:00 | GB | 35159
2018-05-29 20:00 | GB | 33843
2018-05-29 21:00 | GB | 32166
2018-05-29 22:00 | GB | 29558
2018-05-29 23:00 | GB | 26344
2018-05-30 | GB | 25070
2018-05-30 01:00 | GB | 24601
2018-05-30 02:00 | GB | 23823
2018-05-30 03:00 | GB | 23497
2018-05-30 04:00 | GB | 23050
2018-05-30 05:00 | GB | 27550
2018-05-30 06:00 | GB | 31724
2018-05-30 07:00 | GB | 35667
2018-05-30 08:00 | GB | 38171
2018-05-30 09:00 | GB | 38026
2018-05-30 10:00 | GB | 38881
2018-05-30 11:00 | GB | 39411
2018-05-30 12:00 | GB | 38581
2018-05-30 13:00 | GB | 37936
2018-05-30 14:00 | GB | 38274
2018-05-30 15:00 | GB | 38239
2018-05-30 16:00 | GB | 39322
2018-05-30 17:00 | GB | 38809
2018-05-30 18:00 | GB | 38126
2018-05-30 19:00 | GB | 36794
2018-05-30 20:00 | GB | 35930
2018-05-30 21:00 | GB | 33508
2018-05-30 22:00 | GB | 30021
2018-05-30 23:00 | GB | 27137
2018-05-31 | GB | 25860
2018-05-31 01:00 | GB | 25052
2018-05-31 02:00 | GB | 23888
2018-05-31 03:00 | GB | 23880
2018-05-31 04:00 | GB | 24027
2018-05-31 05:00 | GB | 28349
2018-05-31 06:00 | GB | 32230
2018-05-31 07:00 | GB | 35436
2018-05-31 08:00 | GB | 37511
2018-05-31 09:00 | GB | 37988
2018-05-31 10:00 | GB | 38703
2018-05-31 11:00 | GB | 38988
2018-05-31 12:00 | GB | 38698
2018-05-31 13:00 | GB | 38390
2018-05-31 14:00 | GB | 37681
2018-05-31 15:00 | GB | 37477
2018-05-31 16:00 | GB | 38612
2018-05-31 17:00 | GB | 38133
2018-05-31 18:00 | GB | 37060
2018-05-31 19:00 | GB | 36410
2018-05-31 20:00 | GB | 35463
2018-05-31 21:00 | GB | 34333
2018-05-31 22:00 | GB | 30796
2018-05-31 23:00 | GB | 27692
2018-06-01 | GB | 26178
2018-06-01 01:00 | GB | 25601
2018-06-01 02:00 | GB | 24311
2018-06-01 03:00 | GB | 24060
2018-06-01 04:00 | GB | 23582
2018-06-01 05:00 | GB | 27565
2018-06-01 06:00 | GB | 31557
2018-06-01 07:00 | GB | 36481
2018-06-01 08:00 | GB | 38713
2018-06-01 09:00 | GB | 38187
2018-06-01 10:00 | GB | 39744
2018-06-01 11:00 | GB | 39817
2018-06-01 12:00 | GB | 39515
2018-06-01 13:00 | GB | 39324
2018-06-01 14:00 | GB | 37815
2018-06-01 15:00 | GB | 37599
2018-06-01 16:00 | GB | 38859
2018-06-01 17:00 | GB | 37860
2018-06-01 18:00 | GB | 36638
2018-06-01 19:00 | GB | 34968
2018-06-01 20:00 | GB | 33721
2018-06-01 21:00 | GB | 32613
2018-06-01 22:00 | GB | 29835
2018-06-01 23:00 | GB | 26764
2018-06-02 | GB | 24918
2018-06-02 01:00 | GB | 24545
2018-06-02 02:00 | GB | 23606
2018-06-02 03:00 | GB | 23533
2018-06-02 04:00 | GB | 22463
2018-06-02 05:00 | GB | 24584
2018-06-02 06:00 | GB | 28231
2018-06-02 07:00 | GB | 31440
2018-06-02 08:00 | GB | 33757
2018-06-02 09:00 | GB | 34732
2018-06-02 10:00 | GB | 35559
2018-06-02 11:00 | GB | 35543
2018-06-02 12:00 | GB | 34974
2018-06-02 13:00 | GB | 34183
2018-06-02 14:00 | GB | 33197
2018-06-02 15:00 | GB | 33545
2018-06-02 16:00 | GB | 34748
2018-06-02 17:00 | GB | 34608
2018-06-02 18:00 | GB | 34123
2018-06-02 19:00 | GB | 32887
2018-06-02 20:00 | GB | 32515
2018-06-02 21:00 | GB | 31944
2018-06-02 22:00 | GB | 29472
2018-06-02 23:00 | GB | 26340
2018-06-03 | GB | 24922
2018-06-03 01:00 | GB | 23834
2018-06-03 02:00 | GB | 22659
2018-06-03 03:00 | GB | 22170
2018-06-03 04:00 | GB | 21344
2018-06-03 05:00 | GB | 22339
2018-06-03 06:00 | GB | 24281
2018-06-03 07:00 | GB | 28136
2018-06-03 08:00 | GB | 31370
2018-06-03 09:00 | GB | 33545
2018-06-03 10:00 | GB | 34430
2018-06-03 11:00 | GB | 34983
2018-06-03 12:00 | GB | 34448
2018-06-03 13:00 | GB | 33639
2018-06-03 14:00 | GB | 33074
2018-06-03 15:00 | GB | 33831
2018-06-03 16:00 | GB | 34483
2018-06-03 17:00 | GB | 34650
2018-06-03 18:00 | GB | 34403
2018-06-03 19:00 | GB | 33480
2018-06-03 20:00 | GB | 32952
2018-06-03 21:00 | GB | 32193
2018-06-03 22:00 | GB | 28812
2018-06-03 23:00 | GB | 25808
2018-06-04 | GB | 24214
2018-06-04 01:00 | GB | 23634
2018-06-04 02:00 | GB | 22885
2018-06-04 03:00 | GB | 23038
2018-06-04 04:00 | GB | 22174
2018-06-04 05:00 | GB | 27460
2018-06-04 06:00 | GB | 33542
2018-06-04 07:00 | GB | 37867
2018-06-04 08:00 | GB | 38978
2018-06-04 09:00 | GB | 38881
2018-06-04 10:00 | GB | 39548
2018-06-04 11:00 | GB | 39896
2018-06-04 12:00 | GB | 39560
2018-06-04 13:00 | GB | 39453
2018-06-04 14:00 | GB | 39243
2018-06-04 15:00 | GB | 39721
2018-06-04 16:00 | GB | 40713
2018-06-04 17:00 | GB | 40304
2018-06-04 18:00 | GB | 38996
2018-06-04 19:00 | GB | 37338
2018-06-04 20:00 | GB | 36368
2018-06-04 21:00 | GB | 34337
2018-06-04 22:00 | GB | 29646
2018-06-04 23:00 | GB | 26247
2018-06-05 | GB | 24818
2018-06-05 01:00 | GB | 24335
2018-06-05 02:00 | GB | 23086
2018-06-05 03:00 | GB | 22585
2018-06-05 04:00 | GB | 22572
2018-06-05 05:00 | GB | 28031
2018-06-05 06:00 | GB | 32930
2018-06-05 07:00 | GB | 37762
2018-06-05 08:00 | GB | 38919
2018-06-05 09:00 | GB | 38791
2018-06-05 10:00 | GB | 39694
2018-06-05 11:00 | GB | 40013
2018-06-05 12:00 | GB | 38483
2018-06-05 13:00 | GB | 38424
2018-06-05 14:00 | GB | 37711
2018-06-05 15:00 | GB | 38766
2018-06-05 16:00 | GB | 39815
2018-06-05 17:00 | GB | 38990
2018-06-05 18:00 | GB | 38031
2018-06-05 19:00 | GB | 36659
2018-06-05 20:00 | GB | 35216
2018-06-05 21:00 | GB | 33867
2018-06-05 22:00 | GB | 29458
2018-06-05 23:00 | GB | 26342
2018-06-06 | GB | 25106
2018-06-06 01:00 | GB | 24468
2018-06-06 02:00 | GB | 23708
2018-06-06 03:00 | GB | 23541
2018-06-06 04:00 | GB | 23923
2018-06-06 05:00 | GB | 28358
2018-06-06 06:00 | GB | 34479
2018-06-06 07:00 | GB | 37654
2018-06-06 08:00 | GB | 38111
2018-06-06 09:00 | GB | 38235
2018-06-06 10:00 | GB | 38521
2018-06-06 11:00 | GB | 39020
2018-06-06 12:00 | GB | 38581
2018-06-06 13:00 | GB | 38075
2018-06-06 14:00 | GB | 37543
2018-06-06 15:00 | GB | 38740
2018-06-06 16:00 | GB | 39699
2018-06-06 17:00 | GB | 39047
2018-06-06 18:00 | GB | 38162
2018-06-06 19:00 | GB | 36818
2018-06-06 20:00 | GB | 35039
2018-06-06 21:00 | GB | 33772
2018-06-06 22:00 | GB | 30068
2018-06-06 23:00 | GB | 26711
2018-06-07 | GB | 25615
2018-06-07 01:00 | GB | 25056
2018-06-07 02:00 | GB | 24339
2018-06-07 03:00 | GB | 23990
2018-06-07 04:00 | GB | 24526
2018-06-07 05:00 | GB | 28415
2018-06-07 06:00 | GB | 34531
2018-06-07 07:00 | GB | 37545
2018-06-07 08:00 | GB | 38354
2018-06-07 09:00 | GB | 38197
2018-06-07 10:00 | GB | 38673
2018-06-07 11:00 | GB | 38765
2018-06-07 12:00 | GB | 38527
2018-06-07 13:00 | GB | 37706
2018-06-07 14:00 | GB | 37207
2018-06-07 15:00 | GB | 38566
2018-06-07 16:00 | GB | 39651
2018-06-07 17:00 | GB | 39037
2018-06-07 18:00 | GB | 38330
2018-06-07 19:00 | GB | 37183
2018-06-07 20:00 | GB | 35144
2018-06-07 21:00 | GB | 33749
2018-06-07 22:00 | GB | 30519
2018-06-07 23:00 | GB | 27597
2018-06-08 | GB | 25349
2018-06-08 01:00 | GB | 24900
2018-06-08 02:00 | GB | 24116
2018-06-08 03:00 | GB | 23868
2018-06-08 04:00 | GB | 23579
2018-06-08 05:00 | GB | 28069
2018-06-08 06:00 | GB | 33996
2018-06-08 07:00 | GB | 36965
2018-06-08 08:00 | GB | 37743
2018-06-08 09:00 | GB | 38172
2018-06-08 10:00 | GB | 38918
2018-06-08 11:00 | GB | 38926
2018-06-08 12:00 | GB | 38374
2018-06-08 13:00 | GB | 38330
2018-06-08 14:00 | GB | 37161
2018-06-08 15:00 | GB | 37938
2018-06-08 16:00 | GB | 38231
2018-06-08 17:00 | GB | 37313
2018-06-08 18:00 | GB | 36263
2018-06-08 19:00 | GB | 34953
2018-06-08 20:00 | GB | 34063
2018-06-08 21:00 | GB | 32886
2018-06-08 22:00 | GB | 30097
2018-06-08 23:00 | GB | 26701
2018-06-09 | GB | 24971
2018-06-09 01:00 | GB | 24158
2018-06-09 02:00 | GB | 22875
2018-06-09 03:00 | GB | 22430
2018-06-09 04:00 | GB | 22170
2018-06-09 05:00 | GB | 24307
2018-06-09 06:00 | GB | 27730
2018-06-09 07:00 | GB | 31914
2018-06-09 08:00 | GB | 34351
2018-06-09 09:00 | GB | 35202
2018-06-09 10:00 | GB | 35617
2018-06-09 11:00 | GB | 35724
2018-06-09 12:00 | GB | 34915
2018-06-09 13:00 | GB | 33740
2018-06-09 14:00 | GB | 33043
2018-06-09 15:00 | GB | 33411
2018-06-09 16:00 | GB | 33960.5
2018-06-09 17:00 | GB | 34510
2018-06-09 18:00 | GB | 33829
2018-06-09 19:00 | GB | 32626
2018-06-09 20:00 | GB | 31685
2018-06-09 21:00 | GB | 31311
2018-06-09 22:00 | GB | 28640
2018-06-09 23:00 | GB | 26301
2018-06-10 | GB | 24719
2018-06-10 01:00 | GB | 23410
2018-06-10 02:00 | GB | 22530
2018-06-10 03:00 | GB | 21573
2018-06-10 04:00 | GB | 20808
2018-06-10 05:00 | GB | 21864
2018-06-10 06:00 | GB | 24026
2018-06-10 07:00 | GB | 28577
2018-06-10 08:00 | GB | 31412
2018-06-10 09:00 | GB | 33383
2018-06-10 10:00 | GB | 34407
2018-06-10 11:00 | GB | 35112
2018-06-10 12:00 | GB | 34517
2018-06-10 13:00 | GB | 33513
2018-06-10 14:00 | GB | 33050
2018-06-10 15:00 | GB | 33388
2018-06-10 16:00 | GB | 34354
2018-06-10 17:00 | GB | 34835
2018-06-10 18:00 | GB | 34761
2018-06-10 19:00 | GB | 33978
2018-06-10 20:00 | GB | 33165
2018-06-10 21:00 | GB | 32043
2018-06-10 22:00 | GB | 28245
2018-06-10 23:00 | GB | 25207
2018-06-11 | GB | 23551
2018-06-11 01:00 | GB | 22899
2018-06-11 02:00 | GB | 21980
2018-06-11 03:00 | GB | 22372
2018-06-11 04:00 | GB | 21628
2018-06-11 05:00 | GB | 27161
2018-06-11 06:00 | GB | 33584
2018-06-11 07:00 | GB | 37227
2018-06-11 08:00 | GB | 37665
2018-06-11 09:00 | GB | 37861
2018-06-11 10:00 | GB | 38056
2018-06-11 11:00 | GB | 38732
2018-06-11 12:00 | GB | 38640
2018-06-11 13:00 | GB | 38265
2018-06-11 14:00 | GB | 38118
2018-06-11 15:00 | GB | 39045
2018-06-11 16:00 | GB | 39427
2018-06-11 17:00 | GB | 38684
2018-06-11 18:00 | GB | 37673
2018-06-11 19:00 | GB | 36073
2018-06-11 20:00 | GB | 34933
2018-06-11 21:00 | GB | 33759
2018-06-11 22:00 | GB | 30295
2018-06-11 23:00 | GB | 27084
2018-06-12 | GB | 25101
2018-06-12 01:00 | GB | 24396
2018-06-12 02:00 | GB | 23809
2018-06-12 03:00 | GB | 23584
2018-06-12 04:00 | GB | 23881
2018-06-12 05:00 | GB | 28527
2018-06-12 06:00 | GB | 33514
2018-06-12 07:00 | GB | 37742
2018-06-12 08:00 | GB | 38578
2018-06-12 09:00 | GB | 39126
2018-06-12 10:00 | GB | 39345
2018-06-12 11:00 | GB | 39376
2018-06-12 12:00 | GB | 38486
2018-06-12 13:00 | GB | 37643
2018-06-12 14:00 | GB | 37799
2018-06-12 15:00 | GB | 38540
2018-06-12 16:00 | GB | 39324
2018-06-12 17:00 | GB | 38753
2018-06-12 18:00 | GB | 37804
2018-06-12 19:00 | GB | 36757
2018-06-12 20:00 | GB | 34991
2018-06-12 21:00 | GB | 33610
2018-06-12 22:00 | GB | 29728
2018-06-12 23:00 | GB | 26963
2018-06-13 | GB | 25406
2018-06-13 01:00 | GB | 24386
2018-06-13 02:00 | GB | 23839
2018-06-13 03:00 | GB | 23391
2018-06-13 04:00 | GB | 24276
2018-06-13 05:00 | GB | 29291
2018-06-13 06:00 | GB | 35146
2018-06-13 07:00 | GB | 37592
2018-06-13 08:00 | GB | 37481
2018-06-13 09:00 | GB | 37243
2018-06-13 10:00 | GB | 37564
2018-06-13 11:00 | GB | 38233
2018-06-13 12:00 | GB | 37675
2018-06-13 13:00 | GB | 37389
2018-06-13 14:00 | GB | 37326
2018-06-13 15:00 | GB | 38302
2018-06-13 16:00 | GB | 39205
2018-06-13 17:00 | GB | 37892
2018-06-13 18:00 | GB | 37324
2018-06-13 19:00 | GB | 36239
2018-06-13 20:00 | GB | 34258
2018-06-13 21:00 | GB | 31890
2018-06-13 22:00 | GB | 27798
2018-06-13 23:00 | GB | 21693
2018-06-14 | GB | 19947
2018-06-14 01:00 | GB | 18812
2018-06-14 02:00 | GB | 17984
2018-06-14 03:00 | GB | 17201
2018-06-14 04:00 | GB | 18865
2018-06-14 05:00 | GB | 23464
2018-06-14 06:00 | GB | 32042
2018-06-14 07:00 | GB | 36034
2018-06-14 08:00 | GB | 37377
2018-06-14 09:00 | GB | 38048
2018-06-14 10:00 | GB | 38772
2018-06-14 11:00 | GB | 38637
2018-06-14 12:00 | GB | 38029
2018-06-14 13:00 | GB | 37751
2018-06-14 14:00 | GB | 36826
2018-06-14 15:00 | GB | 37680
2018-06-14 16:00 | GB | 38705
2018-06-14 17:00 | GB | 38258
2018-06-14 18:00 | GB | 37628
2018-06-14 19:00 | GB | 36132
2018-06-14 20:00 | GB | 34443
2018-06-14 21:00 | GB | 33310
2018-06-14 22:00 | GB | 30272
2018-06-14 23:00 | GB | 26071
2018-06-15 | GB | 24660
2018-06-15 01:00 | GB | 23338
2018-06-15 02:00 | GB | 22685
2018-06-15 03:00 | GB | 22466
2018-06-15 04:00 | GB | 23166
2018-06-15 05:00 | GB | 28129
2018-06-15 06:00 | GB | 33858
2018-06-15 07:00 | GB | 36908
2018-06-15 08:00 | GB | 37457
2018-06-15 09:00 | GB | 37758
2018-06-15 10:00 | GB | 37834
2018-06-15 11:00 | GB | 38122
2018-06-15 12:00 | GB | 37792
2018-06-15 13:00 | GB | 37027
2018-06-15 14:00 | GB | 36155
2018-06-15 15:00 | GB | 37514
2018-06-15 16:00 | GB | 38023
2018-06-15 17:00 | GB | 37565
2018-06-15 18:00 | GB | 36724
2018-06-15 19:00 | GB | 35529
2018-06-15 20:00 | GB | 34044
2018-06-15 21:00 | GB | 33236
2018-06-15 22:00 | GB | 30593
2018-06-15 23:00 | GB | 26945
2018-06-16 | GB | 25000
2018-06-16 01:00 | GB | 24007
2018-06-16 02:00 | GB | 22819
2018-06-16 03:00 | GB | 22195
2018-06-16 04:00 | GB | 21834
2018-06-16 05:00 | GB | 24149
2018-06-16 06:00 | GB | 28191
2018-06-16 07:00 | GB | 32532
2018-06-16 08:00 | GB | 34292
2018-06-16 09:00 | GB | 35442
2018-06-16 10:00 | GB | 35345
2018-06-16 11:00 | GB | 35179
2018-06-16 12:00 | GB | 34541
2018-06-16 13:00 | GB | 33304
2018-06-16 14:00 | GB | 32825
2018-06-16 15:00 | GB | 33089
2018-06-16 16:00 | GB | 33902
2018-06-16 17:00 | GB | 33701
2018-06-16 18:00 | GB | 32835
2018-06-16 19:00 | GB | 31691
2018-06-16 20:00 | GB | 31211
2018-06-16 21:00 | GB | 31043
2018-06-16 22:00 | GB | 28664
2018-06-16 23:00 | GB | 25199
2018-06-17 | GB | 23026
2018-06-17 01:00 | GB | 21833
2018-06-17 02:00 | GB | 20930
2018-06-17 03:00 | GB | 20318
2018-06-17 04:00 | GB | 19833
2018-06-17 05:00 | GB | 21097
2018-06-17 06:00 | GB | 23327
2018-06-17 07:00 | GB | 27909
2018-06-17 08:00 | GB | 30962
2018-06-17 09:00 | GB | 33117
2018-06-17 10:00 | GB | 34360
2018-06-17 11:00 | GB | 34751
2018-06-17 12:00 | GB | 34332
2018-06-17 13:00 | GB | 33528
2018-06-17 14:00 | GB | 33445
2018-06-17 15:00 | GB | 34276
2018-06-17 16:00 | GB | 34752
2018-06-17 17:00 | GB | 34760
2018-06-17 18:00 | GB | 34936
2018-06-17 19:00 | GB | 34295
2018-06-17 20:00 | GB | 33103
2018-06-17 21:00 | GB | 31918
2018-06-17 22:00 | GB | 27854
2018-06-17 23:00 | GB | 24198
2018-06-18 | GB | 22251
2018-06-18 01:00 | GB | 21768
2018-06-18 02:00 | GB | 21396
2018-06-18 03:00 | GB | 21494
2018-06-18 04:00 | GB | 22033
2018-06-18 05:00 | GB | 26932
2018-06-18 06:00 | GB | 33315
2018-06-18 07:00 | GB | 36529
2018-06-18 08:00 | GB | 37863
2018-06-18 09:00 | GB | 38439
2018-06-18 10:00 | GB | 38976
2018-06-18 11:00 | GB | 39096
2018-06-18 12:00 | GB | 38668
2018-06-18 13:00 | GB | 38258
2018-06-18 14:00 | GB | 37732
2018-06-18 15:00 | GB | 38628
2018-06-18 16:00 | GB | 39674
2018-06-18 17:00 | GB | 39253
2018-06-18 18:00 | GB | 37258
2018-06-18 19:00 | GB | 35453
2018-06-18 20:00 | GB | 33828
2018-06-18 21:00 | GB | 32040
2018-06-18 22:00 | GB | 28527
2018-06-18 23:00 | GB | 26040
2018-06-19 | GB | 23529
2018-06-19 01:00 | GB | 22922
2018-06-19 02:00 | GB | 22859
2018-06-19 03:00 | GB | 22702
2018-06-19 04:00 | GB | 23772
2018-06-19 05:00 | GB | 28492
2018-06-19 06:00 | GB | 34286
2018-06-19 07:00 | GB | 37003
2018-06-19 08:00 | GB | 38486
2018-06-19 09:00 | GB | 38098
2018-06-19 10:00 | GB | 38784
2018-06-19 11:00 | GB | 39434
2018-06-19 12:00 | GB | 38974
2018-06-19 13:00 | GB | 38942
2018-06-19 14:00 | GB | 38442
2018-06-19 15:00 | GB | 39535
2018-06-19 16:00 | GB | 40263
2018-06-19 17:00 | GB | 39514
2018-06-19 18:00 | GB | 38671
2018-06-19 19:00 | GB | 37240
2018-06-19 20:00 | GB | 35631
2018-06-19 21:00 | GB | 33893
2018-06-19 22:00 | GB | 29747
2018-06-19 23:00 | GB | 25732
2018-06-20 | GB | 23730
2018-06-20 01:00 | GB | 22897
2018-06-20 02:00 | GB | 22046
2018-06-20 03:00 | GB | 21574
2018-06-20 04:00 | GB | 21778
2018-06-20 05:00 | GB | 27015
2018-06-20 06:00 | GB | 32125
2018-06-20 07:00 | GB | 35505
2018-06-20 08:00 | GB | 36416
2018-06-20 09:00 | GB | 36924
2018-06-20 10:00 | GB | 37936
2018-06-20 11:00 | GB | 38417
2018-06-20 12:00 | GB | 38584
2018-06-20 13:00 | GB | 38573
2018-06-20 14:00 | GB | 37824
2018-06-20 15:00 | GB | 38420
2018-06-20 16:00 | GB | 39367
2018-06-20 17:00 | GB | 38428
2018-06-20 18:00 | GB | 37236
2018-06-20 19:00 | GB | 35543
2018-06-20 20:00 | GB | 34072
2018-06-20 21:00 | GB | 32007
2018-06-20 22:00 | GB | 28809
2018-06-20 23:00 | GB | 25647
2018-06-21 | GB | 23452
2018-06-21 01:00 | GB | 22192
2018-06-21 02:00 | GB | 20596
2018-06-21 03:00 | GB | 19845
2018-06-21 04:00 | GB | 20222
2018-06-21 05:00 | GB | 26038
2018-06-21 06:00 | GB | 32796
2018-06-21 07:00 | GB | 35754
2018-06-21 08:00 | GB | 36635
2018-06-21 09:00 | GB | 37099
2018-06-21 10:00 | GB | 37989
2018-06-21 11:00 | GB | 38770
2018-06-21 12:00 | GB | 38045
2018-06-21 13:00 | GB | 37456
2018-06-21 14:00 | GB | 36712
2018-06-21 15:00 | GB | 37163
2018-06-21 16:00 | GB | 37765
2018-06-21 17:00 | GB | 37215
2018-06-21 18:00 | GB | 36615
2018-06-21 19:00 | GB | 35334
2018-06-21 20:00 | GB | 33645
2018-06-21 21:00 | GB | 32696
2018-06-21 22:00 | GB | 28829
2018-06-21 23:00 | GB | 25302
2018-06-22 | GB | 23320
2018-06-22 01:00 | GB | 22610
2018-06-22 02:00 | GB | 21930
2018-06-22 03:00 | GB | 21791
2018-06-22 04:00 | GB | 22137
2018-06-22 05:00 | GB | 27800
2018-06-22 06:00 | GB | 33732
2018-06-22 07:00 | GB | 36333
2018-06-22 08:00 | GB | 36860
2018-06-22 09:00 | GB | 37341
2018-06-22 10:00 | GB | 38174
2018-06-22 11:00 | GB | 38492
2018-06-22 12:00 | GB | 37843
2018-06-22 13:00 | GB | 37067
2018-06-22 14:00 | GB | 35874
2018-06-22 15:00 | GB | 36045
2018-06-22 16:00 | GB | 36646
2018-06-22 17:00 | GB | 36070
2018-06-22 18:00 | GB | 35217
2018-06-22 19:00 | GB | 34006
2018-06-22 20:00 | GB | 32502
2018-06-22 21:00 | GB | 31760
2018-06-22 22:00 | GB | 29336
2018-06-22 23:00 | GB | 25928
2018-06-23 | GB | 24251
2018-06-23 01:00 | GB | 22618
2018-06-23 02:00 | GB | 21523
2018-06-23 03:00 | GB | 21099
2018-06-23 04:00 | GB | 21111
2018-06-23 05:00 | GB | 23342
2018-06-23 06:00 | GB | 27482
2018-06-23 07:00 | GB | 30580
2018-06-23 08:00 | GB | 32709
2018-06-23 09:00 | GB | 33737
2018-06-23 10:00 | GB | 33894
2018-06-23 11:00 | GB | 33494
2018-06-23 12:00 | GB | 33294
2018-06-23 13:00 | GB | 32428
2018-06-23 14:00 | GB | 31747
2018-06-23 15:00 | GB | 32118
2018-06-23 16:00 | GB | 32980
2018-06-23 17:00 | GB | 33079
2018-06-23 18:00 | GB | 32617
2018-06-23 19:00 | GB | 31392
2018-06-23 20:00 | GB | 30594
2018-06-23 21:00 | GB | 30510
2018-06-23 22:00 | GB | 28144
2018-06-23 23:00 | GB | 25520
2018-06-24 | GB | 23610
2018-06-24 01:00 | GB | 22310
2018-06-24 02:00 | GB | 21583
2018-06-24 03:00 | GB | 20701
2018-06-24 04:00 | GB | 20015
2018-06-24 05:00 | GB | 21229
2018-06-24 06:00 | GB | 23643
2018-06-24 07:00 | GB | 27607
2018-06-24 08:00 | GB | 30260
2018-06-24 09:00 | GB | 31983
2018-06-24 10:00 | GB | 32948
2018-06-24 11:00 | GB | 33632
2018-06-24 12:00 | GB | 33091
2018-06-24 13:00 | GB | 32142
2018-06-24 14:00 | GB | 31413
2018-06-24 15:00 | GB | 31677
2018-06-24 16:00 | GB | 32963
2018-06-24 17:00 | GB | 33343
2018-06-24 18:00 | GB | 33253
2018-06-24 19:00 | GB | 32605
2018-06-24 20:00 | GB | 31422
2018-06-24 21:00 | GB | 31099
2018-06-24 22:00 | GB | 28519
2018-06-24 23:00 | GB | 24959
2018-06-25 | GB | 23081
2018-06-25 01:00 | GB | 22435
2018-06-25 02:00 | GB | 21803
2018-06-25 03:00 | GB | 21660
2018-06-25 04:00 | GB | 21924
2018-06-25 05:00 | GB | 27184
2018-06-25 06:00 | GB | 32934
2018-06-25 07:00 | GB | 36404
2018-06-25 08:00 | GB | 37668
2018-06-25 09:00 | GB | 37952
2018-06-25 10:00 | GB | 39063
2018-06-25 11:00 | GB | 39714
2018-06-25 12:00 | GB | 39619
2018-06-25 13:00 | GB | 39465
2018-06-25 14:00 | GB | 38768
2018-06-25 15:00 | GB | 39044
2018-06-25 16:00 | GB | 39327
2018-06-25 17:00 | GB | 38455
2018-06-25 18:00 | GB | 37622
2018-06-25 19:00 | GB | 36279
2018-06-25 20:00 | GB | 34899
2018-06-25 21:00 | GB | 33881
2018-06-25 22:00 | GB | 30486
2018-06-25 23:00 | GB | 26547
2018-06-26 | GB | 24730
2018-06-26 01:00 | GB | 23971
2018-06-26 02:00 | GB | 23039
2018-06-26 03:00 | GB | 22797
2018-06-26 04:00 | GB | 22901
2018-06-26 05:00 | GB | 27094
2018-06-26 06:00 | GB | 33815
2018-06-26 07:00 | GB | 37021
2018-06-26 08:00 | GB | 38226
2018-06-26 09:00 | GB | 38998
2018-06-26 10:00 | GB | 39979
2018-06-26 11:00 | GB | 40482
2018-06-26 12:00 | GB | 40389
2018-06-26 13:00 | GB | 40076
2018-06-26 14:00 | GB | 39357
2018-06-26 15:00 | GB | 39826
2018-06-26 16:00 | GB | 39945
2018-06-26 17:00 | GB | 38828
2018-06-26 18:00 | GB | 37877
2018-06-26 19:00 | GB | 36511
2018-06-26 20:00 | GB | 35242
2018-06-26 21:00 | GB | 34103
2018-06-26 22:00 | GB | 30814
2018-06-26 23:00 | GB | 26778
2018-06-27 | GB | 24894
2018-06-27 01:00 | GB | 23803
2018-06-27 02:00 | GB | 23254
2018-06-27 03:00 | GB | 23051
2018-06-27 04:00 | GB | 22816
2018-06-27 05:00 | GB | 27230
2018-06-27 06:00 | GB | 33481
2018-06-27 07:00 | GB | 36942
2018-06-27 08:00 | GB | 37996
2018-06-27 09:00 | GB | 37616
2018-06-27 10:00 | GB | 38198
2018-06-27 11:00 | GB | 38843
2018-06-27 12:00 | GB | 38463
2018-06-27 13:00 | GB | 37979
2018-06-27 14:00 | GB | 37809
2018-06-27 15:00 | GB | 39288
2018-06-27 16:00 | GB | 39490
2018-06-27 17:00 | GB | 38686
2018-06-27 18:00 | GB | 37736
2018-06-27 19:00 | GB | 36498
2018-06-27 20:00 | GB | 34752
2018-06-27 21:00 | GB | 33616
2018-06-27 22:00 | GB | 30605
2018-06-27 23:00 | GB | 26904
2018-06-28 | GB | 24641
2018-06-28 01:00 | GB | 23804
2018-06-28 02:00 | GB | 23403
2018-06-28 03:00 | GB | 23304
2018-06-28 04:00 | GB | 22751
2018-06-28 05:00 | GB | 27714
2018-06-28 06:00 | GB | 33630
2018-06-28 07:00 | GB | 36918
2018-06-28 08:00 | GB | 36870
2018-06-28 09:00 | GB | 36741
2018-06-28 10:00 | GB | 38279
2018-06-28 11:00 | GB | 39091
2018-06-28 12:00 | GB | 37946
2018-06-28 13:00 | GB | 37738
2018-06-28 14:00 | GB | 37594
2018-06-28 15:00 | GB | 39146
2018-06-28 16:00 | GB | 39657
2018-06-28 17:00 | GB | 38771
2018-06-28 18:00 | GB | 37287
2018-06-28 19:00 | GB | 35684
2018-06-28 20:00 | GB | 33775
2018-06-28 21:00 | GB | 33382
2018-06-28 22:00 | GB | 30534
2018-06-28 23:00 | GB | 27087
2018-06-29 | GB | 24937
2018-06-29 01:00 | GB | 24051
2018-06-29 02:00 | GB | 23373
2018-06-29 03:00 | GB | 23032
2018-06-29 04:00 | GB | 23261
2018-06-29 05:00 | GB | 28195
2018-06-29 06:00 | GB | 33319
2018-06-29 07:00 | GB | 36144
2018-06-29 08:00 | GB | 37254
2018-06-29 09:00 | GB | 37766
2018-06-29 10:00 | GB | 38561
2018-06-29 11:00 | GB | 39110
2018-06-29 12:00 | GB | 39002
2018-06-29 13:00 | GB | 38165
2018-06-29 14:00 | GB | 37264
2018-06-29 15:00 | GB | 37411
2018-06-29 16:00 | GB | 37618
2018-06-29 17:00 | GB | 36497
2018-06-29 18:00 | GB | 35943
2018-06-29 19:00 | GB | 34244
2018-06-29 20:00 | GB | 32762
2018-06-29 21:00 | GB | 31519
2018-06-29 22:00 | GB | 30427
2018-06-29 23:00 | GB | 26945
2018-06-30 | GB | 24896
2018-06-30 01:00 | GB | 23713
2018-06-30 02:00 | GB | 22870
2018-06-30 03:00 | GB | 22410
2018-06-30 04:00 | GB | 22189
2018-06-30 05:00 | GB | 24517
2018-06-30 06:00 | GB | 28088
2018-06-30 07:00 | GB | 31465
2018-06-30 08:00 | GB | 33371
2018-06-30 09:00 | GB | 34310
2018-06-30 10:00 | GB | 34759
2018-06-30 11:00 | GB | 34752
2018-06-30 12:00 | GB | 34567
2018-06-30 13:00 | GB | 33372
2018-06-30 14:00 | GB | 32254
2018-06-30 15:00 | GB | 32749
2018-06-30 16:00 | GB | 33971
2018-06-30 17:00 | GB | 33655
2018-06-30 18:00 | GB | 33194
2018-06-30 19:00 | GB | 32149
2018-06-30 20:00 | GB | 31371
2018-06-30 21:00 | GB | 31756
2018-06-30 22:00 | GB | 29060
2018-06-30 23:00 | GB | 26872
2018-07-01 | GB | 24322
2018-07-01 01:00 | GB | 22847
2018-07-01 02:00 | GB | 21610
2018-07-01 03:00 | GB | 20887
2018-07-01 04:00 | GB | 19976
2018-07-01 05:00 | GB | 21101
2018-07-01 06:00 | GB | 23493
2018-07-01 07:00 | GB | 27362
2018-07-01 08:00 | GB | 31305
2018-07-01 09:00 | GB | 33394
2018-07-01 10:00 | GB | 34719
2018-07-01 11:00 | GB | 35149
2018-07-01 12:00 | GB | 34819
2018-07-01 13:00 | GB | 34138
2018-07-01 14:00 | GB | 33705
2018-07-01 15:00 | GB | 34232
2018-07-01 16:00 | GB | 35333
2018-07-01 17:00 | GB | 35634
2018-07-01 18:00 | GB | 35158
2018-07-01 19:00 | GB | 34386
2018-07-01 20:00 | GB | 33650
2018-07-01 21:00 | GB | 33215
2018-07-01 22:00 | GB | 29678
2018-07-01 23:00 | GB | 26561
2018-07-02 | GB | 25188
2018-07-02 01:00 | GB | 24179
2018-07-02 02:00 | GB | 22724
2018-07-02 03:00 | GB | 22485
2018-07-02 04:00 | GB | 23508
2018-07-02 05:00 | GB | 29026
2018-07-02 06:00 | GB | 33924
2018-07-02 07:00 | GB | 37100
2018-07-02 08:00 | GB | 38558
2018-07-02 09:00 | GB | 38324
2018-07-02 10:00 | GB | 39221
2018-07-02 11:00 | GB | 39759
2018-07-02 12:00 | GB | 39365
2018-07-02 13:00 | GB | 38732
2018-07-02 14:00 | GB | 38038
2018-07-02 15:00 | GB | 39367
2018-07-02 16:00 | GB | 39963
2018-07-02 17:00 | GB | 39450
2018-07-02 18:00 | GB | 38196
2018-07-02 19:00 | GB | 36644
2018-07-02 20:00 | GB | 34923
2018-07-02 21:00 | GB | 33261
2018-07-02 22:00 | GB | 30675
2018-07-02 23:00 | GB | 27645
2018-07-03 | GB | 25718
2018-07-03 01:00 | GB | 24802
2018-07-03 02:00 | GB | 23327
2018-07-03 03:00 | GB | 23114
2018-07-03 04:00 | GB | 23844
2018-07-03 05:00 | GB | 28921
2018-07-03 06:00 | GB | 32869
2018-07-03 07:00 | GB | 36461
2018-07-03 08:00 | GB | 36932
2018-07-03 09:00 | GB | 37818
2018-07-03 10:00 | GB | 38711
2018-07-03 11:00 | GB | 38981
2018-07-03 12:00 | GB | 38397
2018-07-03 13:00 | GB | 38044
2018-07-03 14:00 | GB | 37782
2018-07-03 15:00 | GB | 38713
2018-07-03 16:00 | GB | 39462
2018-07-03 17:00 | GB | 38689
2018-07-03 18:00 | GB | 37232
2018-07-03 19:00 | GB | 35581
2018-07-03 20:00 | GB | 33733
2018-07-03 21:00 | GB | 32837
2018-07-03 22:00 | GB | 31021
2018-07-03 23:00 | GB | 27334
2018-07-04 | GB | 25099
2018-07-04 01:00 | GB | 24365
2018-07-04 02:00 | GB | 23828
2018-07-04 03:00 | GB | 23556
2018-07-04 04:00 | GB | 23684
2018-07-04 05:00 | GB | 28823
2018-07-04 06:00 | GB | 32908
2018-07-04 07:00 | GB | 36530
2018-07-04 08:00 | GB | 37375
2018-07-04 09:00 | GB | 37844
2018-07-04 10:00 | GB | 38790
2018-07-04 11:00 | GB | 39031
2018-07-04 12:00 | GB | 38706
2018-07-04 13:00 | GB | 38159
2018-07-04 14:00 | GB | 37952
2018-07-04 15:00 | GB | 38608
2018-07-04 16:00 | GB | 39652
2018-07-04 17:00 | GB | 38809
2018-07-04 18:00 | GB | 37916
2018-07-04 19:00 | GB | 36602
2018-07-04 20:00 | GB | 35503
2018-07-04 21:00 | GB | 33615
2018-07-04 22:00 | GB | 31292
2018-07-04 23:00 | GB | 28329
2018-07-05 | GB | 27110
2018-07-05 01:00 | GB | 26186
2018-07-05 02:00 | GB | 25727
2018-07-05 03:00 | GB | 25450
2018-07-05 04:00 | GB | 24551
2018-07-05 05:00 | GB | 28803
2018-07-05 06:00 | GB | 34430
2018-07-05 07:00 | GB | 38055
2018-07-05 08:00 | GB | 38809
2018-07-05 09:00 | GB | 39377
2018-07-05 10:00 | GB | 40148
2018-07-05 11:00 | GB | 40588
2018-07-05 12:00 | GB | 40684
2018-07-05 13:00 | GB | 40224
2018-07-05 14:00 | GB | 39337
2018-07-05 15:00 | GB | 40173
2018-07-05 16:00 | GB | 40184
2018-07-05 17:00 | GB | 39171
2018-07-05 18:00 | GB | 38472
2018-07-05 19:00 | GB | 37152
2018-07-05 20:00 | GB | 35281
2018-07-05 21:00 | GB | 34040
2018-07-05 22:00 | GB | 31692
2018-07-05 23:00 | GB | 27885
2018-07-06 | GB | 26231
2018-07-06 01:00 | GB | 25179
2018-07-06 02:00 | GB | 24518
2018-07-06 03:00 | GB | 24379
2018-07-06 04:00 | GB | 24504
2018-07-06 05:00 | GB | 29720
2018-07-06 06:00 | GB | 34626
2018-07-06 07:00 | GB | 37959
2018-07-06 08:00 | GB | 38996
2018-07-06 09:00 | GB | 39233
2018-07-06 10:00 | GB | 39545
2018-07-06 11:00 | GB | 40391
2018-07-06 12:00 | GB | 39608
2018-07-06 13:00 | GB | 39018
2018-07-06 14:00 | GB | 38662
2018-07-06 15:00 | GB | 39448
2018-07-06 16:00 | GB | 39593
2018-07-06 17:00 | GB | 38599
2018-07-06 18:00 | GB | 37720
2018-07-06 19:00 | GB | 36107
2018-07-06 20:00 | GB | 33964
2018-07-06 21:00 | GB | 32900
2018-07-06 22:00 | GB | 31537
2018-07-06 23:00 | GB | 28710
2018-07-07 | GB | 26214
2018-07-07 01:00 | GB | 24961
2018-07-07 02:00 | GB | 24063
2018-07-07 03:00 | GB | 23232
2018-07-07 04:00 | GB | 23043
2018-07-07 05:00 | GB | 25111
2018-07-07 06:00 | GB | 29120
2018-07-07 07:00 | GB | 32949
2018-07-07 08:00 | GB | 34438
2018-07-07 09:00 | GB | 35817
2018-07-07 10:00 | GB | 36426
2018-07-07 11:00 | GB | 36744
2018-07-07 12:00 | GB | 35499
2018-07-07 13:00 | GB | 34496
2018-07-07 14:00 | GB | 33382
2018-07-07 15:00 | GB | 33835
2018-07-07 16:00 | GB | 34790
2018-07-07 17:00 | GB | 34649
2018-07-07 18:00 | GB | 34686
2018-07-07 19:00 | GB | 33421
2018-07-07 20:00 | GB | 32477
2018-07-07 21:00 | GB | 32837
2018-07-07 22:00 | GB | 30588
2018-07-07 23:00 | GB | 27789
2018-07-08 | GB | 26030
2018-07-08 01:00 | GB | 24870
2018-07-08 02:00 | GB | 23208
2018-07-08 03:00 | GB | 22292
2018-07-08 04:00 | GB | 21793
2018-07-08 05:00 | GB | 22989
2018-07-08 06:00 | GB | 25270
2018-07-08 07:00 | GB | 29195
2018-07-08 08:00 | GB | 32050
2018-07-08 09:00 | GB | 34022
2018-07-08 10:00 | GB | 35042
2018-07-08 11:00 | GB | 35619
2018-07-08 12:00 | GB | 35428
2018-07-08 13:00 | GB | 34721
2018-07-08 14:00 | GB | 34107
2018-07-08 15:00 | GB | 34326
2018-07-08 16:00 | GB | 35041
2018-07-08 17:00 | GB | 35219
2018-07-08 18:00 | GB | 35000
2018-07-08 19:00 | GB | 34284
2018-07-08 20:00 | GB | 33596
2018-07-08 21:00 | GB | 33120
2018-07-08 22:00 | GB | 30410
2018-07-08 23:00 | GB | 27196
2018-07-09 | GB | 25270
2018-07-09 01:00 | GB | 24255
2018-07-09 02:00 | GB | 23628
2018-07-09 03:00 | GB | 23762
2018-07-09 04:00 | GB | 24278
2018-07-09 05:00 | GB | 29319
2018-07-09 06:00 | GB | 34567
2018-07-09 07:00 | GB | 38354
2018-07-09 08:00 | GB | 39499
2018-07-09 09:00 | GB | 40148
2018-07-09 10:00 | GB | 40778
2018-07-09 11:00 | GB | 41988
2018-07-09 12:00 | GB | 41166
2018-07-09 13:00 | GB | 40568
2018-07-09 14:00 | GB | 40427
2018-07-09 15:00 | GB | 40532
2018-07-09 16:00 | GB | 40756
2018-07-09 17:00 | GB | 39720
2018-07-09 18:00 | GB | 38706
2018-07-09 19:00 | GB | 37284
2018-07-09 20:00 | GB | 35787
2018-07-09 21:00 | GB | 34801
2018-07-09 22:00 | GB | 31168
2018-07-09 23:00 | GB | 28283
2018-07-10 | GB | 25897
2018-07-10 01:00 | GB | 25073
2018-07-10 02:00 | GB | 24437
2018-07-10 03:00 | GB | 24476
2018-07-10 04:00 | GB | 24445
2018-07-10 05:00 | GB | 28624
2018-07-10 06:00 | GB | 34326
2018-07-10 07:00 | GB | 37879
2018-07-10 08:00 | GB | 38829
2018-07-10 09:00 | GB | 39070
2018-07-10 10:00 | GB | 40180
2018-07-10 11:00 | GB | 40527
2018-07-10 12:00 | GB | 40310
2018-07-10 13:00 | GB | 39841
2018-07-10 14:00 | GB | 39037
2018-07-10 15:00 | GB | 39632
2018-07-10 16:00 | GB | 39914
2018-07-10 17:00 | GB | 39897
2018-07-10 18:00 | GB | 39020
2018-07-10 19:00 | GB | 36568
2018-07-10 20:00 | GB | 35733
2018-07-10 21:00 | GB | 35471
2018-07-10 22:00 | GB | 30918
2018-07-10 23:00 | GB | 28252
2018-07-11 | GB | 26348
2018-07-11 01:00 | GB | 25260
2018-07-11 02:00 | GB | 24493
2018-07-11 03:00 | GB | 24319
2018-07-11 04:00 | GB | 25260
2018-07-11 05:00 | GB | 29530
2018-07-11 06:00 | GB | 34549
2018-07-11 07:00 | GB | 38105
2018-07-11 08:00 | GB | 39094
2018-07-11 09:00 | GB | 39598
2018-07-11 10:00 | GB | 40432
2018-07-11 11:00 | GB | 40503
2018-07-11 12:00 | GB | 39808
2018-07-11 13:00 | GB | 39210
2018-07-11 14:00 | GB | 38517
2018-07-11 15:00 | GB | 39303
2018-07-11 16:00 | GB | 39856
2018-07-11 17:00 | GB | 39367
2018-07-11 18:00 | GB | 36511
2018-07-11 19:00 | GB | 34545
2018-07-11 20:00 | GB | 32758
2018-07-11 21:00 | GB | 34264
2018-07-11 22:00 | GB | 31074
2018-07-11 23:00 | GB | 28376
2018-07-12 | GB | 26392
2018-07-12 01:00 | GB | 24560
2018-07-12 02:00 | GB | 23926
2018-07-12 03:00 | GB | 23545
2018-07-12 04:00 | GB | 24096
2018-07-12 05:00 | GB | 28233
2018-07-12 06:00 | GB | 33921
2018-07-12 07:00 | GB | 37157
2018-07-12 08:00 | GB | 38960
2018-07-12 09:00 | GB | 39137
2018-07-12 10:00 | GB | 40013
2018-07-12 11:00 | GB | 40269
2018-07-12 12:00 | GB | 40204
2018-07-12 13:00 | GB | 38590
2018-07-12 14:00 | GB | 38490
2018-07-12 15:00 | GB | 39795
2018-07-12 16:00 | GB | 40264
2018-07-12 17:00 | GB | 39118
2018-07-12 18:00 | GB | 37984
2018-07-12 19:00 | GB | 36750
2018-07-12 20:00 | GB | 35844
2018-07-12 21:00 | GB | 34528
2018-07-12 22:00 | GB | 31463
2018-07-12 23:00 | GB | 28427
2018-07-13 | GB | 26243
2018-07-13 01:00 | GB | 25134
2018-07-13 02:00 | GB | 24359
2018-07-13 03:00 | GB | 24396
2018-07-13 04:00 | GB | 24345
2018-07-13 05:00 | GB | 28737
2018-07-13 06:00 | GB | 34326
2018-07-13 07:00 | GB | 37752
2018-07-13 08:00 | GB | 38248
2018-07-13 09:00 | GB | 38477
2018-07-13 10:00 | GB | 39309
2018-07-13 11:00 | GB | 39251
2018-07-13 12:00 | GB | 38890
2018-07-13 13:00 | GB | 38424
2018-07-13 14:00 | GB | 37642
2018-07-13 15:00 | GB | 37666
2018-07-13 16:00 | GB | 37969
2018-07-13 17:00 | GB | 37390
2018-07-13 18:00 | GB | 36626
2018-07-13 19:00 | GB | 35234
2018-07-13 20:00 | GB | 33817
2018-07-13 21:00 | GB | 33581
2018-07-13 22:00 | GB | 30843
2018-07-13 23:00 | GB | 27625
2018-07-14 | GB | 25382
2018-07-14 01:00 | GB | 24043
2018-07-14 02:00 | GB | 23085
2018-07-14 03:00 | GB | 22422
2018-07-14 04:00 | GB | 22343
2018-07-14 05:00 | GB | 24402
2018-07-14 06:00 | GB | 28750
2018-07-14 07:00 | GB | 31978
2018-07-14 08:00 | GB | 34299
2018-07-14 09:00 | GB | 35301
2018-07-14 10:00 | GB | 35836
2018-07-14 11:00 | GB | 35936
2018-07-14 12:00 | GB | 35455
2018-07-14 13:00 | GB | 34297
2018-07-14 14:00 | GB | 33433
2018-07-14 15:00 | GB | 33575
2018-07-14 16:00 | GB | 34406
2018-07-14 17:00 | GB | 34359
2018-07-14 18:00 | GB | 33969
2018-07-14 19:00 | GB | 32772
2018-07-14 20:00 | GB | 31967
2018-07-14 21:00 | GB | 32197
2018-07-14 22:00 | GB | 29940
2018-07-14 23:00 | GB | 27538
2018-07-15 | GB | 25232
2018-07-15 01:00 | GB | 23716
2018-07-15 02:00 | GB | 22908
2018-07-15 03:00 | GB | 22562
2018-07-15 04:00 | GB | 21500
2018-07-15 05:00 | GB | 22667
2018-07-15 06:00 | GB | 25219
2018-07-15 07:00 | GB | 29011
2018-07-15 08:00 | GB | 31679
2018-07-15 09:00 | GB | 33581
2018-07-15 10:00 | GB | 34792
2018-07-15 11:00 | GB | 35563
2018-07-15 12:00 | GB | 35462
2018-07-15 13:00 | GB | 34657
2018-07-15 14:00 | GB | 33470
2018-07-15 15:00 | GB | 33746
2018-07-15 16:00 | GB | 34610
2018-07-15 17:00 | GB | 34715
2018-07-15 18:00 | GB | 34989
2018-07-15 19:00 | GB | 33878
2018-07-15 20:00 | GB | 32919
2018-07-15 21:00 | GB | 32807
2018-07-15 22:00 | GB | 29894
2018-07-15 23:00 | GB | 27220
2018-07-16 | GB | 25077
2018-07-16 01:00 | GB | 24386
2018-07-16 02:00 | GB | 23598
2018-07-16 03:00 | GB | 23587
2018-07-16 04:00 | GB | 24069
2018-07-16 05:00 | GB | 28717
2018-07-16 06:00 | GB | 34108
2018-07-16 07:00 | GB | 37447
2018-07-16 08:00 | GB | 38612
2018-07-16 09:00 | GB | 39141
2018-07-16 10:00 | GB | 39930
2018-07-16 11:00 | GB | 40772
2018-07-16 12:00 | GB | 40733
2018-07-16 13:00 | GB | 40811
2018-07-16 14:00 | GB | 39791
2018-07-16 15:00 | GB | 40538
2018-07-16 16:00 | GB | 41336
2018-07-16 17:00 | GB | 40277
2018-07-16 18:00 | GB | 39146
2018-07-16 19:00 | GB | 37463
2018-07-16 20:00 | GB | 35982
2018-07-16 21:00 | GB | 34592
2018-07-16 22:00 | GB | 31050
2018-07-16 23:00 | GB | 27934
2018-07-17 | GB | 26206
2018-07-17 01:00 | GB | 24694
2018-07-17 02:00 | GB | 24215
2018-07-17 03:00 | GB | 23887
2018-07-17 04:00 | GB | 24519
2018-07-17 05:00 | GB | 29228
2018-07-17 06:00 | GB | 34111
2018-07-17 07:00 | GB | 37445
2018-07-17 08:00 | GB | 38461
2018-07-17 09:00 | GB | 38922
2018-07-17 10:00 | GB | 39481
2018-07-17 11:00 | GB | 39939
2018-07-17 12:00 | GB | 39529
2018-07-17 13:00 | GB | 39114
2018-07-17 14:00 | GB | 38481
2018-07-17 15:00 | GB | 39843
2018-07-17 16:00 | GB | 40070
2018-07-17 17:00 | GB | 39429
2018-07-17 18:00 | GB | 37994
2018-07-17 19:00 | GB | 36659
2018-07-17 20:00 | GB | 35479
2018-07-17 21:00 | GB | 34162
2018-07-17 22:00 | GB | 30906
2018-07-17 23:00 | GB | 27596
2018-07-18 | GB | 25737
2018-07-18 01:00 | GB | 24765
2018-07-18 02:00 | GB | 24178
2018-07-18 03:00 | GB | 24072
2018-07-18 04:00 | GB | 24679
2018-07-18 05:00 | GB | 29419
2018-07-18 06:00 | GB | 34623
2018-07-18 07:00 | GB | 37740
2018-07-18 08:00 | GB | 39048
2018-07-18 09:00 | GB | 39185
2018-07-18 10:00 | GB | 39963
2018-07-18 11:00 | GB | 40134
2018-07-18 12:00 | GB | 39584
2018-07-18 13:00 | GB | 39143
2018-07-18 14:00 | GB | 38782
2018-07-18 15:00 | GB | 39606
2018-07-18 16:00 | GB | 40177
2018-07-18 17:00 | GB | 39412
2018-07-18 18:00 | GB | 38080
2018-07-18 19:00 | GB | 36884
2018-07-18 20:00 | GB | 35705
2018-07-18 21:00 | GB | 34503
2018-07-18 22:00 | GB | 31284
2018-07-18 23:00 | GB | 27737
2018-07-19 | GB | 25816
2018-07-19 01:00 | GB | 25015
2018-07-19 02:00 | GB | 24054
2018-07-19 03:00 | GB | 24045
2018-07-19 04:00 | GB | 24342
2018-07-19 05:00 | GB | 28995
2018-07-19 06:00 | GB | 34666
2018-07-19 07:00 | GB | 37762
2018-07-19 08:00 | GB | 39033
2018-07-19 09:00 | GB | 39607
2018-07-19 10:00 | GB | 40442
2018-07-19 11:00 | GB | 41170
2018-07-19 12:00 | GB | 40803
2018-07-19 13:00 | GB | 40600
2018-07-19 14:00 | GB | 39825
2018-07-19 15:00 | GB | 40583
2018-07-19 16:00 | GB | 40656
2018-07-19 17:00 | GB | 39467
2018-07-19 18:00 | GB | 38524
2018-07-19 19:00 | GB | 36599
2018-07-19 20:00 | GB | 35413
2018-07-19 21:00 | GB | 34384
2018-07-19 22:00 | GB | 30884
2018-07-19 23:00 | GB | 27582
2018-07-20 | GB | 25917
2018-07-20 01:00 | GB | 25083
2018-07-20 02:00 | GB | 24432
2018-07-20 03:00 | GB | 24240
2018-07-20 04:00 | GB | 24592
2018-07-20 05:00 | GB | 28568
2018-07-20 06:00 | GB | 34046
2018-07-20 07:00 | GB | 37233
2018-07-20 08:00 | GB | 38620
2018-07-20 09:00 | GB | 39181
2018-07-20 10:00 | GB | 39513
2018-07-20 11:00 | GB | 39392
2018-07-20 12:00 | GB | 39017
2018-07-20 13:00 | GB | 38012
2018-07-20 14:00 | GB | 37451
2018-07-20 15:00 | GB | 38021
2018-07-20 16:00 | GB | 38355
2018-07-20 17:00 | GB | 37574
2018-07-20 18:00 | GB | 36592
2018-07-20 19:00 | GB | 35000
2018-07-20 20:00 | GB | 34092
2018-07-20 21:00 | GB | 33094
2018-07-20 22:00 | GB | 30074
2018-07-20 23:00 | GB | 27562
2018-07-21 | GB | 25727
2018-07-21 01:00 | GB | 24370
2018-07-21 02:00 | GB | 23688
2018-07-21 03:00 | GB | 23387
2018-07-21 04:00 | GB | 22792
2018-07-21 05:00 | GB | 24965
2018-07-21 06:00 | GB | 28492
2018-07-21 07:00 | GB | 31550
2018-07-21 08:00 | GB | 33547
2018-07-21 09:00 | GB | 34234
2018-07-21 10:00 | GB | 34317
2018-07-21 11:00 | GB | 34510
2018-07-21 12:00 | GB | 34211
2018-07-21 13:00 | GB | 33240
2018-07-21 14:00 | GB | 32727
2018-07-21 15:00 | GB | 33423
2018-07-21 16:00 | GB | 34471
2018-07-21 17:00 | GB | 34487
2018-07-21 18:00 | GB | 33817
2018-07-21 19:00 | GB | 32642
2018-07-21 20:00 | GB | 31905
2018-07-21 21:00 | GB | 31660
2018-07-21 22:00 | GB | 28506
2018-07-21 23:00 | GB | 25930
2018-07-22 | GB | 24730
2018-07-22 01:00 | GB | 23535
2018-07-22 02:00 | GB | 22123
2018-07-22 03:00 | GB | 21734
2018-07-22 04:00 | GB | 21200
2018-07-22 05:00 | GB | 22276
2018-07-22 06:00 | GB | 25141
2018-07-22 07:00 | GB | 28283
2018-07-22 08:00 | GB | 31069
2018-07-22 09:00 | GB | 33040
2018-07-22 10:00 | GB | 34459
2018-07-22 11:00 | GB | 35076
2018-07-22 12:00 | GB | 34624
2018-07-22 13:00 | GB | 33897
2018-07-22 14:00 | GB | 33503
2018-07-22 15:00 | GB | 34018
2018-07-22 16:00 | GB | 34679
2018-07-22 17:00 | GB | 34855
2018-07-22 18:00 | GB | 34542
2018-07-22 19:00 | GB | 33710
2018-07-22 20:00 | GB | 32983
2018-07-22 21:00 | GB | 32709
2018-07-22 22:00 | GB | 29696
2018-07-22 23:00 | GB | 26779
2018-07-23 | GB | 25369
2018-07-23 01:00 | GB | 24006
2018-07-23 02:00 | GB | 23187
2018-07-23 03:00 | GB | 23235
2018-07-23 04:00 | GB | 23246
2018-07-23 05:00 | GB | 28552
2018-07-23 06:00 | GB | 33885
2018-07-23 07:00 | GB | 37522
2018-07-23 08:00 | GB | 38942
2018-07-23 09:00 | GB | 40195
2018-07-23 10:00 | GB | 41022
2018-07-23 11:00 | GB | 41615
2018-07-23 12:00 | GB | 41323
2018-07-23 13:00 | GB | 40798
2018-07-23 14:00 | GB | 40907
2018-07-23 15:00 | GB | 40819
2018-07-23 16:00 | GB | 40899
2018-07-23 17:00 | GB | 40187
2018-07-23 18:00 | GB | 38983
2018-07-23 19:00 | GB | 37207
2018-07-23 20:00 | GB | 35455
2018-07-23 21:00 | GB | 34852
2018-07-23 22:00 | GB | 31235
2018-07-23 23:00 | GB | 28284
2018-07-24 | GB | 26250
2018-07-24 01:00 | GB | 25483
2018-07-24 02:00 | GB | 24826
2018-07-24 03:00 | GB | 24857
2018-07-24 04:00 | GB | 24616
2018-07-24 05:00 | GB | 29156
2018-07-24 06:00 | GB | 33147
2018-07-24 07:00 | GB | 37325
2018-07-24 08:00 | GB | 38837
2018-07-24 09:00 | GB | 39208
2018-07-24 10:00 | GB | 39753
2018-07-24 11:00 | GB | 39909
2018-07-24 12:00 | GB | 39465
2018-07-24 13:00 | GB | 38645
2018-07-24 14:00 | GB | 38482
2018-07-24 15:00 | GB | 39808
2018-07-24 16:00 | GB | 40085
2018-07-24 17:00 | GB | 39470
2018-07-24 18:00 | GB | 38083
2018-07-24 19:00 | GB | 36334
2018-07-24 20:00 | GB | 35248
2018-07-24 21:00 | GB | 34491
2018-07-24 22:00 | GB | 31441
2018-07-24 23:00 | GB | 28579
2018-07-25 | GB | 26027
2018-07-25 01:00 | GB | 25014
2018-07-25 02:00 | GB | 24465
2018-07-25 03:00 | GB | 24717
2018-07-25 04:00 | GB | 24447
2018-07-25 05:00 | GB | 27445
2018-07-25 06:00 | GB | 32077
2018-07-25 07:00 | GB | 37052
2018-07-25 08:00 | GB | 38587
2018-07-25 09:00 | GB | 38640
2018-07-25 10:00 | GB | 38757
2018-07-25 11:00 | GB | 39918
2018-07-25 12:00 | GB | 39888
2018-07-25 13:00 | GB | 39740
2018-07-25 14:00 | GB | 38960
2018-07-25 15:00 | GB | 39931
2018-07-25 16:00 | GB | 40357
2018-07-25 17:00 | GB | 39409
2018-07-25 18:00 | GB | 38227
2018-07-25 19:00 | GB | 36869
2018-07-25 20:00 | GB | 35992
2018-07-25 21:00 | GB | 35005
2018-07-25 22:00 | GB | 31822
2018-07-25 23:00 | GB | 28740
2018-07-26 | GB | 26132
2018-07-26 01:00 | GB | 25160
2018-07-26 02:00 | GB | 24625
2018-07-26 03:00 | GB | 24651
2018-07-26 04:00 | GB | 25081
2018-07-26 05:00 | GB | 27241
2018-07-26 06:00 | GB | 32205
2018-07-26 07:00 | GB | 37048
2018-07-26 08:00 | GB | 39599
2018-07-26 09:00 | GB | 39709
2018-07-26 10:00 | GB | 40335
2018-07-26 11:00 | GB | 40853
2018-07-26 12:00 | GB | 40479
2018-07-26 13:00 | GB | 39850
2018-07-26 14:00 | GB | 39658
2018-07-26 15:00 | GB | 40651
2018-07-26 16:00 | GB | 41196
2018-07-26 17:00 | GB | 40325
2018-07-26 18:00 | GB | 39022
2018-07-26 19:00 | GB | 36726
2018-07-26 20:00 | GB | 35625
2018-07-26 21:00 | GB | 34542
2018-07-26 22:00 | GB | 31975
2018-07-26 23:00 | GB | 28642
2018-07-27 | GB | 26580
2018-07-27 01:00 | GB | 25674
2018-07-27 02:00 | GB | 24993
2018-07-27 03:00 | GB | 24866
2018-07-27 04:00 | GB | 24971
2018-07-27 05:00 | GB | 28429
2018-07-27 06:00 | GB | 33125
2018-07-27 07:00 | GB | 37856
2018-07-27 08:00 | GB | 39594
2018-07-27 09:00 | GB | 39787
2018-07-27 10:00 | GB | 40288
2018-07-27 11:00 | GB | 41168
2018-07-27 12:00 | GB | 40471
2018-07-27 13:00 | GB | 39843
2018-07-27 14:00 | GB | 39209
2018-07-27 15:00 | GB | 39075
2018-07-27 16:00 | GB | 38941
2018-07-27 17:00 | GB | 38391
2018-07-27 18:00 | GB | 36695
2018-07-27 19:00 | GB | 34611
2018-07-27 20:00 | GB | 34041
2018-07-27 21:00 | GB | 32670
2018-07-27 22:00 | GB | 29591
2018-07-27 23:00 | GB | 26804
2018-07-28 | GB | 24465
2018-07-28 01:00 | GB | 23357
2018-07-28 02:00 | GB | 22062
2018-07-28 03:00 | GB | 21899
2018-07-28 04:00 | GB | 21218
2018-07-28 05:00 | GB | 22494
2018-07-28 06:00 | GB | 25716
2018-07-28 07:00 | GB | 29842
2018-07-28 08:00 | GB | 31313
2018-07-28 09:00 | GB | 31877
2018-07-28 10:00 | GB | 32148
2018-07-28 11:00 | GB | 32012
2018-07-28 12:00 | GB | 29435
2018-07-28 13:00 | GB | 27312
2018-07-28 14:00 | GB | 28029
2018-07-28 15:00 | GB | 27663
2018-07-28 16:00 | GB | 29215
2018-07-28 17:00 | GB | 29905
2018-07-28 18:00 | GB | 30337
2018-07-28 19:00 | GB | 28982
2018-07-28 20:00 | GB | 28673
2018-07-28 21:00 | GB | 28034
2018-07-28 22:00 | GB | 25115
2018-07-28 23:00 | GB | 22389
2018-07-29 | GB | 19518
2018-07-29 01:00 | GB | 18201
2018-07-29 02:00 | GB | 17403
2018-07-29 03:00 | GB | 17220
2018-07-29 04:00 | GB | 16527
2018-07-29 05:00 | GB | 17105
2018-07-29 06:00 | GB | 18119
2018-07-29 07:00 | GB | 22489
2018-07-29 08:00 | GB | 28247
2018-07-29 09:00 | GB | 30420
2018-07-29 10:00 | GB | 32254
2018-07-29 11:00 | GB | 32879
2018-07-29 12:00 | GB | 32620
2018-07-29 13:00 | GB | 32500
2018-07-29 14:00 | GB | 32631
2018-07-29 15:00 | GB | 33326
2018-07-29 16:00 | GB | 33967
2018-07-29 17:00 | GB | 33847
2018-07-29 18:00 | GB | 32696
2018-07-29 19:00 | GB | 31804
2018-07-29 20:00 | GB | 31602
2018-07-29 21:00 | GB | 30564
2018-07-29 22:00 | GB | 26823
2018-07-29 23:00 | GB | 23230
2018-07-30 | GB | 22200
2018-07-30 01:00 | GB | 21724
2018-07-30 02:00 | GB | 21192
2018-07-30 03:00 | GB | 21312
2018-07-30 04:00 | GB | 22308
2018-07-30 05:00 | GB | 25382
2018-07-30 06:00 | GB | 30293
2018-07-30 07:00 | GB | 36058
2018-07-30 08:00 | GB | 38470
2018-07-30 09:00 | GB | 38769
2018-07-30 10:00 | GB | 39406
2018-07-30 11:00 | GB | 39807
2018-07-30 12:00 | GB | 39051
2018-07-30 13:00 | GB | 38699
2018-07-30 14:00 | GB | 38039
2018-07-30 15:00 | GB | 38375
2018-07-30 16:00 | GB | 38676
2018-07-30 17:00 | GB | 38362
2018-07-30 18:00 | GB | 37513
2018-07-30 19:00 | GB | 36083
2018-07-30 20:00 | GB | 35372
2018-07-30 21:00 | GB | 33397
2018-07-30 22:00 | GB | 29779
2018-07-30 23:00 | GB | 25806
2018-07-31 | GB | 24145
2018-07-31 01:00 | GB | 23506
2018-07-31 02:00 | GB | 22943
2018-07-31 03:00 | GB | 22949
2018-07-31 04:00 | GB | 23685
2018-07-31 05:00 | GB | 27570
2018-07-31 06:00 | GB | 32932
2018-07-31 07:00 | GB | 36104
2018-07-31 08:00 | GB | 37929
2018-07-31 09:00 | GB | 38139
2018-07-31 10:00 | GB | 37973
2018-07-31 11:00 | GB | 38858
2018-07-31 12:00 | GB | 38392
2018-07-31 13:00 | GB | 37190
2018-07-31 14:00 | GB | 36829
2018-07-31 15:00 | GB | 37857
2018-07-31 16:00 | GB | 39537
2018-07-31 17:00 | GB | 39373
2018-07-31 18:00 | GB | 38235
2018-07-31 19:00 | GB | 36583
2018-07-31 20:00 | GB | 35342
2018-07-31 21:00 | GB | 33305
2018-07-31 22:00 | GB | 29262
2018-07-31 23:00 | GB | 25798
2018-08-01 | GB | 24046
2018-08-01 01:00 | GB | 22920
2018-08-01 02:00 | GB | 22434
2018-08-01 03:00 | GB | 22413
2018-08-01 04:00 | GB | 23173
2018-08-01 05:00 | GB | 27101
2018-08-01 06:00 | GB | 30294
2018-08-01 07:00 | GB | 35396
2018-08-01 08:00 | GB | 36977
2018-08-01 09:00 | GB | 37488
2018-08-01 10:00 | GB | 37925
2018-08-01 11:00 | GB | 38412
2018-08-01 12:00 | GB | 37953
2018-08-01 13:00 | GB | 37652
2018-08-01 14:00 | GB | 36927
2018-08-01 15:00 | GB | 37724
2018-08-01 16:00 | GB | 38544
2018-08-01 17:00 | GB | 38514
2018-08-01 18:00 | GB | 37827
2018-08-01 19:00 | GB | 36259
2018-08-01 20:00 | GB | 35711
2018-08-01 21:00 | GB | 33349
2018-08-01 22:00 | GB | 29406
2018-08-01 23:00 | GB | 26070
2018-08-02 | GB | 24301
2018-08-02 01:00 | GB | 23320
2018-08-02 02:00 | GB | 22574
2018-08-02 03:00 | GB | 22819
2018-08-02 04:00 | GB | 23164
2018-08-02 05:00 | GB | 26714
2018-08-02 06:00 | GB | 30920
2018-08-02 07:00 | GB | 35274
2018-08-02 08:00 | GB | 37217
2018-08-02 09:00 | GB | 37704
2018-08-02 10:00 | GB | 38214
2018-08-02 11:00 | GB | 39122
2018-08-02 12:00 | GB | 38607
2018-08-02 13:00 | GB | 38733
2018-08-02 14:00 | GB | 38705
2018-08-02 15:00 | GB | 38982
2018-08-02 16:00 | GB | 39915
2018-08-02 17:00 | GB | 39386
2018-08-02 18:00 | GB | 38109
2018-08-02 19:00 | GB | 36259
2018-08-02 20:00 | GB | 35968
2018-08-02 21:00 | GB | 34361
2018-08-02 22:00 | GB | 31241
2018-08-02 23:00 | GB | 27584
2018-08-03 | GB | 25859
2018-08-03 01:00 | GB | 24865
2018-08-03 02:00 | GB | 24100
2018-08-03 03:00 | GB | 23981
2018-08-03 04:00 | GB | 24040
2018-08-03 05:00 | GB | 25824
2018-08-03 06:00 | GB | 30073
2018-08-03 07:00 | GB | 35587
2018-08-03 08:00 | GB | 38097
2018-08-03 09:00 | GB | 38545
2018-08-03 10:00 | GB | 38987
2018-08-03 11:00 | GB | 39771
2018-08-03 12:00 | GB | 38936
2018-08-03 13:00 | GB | 38158
2018-08-03 14:00 | GB | 37563
2018-08-03 15:00 | GB | 37879
2018-08-03 16:00 | GB | 37748
2018-08-03 17:00 | GB | 37100
2018-08-03 18:00 | GB | 35022
2018-08-03 19:00 | GB | 32770
2018-08-03 20:00 | GB | 33680
2018-08-03 21:00 | GB | 32331
2018-08-03 22:00 | GB | 30464
2018-08-03 23:00 | GB | 27708
2018-08-04 | GB | 25939
2018-08-04 01:00 | GB | 24429
2018-08-04 02:00 | GB | 23461
2018-08-04 03:00 | GB | 23125
2018-08-04 04:00 | GB | 22699
2018-08-04 05:00 | GB | 24469
2018-08-04 06:00 | GB | 27885
2018-08-04 07:00 | GB | 31917
2018-08-04 08:00 | GB | 33670
2018-08-04 09:00 | GB | 34757
2018-08-04 10:00 | GB | 34922
2018-08-04 11:00 | GB | 34900
2018-08-04 12:00 | GB | 34250
2018-08-04 13:00 | GB | 33457
2018-08-04 14:00 | GB | 32424
2018-08-04 15:00 | GB | 32416
2018-08-04 16:00 | GB | 33961
2018-08-04 17:00 | GB | 34033
2018-08-04 18:00 | GB | 33357
2018-08-04 19:00 | GB | 32075
2018-08-04 20:00 | GB | 32320
2018-08-04 21:00 | GB | 31480
2018-08-04 22:00 | GB | 29022
2018-08-04 23:00 | GB | 26626
2018-08-05 | GB | 24808
2018-08-05 01:00 | GB | 23248
2018-08-05 02:00 | GB | 21968
2018-08-05 03:00 | GB | 21588
2018-08-05 04:00 | GB | 21468
2018-08-05 05:00 | GB | 21910
2018-08-05 06:00 | GB | 25188
2018-08-05 07:00 | GB | 27988
2018-08-05 08:00 | GB | 30554
2018-08-05 09:00 | GB | 32376
2018-08-05 10:00 | GB | 33458
2018-08-05 11:00 | GB | 34197
2018-08-05 12:00 | GB | 33804
2018-08-05 13:00 | GB | 33328
2018-08-05 14:00 | GB | 32992
2018-08-05 15:00 | GB | 33438
2018-08-05 16:00 | GB | 34131
2018-08-05 17:00 | GB | 34219
2018-08-05 18:00 | GB | 34093
2018-08-05 19:00 | GB | 32997
2018-08-05 20:00 | GB | 33438
2018-08-05 21:00 | GB | 32133
2018-08-05 22:00 | GB | 29169
2018-08-05 23:00 | GB | 26265
2018-08-06 | GB | 23301
2018-08-06 01:00 | GB | 22462
2018-08-06 02:00 | GB | 21794
2018-08-06 03:00 | GB | 21699
2018-08-06 04:00 | GB | 22851
2018-08-06 05:00 | GB | 24898
2018-08-06 06:00 | GB | 29220
2018-08-06 07:00 | GB | 34306
2018-08-06 08:00 | GB | 36902
2018-08-06 09:00 | GB | 37075
2018-08-06 10:00 | GB | 37124
2018-08-06 11:00 | GB | 37995
2018-08-06 12:00 | GB | 37800
2018-08-06 13:00 | GB | 37142
2018-08-06 14:00 | GB | 37106
2018-08-06 15:00 | GB | 36513
2018-08-06 16:00 | GB | 38208
2018-08-06 17:00 | GB | 38108
2018-08-06 18:00 | GB | 37189
2018-08-06 19:00 | GB | 35347
2018-08-06 20:00 | GB | 35342
2018-08-06 21:00 | GB | 31845
2018-08-06 22:00 | GB | 30971
2018-08-06 23:00 | GB | 28376
2018-08-07 | GB | 26181
2018-08-07 01:00 | GB | 24919
2018-08-07 02:00 | GB | 24495
2018-08-07 03:00 | GB | 24207
2018-08-07 04:00 | GB | 23987
2018-08-07 05:00 | GB | 27220
2018-08-07 06:00 | GB | 29453
2018-08-07 07:00 | GB | 34665
2018-08-07 08:00 | GB | 37791
2018-08-07 09:00 | GB | 37353
2018-08-07 10:00 | GB | 37057
2018-08-07 11:00 | GB | 37349
2018-08-07 12:00 | GB | 36710
2018-08-07 13:00 | GB | 35619
2018-08-07 14:00 | GB | 36349
2018-08-07 15:00 | GB | 37652
2018-08-07 16:00 | GB | 38395
2018-08-07 17:00 | GB | 37822
2018-08-07 18:00 | GB | 36654
2018-08-07 19:00 | GB | 35217
2018-08-07 20:00 | GB | 35060
2018-08-07 21:00 | GB | 32145
2018-08-07 22:00 | GB | 30394
2018-08-07 23:00 | GB | 27784
2018-08-08 | GB | 25576
2018-08-08 01:00 | GB | 24554
2018-08-08 02:00 | GB | 23665
2018-08-08 03:00 | GB | 23597
2018-08-08 04:00 | GB | 24222
2018-08-08 05:00 | GB | 28313
2018-08-08 06:00 | GB | 32047
2018-08-08 07:00 | GB | 36253
2018-08-08 08:00 | GB | 36804
2018-08-08 09:00 | GB | 37701
2018-08-08 10:00 | GB | 38193
2018-08-08 11:00 | GB | 38350
2018-08-08 12:00 | GB | 38092
2018-08-08 13:00 | GB | 37807
2018-08-08 14:00 | GB | 37604
2018-08-08 15:00 | GB | 37624
2018-08-08 16:00 | GB | 38291
2018-08-08 17:00 | GB | 37663
2018-08-08 18:00 | GB | 36875
2018-08-08 19:00 | GB | 35674
2018-08-08 20:00 | GB | 35701
2018-08-08 21:00 | GB | 33317
2018-08-08 22:00 | GB | 29962
2018-08-08 23:00 | GB | 27078
2018-08-09 | GB | 25484
2018-08-09 01:00 | GB | 24504
2018-08-09 02:00 | GB | 23867
2018-08-09 03:00 | GB | 23665
2018-08-09 04:00 | GB | 24275
2018-08-09 05:00 | GB | 27595
2018-08-09 06:00 | GB | 32521
2018-08-09 07:00 | GB | 36448
2018-08-09 08:00 | GB | 37882
2018-08-09 09:00 | GB | 38327
2018-08-09 10:00 | GB | 38841
2018-08-09 11:00 | GB | 39294
2018-08-09 12:00 | GB | 38930
2018-08-09 13:00 | GB | 38678
2018-08-09 14:00 | GB | 38525
2018-08-09 15:00 | GB | 38310
2018-08-09 16:00 | GB | 38789
2018-08-09 17:00 | GB | 38230
2018-08-09 18:00 | GB | 37274
2018-08-09 19:00 | GB | 35971
2018-08-09 20:00 | GB | 35609
2018-08-09 21:00 | GB | 33113
2018-08-09 22:00 | GB | 29544
2018-08-09 23:00 | GB | 26604
2018-08-10 | GB | 25053
2018-08-10 01:00 | GB | 23401
2018-08-10 02:00 | GB | 22768
2018-08-10 03:00 | GB | 22610
2018-08-10 04:00 | GB | 24100
2018-08-10 05:00 | GB | 27417
2018-08-10 06:00 | GB | 32678
2018-08-10 07:00 | GB | 35758
2018-08-10 08:00 | GB | 37234
2018-08-10 09:00 | GB | 37493
2018-08-10 10:00 | GB | 38140
2018-08-10 11:00 | GB | 38500
2018-08-10 12:00 | GB | 38720
2018-08-10 13:00 | GB | 37741
2018-08-10 14:00 | GB | 37128
2018-08-10 15:00 | GB | 36731
2018-08-10 16:00 | GB | 37237
2018-08-10 17:00 | GB | 36765
2018-08-10 18:00 | GB | 35744
2018-08-10 19:00 | GB | 33931
2018-08-10 20:00 | GB | 34054
2018-08-10 21:00 | GB | 31887
2018-08-10 22:00 | GB | 28439
2018-08-10 23:00 | GB | 25664
2018-08-11 | GB | 23774
2018-08-11 01:00 | GB | 22329
2018-08-11 02:00 | GB | 22070
2018-08-11 03:00 | GB | 21712
2018-08-11 04:00 | GB | 21958
2018-08-11 05:00 | GB | 24269
2018-08-11 06:00 | GB | 27454
2018-08-11 07:00 | GB | 30752
2018-08-11 08:00 | GB | 32997
2018-08-11 09:00 | GB | 34184
2018-08-11 10:00 | GB | 34577
2018-08-11 11:00 | GB | 34763
2018-08-11 12:00 | GB | 34013
2018-08-11 13:00 | GB | 33026
2018-08-11 14:00 | GB | 32577
2018-08-11 15:00 | GB | 32894
2018-08-11 16:00 | GB | 34608
2018-08-11 17:00 | GB | 34845
2018-08-11 18:00 | GB | 34242
2018-08-11 19:00 | GB | 33456
2018-08-11 20:00 | GB | 32936
2018-08-11 21:00 | GB | 30505
2018-08-11 22:00 | GB | 26869
2018-08-11 23:00 | GB | 24232
2018-08-12 | GB | 22807
2018-08-12 01:00 | GB | 21155
2018-08-12 02:00 | GB | 20274
2018-08-12 03:00 | GB | 20079
2018-08-12 04:00 | GB | 20678
2018-08-12 05:00 | GB | 21034
2018-08-12 06:00 | GB | 23370
2018-08-12 07:00 | GB | 27237
2018-08-12 08:00 | GB | 30413
2018-08-12 09:00 | GB | 32651
2018-08-12 10:00 | GB | 33948
2018-08-12 11:00 | GB | 34680
2018-08-12 12:00 | GB | 34399
2018-08-12 13:00 | GB | 33792
2018-08-12 14:00 | GB | 33533
2018-08-12 15:00 | GB | 34255
2018-08-12 16:00 | GB | 34678
2018-08-12 17:00 | GB | 34737
2018-08-12 18:00 | GB | 34260
2018-08-12 19:00 | GB | 33657
2018-08-12 20:00 | GB | 33664
2018-08-12 21:00 | GB | 31661
2018-08-12 22:00 | GB | 28308
2018-08-12 23:00 | GB | 25576
2018-08-13 | GB | 23715
2018-08-13 01:00 | GB | 22920
2018-08-13 02:00 | GB | 22258
2018-08-13 03:00 | GB | 22153
2018-08-13 04:00 | GB | 22930
2018-08-13 05:00 | GB | 26785
2018-08-13 06:00 | GB | 31025
2018-08-13 07:00 | GB | 35780
2018-08-13 08:00 | GB | 37751
2018-08-13 09:00 | GB | 38353
2018-08-13 10:00 | GB | 38692
2018-08-13 11:00 | GB | 39305
2018-08-13 12:00 | GB | 39209
2018-08-13 13:00 | GB | 39268
2018-08-13 14:00 | GB | 38653
2018-08-13 15:00 | GB | 38761
2018-08-13 16:00 | GB | 39373
2018-08-13 17:00 | GB | 38812
2018-08-13 18:00 | GB | 37809
2018-08-13 19:00 | GB | 36466
2018-08-13 20:00 | GB | 36435
2018-08-13 21:00 | GB | 33504
2018-08-13 22:00 | GB | 29662
2018-08-13 23:00 | GB | 25984
2018-08-14 | GB | 24218
2018-08-14 01:00 | GB | 23555
2018-08-14 02:00 | GB | 23098
2018-08-14 03:00 | GB | 23272
2018-08-14 04:00 | GB | 25535
2018-08-14 05:00 | GB | 27798
2018-08-14 06:00 | GB | 32973
2018-08-14 07:00 | GB | 36250
2018-08-14 08:00 | GB | 37683
2018-08-14 09:00 | GB | 38525
2018-08-14 10:00 | GB | 39241
2018-08-14 11:00 | GB | 39591
2018-08-14 12:00 | GB | 39122
2018-08-14 13:00 | GB | 38864
2018-08-14 14:00 | GB | 38407
2018-08-14 15:00 | GB | 38690
2018-08-14 16:00 | GB | 39198
2018-08-14 17:00 | GB | 38708
2018-08-14 18:00 | GB | 37071
2018-08-14 19:00 | GB | 35802
2018-08-14 20:00 | GB | 36162
2018-08-14 21:00 | GB | 32970
2018-08-14 22:00 | GB | 29667
2018-08-14 23:00 | GB | 26795
2018-08-15 | GB | 24751
2018-08-15 01:00 | GB | 23708
2018-08-15 02:00 | GB | 22929
2018-08-15 03:00 | GB | 22763
2018-08-15 04:00 | GB | 23766
2018-08-15 05:00 | GB | 27324
2018-08-15 06:00 | GB | 32778
2018-08-15 07:00 | GB | 36241
2018-08-15 08:00 | GB | 38109
2018-08-15 09:00 | GB | 38456
2018-08-15 10:00 | GB | 39026
2018-08-15 11:00 | GB | 39023
2018-08-15 12:00 | GB | 38305
2018-08-15 13:00 | GB | 37625
2018-08-15 14:00 | GB | 37557
2018-08-15 15:00 | GB | 37920
2018-08-15 16:00 | GB | 38803
2018-08-15 17:00 | GB | 38062
2018-08-15 18:00 | GB | 37087
2018-08-15 19:00 | GB | 35930
2018-08-15 20:00 | GB | 35403
2018-08-15 21:00 | GB | 32129
2018-08-15 22:00 | GB | 29027
2018-08-15 23:00 | GB | 26179
2018-08-16 | GB | 24184
2018-08-16 01:00 | GB | 23032
2018-08-16 02:00 | GB | 21971
2018-08-16 03:00 | GB | 22013
2018-08-16 04:00 | GB | 24264
2018-08-16 05:00 | GB | 27694
2018-08-16 06:00 | GB | 32119
2018-08-16 07:00 | GB | 37134
2018-08-16 08:00 | GB | 38654
2018-08-16 09:00 | GB | 39043
2018-08-16 10:00 | GB | 39506
2018-08-16 11:00 | GB | 39429
2018-08-16 12:00 | GB | 39012
2018-08-16 13:00 | GB | 38324
2018-08-16 14:00 | GB | 38215
2018-08-16 15:00 | GB | 37751
2018-08-16 16:00 | GB | 38481
2018-08-16 17:00 | GB | 38059
2018-08-16 18:00 | GB | 37383
2018-08-16 19:00 | GB | 35805
2018-08-16 20:00 | GB | 35926
2018-08-16 21:00 | GB | 32926
2018-08-16 22:00 | GB | 29080
2018-08-16 23:00 | GB | 26422
2018-08-17 | GB | 24916
2018-08-17 01:00 | GB | 23813
2018-08-17 02:00 | GB | 23127
2018-08-17 03:00 | GB | 23327
2018-08-17 04:00 | GB | 24493
2018-08-17 05:00 | GB | 27569
2018-08-17 06:00 | GB | 33390
2018-08-17 07:00 | GB | 36625
2018-08-17 08:00 | GB | 38187
2018-08-17 09:00 | GB | 38260
2018-08-17 10:00 | GB | 38795
2018-08-17 11:00 | GB | 38674
2018-08-17 12:00 | GB | 37783
2018-08-17 13:00 | GB | 36532
2018-08-17 14:00 | GB | 36302
2018-08-17 15:00 | GB | 36326
2018-08-17 16:00 | GB | 37495
2018-08-17 17:00 | GB | 37075
2018-08-17 18:00 | GB | 36424
2018-08-17 19:00 | GB | 35420
2018-08-17 20:00 | GB | 34889
2018-08-17 21:00 | GB | 31007
2018-08-17 22:00 | GB | 28478
2018-08-17 23:00 | GB | 25718
2018-08-18 | GB | 23702
2018-08-18 01:00 | GB | 21991
2018-08-18 02:00 | GB | 19872
2018-08-18 03:00 | GB | 19763
2018-08-18 04:00 | GB | 21272
2018-08-18 05:00 | GB | 23093
2018-08-18 06:00 | GB | 26596
2018-08-18 07:00 | GB | 30197
2018-08-18 08:00 | GB | 32559
2018-08-18 09:00 | GB | 33288
2018-08-18 10:00 | GB | 33756
2018-08-18 11:00 | GB | 33566
2018-08-18 12:00 | GB | 32853
2018-08-18 13:00 | GB | 31118
2018-08-18 14:00 | GB | 30964
2018-08-18 15:00 | GB | 31899
2018-08-18 16:00 | GB | 33390
2018-08-18 17:00 | GB | 33625
2018-08-18 18:00 | GB | 33174
2018-08-18 19:00 | GB | 32829
2018-08-18 20:00 | GB | 32840
2018-08-18 21:00 | GB | 31011
2018-08-18 22:00 | GB | 28287
2018-08-18 23:00 | GB | 26099
2018-08-19 | GB | 24211
2018-08-19 01:00 | GB | 22277
2018-08-19 02:00 | GB | 20464
2018-08-19 03:00 | GB | 19975
2018-08-19 04:00 | GB | 19850
2018-08-19 05:00 | GB | 20426
2018-08-19 06:00 | GB | 22446
2018-08-19 07:00 | GB | 26842
2018-08-19 08:00 | GB | 29882
2018-08-19 09:00 | GB | 31916
2018-08-19 10:00 | GB | 33252
2018-08-19 11:00 | GB | 33983
2018-08-19 12:00 | GB | 33906
2018-08-19 13:00 | GB | 33239
2018-08-19 14:00 | GB | 32938
2018-08-19 15:00 | GB | 33526
2018-08-19 16:00 | GB | 34670
2018-08-19 17:00 | GB | 34664
2018-08-19 18:00 | GB | 34021
2018-08-19 19:00 | GB | 33305
2018-08-19 20:00 | GB | 33535
2018-08-19 21:00 | GB | 31327
2018-08-19 22:00 | GB | 28258
2018-08-19 23:00 | GB | 25661
2018-08-20 | GB | 24226
2018-08-20 01:00 | GB | 23625
2018-08-20 02:00 | GB | 23025
2018-08-20 03:00 | GB | 23200
2018-08-20 04:00 | GB | 24758
2018-08-20 05:00 | GB | 28662
2018-08-20 06:00 | GB | 32638
2018-08-20 07:00 | GB | 36688
2018-08-20 08:00 | GB | 38193
2018-08-20 09:00 | GB | 38847
2018-08-20 10:00 | GB | 39422
2018-08-20 11:00 | GB | 39467
2018-08-20 12:00 | GB | 39143
2018-08-20 13:00 | GB | 38415
2018-08-20 14:00 | GB | 38075
2018-08-20 15:00 | GB | 38706
2018-08-20 16:00 | GB | 39385
2018-08-20 17:00 | GB | 38768.5
2018-08-20 18:00 | GB | 38152
2018-08-20 19:00 | GB | 37268
2018-08-20 20:00 | GB | 37044
2018-08-20 21:00 | GB | 33480
2018-08-20 22:00 | GB | 30358
2018-08-20 23:00 | GB | 26835
2018-08-21 | GB | 25621
2018-08-21 01:00 | GB | 24615
2018-08-21 02:00 | GB | 24233
2018-08-21 03:00 | GB | 24243
2018-08-21 04:00 | GB | 24294
2018-08-21 05:00 | GB | 27671
2018-08-21 06:00 | GB | 31623
2018-08-21 07:00 | GB | 36269
2018-08-21 08:00 | GB | 38105
2018-08-21 09:00 | GB | 38069
2018-08-21 10:00 | GB | 38717
2018-08-21 11:00 | GB | 39074
2018-08-21 12:00 | GB | 38350
2018-08-21 13:00 | GB | 37130
2018-08-21 14:00 | GB | 36361
2018-08-21 15:00 | GB | 37622
2018-08-21 16:00 | GB | 38480
2018-08-21 17:00 | GB | 38173
2018-08-21 18:00 | GB | 36300
2018-08-21 19:00 | GB | 34626
2018-08-21 20:00 | GB | 34288
2018-08-21 21:00 | GB | 31219
2018-08-21 22:00 | GB | 29380
2018-08-21 23:00 | GB | 26310
2018-08-22 | GB | 24410
2018-08-22 01:00 | GB | 24192
2018-08-22 02:00 | GB | 23305
2018-08-22 03:00 | GB | 23231
2018-08-22 04:00 | GB | 25067
2018-08-22 05:00 | GB | 27214
2018-08-22 06:00 | GB | 30490
2018-08-22 07:00 | GB | 35307
2018-08-22 08:00 | GB | 37876
2018-08-22 09:00 | GB | 37905
2018-08-22 10:00 | GB | 38648
2018-08-22 11:00 | GB | 38314
2018-08-22 12:00 | GB | 37079
2018-08-22 13:00 | GB | 36814
2018-08-22 14:00 | GB | 37966
2018-08-22 15:00 | GB | 37626
2018-08-22 16:00 | GB | 39272
2018-08-22 17:00 | GB | 38712
2018-08-22 18:00 | GB | 37811
2018-08-22 19:00 | GB | 37613
2018-08-22 20:00 | GB | 36361
2018-08-22 21:00 | GB | 32152
2018-08-22 22:00 | GB | 29181
2018-08-22 23:00 | GB | 26072
2018-08-23 | GB | 24342
2018-08-23 01:00 | GB | 23107
2018-08-23 02:00 | GB | 22396
2018-08-23 03:00 | GB | 22298
2018-08-23 04:00 | GB | 23829
2018-08-23 05:00 | GB | 27736
2018-08-23 06:00 | GB | 34177
2018-08-23 07:00 | GB | 37492
2018-08-23 08:00 | GB | 38881
2018-08-23 09:00 | GB | 39018
2018-08-23 10:00 | GB | 38116
2018-08-23 11:00 | GB | 37775
2018-08-23 12:00 | GB | 36561
2018-08-23 13:00 | GB | 36696
2018-08-23 14:00 | GB | 36896
2018-08-23 15:00 | GB | 37653
2018-08-23 16:00 | GB | 38434
2018-08-23 17:00 | GB | 38062
2018-08-23 18:00 | GB | 36249
2018-08-23 19:00 | GB | 35935
2018-08-23 20:00 | GB | 34770
2018-08-23 21:00 | GB | 30230
2018-08-23 22:00 | GB | 28873
2018-08-23 23:00 | GB | 26103
2018-08-24 | GB | 23903
2018-08-24 01:00 | GB | 22251
2018-08-24 02:00 | GB | 20945
2018-08-24 03:00 | GB | 20867
2018-08-24 04:00 | GB | 22532
2018-08-24 05:00 | GB | 26609
2018-08-24 06:00 | GB | 31132
2018-08-24 07:00 | GB | 35190
2018-08-24 08:00 | GB | 36677
2018-08-24 09:00 | GB | 36921
2018-08-24 10:00 | GB | 37555
2018-08-24 11:00 | GB | 37847
2018-08-24 12:00 | GB | 36479
2018-08-24 13:00 | GB | 35414
2018-08-24 14:00 | GB | 35690
2018-08-24 15:00 | GB | 36203
2018-08-24 16:00 | GB | 36934
2018-08-24 17:00 | GB | 37224
2018-08-24 18:00 | GB | 36675
2018-08-24 19:00 | GB | 35732
2018-08-24 20:00 | GB | 34736
2018-08-24 21:00 | GB | 31322
2018-08-24 22:00 | GB | 28277
2018-08-24 23:00 | GB | 25577
2018-08-25 | GB | 23594
2018-08-25 01:00 | GB | 22227
2018-08-25 02:00 | GB | 20741
2018-08-25 03:00 | GB | 19886
2018-08-25 04:00 | GB | 21034
2018-08-25 05:00 | GB | 22897
2018-08-25 06:00 | GB | 26442
2018-08-25 07:00 | GB | 30288
2018-08-25 08:00 | GB | 32551
2018-08-25 09:00 | GB | 33158
2018-08-25 10:00 | GB | 33483
2018-08-25 11:00 | GB | 33723
2018-08-25 12:00 | GB | 32918
2018-08-25 13:00 | GB | 32320
2018-08-25 14:00 | GB | 31519
2018-08-25 15:00 | GB | 31854
2018-08-25 16:00 | GB | 33083
2018-08-25 17:00 | GB | 33441
2018-08-25 18:00 | GB | 32888
2018-08-25 19:00 | GB | 32875
2018-08-25 20:00 | GB | 32587
2018-08-25 21:00 | GB | 30530
2018-08-25 22:00 | GB | 27528
2018-08-25 23:00 | GB | 25296
2018-08-26 | GB | 24061
2018-08-26 01:00 | GB | 23335
2018-08-26 02:00 | GB | 21740
2018-08-26 03:00 | GB | 21176
2018-08-26 04:00 | GB | 21087
2018-08-26 05:00 | GB | 21472
2018-08-26 06:00 | GB | 23408
2018-08-26 07:00 | GB | 27526
2018-08-26 08:00 | GB | 30285
2018-08-26 09:00 | GB | 32614
2018-08-26 10:00 | GB | 33857
2018-08-26 11:00 | GB | 34431
2018-08-26 12:00 | GB | 34429
2018-08-26 13:00 | GB | 33360
2018-08-26 14:00 | GB | 33224
2018-08-26 15:00 | GB | 34079
2018-08-26 16:00 | GB | 35158
2018-08-26 17:00 | GB | 34723
2018-08-26 18:00 | GB | 34095
2018-08-26 19:00 | GB | 33978
2018-08-26 20:00 | GB | 32894
2018-08-26 21:00 | GB | 28289
2018-08-26 22:00 | GB | 25232
2018-08-26 23:00 | GB | 23104
2018-08-27 | GB | 20270
2018-08-27 01:00 | GB | 19113
2018-08-27 02:00 | GB | 17888
2018-08-27 03:00 | GB | 18223
2018-08-27 04:00 | GB | 19199
2018-08-27 05:00 | GB | 20832
2018-08-27 06:00 | GB | 22949
2018-08-27 07:00 | GB | 25934
2018-08-27 08:00 | GB | 28809
2018-08-27 09:00 | GB | 30536
2018-08-27 10:00 | GB | 30966
2018-08-27 11:00 | GB | 31603
2018-08-27 12:00 | GB | 30469
2018-08-27 13:00 | GB | 29710
2018-08-27 14:00 | GB | 29803
2018-08-27 15:00 | GB | 32788
2018-08-27 16:00 | GB | 33917
2018-08-27 17:00 | GB | 35512
2018-08-27 18:00 | GB | 35126
2018-08-27 19:00 | GB | 34845
2018-08-27 20:00 | GB | 33769
2018-08-27 21:00 | GB | 29108
2018-08-27 22:00 | GB | 27556
2018-08-27 23:00 | GB | 25359
2018-08-28 | GB | 23953
2018-08-28 01:00 | GB | 23395
2018-08-28 02:00 | GB | 22673
2018-08-28 03:00 | GB | 22785
2018-08-28 04:00 | GB | 24104
2018-08-28 05:00 | GB | 28134
2018-08-28 06:00 | GB | 32168
2018-08-28 07:00 | GB | 36708
2018-08-28 08:00 | GB | 38722
2018-08-28 09:00 | GB | 38117
2018-08-28 10:00 | GB | 38062
2018-08-28 11:00 | GB | 38381
2018-08-28 12:00 | GB | 37609
2018-08-28 13:00 | GB | 37004
2018-08-28 14:00 | GB | 37537.5
2018-08-28 15:00 | GB | 38071
2018-08-28 16:00 | GB | 39251
2018-08-28 17:00 | GB | 38821
2018-08-28 18:00 | GB | 38331
2018-08-28 19:00 | GB | 38362
2018-08-28 20:00 | GB | 36274
2018-08-28 21:00 | GB | 31927
2018-08-28 22:00 | GB | 29382
2018-08-28 23:00 | GB | 26183
2018-08-29 | GB | 24512
2018-08-29 01:00 | GB | 23890
2018-08-29 02:00 | GB | 23662
2018-08-29 03:00 | GB | 23578
2018-08-29 04:00 | GB | 24738
2018-08-29 05:00 | GB | 28178
2018-08-29 06:00 | GB | 31617
2018-08-29 07:00 | GB | 35967
2018-08-29 08:00 | GB | 37499
2018-08-29 09:00 | GB | 37908
2018-08-29 10:00 | GB | 38120
2018-08-29 11:00 | GB | 38516
2018-08-29 12:00 | GB | 37501
2018-08-29 13:00 | GB | 36115
2018-08-29 14:00 | GB | 35375
2018-08-29 15:00 | GB | 35987
2018-08-29 16:00 | GB | 38870
2018-08-29 17:00 | GB | 39108
2018-08-29 18:00 | GB | 38422
2018-08-29 19:00 | GB | 38390
2018-08-29 20:00 | GB | 36938
2018-08-29 21:00 | GB | 31841
2018-08-29 22:00 | GB | 29887
2018-08-29 23:00 | GB | 26682
2018-08-30 | GB | 24680
2018-08-30 01:00 | GB | 23897
2018-08-30 02:00 | GB | 23399
2018-08-30 03:00 | GB | 23627
2018-08-30 04:00 | GB | 24832
2018-08-30 05:00 | GB | 28655
2018-08-30 06:00 | GB | 31984
2018-08-30 07:00 | GB | 36785
2018-08-30 08:00 | GB | 38139
2018-08-30 09:00 | GB | 37448
2018-08-30 10:00 | GB | 37552
2018-08-30 11:00 | GB | 38156
2018-08-30 12:00 | GB | 37496
2018-08-30 13:00 | GB | 36921
2018-08-30 14:00 | GB | 37090
2018-08-30 15:00 | GB | 37410
2018-08-30 16:00 | GB | 38876
2018-08-30 17:00 | GB | 38853
2018-08-30 18:00 | GB | 38002
2018-08-30 19:00 | GB | 37632
2018-08-30 20:00 | GB | 37039
2018-08-30 21:00 | GB | 33318
2018-08-30 22:00 | GB | 30292
2018-08-30 23:00 | GB | 26735
2018-08-31 | GB | 24999
2018-08-31 01:00 | GB | 24634
2018-08-31 02:00 | GB | 23814
2018-08-31 03:00 | GB | 23856
2018-08-31 04:00 | GB | 24443
2018-08-31 05:00 | GB | 27002
2018-08-31 06:00 | GB | 33286
2018-08-31 07:00 | GB | 38015
2018-08-31 08:00 | GB | 39062
2018-08-31 09:00 | GB | 38501
2018-08-31 10:00 | GB | 37940
2018-08-31 11:00 | GB | 37840
2018-08-31 12:00 | GB | 35488
2018-08-31 13:00 | GB | 34440
2018-08-31 14:00 | GB | 34130
2018-08-31 15:00 | GB | 34659
2018-08-31 16:00 | GB | 37187
2018-08-31 17:00 | GB | 36847
2018-08-31 18:00 | GB | 36210
2018-08-31 19:00 | GB | 36361
2018-08-31 20:00 | GB | 34652
2018-08-31 21:00 | GB | 30579
2018-08-31 22:00 | GB | 28940
2018-08-31 23:00 | GB | 26092
2018-09-01 | GB | 24069
2018-09-01 01:00 | GB | 23806
2018-09-01 02:00 | GB | 22383
2018-09-01 03:00 | GB | 22353
2018-09-01 04:00 | GB | 22664
2018-09-01 05:00 | GB | 24657
2018-09-01 06:00 | GB | 27573
2018-09-01 07:00 | GB | 31365
2018-09-01 08:00 | GB | 33482
2018-09-01 09:00 | GB | 34198
2018-09-01 10:00 | GB | 34428
2018-09-01 11:00 | GB | 34440
2018-09-01 12:00 | GB | 33669
2018-09-01 13:00 | GB | 33004
2018-09-01 14:00 | GB | 32331
2018-09-01 15:00 | GB | 32845
2018-09-01 16:00 | GB | 34071
2018-09-01 17:00 | GB | 34272
2018-09-01 18:00 | GB | 33745
2018-09-01 19:00 | GB | 34345
2018-09-01 20:00 | GB | 32826
2018-09-01 21:00 | GB | 30755
2018-09-01 22:00 | GB | 28148
2018-09-01 23:00 | GB | 25300
2018-09-02 | GB | 23945
2018-09-02 01:00 | GB | 22901
2018-09-02 02:00 | GB | 21192
2018-09-02 03:00 | GB | 20734
2018-09-02 04:00 | GB | 21059
2018-09-02 05:00 | GB | 21433
2018-09-02 06:00 | GB | 23442
2018-09-02 07:00 | GB | 28006
2018-09-02 08:00 | GB | 30963
2018-09-02 09:00 | GB | 32771
2018-09-02 10:00 | GB | 33736
2018-09-02 11:00 | GB | 33818
2018-09-02 12:00 | GB | 33554
2018-09-02 13:00 | GB | 32641
2018-09-02 14:00 | GB | 32062
2018-09-02 15:00 | GB | 33053
2018-09-02 16:00 | GB | 34528
2018-09-02 17:00 | GB | 34879
2018-09-02 18:00 | GB | 34790
2018-09-02 19:00 | GB | 35426
2018-09-02 20:00 | GB | 33673
2018-09-02 21:00 | GB | 31542
2018-09-02 22:00 | GB | 26951
2018-09-02 23:00 | GB | 25279
2018-09-03 | GB | 23723
2018-09-03 01:00 | GB | 23118
2018-09-03 02:00 | GB | 22501
2018-09-03 03:00 | GB | 22250
2018-09-03 04:00 | GB | 23358
2018-09-03 05:00 | GB | 27127
2018-09-03 06:00 | GB | 31257
2018-09-03 07:00 | GB | 35244
2018-09-03 08:00 | GB | 36704
2018-09-03 09:00 | GB | 36886
2018-09-03 10:00 | GB | 37527
2018-09-03 11:00 | GB | 37846
2018-09-03 12:00 | GB | 35977
2018-09-03 13:00 | GB | 35816
2018-09-03 14:00 | GB | 36439
2018-09-03 15:00 | GB | 36978
2018-09-03 16:00 | GB | 38555
2018-09-03 17:00 | GB | 38200
2018-09-03 18:00 | GB | 37474
2018-09-03 19:00 | GB | 37684
2018-09-03 20:00 | GB | 35244
2018-09-03 21:00 | GB | 31872
2018-09-03 22:00 | GB | 28127
2018-09-03 23:00 | GB | 24904
2018-09-04 | GB | 23583
2018-09-04 01:00 | GB | 22863
2018-09-04 02:00 | GB | 22047
2018-09-04 03:00 | GB | 22067
2018-09-04 04:00 | GB | 22395
2018-09-04 05:00 | GB | 26723
2018-09-04 06:00 | GB | 31416
2018-09-04 07:00 | GB | 35969
2018-09-04 08:00 | GB | 36862
2018-09-04 09:00 | GB | 36913
2018-09-04 10:00 | GB | 37248
2018-09-04 11:00 | GB | 37680
2018-09-04 12:00 | GB | 36394
2018-09-04 13:00 | GB | 36033
2018-09-04 14:00 | GB | 35847
2018-09-04 15:00 | GB | 37747
2018-09-04 16:00 | GB | 39004
2018-09-04 17:00 | GB | 38891
2018-09-04 18:00 | GB | 38142
2018-09-04 19:00 | GB | 38681
2018-09-04 20:00 | GB | 35278
2018-09-04 21:00 | GB | 31531
2018-09-04 22:00 | GB | 28791
2018-09-04 23:00 | GB | 25713
2018-09-05 | GB | 24168
2018-09-05 01:00 | GB | 23303
2018-09-05 02:00 | GB | 22434
2018-09-05 03:00 | GB | 22883
2018-09-05 04:00 | GB | 23527
2018-09-05 05:00 | GB | 27844
2018-09-05 06:00 | GB | 32810
2018-09-05 07:00 | GB | 36216
2018-09-05 08:00 | GB | 37209
2018-09-05 09:00 | GB | 37413
2018-09-05 10:00 | GB | 37645
2018-09-05 11:00 | GB | 38486
2018-09-05 12:00 | GB | 36962
2018-09-05 13:00 | GB | 36316
2018-09-05 14:00 | GB | 35800
2018-09-05 15:00 | GB | 38504
2018-09-05 16:00 | GB | 39542
2018-09-05 17:00 | GB | 39117
2018-09-05 18:00 | GB | 38191
2018-09-05 19:00 | GB | 38470
2018-09-05 20:00 | GB | 35514
2018-09-05 21:00 | GB | 32552
2018-09-05 22:00 | GB | 29200
2018-09-05 23:00 | GB | 26477
2018-09-06 | GB | 24408
2018-09-06 01:00 | GB | 23558
2018-09-06 02:00 | GB | 23140
2018-09-06 03:00 | GB | 23068
2018-09-06 04:00 | GB | 24087
2018-09-06 05:00 | GB | 26850
2018-09-06 06:00 | GB | 32717
2018-09-06 07:00 | GB | 36629
2018-09-06 08:00 | GB | 36693
2018-09-06 09:00 | GB | 36435
2018-09-06 10:00 | GB | 37095
2018-09-06 11:00 | GB | 37932
2018-09-06 12:00 | GB | 37904
2018-09-06 13:00 | GB | 37635
2018-09-06 14:00 | GB | 36553
2018-09-06 15:00 | GB | 38962
2018-09-06 16:00 | GB | 39586
2018-09-06 17:00 | GB | 39142
2018-09-06 18:00 | GB | 37618
2018-09-06 19:00 | GB | 37988
2018-09-06 20:00 | GB | 35460
2018-09-06 21:00 | GB | 31262
2018-09-06 22:00 | GB | 28677
2018-09-06 23:00 | GB | 25947
2018-09-07 | GB | 24161
2018-09-07 01:00 | GB | 22959
2018-09-07 02:00 | GB | 21989
2018-09-07 03:00 | GB | 21960
2018-09-07 04:00 | GB | 23577
2018-09-07 05:00 | GB | 27388
2018-09-07 06:00 | GB | 34054
2018-09-07 07:00 | GB | 36915
2018-09-07 08:00 | GB | 37099
2018-09-07 09:00 | GB | 37100
2018-09-07 10:00 | GB | 37286
2018-09-07 11:00 | GB | 37756
2018-09-07 12:00 | GB | 37314
2018-09-07 13:00 | GB | 36437
2018-09-07 14:00 | GB | 35227
2018-09-07 15:00 | GB | 36244
2018-09-07 16:00 | GB | 36941
2018-09-07 17:00 | GB | 36497
2018-09-07 18:00 | GB | 35951
2018-09-07 19:00 | GB | 36699
2018-09-07 20:00 | GB | 34370
2018-09-07 21:00 | GB | 31482
2018-09-07 22:00 | GB | 27943
2018-09-07 23:00 | GB | 25314
2018-09-08 | GB | 24231
2018-09-08 01:00 | GB | 23083
2018-09-08 02:00 | GB | 22364
2018-09-08 03:00 | GB | 21657
2018-09-08 04:00 | GB | 22277
2018-09-08 05:00 | GB | 24697
2018-09-08 06:00 | GB | 27443
2018-09-08 07:00 | GB | 30818
2018-09-08 08:00 | GB | 33718
2018-09-08 09:00 | GB | 34579
2018-09-08 10:00 | GB | 34759
2018-09-08 11:00 | GB | 34561
2018-09-08 12:00 | GB | 34044
2018-09-08 13:00 | GB | 33342
2018-09-08 14:00 | GB | 33078
2018-09-08 15:00 | GB | 32857
2018-09-08 16:00 | GB | 34382
2018-09-08 17:00 | GB | 34782
2018-09-08 18:00 | GB | 34397
2018-09-08 19:00 | GB | 34824
2018-09-08 20:00 | GB | 32896
2018-09-08 21:00 | GB | 29962
2018-09-08 22:00 | GB | 27558
2018-09-08 23:00 | GB | 25078
2018-09-09 | GB | 23285
2018-09-09 01:00 | GB | 21878
2018-09-09 02:00 | GB | 19997
2018-09-09 03:00 | GB | 19511
2018-09-09 04:00 | GB | 19598
2018-09-09 05:00 | GB | 20577
2018-09-09 06:00 | GB | 22858
2018-09-09 07:00 | GB | 27113
2018-09-09 08:00 | GB | 29903
2018-09-09 09:00 | GB | 31624
2018-09-09 10:00 | GB | 32685
2018-09-09 11:00 | GB | 33213
2018-09-09 12:00 | GB | 32930
2018-09-09 13:00 | GB | 32269
2018-09-09 14:00 | GB | 31794
2018-09-09 15:00 | GB | 32882
2018-09-09 16:00 | GB | 33875
2018-09-09 17:00 | GB | 34186
2018-09-09 18:00 | GB | 34330
2018-09-09 19:00 | GB | 35476
2018-09-09 20:00 | GB | 33007
2018-09-09 21:00 | GB | 29517
2018-09-09 22:00 | GB | 26267
2018-09-09 23:00 | GB | 23272
2018-09-10 | GB | 21508
2018-09-10 01:00 | GB | 20550
2018-09-10 02:00 | GB | 19483
2018-09-10 03:00 | GB | 19462
2018-09-10 04:00 | GB | 22138
2018-09-10 05:00 | GB | 27039
2018-09-10 06:00 | GB | 32421
2018-09-10 07:00 | GB | 35958
2018-09-10 08:00 | GB | 37168
2018-09-10 09:00 | GB | 37188
2018-09-10 10:00 | GB | 37831
2018-09-10 11:00 | GB | 38271
2018-09-10 12:00 | GB | 37760
2018-09-10 13:00 | GB | 36745
2018-09-10 14:00 | GB | 36732
2018-09-10 15:00 | GB | 37942
2018-09-10 16:00 | GB | 39478
2018-09-10 17:00 | GB | 38835
2018-09-10 18:00 | GB | 38749
2018-09-10 19:00 | GB | 39087
2018-09-10 20:00 | GB | 34824
2018-09-10 21:00 | GB | 30706
2018-09-10 22:00 | GB | 25810
2018-09-10 23:00 | GB | 21353
2018-09-11 | GB | 18955
2018-09-11 01:00 | GB | 18483
2018-09-11 02:00 | GB | 17707
2018-09-11 03:00 | GB | 17800
2018-09-11 04:00 | GB | 20030
2018-09-11 05:00 | GB | 26445
2018-09-11 06:00 | GB | 32510
2018-09-11 07:00 | GB | 36233
2018-09-11 08:00 | GB | 37935
2018-09-11 09:00 | GB | 38331
2018-09-11 10:00 | GB | 39106
2018-09-11 11:00 | GB | 39465
2018-09-11 12:00 | GB | 39158
2018-09-11 13:00 | GB | 38393
2018-09-11 14:00 | GB | 37570
2018-09-11 15:00 | GB | 38491
2018-09-11 16:00 | GB | 39027
2018-09-11 17:00 | GB | 39138
2018-09-11 18:00 | GB | 38887
2018-09-11 19:00 | GB | 39016
2018-09-11 20:00 | GB | 35988
2018-09-11 21:00 | GB | 31726
2018-09-11 22:00 | GB | 28109
2018-09-11 23:00 | GB | 25573
2018-09-12 | GB | 23872
2018-09-12 01:00 | GB | 23376
2018-09-12 02:00 | GB | 22817
2018-09-12 03:00 | GB | 22561
2018-09-12 04:00 | GB | 24300
2018-09-12 05:00 | GB | 29184
2018-09-12 06:00 | GB | 33032
2018-09-12 07:00 | GB | 36321
2018-09-12 08:00 | GB | 36918
2018-09-12 09:00 | GB | 37245
2018-09-12 10:00 | GB | 37105
2018-09-12 11:00 | GB | 37369
2018-09-12 12:00 | GB | 36926
2018-09-12 13:00 | GB | 36506
2018-09-12 14:00 | GB | 36096
2018-09-12 15:00 | GB | 37677
2018-09-12 16:00 | GB | 38304.5
2018-09-12 17:00 | GB | 38932
2018-09-12 18:00 | GB | 38938
2018-09-12 19:00 | GB | 39256
2018-09-12 20:00 | GB | 36517
2018-09-12 21:00 | GB | 32818
2018-09-12 22:00 | GB | 29020
2018-09-12 23:00 | GB | 26236
2018-09-13 | GB | 24808
2018-09-13 01:00 | GB | 24028
2018-09-13 02:00 | GB | 22878
2018-09-13 03:00 | GB | 22955
2018-09-13 04:00 | GB | 24309
2018-09-13 05:00 | GB | 28274
2018-09-13 06:00 | GB | 33860
2018-09-13 07:00 | GB | 36764
2018-09-13 08:00 | GB | 36244
2018-09-13 09:00 | GB | 34990
2018-09-13 10:00 | GB | 35379
2018-09-13 11:00 | GB | 35678
2018-09-13 12:00 | GB | 35168
2018-09-13 13:00 | GB | 34540
2018-09-13 14:00 | GB | 34014
2018-09-13 15:00 | GB | 35821
2018-09-13 16:00 | GB | 38441
2018-09-13 17:00 | GB | 38215
2018-09-13 18:00 | GB | 38147
2018-09-13 19:00 | GB | 38556
2018-09-13 20:00 | GB | 35770
2018-09-13 21:00 | GB | 32377
2018-09-13 22:00 | GB | 28799
2018-09-13 23:00 | GB | 25874
2018-09-14 | GB | 24291
2018-09-14 01:00 | GB | 23291
2018-09-14 02:00 | GB | 22510
2018-09-14 03:00 | GB | 22172
2018-09-14 04:00 | GB | 22650
2018-09-14 05:00 | GB | 27526
2018-09-14 06:00 | GB | 33860
2018-09-14 07:00 | GB | 37220
2018-09-14 08:00 | GB | 37923
2018-09-14 09:00 | GB | 37665
2018-09-14 10:00 | GB | 37610
2018-09-14 11:00 | GB | 37995
2018-09-14 12:00 | GB | 37415
2018-09-14 13:00 | GB | 36641
2018-09-14 14:00 | GB | 36131
2018-09-14 15:00 | GB | 36578
2018-09-14 16:00 | GB | 38429
2018-09-14 17:00 | GB | 38185
2018-09-14 18:00 | GB | 38098
2018-09-14 19:00 | GB | 38368
2018-09-14 20:00 | GB | 35540
2018-09-14 21:00 | GB | 32290
2018-09-14 22:00 | GB | 29144
2018-09-14 23:00 | GB | 26161
2018-09-15 | GB | 23748
2018-09-15 01:00 | GB | 23274
2018-09-15 02:00 | GB | 22747
2018-09-15 03:00 | GB | 22809
2018-09-15 04:00 | GB | 23726
2018-09-15 05:00 | GB | 26327
2018-09-15 06:00 | GB | 29148
2018-09-15 07:00 | GB | 32603
2018-09-15 08:00 | GB | 34791
2018-09-15 09:00 | GB | 35108
2018-09-15 10:00 | GB | 35061
2018-09-15 11:00 | GB | 35473
2018-09-15 12:00 | GB | 34665
2018-09-15 13:00 | GB | 33650
2018-09-15 14:00 | GB | 33227
2018-09-15 15:00 | GB | 33757
2018-09-15 16:00 | GB | 35750
2018-09-15 17:00 | GB | 36358
2018-09-15 18:00 | GB | 36840
2018-09-15 19:00 | GB | 36814
2018-09-15 20:00 | GB | 34380
2018-09-15 21:00 | GB | 31342
2018-09-15 22:00 | GB | 27650
2018-09-15 23:00 | GB | 23451
2018-09-16 | GB | 20380
2018-09-16 01:00 | GB | 18548
2018-09-16 02:00 | GB | 16404
2018-09-16 03:00 | GB | 16006
2018-09-16 04:00 | GB | 16053
2018-09-16 05:00 | GB | 17163
2018-09-16 06:00 | GB | 19339
2018-09-16 07:00 | GB | 25325
2018-09-16 08:00 | GB | 29786
2018-09-16 09:00 | GB | 31750
2018-09-16 10:00 | GB | 32808
2018-09-16 11:00 | GB | 33507
2018-09-16 12:00 | GB | 32584
2018-09-16 13:00 | GB | 32229
2018-09-16 14:00 | GB | 32615
2018-09-16 15:00 | GB | 34142
2018-09-16 16:00 | GB | 35947
2018-09-16 17:00 | GB | 36224
2018-09-16 18:00 | GB | 36493
2018-09-16 19:00 | GB | 36474
2018-09-16 20:00 | GB | 33819
2018-09-16 21:00 | GB | 30696
2018-09-16 22:00 | GB | 26882
2018-09-16 23:00 | GB | 24068
2018-09-17 | GB | 22902
2018-09-17 01:00 | GB | 22496
2018-09-17 02:00 | GB | 21682
2018-09-17 03:00 | GB | 22149
2018-09-17 04:00 | GB | 23879
2018-09-17 05:00 | GB | 28401
2018-09-17 06:00 | GB | 34607
2018-09-17 07:00 | GB | 37567
2018-09-17 08:00 | GB | 38504
2018-09-17 09:00 | GB | 39330
2018-09-17 10:00 | GB | 39933
2018-09-17 11:00 | GB | 39617
2018-09-17 12:00 | GB | 38825
2018-09-17 13:00 | GB | 37012
2018-09-17 14:00 | GB | 35782
2018-09-17 15:00 | GB | 37172
2018-09-17 16:00 | GB | 38347
2018-09-17 17:00 | GB | 37999
2018-09-17 18:00 | GB | 38184
2018-09-17 19:00 | GB | 37322
2018-09-17 20:00 | GB | 33229
2018-09-17 21:00 | GB | 28375
2018-09-17 22:00 | GB | 27043
2018-09-17 23:00 | GB | 23017
2018-09-18 | GB | 21648
2018-09-18 01:00 | GB | 21278
2018-09-18 02:00 | GB | 20391
2018-09-18 03:00 | GB | 20228
2018-09-18 04:00 | GB | 21531
2018-09-18 05:00 | GB | 26825
2018-09-18 06:00 | GB | 33412
2018-09-18 07:00 | GB | 35955
2018-09-18 08:00 | GB | 36783
2018-09-18 09:00 | GB | 37047
2018-09-18 10:00 | GB | 37881
2018-09-18 11:00 | GB | 38536
2018-09-18 12:00 | GB | 37752
2018-09-18 13:00 | GB | 36803
2018-09-18 14:00 | GB | 36795
2018-09-18 15:00 | GB | 36654
2018-09-18 16:00 | GB | 38459
2018-09-18 17:00 | GB | 37856
2018-09-18 18:00 | GB | 38707
2018-09-18 19:00 | GB | 38476
2018-09-18 20:00 | GB | 34905
2018-09-18 21:00 | GB | 31002
2018-09-18 22:00 | GB | 25788
2018-09-18 23:00 | GB | 22258
2018-09-19 | GB | 20037
2018-09-19 01:00 | GB | 19318
2018-09-19 02:00 | GB | 18921
2018-09-19 03:00 | GB | 19057
2018-09-19 04:00 | GB | 21978
2018-09-19 05:00 | GB | 26898
2018-09-19 06:00 | GB | 34216
2018-09-19 07:00 | GB | 36682
2018-09-19 08:00 | GB | 37411
2018-09-19 09:00 | GB | 37470
2018-09-19 10:00 | GB | 38096
2018-09-19 11:00 | GB | 38281
2018-09-19 12:00 | GB | 37967
2018-09-19 13:00 | GB | 38115
2018-09-19 14:00 | GB | 37028
2018-09-19 15:00 | GB | 38230
2018-09-19 16:00 | GB | 39178
2018-09-19 17:00 | GB | 38545
2018-09-19 18:00 | GB | 38722
2018-09-19 19:00 | GB | 37972
2018-09-19 20:00 | GB | 35186
2018-09-19 21:00 | GB | 31683
2018-09-19 22:00 | GB | 27055
2018-09-19 23:00 | GB | 23096
2018-09-20 | GB | 21230
2018-09-20 01:00 | GB | 20814
2018-09-20 02:00 | GB | 20780
2018-09-20 03:00 | GB | 21493
2018-09-20 04:00 | GB | 24250
2018-09-20 05:00 | GB | 29061
2018-09-20 06:00 | GB | 34195
2018-09-20 07:00 | GB | 37679
2018-09-20 08:00 | GB | 39098
2018-09-20 09:00 | GB | 39544
2018-09-20 10:00 | GB | 39536
2018-09-20 11:00 | GB | 39924
2018-09-20 12:00 | GB | 40017
2018-09-20 13:00 | GB | 39395
2018-09-20 14:00 | GB | 38167
2018-09-20 15:00 | GB | 39860
2018-09-20 16:00 | GB | 40844
2018-09-20 17:00 | GB | 40531
2018-09-20 18:00 | GB | 41073
2018-09-20 19:00 | GB | 39872
2018-09-20 20:00 | GB | 36573
2018-09-20 21:00 | GB | 32197
2018-09-20 22:00 | GB | 28208
2018-09-20 23:00 | GB | 25254
2018-09-21 | GB | 23071
2018-09-21 01:00 | GB | 22457
2018-09-21 02:00 | GB | 20161
2018-09-21 03:00 | GB | 20334
2018-09-21 04:00 | GB | 21893
2018-09-21 05:00 | GB | 28031
2018-09-21 06:00 | GB | 34677
2018-09-21 07:00 | GB | 37444
2018-09-21 08:00 | GB | 37881
2018-09-21 09:00 | GB | 37740
2018-09-21 10:00 | GB | 37633
2018-09-21 11:00 | GB | 38307
2018-09-21 12:00 | GB | 36616
2018-09-21 13:00 | GB | 35514
2018-09-21 14:00 | GB | 35326
2018-09-21 15:00 | GB | 36801
2018-09-21 16:00 | GB | 38267
2018-09-21 17:00 | GB | 38129
2018-09-21 18:00 | GB | 38768
2018-09-21 19:00 | GB | 38512
2018-09-21 20:00 | GB | 35257
2018-09-21 21:00 | GB | 31338
2018-09-21 22:00 | GB | 26613
2018-09-21 23:00 | GB | 23046
2018-09-22 | GB | 21223
2018-09-22 01:00 | GB | 20525
2018-09-22 02:00 | GB | 19744
2018-09-22 03:00 | GB | 19460
2018-09-22 04:00 | GB | 20182
2018-09-22 05:00 | GB | 24450
2018-09-22 06:00 | GB | 28288
2018-09-22 07:00 | GB | 32896
2018-09-22 08:00 | GB | 35149
2018-09-22 09:00 | GB | 36452
2018-09-22 10:00 | GB | 36870
2018-09-22 11:00 | GB | 36868
2018-09-22 12:00 | GB | 36584
2018-09-22 13:00 | GB | 35899
2018-09-22 14:00 | GB | 35537
2018-09-22 15:00 | GB | 36183
2018-09-22 16:00 | GB | 37593
2018-09-22 17:00 | GB | 38123
2018-09-22 18:00 | GB | 38449
2018-09-22 19:00 | GB | 37463
2018-09-22 20:00 | GB | 35486
2018-09-22 21:00 | GB | 32954
2018-09-22 22:00 | GB | 29681
2018-09-22 23:00 | GB | 26635
2018-09-23 | GB | 24620
2018-09-23 01:00 | GB | 24336
2018-09-23 02:00 | GB | 23030
2018-09-23 03:00 | GB | 22344
2018-09-23 04:00 | GB | 22230
2018-09-23 05:00 | GB | 23927
2018-09-23 06:00 | GB | 25270
2018-09-23 07:00 | GB | 30092
2018-09-23 08:00 | GB | 33955
2018-09-23 09:00 | GB | 36648
2018-09-23 10:00 | GB | 37590
2018-09-23 11:00 | GB | 38146
2018-09-23 12:00 | GB | 37043
2018-09-23 13:00 | GB | 35862
2018-09-23 14:00 | GB | 35862
2018-09-23 15:00 | GB | 35978
2018-09-23 16:00 | GB | 38048
2018-09-23 17:00 | GB | 38383
2018-09-23 18:00 | GB | 39383
2018-09-23 19:00 | GB | 38880
2018-09-23 20:00 | GB | 35668
2018-09-23 21:00 | GB | 32334
2018-09-23 22:00 | GB | 28635
2018-09-23 23:00 | GB | 25096
2018-09-24 | GB | 23981
2018-09-24 01:00 | GB | 24088
2018-09-24 02:00 | GB | 23469
2018-09-24 03:00 | GB | 23657
2018-09-24 04:00 | GB | 25188
2018-09-24 05:00 | GB | 30603
2018-09-24 06:00 | GB | 36501
2018-09-24 07:00 | GB | 39844
2018-09-24 08:00 | GB | 40450
2018-09-24 09:00 | GB | 40291
2018-09-24 10:00 | GB | 40279
2018-09-24 11:00 | GB | 40357
2018-09-24 12:00 | GB | 38867
2018-09-24 13:00 | GB | 39325
2018-09-24 14:00 | GB | 38248
2018-09-24 15:00 | GB | 39394
2018-09-24 16:00 | GB | 40981
2018-09-24 17:00 | GB | 40451
2018-09-24 18:00 | GB | 41860
2018-09-24 19:00 | GB | 41344
2018-09-24 20:00 | GB | 38165
2018-09-24 21:00 | GB | 34623
2018-09-24 22:00 | GB | 30489
2018-09-24 23:00 | GB | 27399
2018-09-25 | GB | 25730
2018-09-25 01:00 | GB | 25452
2018-09-25 02:00 | GB | 24663
2018-09-25 03:00 | GB | 24999
2018-09-25 04:00 | GB | 26718
2018-09-25 05:00 | GB | 32113
2018-09-25 06:00 | GB | 37940
2018-09-25 07:00 | GB | 40581
2018-09-25 08:00 | GB | 41403
2018-09-25 09:00 | GB | 40275
2018-09-25 10:00 | GB | 40570
2018-09-25 11:00 | GB | 40650
2018-09-25 12:00 | GB | 40284
2018-09-25 13:00 | GB | 39733
2018-09-25 14:00 | GB | 38303
2018-09-25 15:00 | GB | 39117
2018-09-25 16:00 | GB | 41183
2018-09-25 17:00 | GB | 41529
2018-09-25 18:00 | GB | 43034
2018-09-25 19:00 | GB | 41938
2018-09-25 20:00 | GB | 38576
2018-09-25 21:00 | GB | 33857
2018-09-25 22:00 | GB | 29773
2018-09-25 23:00 | GB | 26036
2018-09-26 | GB | 24318
2018-09-26 01:00 | GB | 24147
2018-09-26 02:00 | GB | 23438
2018-09-26 03:00 | GB | 23408
2018-09-26 04:00 | GB | 24742
2018-09-26 05:00 | GB | 30667
2018-09-26 06:00 | GB | 37545
2018-09-26 07:00 | GB | 40025
2018-09-26 08:00 | GB | 39889
2018-09-26 09:00 | GB | 38896
2018-09-26 10:00 | GB | 38468
2018-09-26 11:00 | GB | 39164
2018-09-26 12:00 | GB | 38441
2018-09-26 13:00 | GB | 37649
2018-09-26 14:00 | GB | 37979
2018-09-26 15:00 | GB | 38604
2018-09-26 16:00 | GB | 40498
2018-09-26 17:00 | GB | 40256
2018-09-26 18:00 | GB | 41541
2018-09-26 19:00 | GB | 40677
2018-09-26 20:00 | GB | 37861
2018-09-26 21:00 | GB | 34004
2018-09-26 22:00 | GB | 30177
2018-09-26 23:00 | GB | 27359
2018-09-27 | GB | 25955
2018-09-27 01:00 | GB | 25551
2018-09-27 02:00 | GB | 24556
2018-09-27 03:00 | GB | 24395
2018-09-27 04:00 | GB | 26030
2018-09-27 05:00 | GB | 30820
2018-09-27 06:00 | GB | 36861
2018-09-27 07:00 | GB | 39115
2018-09-27 08:00 | GB | 38893
2018-09-27 09:00 | GB | 38852
2018-09-27 10:00 | GB | 38992.5
2018-09-27 11:00 | GB | 39133
2018-09-27 12:00 | GB | 38423
2018-09-27 13:00 | GB | 38160
2018-09-27 14:00 | GB | 37584
2018-09-27 15:00 | GB | 38496
2018-09-27 16:00 | GB | 39717
2018-09-27 17:00 | GB | 40213
2018-09-27 18:00 | GB | 41541
2018-09-27 19:00 | GB | 40400
2018-09-27 20:00 | GB | 36695
2018-09-27 21:00 | GB | 33298
2018-09-27 22:00 | GB | 31643
2018-09-27 23:00 | GB | 26257
2018-09-28 | GB | 24750
2018-09-28 01:00 | GB | 24566
2018-09-28 02:00 | GB | 24183
2018-09-28 03:00 | GB | 23960
2018-09-28 04:00 | GB | 25434
2018-09-28 05:00 | GB | 29847
2018-09-28 06:00 | GB | 36587
2018-09-28 07:00 | GB | 39435
2018-09-28 08:00 | GB | 39652
2018-09-28 09:00 | GB | 39634
2018-09-28 10:00 | GB | 39702
2018-09-28 11:00 | GB | 39891
2018-09-28 12:00 | GB | 38831
2018-09-28 13:00 | GB | 37828
2018-09-28 14:00 | GB | 37218
2018-09-28 15:00 | GB | 37755
2018-09-28 16:00 | GB | 38685
2018-09-28 17:00 | GB | 38780
2018-09-28 18:00 | GB | 40106
2018-09-28 19:00 | GB | 38823
2018-09-28 20:00 | GB | 36240
2018-09-28 21:00 | GB | 33200
2018-09-28 22:00 | GB | 29787
2018-09-28 23:00 | GB | 27122
2018-09-29 | GB | 25342
2018-09-29 01:00 | GB | 24702
2018-09-29 02:00 | GB | 23411
2018-09-29 03:00 | GB | 22785
2018-09-29 04:00 | GB | 23826
2018-09-29 05:00 | GB | 26180
2018-09-29 06:00 | GB | 29913
2018-09-29 07:00 | GB | 33729
2018-09-29 08:00 | GB | 35093
2018-09-29 09:00 | GB | 34818
2018-09-29 10:00 | GB | 34427
2018-09-29 11:00 | GB | 34031
2018-09-29 12:00 | GB | 33176
2018-09-29 13:00 | GB | 32353
2018-09-29 14:00 | GB | 31877
2018-09-29 15:00 | GB | 32005
2018-09-29 16:00 | GB | 34209
2018-09-29 17:00 | GB | 35742
2018-09-29 18:00 | GB | 36886
2018-09-29 19:00 | GB | 35703
2018-09-29 20:00 | GB | 33334
2018-09-29 21:00 | GB | 31095
2018-09-29 22:00 | GB | 28240
2018-09-29 23:00 | GB | 25758
2018-09-30 | GB | 24344
2018-09-30 01:00 | GB | 23762
2018-09-30 02:00 | GB | 21812
2018-09-30 03:00 | GB | 21483
2018-09-30 04:00 | GB | 21777
2018-09-30 05:00 | GB | 23785
2018-09-30 06:00 | GB | 26031
2018-09-30 07:00 | GB | 29575
2018-09-30 08:00 | GB | 33222
2018-09-30 09:00 | GB | 34955
2018-09-30 10:00 | GB | 35935
2018-09-30 11:00 | GB | 36653
2018-09-30 12:00 | GB | 36195
2018-09-30 13:00 | GB | 35476
2018-09-30 14:00 | GB | 35293
2018-09-30 15:00 | GB | 36231
2018-09-30 16:00 | GB | 37809
2018-09-30 17:00 | GB | 37978
2018-09-30 18:00 | GB | 39151
2018-09-30 19:00 | GB | 37588
2018-09-30 20:00 | GB | 34834
2018-09-30 21:00 | GB | 31444
2018-09-30 22:00 | GB | 26843
2018-09-30 23:00 | GB | 23719
2018-10-01 | GB | 22867
2018-10-01 01:00 | GB | 23035
2018-10-01 02:00 | GB | 22037
2018-10-01 03:00 | GB | 21981
2018-10-01 04:00 | GB | 23614
2018-10-01 05:00 | GB | 30404
2018-10-01 06:00 | GB | 37414
2018-10-01 07:00 | GB | 40166
2018-10-01 08:00 | GB | 40870
2018-10-01 09:00 | GB | 40561
2018-10-01 10:00 | GB | 40735
2018-10-01 11:00 | GB | 40854
2018-10-01 12:00 | GB | 40409
2018-10-01 13:00 | GB | 39436
2018-10-01 14:00 | GB | 39364
2018-10-01 15:00 | GB | 41085
2018-10-01 16:00 | GB | 42702
2018-10-01 17:00 | GB | 43419
2018-10-01 18:00 | GB | 44773
2018-10-01 19:00 | GB | 42412
2018-10-01 20:00 | GB | 38397
2018-10-01 21:00 | GB | 33233
2018-10-01 22:00 | GB | 27522
2018-10-01 23:00 | GB | 23620
2018-10-02 | GB | 22360
2018-10-02 01:00 | GB | 21817
2018-10-02 02:00 | GB | 20860
2018-10-02 03:00 | GB | 19834
2018-10-02 04:00 | GB | 21792
2018-10-02 05:00 | GB | 26802
2018-10-02 06:00 | GB | 35905
2018-10-02 07:00 | GB | 39026
2018-10-02 08:00 | GB | 39196
2018-10-02 09:00 | GB | 38445
2018-10-02 10:00 | GB | 38520
2018-10-02 11:00 | GB | 38513
2018-10-02 12:00 | GB | 38571
2018-10-02 13:00 | GB | 37815
2018-10-02 14:00 | GB | 36629
2018-10-02 15:00 | GB | 39140
2018-10-02 16:00 | GB | 40760
2018-10-02 17:00 | GB | 41728
2018-10-02 18:00 | GB | 43090
2018-10-02 19:00 | GB | 41217
2018-10-02 20:00 | GB | 37233
2018-10-02 21:00 | GB | 32722
2018-10-02 22:00 | GB | 29628
2018-10-02 23:00 | GB | 26665
2018-10-03 | GB | 25790
2018-10-03 01:00 | GB | 25881
2018-10-03 02:00 | GB | 24590
2018-10-03 03:00 | GB | 24703
2018-10-03 04:00 | GB | 26270
2018-10-03 05:00 | GB | 31790
2018-10-03 06:00 | GB | 38709
2018-10-03 07:00 | GB | 40836
2018-10-03 08:00 | GB | 40968
2018-10-03 09:00 | GB | 40032
2018-10-03 10:00 | GB | 38994
2018-10-03 11:00 | GB | 39077
2018-10-03 12:00 | GB | 36962
2018-10-03 13:00 | GB | 36509
2018-10-03 14:00 | GB | 36983
2018-10-03 15:00 | GB | 39323
2018-10-03 16:00 | GB | 40822
2018-10-03 17:00 | GB | 40982
2018-10-03 18:00 | GB | 42759
2018-10-03 19:00 | GB | 41107
2018-10-03 20:00 | GB | 37949
2018-10-03 21:00 | GB | 33272
2018-10-03 22:00 | GB | 29947
2018-10-03 23:00 | GB | 27186
2018-10-04 | GB | 26040
2018-10-04 01:00 | GB | 25814
2018-10-04 02:00 | GB | 25056
2018-10-04 03:00 | GB | 25176
2018-10-04 04:00 | GB | 25373
2018-10-04 05:00 | GB | 29864
2018-10-04 06:00 | GB | 36125
2018-10-04 07:00 | GB | 39411
2018-10-04 08:00 | GB | 38519
2018-10-04 09:00 | GB | 37648
2018-10-04 10:00 | GB | 37976
2018-10-04 11:00 | GB | 37336
2018-10-04 12:00 | GB | 36811
2018-10-04 13:00 | GB | 35955
2018-10-04 14:00 | GB | 36311
2018-10-04 15:00 | GB | 38067
2018-10-04 16:00 | GB | 39149
2018-10-04 17:00 | GB | 40285
2018-10-04 18:00 | GB | 42870
2018-10-04 19:00 | GB | 40784
2018-10-04 20:00 | GB | 37109
2018-10-04 21:00 | GB | 33243
2018-10-04 22:00 | GB | 30241
2018-10-04 23:00 | GB | 26306
2018-10-05 | GB | 24819
2018-10-05 01:00 | GB | 24963
2018-10-05 02:00 | GB | 24290
2018-10-05 03:00 | GB | 24219
2018-10-05 04:00 | GB | 25225
2018-10-05 05:00 | GB | 29511
2018-10-05 06:00 | GB | 37141
2018-10-05 07:00 | GB | 39734
2018-10-05 08:00 | GB | 40240
2018-10-05 09:00 | GB | 39950
2018-10-05 10:00 | GB | 39697
2018-10-05 11:00 | GB | 40365
2018-10-05 12:00 | GB | 39177
2018-10-05 13:00 | GB | 38337
2018-10-05 14:00 | GB | 37481
2018-10-05 15:00 | GB | 38625
2018-10-05 16:00 | GB | 39933
2018-10-05 17:00 | GB | 40266
2018-10-05 18:00 | GB | 41072
2018-10-05 19:00 | GB | 39207
2018-10-05 20:00 | GB | 36336
2018-10-05 21:00 | GB | 32873
2018-10-05 22:00 | GB | 29370
2018-10-05 23:00 | GB | 26738
2018-10-06 | GB | 24326
2018-10-06 01:00 | GB | 23989
2018-10-06 02:00 | GB | 23058
2018-10-06 03:00 | GB | 22656
2018-10-06 04:00 | GB | 22675
2018-10-06 05:00 | GB | 24356
2018-10-06 06:00 | GB | 28045
2018-10-06 07:00 | GB | 33156
2018-10-06 08:00 | GB | 36151
2018-10-06 09:00 | GB | 37065
2018-10-06 10:00 | GB | 37828
2018-10-06 11:00 | GB | 38238
2018-10-06 12:00 | GB | 37444
2018-10-06 13:00 | GB | 36251
2018-10-06 14:00 | GB | 35239
2018-10-06 15:00 | GB | 35342
2018-10-06 16:00 | GB | 37254
2018-10-06 17:00 | GB | 38112
2018-10-06 18:00 | GB | 38988
2018-10-06 19:00 | GB | 37068
2018-10-06 20:00 | GB | 34994
2018-10-06 21:00 | GB | 32056
2018-10-06 22:00 | GB | 28845
2018-10-06 23:00 | GB | 26068
2018-10-07 | GB | 24767
2018-10-07 01:00 | GB | 24200
2018-10-07 02:00 | GB | 23243
2018-10-07 03:00 | GB | 22742
2018-10-07 04:00 | GB | 22883
2018-10-07 05:00 | GB | 24451
2018-10-07 06:00 | GB | 27042
2018-10-07 07:00 | GB | 31491
2018-10-07 08:00 | GB | 34346
2018-10-07 09:00 | GB | 36367
2018-10-07 10:00 | GB | 36875
2018-10-07 11:00 | GB | 37056
2018-10-07 12:00 | GB | 36061
2018-10-07 13:00 | GB | 35441
2018-10-07 14:00 | GB | 35384
2018-10-07 15:00 | GB | 36712
2018-10-07 16:00 | GB | 38279
2018-10-07 17:00 | GB | 39120
2018-10-07 18:00 | GB | 40382
2018-10-07 19:00 | GB | 38717
2018-10-07 20:00 | GB | 36001
2018-10-07 21:00 | GB | 31668
2018-10-07 22:00 | GB | 27070
2018-10-07 23:00 | GB | 23383
2018-10-08 | GB | 22162
2018-10-08 01:00 | GB | 23092
2018-10-08 02:00 | GB | 21468
2018-10-08 03:00 | GB | 21617
2018-10-08 04:00 | GB | 23166
2018-10-08 05:00 | GB | 28427
2018-10-08 06:00 | GB | 36441
2018-10-08 07:00 | GB | 40186
2018-10-08 08:00 | GB | 40562
2018-10-08 09:00 | GB | 40450
2018-10-08 10:00 | GB | 39731
2018-10-08 11:00 | GB | 39111
2018-10-08 12:00 | GB | 38841
2018-10-08 13:00 | GB | 38453
2018-10-08 14:00 | GB | 38182
2018-10-08 15:00 | GB | 40726
2018-10-08 16:00 | GB | 42190
2018-10-08 17:00 | GB | 43715
2018-10-08 18:00 | GB | 44107
2018-10-08 19:00 | GB | 40865
2018-10-08 20:00 | GB | 36689
2018-10-08 21:00 | GB | 31112
2018-10-08 22:00 | GB | 28609
2018-10-08 23:00 | GB | 25034
2018-10-09 | GB | 23858
2018-10-09 01:00 | GB | 24009
2018-10-09 02:00 | GB | 22755
2018-10-09 03:00 | GB | 22222
2018-10-09 04:00 | GB | 22716
2018-10-09 05:00 | GB | 27055
2018-10-09 06:00 | GB | 34085
2018-10-09 07:00 | GB | 37859
2018-10-09 08:00 | GB | 38041
2018-10-09 09:00 | GB | 37304
2018-10-09 10:00 | GB | 36796
2018-10-09 11:00 | GB | 37027
2018-10-09 12:00 | GB | 36694
2018-10-09 13:00 | GB | 36362
2018-10-09 14:00 | GB | 36183
2018-10-09 15:00 | GB | 37047
2018-10-09 16:00 | GB | 39405
2018-10-09 17:00 | GB | 39867
2018-10-09 18:00 | GB | 44262
2018-10-09 19:00 | GB | 41246
2018-10-09 20:00 | GB | 37539
2018-10-09 21:00 | GB | 33927
2018-10-09 22:00 | GB | 30891
2018-10-09 23:00 | GB | 27250
2018-10-10 | GB | 26194
2018-10-10 01:00 | GB | 25890
2018-10-10 02:00 | GB | 25111
2018-10-10 03:00 | GB | 25028
2018-10-10 04:00 | GB | 26164
2018-10-10 05:00 | GB | 30204
2018-10-10 06:00 | GB | 38139
2018-10-10 07:00 | GB | 40551
2018-10-10 08:00 | GB | 41025
2018-10-10 09:00 | GB | 39605
2018-10-10 10:00 | GB | 39256
2018-10-10 11:00 | GB | 39604
2018-10-10 12:00 | GB | 39501
2018-10-10 13:00 | GB | 39167
2018-10-10 14:00 | GB | 38560
2018-10-10 15:00 | GB | 39778
2018-10-10 16:00 | GB | 41781
2018-10-10 17:00 | GB | 42097
2018-10-10 18:00 | GB | 43947
2018-10-10 19:00 | GB | 41409
2018-10-10 20:00 | GB | 38350
2018-10-10 21:00 | GB | 33883
2018-10-10 22:00 | GB | 30058
2018-10-10 23:00 | GB | 26300
2018-10-11 | GB | 25427
2018-10-11 01:00 | GB | 24413
2018-10-11 02:00 | GB | 23929
2018-10-11 03:00 | GB | 23758
2018-10-11 04:00 | GB | 24883
2018-10-11 05:00 | GB | 29771
2018-10-11 06:00 | GB | 37340
2018-10-11 07:00 | GB | 39226
2018-10-11 08:00 | GB | 39202
2018-10-11 09:00 | GB | 37886
2018-10-11 10:00 | GB | 37790
2018-10-11 11:00 | GB | 38352
2018-10-11 12:00 | GB | 37759
2018-10-11 13:00 | GB | 37366
2018-10-11 14:00 | GB | 36513
2018-10-11 15:00 | GB | 38423
2018-10-11 16:00 | GB | 39161
2018-10-11 17:00 | GB | 41155
2018-10-11 18:00 | GB | 41746
2018-10-11 19:00 | GB | 39071
2018-10-11 20:00 | GB | 37785
2018-10-11 21:00 | GB | 34063
2018-10-11 22:00 | GB | 29767
2018-10-11 23:00 | GB | 26540
2018-10-12 | GB | 25300
2018-10-12 01:00 | GB | 23527
2018-10-12 02:00 | GB | 22122
2018-10-12 03:00 | GB | 21205
2018-10-12 04:00 | GB | 22054
2018-10-12 05:00 | GB | 27228
2018-10-12 06:00 | GB | 34795
2018-10-12 07:00 | GB | 38012
2018-10-12 08:00 | GB | 38806
2018-10-12 09:00 | GB | 39737
2018-10-12 10:00 | GB | 39972
2018-10-12 11:00 | GB | 40471
2018-10-12 12:00 | GB | 39609
2018-10-12 13:00 | GB | 39307
2018-10-12 14:00 | GB | 38190
2018-10-12 15:00 | GB | 38820
2018-10-12 16:00 | GB | 40314
2018-10-12 17:00 | GB | 40873
2018-10-12 18:00 | GB | 40268
2018-10-12 19:00 | GB | 37522
2018-10-12 20:00 | GB | 34590
2018-10-12 21:00 | GB | 30503
2018-10-12 22:00 | GB | 26927
2018-10-12 23:00 | GB | 23801
2018-10-13 | GB | 22735
2018-10-13 01:00 | GB | 22497
2018-10-13 02:00 | GB | 21684
2018-10-13 03:00 | GB | 21371
2018-10-13 04:00 | GB | 21928
2018-10-13 05:00 | GB | 24466
2018-10-13 06:00 | GB | 27607
2018-10-13 07:00 | GB | 31875
2018-10-13 08:00 | GB | 34130
2018-10-13 09:00 | GB | 35053
2018-10-13 10:00 | GB | 35639
2018-10-13 11:00 | GB | 35224
2018-10-13 12:00 | GB | 34193
2018-10-13 13:00 | GB | 32775
2018-10-13 14:00 | GB | 32622
2018-10-13 15:00 | GB | 32382
2018-10-13 16:00 | GB | 35202
2018-10-13 17:00 | GB | 37535
2018-10-13 18:00 | GB | 37096
2018-10-13 19:00 | GB | 34430
2018-10-13 20:00 | GB | 31624
2018-10-13 21:00 | GB | 29055
2018-10-13 22:00 | GB | 27271
2018-10-13 23:00 | GB | 23770
2018-10-14 | GB | 22352
2018-10-14 01:00 | GB | 22135
2018-10-14 02:00 | GB | 21333
2018-10-14 03:00 | GB | 21668
2018-10-14 04:00 | GB | 22056
2018-10-14 05:00 | GB | 23493
2018-10-14 06:00 | GB | 26255
2018-10-14 07:00 | GB | 30021
2018-10-14 08:00 | GB | 33234
2018-10-14 09:00 | GB | 35387
2018-10-14 10:00 | GB | 36423
2018-10-14 11:00 | GB | 37587
2018-10-14 12:00 | GB | 37638
2018-10-14 13:00 | GB | 37028
2018-10-14 14:00 | GB | 37005
2018-10-14 15:00 | GB | 37489
2018-10-14 16:00 | GB | 38615
2018-10-14 17:00 | GB | 39798
2018-10-14 18:00 | GB | 39727
2018-10-14 19:00 | GB | 37523
2018-10-14 20:00 | GB | 35471
2018-10-14 21:00 | GB | 32197
2018-10-14 22:00 | GB | 27939
2018-10-14 23:00 | GB | 24118
2018-10-15 | GB | 23600
2018-10-15 01:00 | GB | 23683
2018-10-15 02:00 | GB | 22825
2018-10-15 03:00 | GB | 22620
2018-10-15 04:00 | GB | 23828
2018-10-15 05:00 | GB | 28696
2018-10-15 06:00 | GB | 35701
2018-10-15 07:00 | GB | 39056
2018-10-15 08:00 | GB | 39781
2018-10-15 09:00 | GB | 39956
2018-10-15 10:00 | GB | 40030
2018-10-15 11:00 | GB | 40705
2018-10-15 12:00 | GB | 40443
2018-10-15 13:00 | GB | 40079
2018-10-15 14:00 | GB | 38612
2018-10-15 15:00 | GB | 40414
2018-10-15 16:00 | GB | 42325
2018-10-15 17:00 | GB | 43877
2018-10-15 18:00 | GB | 44549
2018-10-15 19:00 | GB | 41654
2018-10-15 20:00 | GB | 38214
2018-10-15 21:00 | GB | 35265
2018-10-15 22:00 | GB | 30835
2018-10-15 23:00 | GB | 27653
2018-10-16 | GB | 26404
2018-10-16 01:00 | GB | 26582
2018-10-16 02:00 | GB | 26038
2018-10-16 03:00 | GB | 25797
2018-10-16 04:00 | GB | 25523
2018-10-16 05:00 | GB | 28883
2018-10-16 06:00 | GB | 36686
2018-10-16 07:00 | GB | 39875
2018-10-16 08:00 | GB | 40467
2018-10-16 09:00 | GB | 39602
2018-10-16 10:00 | GB | 39693
2018-10-16 11:00 | GB | 40030
2018-10-16 12:00 | GB | 38151
2018-10-16 13:00 | GB | 37423
2018-10-16 14:00 | GB | 37275
2018-10-16 15:00 | GB | 38697
2018-10-16 16:00 | GB | 40442
2018-10-16 17:00 | GB | 41782
2018-10-16 18:00 | GB | 43780
2018-10-16 19:00 | GB | 39951
2018-10-16 20:00 | GB | 36770
2018-10-16 21:00 | GB | 32534
2018-10-16 22:00 | GB | 29379
2018-10-16 23:00 | GB | 25757
2018-10-17 | GB | 24885
2018-10-17 01:00 | GB | 25149
2018-10-17 02:00 | GB | 24561
2018-10-17 03:00 | GB | 24396
2018-10-17 04:00 | GB | 23811
2018-10-17 05:00 | GB | 27377
2018-10-17 06:00 | GB | 34813
2018-10-17 07:00 | GB | 38286
2018-10-17 08:00 | GB | 38522
2018-10-17 09:00 | GB | 38756
2018-10-17 10:00 | GB | 38323
2018-10-17 11:00 | GB | 38277
2018-10-17 12:00 | GB | 38461
2018-10-17 13:00 | GB | 38000
2018-10-17 14:00 | GB | 37247
2018-10-17 15:00 | GB | 38569
2018-10-17 16:00 | GB | 40957
2018-10-17 17:00 | GB | 43067
2018-10-17 18:00 | GB | 44338
2018-10-17 19:00 | GB | 40245
2018-10-17 20:00 | GB | 37299
2018-10-17 21:00 | GB | 33299
2018-10-17 22:00 | GB | 30134
2018-10-17 23:00 | GB | 26446
2018-10-18 | GB | 24907
2018-10-18 01:00 | GB | 25168
2018-10-18 02:00 | GB | 24510
2018-10-18 03:00 | GB | 24292
2018-10-18 04:00 | GB | 24599
2018-10-18 05:00 | GB | 28536
2018-10-18 06:00 | GB | 37885
2018-10-18 07:00 | GB | 41353
2018-10-18 08:00 | GB | 41390
2018-10-18 09:00 | GB | 41289
2018-10-18 10:00 | GB | 41041
2018-10-18 11:00 | GB | 40862
2018-10-18 12:00 | GB | 40232
2018-10-18 13:00 | GB | 39105
2018-10-18 14:00 | GB | 38848
2018-10-18 15:00 | GB | 40379
2018-10-18 16:00 | GB | 41884
2018-10-18 17:00 | GB | 43895
2018-10-18 18:00 | GB | 44348
2018-10-18 19:00 | GB | 42002
2018-10-18 20:00 | GB | 39077
2018-10-18 21:00 | GB | 35347
2018-10-18 22:00 | GB | 31279
2018-10-18 23:00 | GB | 28248
2018-10-19 | GB | 26409
2018-10-19 01:00 | GB | 26066
2018-10-19 02:00 | GB | 25360
2018-10-19 03:00 | GB | 24907
2018-10-19 04:00 | GB | 25042
2018-10-19 05:00 | GB | 28117
2018-10-19 06:00 | GB | 36249
2018-10-19 07:00 | GB | 39925
2018-10-19 08:00 | GB | 39680
2018-10-19 09:00 | GB | 38302
2018-10-19 10:00 | GB | 38361
2018-10-19 11:00 | GB | 38427
2018-10-19 12:00 | GB | 38460
2018-10-19 13:00 | GB | 36766
2018-10-19 14:00 | GB | 35231
2018-10-19 15:00 | GB | 37014
2018-10-19 16:00 | GB | 39466
2018-10-19 17:00 | GB | 41945
2018-10-19 18:00 | GB | 42061
2018-10-19 19:00 | GB | 39957
2018-10-19 20:00 | GB | 37379
2018-10-19 21:00 | GB | 34164
2018-10-19 22:00 | GB | 30936
2018-10-19 23:00 | GB | 28062
2018-10-20 | GB | 26469
2018-10-20 01:00 | GB | 25264
2018-10-20 02:00 | GB | 24429
2018-10-20 03:00 | GB | 23994
2018-10-20 04:00 | GB | 24506
2018-10-20 05:00 | GB | 26922
2018-10-20 06:00 | GB | 31417
2018-10-20 07:00 | GB | 35257
2018-10-20 08:00 | GB | 37951
2018-10-20 09:00 | GB | 38457
2018-10-20 10:00 | GB | 37806
2018-10-20 11:00 | GB | 37121
2018-10-20 12:00 | GB | 36000
2018-10-20 13:00 | GB | 34697
2018-10-20 14:00 | GB | 34121
2018-10-20 15:00 | GB | 34326
2018-10-20 16:00 | GB | 36618
2018-10-20 17:00 | GB | 38602
2018-10-20 18:00 | GB | 38647
2018-10-20 19:00 | GB | 36615
2018-10-20 20:00 | GB | 34736
2018-10-20 21:00 | GB | 31700
2018-10-20 22:00 | GB | 28824
2018-10-20 23:00 | GB | 26327
2018-10-21 | GB | 24771
2018-10-21 01:00 | GB | 24488
2018-10-21 02:00 | GB | 23108
2018-10-21 03:00 | GB | 22597
2018-10-21 04:00 | GB | 22750
2018-10-21 05:00 | GB | 23913
2018-10-21 06:00 | GB | 26629
2018-10-21 07:00 | GB | 30025
2018-10-21 08:00 | GB | 33659
2018-10-21 09:00 | GB | 35284
2018-10-21 10:00 | GB | 35993
2018-10-21 11:00 | GB | 36054
2018-10-21 12:00 | GB | 35575
2018-10-21 13:00 | GB | 35096
2018-10-21 14:00 | GB | 35418
2018-10-21 15:00 | GB | 36619
2018-10-21 16:00 | GB | 38314
2018-10-21 17:00 | GB | 39927
2018-10-21 18:00 | GB | 39439
2018-10-21 19:00 | GB | 37190
2018-10-21 20:00 | GB | 34754
2018-10-21 21:00 | GB | 31228
2018-10-21 22:00 | GB | 26895
2018-10-21 23:00 | GB | 23937
2018-10-22 | GB | 22891
2018-10-22 01:00 | GB | 23452
2018-10-22 02:00 | GB | 23120
2018-10-22 03:00 | GB | 22996
2018-10-22 04:00 | GB | 23873
2018-10-22 05:00 | GB | 29118
2018-10-22 06:00 | GB | 36106
2018-10-22 07:00 | GB | 40781
2018-10-22 08:00 | GB | 41418
2018-10-22 09:00 | GB | 41172
2018-10-22 10:00 | GB | 40686
2018-10-22 11:00 | GB | 40377
2018-10-22 12:00 | GB | 40126
2018-10-22 13:00 | GB | 39370
2018-10-22 14:00 | GB | 38916
2018-10-22 15:00 | GB | 39988
2018-10-22 16:00 | GB | 42284
2018-10-22 17:00 | GB | 44728
2018-10-22 18:00 | GB | 44659
2018-10-22 19:00 | GB | 42156
2018-10-22 20:00 | GB | 38826
2018-10-22 21:00 | GB | 33454
2018-10-22 22:00 | GB | 29277
2018-10-22 23:00 | GB | 25864
2018-10-23 | GB | 24345
2018-10-23 01:00 | GB | 24665
2018-10-23 02:00 | GB | 22931
2018-10-23 03:00 | GB | 22731
2018-10-23 04:00 | GB | 24880
2018-10-23 05:00 | GB | 30223
2018-10-23 06:00 | GB | 36092
2018-10-23 07:00 | GB | 39526
2018-10-23 08:00 | GB | 41540
2018-10-23 09:00 | GB | 39821
2018-10-23 10:00 | GB | 39165
2018-10-23 11:00 | GB | 39802
2018-10-23 12:00 | GB | 38603
2018-10-23 13:00 | GB | 38576
2018-10-23 14:00 | GB | 38668
2018-10-23 15:00 | GB | 39811
2018-10-23 16:00 | GB | 42787
2018-10-23 17:00 | GB | 45193
2018-10-23 18:00 | GB | 44278
2018-10-23 19:00 | GB | 40811
2018-10-23 20:00 | GB | 37161
2018-10-23 21:00 | GB | 32685
2018-10-23 22:00 | GB | 28844
2018-10-23 23:00 | GB | 24948
2018-10-24 | GB | 24560
2018-10-24 01:00 | GB | 24724
2018-10-24 02:00 | GB | 23273
2018-10-24 03:00 | GB | 22940
2018-10-24 04:00 | GB | 24939
2018-10-24 05:00 | GB | 29308
2018-10-24 06:00 | GB | 35209
2018-10-24 07:00 | GB | 38388
2018-10-24 08:00 | GB | 39752
2018-10-24 09:00 | GB | 38865
2018-10-24 10:00 | GB | 38799
2018-10-24 11:00 | GB | 38818
2018-10-24 12:00 | GB | 37208
2018-10-24 13:00 | GB | 38031
2018-10-24 14:00 | GB | 37354
2018-10-24 15:00 | GB | 37964
2018-10-24 16:00 | GB | 41252
2018-10-24 17:00 | GB | 44339
2018-10-24 18:00 | GB | 43865
2018-10-24 19:00 | GB | 41026
2018-10-24 20:00 | GB | 37095
2018-10-24 21:00 | GB | 33985
2018-10-24 22:00 | GB | 29893
2018-10-24 23:00 | GB | 25737
2018-10-25 | GB | 24965
2018-10-25 01:00 | GB | 25438
2018-10-25 02:00 | GB | 24591
2018-10-25 03:00 | GB | 24439
2018-10-25 04:00 | GB | 24338
2018-10-25 05:00 | GB | 28827
2018-10-25 06:00 | GB | 34523
2018-10-25 07:00 | GB | 38910
2018-10-25 08:00 | GB | 39830
2018-10-25 09:00 | GB | 39225
2018-10-25 10:00 | GB | 39553
2018-10-25 11:00 | GB | 39729
2018-10-25 12:00 | GB | 38662
2018-10-25 13:00 | GB | 38021
2018-10-25 14:00 | GB | 37902
2018-10-25 15:00 | GB | 40221
2018-10-25 16:00 | GB | 43175
2018-10-25 17:00 | GB | 45986
2018-10-25 18:00 | GB | 44229
2018-10-25 19:00 | GB | 40930
2018-10-25 20:00 | GB | 37874
2018-10-25 21:00 | GB | 32959
2018-10-25 22:00 | GB | 29788
2018-10-25 23:00 | GB | 26835
2018-10-26 | GB | 26031
2018-10-26 01:00 | GB | 26255
2018-10-26 02:00 | GB | 25088
2018-10-26 03:00 | GB | 24083
2018-10-26 04:00 | GB | 25188
2018-10-26 05:00 | GB | 29430
2018-10-26 06:00 | GB | 36405
2018-10-26 07:00 | GB | 39521
2018-10-26 08:00 | GB | 40528
2018-10-26 09:00 | GB | 39467
2018-10-26 10:00 | GB | 38769
2018-10-26 11:00 | GB | 39206
2018-10-26 12:00 | GB | 38469
2018-10-26 13:00 | GB | 37995
2018-10-26 14:00 | GB | 37107
2018-10-26 15:00 | GB | 39063
2018-10-26 16:00 | GB | 41885
2018-10-26 17:00 | GB | 44137
2018-10-26 18:00 | GB | 43285
2018-10-26 19:00 | GB | 39611
2018-10-26 20:00 | GB | 36735
2018-10-26 21:00 | GB | 32864
2018-10-26 22:00 | GB | 30484
2018-10-26 23:00 | GB | 27633
2018-10-27 | GB | 26714
2018-10-27 01:00 | GB | 25962
2018-10-27 02:00 | GB | 25241
2018-10-27 03:00 | GB | 24447
2018-10-27 04:00 | GB | 24551
2018-10-27 05:00 | GB | 27192
2018-10-27 06:00 | GB | 31736
2018-10-27 07:00 | GB | 34609
2018-10-27 08:00 | GB | 37763
2018-10-27 09:00 | GB | 38603
2018-10-27 10:00 | GB | 38767
2018-10-27 11:00 | GB | 38840
2018-10-27 12:00 | GB | 37897
2018-10-27 13:00 | GB | 37360
2018-10-27 14:00 | GB | 38329
2018-10-27 15:00 | GB | 39257
2018-10-27 16:00 | GB | 41880
2018-10-27 17:00 | GB | 43715
2018-10-27 18:00 | GB | 42534
2018-10-27 19:00 | GB | 39150
2018-10-27 20:00 | GB | 36508
2018-10-27 21:00 | GB | 33697
2018-10-27 22:00 | GB | 31002
2018-10-27 23:00 | GB | 29797
2018-10-28 | GB | 28592
2018-10-28 01:00 | GB | 27387
2018-10-28 02:00 | GB | 26292
2018-10-28 03:00 | GB | 25169
2018-10-28 04:00 | GB | 24592
2018-10-28 05:00 | GB | 24839
2018-10-28 06:00 | GB | 27240
2018-10-28 07:00 | GB | 30110
2018-10-28 08:00 | GB | 33764
2018-10-28 09:00 | GB | 37011
2018-10-28 10:00 | GB | 38314
2018-10-28 11:00 | GB | 38074
2018-10-28 12:00 | GB | 38704
2018-10-28 13:00 | GB | 38520
2018-10-28 14:00 | GB | 38390
2018-10-28 15:00 | GB | 38647
2018-10-28 16:00 | GB | 40163
2018-10-28 17:00 | GB | 44380
2018-10-28 18:00 | GB | 44026
2018-10-28 19:00 | GB | 42592
2018-10-28 20:00 | GB | 40200
2018-10-28 21:00 | GB | 37617
2018-10-28 22:00 | GB | 32929
2018-10-28 23:00 | GB | 30436
2018-10-29 | GB | 29401
2018-10-29 01:00 | GB | 29375
2018-10-29 02:00 | GB | 28547
2018-10-29 03:00 | GB | 26972
2018-10-29 04:00 | GB | 26799
2018-10-29 05:00 | GB | 28517
2018-10-29 06:00 | GB | 33029
2018-10-29 07:00 | GB | 38330
2018-10-29 08:00 | GB | 41803
2018-10-29 09:00 | GB | 43505
2018-10-29 10:00 | GB | 43384
2018-10-29 11:00 | GB | 43396
2018-10-29 12:00 | GB | 43365
2018-10-29 13:00 | GB | 42487
2018-10-29 14:00 | GB | 42107
2018-10-29 15:00 | GB | 41698
2018-10-29 16:00 | GB | 44672
2018-10-29 17:00 | GB | 50098
2018-10-29 18:00 | GB | 49761
2018-10-29 19:00 | GB | 48510
2018-10-29 20:00 | GB | 44572
2018-10-29 21:00 | GB | 39054
2018-10-29 22:00 | GB | 34788
2018-10-29 23:00 | GB | 32411
2018-10-30 | GB | 31580
2018-10-30 01:00 | GB | 30887
2018-10-30 02:00 | GB | 28866
2018-10-30 03:00 | GB | 28084
2018-10-30 04:00 | GB | 26877
2018-10-30 05:00 | GB | 27240
2018-10-30 06:00 | GB | 30717
2018-10-30 07:00 | GB | 36687
2018-10-30 08:00 | GB | 40069
2018-10-30 09:00 | GB | 41633
2018-10-30 10:00 | GB | 41284
2018-10-30 11:00 | GB | 41429
2018-10-30 12:00 | GB | 42236
2018-10-30 13:00 | GB | 42380
2018-10-30 14:00 | GB | 42320
2018-10-30 15:00 | GB | 43170
2018-10-30 16:00 | GB | 45978
2018-10-30 17:00 | GB | 50159
2018-10-30 18:00 | GB | 50099
2018-10-30 19:00 | GB | 47124
2018-10-30 20:00 | GB | 44627
2018-10-30 21:00 | GB | 41260
2018-10-30 22:00 | GB | 35329
2018-10-30 23:00 | GB | 32194
2018-10-31 | GB | 30007
2018-10-31 01:00 | GB | 29774
2018-10-31 02:00 | GB | 29278
2018-10-31 03:00 | GB | 28374
2018-10-31 04:00 | GB | 26869
2018-10-31 05:00 | GB | 27856
2018-10-31 06:00 | GB | 32443
2018-10-31 07:00 | GB | 39036
2018-10-31 08:00 | GB | 42381
2018-10-31 09:00 | GB | 42826
2018-10-31 10:00 | GB | 41329
2018-10-31 11:00 | GB | 41218
2018-10-31 12:00 | GB | 40831
2018-10-31 13:00 | GB | 40101
2018-10-31 14:00 | GB | 39849
2018-10-31 15:00 | GB | 40337
2018-10-31 16:00 | GB | 44855
2018-10-31 17:00 | GB | 48955
2018-10-31 18:00 | GB | 47596
2018-10-31 19:00 | GB | 45857
2018-10-31 20:00 | GB | 43753
2018-10-31 21:00 | GB | 40409
2018-10-31 22:00 | GB | 35485
2018-10-31 23:00 | GB | 32203
2018-11-01 | GB | 30373
2018-11-01 01:00 | GB | 29165
2018-11-01 02:00 | GB | 28216
2018-11-01 03:00 | GB | 27549
2018-11-01 04:00 | GB | 27285
2018-11-01 05:00 | GB | 28369
2018-11-01 06:00 | GB | 33732
2018-11-01 07:00 | GB | 39876
2018-11-01 08:00 | GB | 42288
2018-11-01 09:00 | GB | 43740
2018-11-01 10:00 | GB | 44269
2018-11-01 11:00 | GB | 44563
2018-11-01 12:00 | GB | 44833
2018-11-01 13:00 | GB | 44330
2018-11-01 14:00 | GB | 43737
2018-11-01 15:00 | GB | 43709
2018-11-01 16:00 | GB | 44745
2018-11-01 17:00 | GB | 47719
2018-11-01 18:00 | GB | 47890
2018-11-01 19:00 | GB | 47016
2018-11-01 20:00 | GB | 44607
2018-11-01 21:00 | GB | 41012
2018-11-01 22:00 | GB | 36598
2018-11-01 23:00 | GB | 32689
2018-11-02 | GB | 31072
2018-11-02 01:00 | GB | 30204
2018-11-02 02:00 | GB | 28175
2018-11-02 03:00 | GB | 27443
2018-11-02 04:00 | GB | 27252
2018-11-02 05:00 | GB | 28891
2018-11-02 06:00 | GB | 33989
2018-11-02 07:00 | GB | 39359
2018-11-02 08:00 | GB | 43151
2018-11-02 09:00 | GB | 43499
2018-11-02 10:00 | GB | 42115
2018-11-02 11:00 | GB | 42101
2018-11-02 12:00 | GB | 42608
2018-11-02 13:00 | GB | 41263
2018-11-02 14:00 | GB | 40832
2018-11-02 15:00 | GB | 41282
2018-11-02 16:00 | GB | 44641
2018-11-02 17:00 | GB | 49010
2018-11-02 18:00 | GB | 47771
2018-11-02 19:00 | GB | 44957
2018-11-02 20:00 | GB | 41361
2018-11-02 21:00 | GB | 37250
2018-11-02 22:00 | GB | 32675
2018-11-02 23:00 | GB | 31835
2018-11-03 | GB | 30434
2018-11-03 01:00 | GB | 29565
2018-11-03 02:00 | GB | 27260
2018-11-03 03:00 | GB | 24613
2018-11-03 04:00 | GB | 23281
2018-11-03 05:00 | GB | 23467
2018-11-03 06:00 | GB | 26094
2018-11-03 07:00 | GB | 28941
2018-11-03 08:00 | GB | 32275
2018-11-03 09:00 | GB | 36226
2018-11-03 10:00 | GB | 37248
2018-11-03 11:00 | GB | 37183
2018-11-03 12:00 | GB | 38074
2018-11-03 13:00 | GB | 37131
2018-11-03 14:00 | GB | 36519
2018-11-03 15:00 | GB | 35347
2018-11-03 16:00 | GB | 37886
2018-11-03 17:00 | GB | 43549
2018-11-03 18:00 | GB | 42638
2018-11-03 19:00 | GB | 39339
2018-11-03 20:00 | GB | 37433
2018-11-03 21:00 | GB | 33735
2018-11-03 22:00 | GB | 30118
2018-11-03 23:00 | GB | 28629
2018-11-04 | GB | 28247
2018-11-04 01:00 | GB | 26841
2018-11-04 02:00 | GB | 25323
2018-11-04 03:00 | GB | 23202
2018-11-04 04:00 | GB | 22341
2018-11-04 05:00 | GB | 22447
2018-11-04 06:00 | GB | 24935
2018-11-04 07:00 | GB | 26187
2018-11-04 08:00 | GB | 30322
2018-11-04 09:00 | GB | 35402
2018-11-04 10:00 | GB | 37627
2018-11-04 11:00 | GB | 38568
2018-11-04 12:00 | GB | 39203
2018-11-04 13:00 | GB | 39236
2018-11-04 14:00 | GB | 38799
2018-11-04 15:00 | GB | 39326
2018-11-04 16:00 | GB | 41397
2018-11-04 17:00 | GB | 45058
2018-11-04 18:00 | GB | 44487
2018-11-04 19:00 | GB | 42161
2018-11-04 20:00 | GB | 40008
2018-11-04 21:00 | GB | 37525
2018-11-04 22:00 | GB | 33914
2018-11-04 23:00 | GB | 29919
2018-11-05 | GB | 28577
2018-11-05 01:00 | GB | 27779
2018-11-05 02:00 | GB | 26335
2018-11-05 03:00 | GB | 25521
2018-11-05 04:00 | GB | 25038
2018-11-05 05:00 | GB | 26608
2018-11-05 06:00 | GB | 30221
2018-11-05 07:00 | GB | 36468
2018-11-05 08:00 | GB | 39097
2018-11-05 09:00 | GB | 40532
2018-11-05 10:00 | GB | 40785
2018-11-05 11:00 | GB | 41312
2018-11-05 12:00 | GB | 41530
2018-11-05 13:00 | GB | 40473
2018-11-05 14:00 | GB | 40190
2018-11-05 15:00 | GB | 39277
2018-11-05 16:00 | GB | 43022
2018-11-05 17:00 | GB | 47515
2018-11-05 18:00 | GB | 46950
2018-11-05 19:00 | GB | 45127
2018-11-05 20:00 | GB | 42050
2018-11-05 21:00 | GB | 39021
2018-11-05 22:00 | GB | 35380
2018-11-05 23:00 | GB | 31762
2018-11-06 | GB | 30094
2018-11-06 01:00 | GB | 29964
2018-11-06 02:00 | GB | 27099
2018-11-06 03:00 | GB | 26379
2018-11-06 04:00 | GB | 25990
2018-11-06 05:00 | GB | 26692
2018-11-06 06:00 | GB | 31815
2018-11-06 07:00 | GB | 37355
2018-11-06 08:00 | GB | 40056
2018-11-06 09:00 | GB | 41285
2018-11-06 10:00 | GB | 41497
2018-11-06 11:00 | GB | 42445
2018-11-06 12:00 | GB | 42088
2018-11-06 13:00 | GB | 41410
2018-11-06 14:00 | GB | 40616
2018-11-06 15:00 | GB | 39608
2018-11-06 16:00 | GB | 43391
2018-11-06 17:00 | GB | 46979
2018-11-06 18:00 | GB | 46484
2018-11-06 19:00 | GB | 45402
2018-11-06 20:00 | GB | 42843
2018-11-06 21:00 | GB | 39308
2018-11-06 22:00 | GB | 34659
2018-11-06 23:00 | GB | 30331
2018-11-07 | GB | 27394
2018-11-07 01:00 | GB | 26592
2018-11-07 02:00 | GB | 25167
2018-11-07 03:00 | GB | 24334
2018-11-07 04:00 | GB | 23862
2018-11-07 05:00 | GB | 25018
2018-11-07 06:00 | GB | 31571
2018-11-07 07:00 | GB | 37734
2018-11-07 08:00 | GB | 40482
2018-11-07 09:00 | GB | 41882
2018-11-07 10:00 | GB | 42014
2018-11-07 11:00 | GB | 42466
2018-11-07 12:00 | GB | 42578
2018-11-07 13:00 | GB | 42118
2018-11-07 14:00 | GB | 41748
2018-11-07 15:00 | GB | 41936
2018-11-07 16:00 | GB | 45520
2018-11-07 17:00 | GB | 48234
2018-11-07 18:00 | GB | 47327
2018-11-07 19:00 | GB | 45736
2018-11-07 20:00 | GB | 43598
2018-11-07 21:00 | GB | 40535
2018-11-07 22:00 | GB | 36818
2018-11-07 23:00 | GB | 32724
2018-11-08 | GB | 31047
2018-11-08 01:00 | GB | 29935
2018-11-08 02:00 | GB | 28372
2018-11-08 03:00 | GB | 27485
2018-11-08 04:00 | GB | 27188
2018-11-08 05:00 | GB | 28061
2018-11-08 06:00 | GB | 32931
2018-11-08 07:00 | GB | 39325
2018-11-08 08:00 | GB | 41603
2018-11-08 09:00 | GB | 42023
2018-11-08 10:00 | GB | 40724
2018-11-08 11:00 | GB | 39701
2018-11-08 12:00 | GB | 40081
2018-11-08 13:00 | GB | 40409
2018-11-08 14:00 | GB | 40639
2018-11-08 15:00 | GB | 39653
2018-11-08 16:00 | GB | 42592
2018-11-08 17:00 | GB | 47060
2018-11-08 18:00 | GB | 46192
2018-11-08 19:00 | GB | 44965
2018-11-08 20:00 | GB | 42539
2018-11-08 21:00 | GB | 39981
2018-11-08 22:00 | GB | 35580
2018-11-08 23:00 | GB | 31453
2018-11-09 | GB | 29988
2018-11-09 01:00 | GB | 29731
2018-11-09 02:00 | GB | 27782
2018-11-09 03:00 | GB | 26891
2018-11-09 04:00 | GB | 26412
2018-11-09 05:00 | GB | 27688
2018-11-09 06:00 | GB | 33430
2018-11-09 07:00 | GB | 39550
2018-11-09 08:00 | GB | 42955
2018-11-09 09:00 | GB | 43934
2018-11-09 10:00 | GB | 44017
2018-11-09 11:00 | GB | 43939
2018-11-09 12:00 | GB | 44647
2018-11-09 13:00 | GB | 43374
2018-11-09 14:00 | GB | 42498
2018-11-09 15:00 | GB | 41828
2018-11-09 16:00 | GB | 44166
2018-11-09 17:00 | GB | 46730
2018-11-09 18:00 | GB | 45323
2018-11-09 19:00 | GB | 43793
2018-11-09 20:00 | GB | 41873
2018-11-09 21:00 | GB | 38636
2018-11-09 22:00 | GB | 34902
2018-11-09 23:00 | GB | 31473
2018-11-10 | GB | 29668
2018-11-10 01:00 | GB | 28580
2018-11-10 02:00 | GB | 26881
2018-11-10 03:00 | GB | 25349
2018-11-10 04:00 | GB | 24589
2018-11-10 05:00 | GB | 25310
2018-11-10 06:00 | GB | 28525
2018-11-10 07:00 | GB | 31918
2018-11-10 08:00 | GB | 35177
2018-11-10 09:00 | GB | 37233
2018-11-10 10:00 | GB | 38021
2018-11-10 11:00 | GB | 37651
2018-11-10 12:00 | GB | 38208
2018-11-10 13:00 | GB | 38025
2018-11-10 14:00 | GB | 37776
2018-11-10 15:00 | GB | 37571
2018-11-10 16:00 | GB | 38862
2018-11-10 17:00 | GB | 42781
2018-11-10 18:00 | GB | 42401
2018-11-10 19:00 | GB | 40968
2018-11-10 20:00 | GB | 38816
2018-11-10 21:00 | GB | 36598
2018-11-10 22:00 | GB | 33985
2018-11-10 23:00 | GB | 31486
2018-11-11 | GB | 29496
2018-11-11 01:00 | GB | 28596
2018-11-11 02:00 | GB | 26446
2018-11-11 03:00 | GB | 25395
2018-11-11 04:00 | GB | 24499
2018-11-11 05:00 | GB | 24472
2018-11-11 06:00 | GB | 26460
2018-11-11 07:00 | GB | 28896
2018-11-11 08:00 | GB | 32547
2018-11-11 09:00 | GB | 36219
2018-11-11 10:00 | GB | 37736
2018-11-11 11:00 | GB | 38068
2018-11-11 12:00 | GB | 39286
2018-11-11 13:00 | GB | 39302
2018-11-11 14:00 | GB | 39085
2018-11-11 15:00 | GB | 39141
2018-11-11 16:00 | GB | 41757
2018-11-11 17:00 | GB | 45572
2018-11-11 18:00 | GB | 44513
2018-11-11 19:00 | GB | 42874
2018-11-11 20:00 | GB | 40552
2018-11-11 21:00 | GB | 37346
2018-11-11 22:00 | GB | 32768
2018-11-11 23:00 | GB | 30034
2018-11-12 | GB | 28005
2018-11-12 01:00 | GB | 27727
2018-11-12 02:00 | GB | 26643
2018-11-12 03:00 | GB | 25911
2018-11-12 04:00 | GB | 25252
2018-11-12 05:00 | GB | 26140
2018-11-12 06:00 | GB | 32759
2018-11-12 07:00 | GB | 37400
2018-11-12 08:00 | GB | 39824
2018-11-12 09:00 | GB | 40050
2018-11-12 10:00 | GB | 39150
2018-11-12 11:00 | GB | 39144
2018-11-12 12:00 | GB | 38739
2018-11-12 13:00 | GB | 37799
2018-11-12 14:00 | GB | 37912
2018-11-12 15:00 | GB | 38871
2018-11-12 16:00 | GB | 43237
2018-11-12 17:00 | GB | 48092
2018-11-12 18:00 | GB | 47257
2018-11-12 19:00 | GB | 45528
2018-11-12 20:00 | GB | 43148
2018-11-12 21:00 | GB | 39260
2018-11-12 22:00 | GB | 33848
2018-11-12 23:00 | GB | 31080
2018-11-13 | GB | 29136
2018-11-13 01:00 | GB | 28464
2018-11-13 02:00 | GB | 26593
2018-11-13 03:00 | GB | 25794
2018-11-13 04:00 | GB | 25154
2018-11-13 05:00 | GB | 26851
2018-11-13 06:00 | GB | 32475
2018-11-13 07:00 | GB | 38495
2018-11-13 08:00 | GB | 41207
2018-11-13 09:00 | GB | 40674
2018-11-13 10:00 | GB | 40095
2018-11-13 11:00 | GB | 40423
2018-11-13 12:00 | GB | 41409
2018-11-13 13:00 | GB | 41349
2018-11-13 14:00 | GB | 40866
2018-11-13 15:00 | GB | 40076
2018-11-13 16:00 | GB | 44105
2018-11-13 17:00 | GB | 48264
2018-11-13 18:00 | GB | 48104
2018-11-13 19:00 | GB | 47488
2018-11-13 20:00 | GB | 44517
2018-11-13 21:00 | GB | 40891
2018-11-13 22:00 | GB | 36140
2018-11-13 23:00 | GB | 31760
2018-11-14 | GB | 29858
2018-11-14 01:00 | GB | 28936
2018-11-14 02:00 | GB | 26920
2018-11-14 03:00 | GB | 24851
2018-11-14 04:00 | GB | 24325
2018-11-14 05:00 | GB | 25300
2018-11-14 06:00 | GB | 30254
2018-11-14 07:00 | GB | 37395
2018-11-14 08:00 | GB | 40407
2018-11-14 09:00 | GB | 40531
2018-11-14 10:00 | GB | 40147
2018-11-14 11:00 | GB | 40251
2018-11-14 12:00 | GB | 40468
2018-11-14 13:00 | GB | 40449
2018-11-14 14:00 | GB | 40259
2018-11-14 15:00 | GB | 40109
2018-11-14 16:00 | GB | 44939
2018-11-14 17:00 | GB | 49437
2018-11-14 18:00 | GB | 48522
2018-11-14 19:00 | GB | 47348
2018-11-14 20:00 | GB | 44864
2018-11-14 21:00 | GB | 41274
2018-11-14 22:00 | GB | 36786
2018-11-14 23:00 | GB | 32279
2018-11-15 | GB | 30633
2018-11-15 01:00 | GB | 30115
2018-11-15 02:00 | GB | 27761
2018-11-15 03:00 | GB | 26879
2018-11-15 04:00 | GB | 26424
2018-11-15 05:00 | GB | 27346
2018-11-15 06:00 | GB | 31568
2018-11-15 07:00 | GB | 38516
2018-11-15 08:00 | GB | 41072
2018-11-15 09:00 | GB | 42963
2018-11-15 10:00 | GB | 43112
2018-11-15 11:00 | GB | 41969
2018-11-15 12:00 | GB | 41997
2018-11-15 13:00 | GB | 41412
2018-11-15 14:00 | GB | 41301
2018-11-15 15:00 | GB | 41198
2018-11-15 16:00 | GB | 45392
2018-11-15 17:00 | GB | 48030
2018-11-15 18:00 | GB | 47291
2018-11-15 19:00 | GB | 45462
2018-11-15 20:00 | GB | 42728
2018-11-15 21:00 | GB | 40152
2018-11-15 22:00 | GB | 35948
2018-11-15 23:00 | GB | 31899
2018-11-16 | GB | 29844
2018-11-16 01:00 | GB | 29215
2018-11-16 02:00 | GB | 27660
2018-11-16 03:00 | GB | 26888
2018-11-16 04:00 | GB | 26514
2018-11-16 05:00 | GB | 26778
2018-11-16 06:00 | GB | 31329
2018-11-16 07:00 | GB | 38566
2018-11-16 08:00 | GB | 41312
2018-11-16 09:00 | GB | 42658
2018-11-16 10:00 | GB | 42796
2018-11-16 11:00 | GB | 43516
2018-11-16 12:00 | GB | 43315
2018-11-16 13:00 | GB | 42817
2018-11-16 14:00 | GB | 42544
2018-11-16 15:00 | GB | 42263
2018-11-16 16:00 | GB | 43948
2018-11-16 17:00 | GB | 47186
2018-11-16 18:00 | GB | 46497
2018-11-16 19:00 | GB | 45272
2018-11-16 20:00 | GB | 43004
2018-11-16 21:00 | GB | 39725
2018-11-16 22:00 | GB | 36497
2018-11-16 23:00 | GB | 32856
2018-11-17 | GB | 30780
2018-11-17 01:00 | GB | 29524
2018-11-17 02:00 | GB | 27472
2018-11-17 03:00 | GB | 26519
2018-11-17 04:00 | GB | 25683
2018-11-17 05:00 | GB | 26136
2018-11-17 06:00 | GB | 29325
2018-11-17 07:00 | GB | 33034
2018-11-17 08:00 | GB | 36268
2018-11-17 09:00 | GB | 39007
2018-11-17 10:00 | GB | 40243
2018-11-17 11:00 | GB | 40569
2018-11-17 12:00 | GB | 39922
2018-11-17 13:00 | GB | 39315
2018-11-17 14:00 | GB | 38463
2018-11-17 15:00 | GB | 38053
2018-11-17 16:00 | GB | 40399
2018-11-17 17:00 | GB | 44187
2018-11-17 18:00 | GB | 43940
2018-11-17 19:00 | GB | 42035
2018-11-17 20:00 | GB | 39889
2018-11-17 21:00 | GB | 37340
2018-11-17 22:00 | GB | 34539
2018-11-17 23:00 | GB | 31042
2018-11-18 | GB | 30394
2018-11-18 01:00 | GB | 29316
2018-11-18 02:00 | GB | 27452
2018-11-18 03:00 | GB | 26516
2018-11-18 04:00 | GB | 25548
2018-11-18 05:00 | GB | 25658
2018-11-18 06:00 | GB | 27266
2018-11-18 07:00 | GB | 29978
2018-11-18 08:00 | GB | 33252
2018-11-18 09:00 | GB | 36166
2018-11-18 10:00 | GB | 38341
2018-11-18 11:00 | GB | 38965
2018-11-18 12:00 | GB | 39773
2018-11-18 13:00 | GB | 39521
2018-11-18 14:00 | GB | 39254
2018-11-18 15:00 | GB | 39472
2018-11-18 16:00 | GB | 42497
2018-11-18 17:00 | GB | 45656
2018-11-18 18:00 | GB | 44925
2018-11-18 19:00 | GB | 43389
2018-11-18 20:00 | GB | 41574
2018-11-18 21:00 | GB | 38430
2018-11-18 22:00 | GB | 33766
2018-11-18 23:00 | GB | 30239
2018-11-19 | GB | 28550
2018-11-19 01:00 | GB | 27958
2018-11-19 02:00 | GB | 27077
2018-11-19 03:00 | GB | 26402
2018-11-19 04:00 | GB | 24478
2018-11-19 05:00 | GB | 26252
2018-11-19 06:00 | GB | 32190
2018-11-19 07:00 | GB | 39069
2018-11-19 08:00 | GB | 41375
2018-11-19 09:00 | GB | 42029
2018-11-19 10:00 | GB | 41736
2018-11-19 11:00 | GB | 42453
2018-11-19 12:00 | GB | 42510
2018-11-19 13:00 | GB | 42310
2018-11-19 14:00 | GB | 41772
2018-11-19 15:00 | GB | 42121
2018-11-19 16:00 | GB | 45918
2018-11-19 17:00 | GB | 47887
2018-11-19 18:00 | GB | 46349
2018-11-19 19:00 | GB | 45486
2018-11-19 20:00 | GB | 42089
2018-11-19 21:00 | GB | 37937
2018-11-19 22:00 | GB | 33616
2018-11-19 23:00 | GB | 30073
2018-11-20 | GB | 29219
2018-11-20 01:00 | GB | 28621
2018-11-20 02:00 | GB | 27017
2018-11-20 03:00 | GB | 26368
2018-11-20 04:00 | GB | 25140
2018-11-20 05:00 | GB | 27576
2018-11-20 06:00 | GB | 32850
2018-11-20 07:00 | GB | 39851
2018-11-20 08:00 | GB | 41983
2018-11-20 09:00 | GB | 42776
2018-11-20 10:00 | GB | 42953
2018-11-20 11:00 | GB | 43729
2018-11-20 12:00 | GB | 43880
2018-11-20 13:00 | GB | 44488
2018-11-20 14:00 | GB | 44603
2018-11-20 15:00 | GB | 44569
2018-11-20 16:00 | GB | 46823
2018-11-20 17:00 | GB | 47774
2018-11-20 18:00 | GB | 47765
2018-11-20 19:00 | GB | 46668
2018-11-20 20:00 | GB | 44485
2018-11-20 21:00 | GB | 40635
2018-11-20 22:00 | GB | 36090
2018-11-20 23:00 | GB | 31688
2018-11-21 | GB | 29592
2018-11-21 01:00 | GB | 29756
2018-11-21 02:00 | GB | 28651
2018-11-21 03:00 | GB | 27426
2018-11-21 04:00 | GB | 25914
2018-11-21 05:00 | GB | 27019
2018-11-21 06:00 | GB | 33054
2018-11-21 07:00 | GB | 39288
2018-11-21 08:00 | GB | 41540
2018-11-21 09:00 | GB | 42752
2018-11-21 10:00 | GB | 43772
2018-11-21 11:00 | GB | 42246
2018-11-21 12:00 | GB | 42956
2018-11-21 13:00 | GB | 43011
2018-11-21 14:00 | GB | 42909
2018-11-21 15:00 | GB | 43066
2018-11-21 16:00 | GB | 46513
2018-11-21 17:00 | GB | 48135
2018-11-21 18:00 | GB | 47238
2018-11-21 19:00 | GB | 46824
2018-11-21 20:00 | GB | 44860
2018-11-21 21:00 | GB | 41518
2018-11-21 22:00 | GB | 36701
2018-11-21 23:00 | GB | 32148
2018-11-22 | GB | 30162
2018-11-22 01:00 | GB | 30891
2018-11-22 02:00 | GB | 30483
2018-11-22 03:00 | GB | 29843
2018-11-22 04:00 | GB | 27515
2018-11-22 05:00 | GB | 28326
2018-11-22 06:00 | GB | 33167
2018-11-22 07:00 | GB | 41273
2018-11-22 08:00 | GB | 43943
2018-11-22 09:00 | GB | 45929
2018-11-22 10:00 | GB | 46350
2018-11-22 11:00 | GB | 46336
2018-11-22 12:00 | GB | 46420
2018-11-22 13:00 | GB | 46966
2018-11-22 14:00 | GB | 46236
2018-11-22 15:00 | GB | 45401
2018-11-22 16:00 | GB | 47508
2018-11-22 17:00 | GB | 48924
2018-11-22 18:00 | GB | 48424
2018-11-22 19:00 | GB | 47445
2018-11-22 20:00 | GB | 46962
2018-11-22 21:00 | GB | 42691
2018-11-22 22:00 | GB | 37668
2018-11-22 23:00 | GB | 31535
2018-11-23 | GB | 30528
2018-11-23 01:00 | GB | 30075
2018-11-23 02:00 | GB | 29479
2018-11-23 03:00 | GB | 28326
2018-11-23 04:00 | GB | 26154
2018-11-23 05:00 | GB | 26197
2018-11-23 06:00 | GB | 32121
2018-11-23 07:00 | GB | 40573
2018-11-23 08:00 | GB | 43220
2018-11-23 09:00 | GB | 44105
2018-11-23 10:00 | GB | 44986
2018-11-23 11:00 | GB | 45468
2018-11-23 12:00 | GB | 45653
2018-11-23 13:00 | GB | 44727
2018-11-23 14:00 | GB | 44098
2018-11-23 15:00 | GB | 43686
2018-11-23 16:00 | GB | 46630
2018-11-23 17:00 | GB | 47901
2018-11-23 18:00 | GB | 46347
2018-11-23 19:00 | GB | 45941
2018-11-23 20:00 | GB | 43432
2018-11-23 21:00 | GB | 40415
2018-11-23 22:00 | GB | 36484
2018-11-23 23:00 | GB | 34545
2018-11-24 | GB | 33003
2018-11-24 01:00 | GB | 32514
2018-11-24 02:00 | GB | 29782
2018-11-24 03:00 | GB | 28605
2018-11-24 04:00 | GB | 27639
2018-11-24 05:00 | GB | 27771
2018-11-24 06:00 | GB | 29051
2018-11-24 07:00 | GB | 31376
2018-11-24 08:00 | GB | 34845
2018-11-24 09:00 | GB | 39596
2018-11-24 10:00 | GB | 41524
2018-11-24 11:00 | GB | 41899
2018-11-24 12:00 | GB | 42673
2018-11-24 13:00 | GB | 42583
2018-11-24 14:00 | GB | 41783
2018-11-24 15:00 | GB | 40386
2018-11-24 16:00 | GB | 43220
2018-11-24 17:00 | GB | 45884
2018-11-24 18:00 | GB | 45469
2018-11-24 19:00 | GB | 43653
2018-11-24 20:00 | GB | 41792
2018-11-24 21:00 | GB | 39556
2018-11-24 22:00 | GB | 36437
2018-11-24 23:00 | GB | 33566
2018-11-25 | GB | 32603
2018-11-25 01:00 | GB | 32224
2018-11-25 02:00 | GB | 29618
2018-11-25 03:00 | GB | 28193
2018-11-25 04:00 | GB | 26783
2018-11-25 05:00 | GB | 26439
2018-11-25 06:00 | GB | 27662
2018-11-25 07:00 | GB | 29940
2018-11-25 08:00 | GB | 33360
2018-11-25 09:00 | GB | 37862
2018-11-25 10:00 | GB | 40631
2018-11-25 11:00 | GB | 41502
2018-11-25 12:00 | GB | 42001
2018-11-25 13:00 | GB | 42157
2018-11-25 14:00 | GB | 42028
2018-11-25 15:00 | GB | 42336
2018-11-25 16:00 | GB | 45322
2018-11-25 17:00 | GB | 47575
2018-11-25 18:00 | GB | 46942
2018-11-25 19:00 | GB | 45331
2018-11-25 20:00 | GB | 43278
2018-11-25 21:00 | GB | 40658
2018-11-25 22:00 | GB | 36832
2018-11-25 23:00 | GB | 33111
2018-11-26 | GB | 30939
2018-11-26 01:00 | GB | 30185
2018-11-26 02:00 | GB | 29054
2018-11-26 03:00 | GB | 28577
2018-11-26 04:00 | GB | 28044
2018-11-26 05:00 | GB | 28055
2018-11-26 06:00 | GB | 32458
2018-11-26 07:00 | GB | 38247
2018-11-26 08:00 | GB | 41210
2018-11-26 09:00 | GB | 41571
2018-11-26 10:00 | GB | 42686
2018-11-26 11:00 | GB | 43454
2018-11-26 12:00 | GB | 44010
2018-11-26 13:00 | GB | 44945
2018-11-26 14:00 | GB | 44894
2018-11-26 15:00 | GB | 45047
2018-11-26 16:00 | GB | 47808
2018-11-26 17:00 | GB | 48704
2018-11-26 18:00 | GB | 49038
2018-11-26 19:00 | GB | 49083
2018-11-26 20:00 | GB | 46235
2018-11-26 21:00 | GB | 42213
2018-11-26 22:00 | GB | 37148
2018-11-26 23:00 | GB | 34382
2018-11-27 | GB | 32730
2018-11-27 01:00 | GB | 32821
2018-11-27 02:00 | GB | 31444
2018-11-27 03:00 | GB | 30826
2018-11-27 04:00 | GB | 28016
2018-11-27 05:00 | GB | 27456
2018-11-27 06:00 | GB | 32388
2018-11-27 07:00 | GB | 40268
2018-11-27 08:00 | GB | 43095
2018-11-27 09:00 | GB | 44375
2018-11-27 10:00 | GB | 44831
2018-11-27 11:00 | GB | 45128
2018-11-27 12:00 | GB | 45082
2018-11-27 13:00 | GB | 44258
2018-11-27 14:00 | GB | 44166
2018-11-27 15:00 | GB | 44105
2018-11-27 16:00 | GB | 46955
2018-11-27 17:00 | GB | 47115
2018-11-27 18:00 | GB | 47305
2018-11-27 19:00 | GB | 48457
2018-11-27 20:00 | GB | 47565
2018-11-27 21:00 | GB | 44159
2018-11-27 22:00 | GB | 38419
2018-11-27 23:00 | GB | 35140
2018-11-28 | GB | 33187
2018-11-28 01:00 | GB | 32913
2018-11-28 02:00 | GB | 30848
2018-11-28 03:00 | GB | 28763
2018-11-28 04:00 | GB | 27300
2018-11-28 05:00 | GB | 28348
2018-11-28 06:00 | GB | 34045
2018-11-28 07:00 | GB | 40170
2018-11-28 08:00 | GB | 43579
2018-11-28 09:00 | GB | 44731
2018-11-28 10:00 | GB | 44853
2018-11-28 11:00 | GB | 45155
2018-11-28 12:00 | GB | 45210
2018-11-28 13:00 | GB | 45954
2018-11-28 14:00 | GB | 45804
2018-11-28 15:00 | GB | 45812
2018-11-28 16:00 | GB | 48237
2018-11-28 17:00 | GB | 49974
2018-11-28 18:00 | GB | 49734
2018-11-28 19:00 | GB | 47941
2018-11-28 20:00 | GB | 45504
2018-11-28 21:00 | GB | 41746
2018-11-28 22:00 | GB | 36571
2018-11-28 23:00 | GB | 32564
2018-11-29 | GB | 30169
2018-11-29 01:00 | GB | 29989
2018-11-29 02:00 | GB | 27908
2018-11-29 03:00 | GB | 26668
2018-11-29 04:00 | GB | 25535
2018-11-29 05:00 | GB | 27178
2018-11-29 06:00 | GB | 33001
2018-11-29 07:00 | GB | 39167
2018-11-29 08:00 | GB | 41775
2018-11-29 09:00 | GB | 42396
2018-11-29 10:00 | GB | 43270
2018-11-29 11:00 | GB | 44484
2018-11-29 12:00 | GB | 44847
2018-11-29 13:00 | GB | 44042
2018-11-29 14:00 | GB | 43106
2018-11-29 15:00 | GB | 42759
2018-11-29 16:00 | GB | 46454
2018-11-29 17:00 | GB | 48748
2018-11-29 18:00 | GB | 48047
2018-11-29 19:00 | GB | 47279
2018-11-29 20:00 | GB | 45215
2018-11-29 21:00 | GB | 41945
2018-11-29 22:00 | GB | 35570
2018-11-29 23:00 | GB | 31569
2018-11-30 | GB | 29324
2018-11-30 01:00 | GB | 28272
2018-11-30 02:00 | GB | 26243
2018-11-30 03:00 | GB | 25023
2018-11-30 04:00 | GB | 23968
2018-11-30 05:00 | GB | 25936
2018-11-30 06:00 | GB | 31824
2018-11-30 07:00 | GB | 39020
2018-11-30 08:00 | GB | 41929
2018-11-30 09:00 | GB | 42794
2018-11-30 10:00 | GB | 42920
2018-11-30 11:00 | GB | 42233
2018-11-30 12:00 | GB | 42012
2018-11-30 13:00 | GB | 42137
2018-11-30 14:00 | GB | 41841
2018-11-30 15:00 | GB | 41482
2018-11-30 16:00 | GB | 45900
2018-11-30 17:00 | GB | 47299
2018-11-30 18:00 | GB | 46256
2018-11-30 19:00 | GB | 45205
2018-11-30 20:00 | GB | 42594
2018-11-30 21:00 | GB | 39376
2018-11-30 22:00 | GB | 35094
2018-11-30 23:00 | GB | 31898
2018-12-01 | GB | 31181
2018-12-01 01:00 | GB | 31295
2018-12-01 02:00 | GB | 29741
2018-12-01 03:00 | GB | 27850
2018-12-01 04:00 | GB | 26896
2018-12-01 05:00 | GB | 27262
2018-12-01 06:00 | GB | 29748
2018-12-01 07:00 | GB | 32930
2018-12-01 08:00 | GB | 35447
2018-12-01 09:00 | GB | 39245
2018-12-01 10:00 | GB | 41066
2018-12-01 11:00 | GB | 41617
2018-12-01 12:00 | GB | 41361
2018-12-01 13:00 | GB | 41079
2018-12-01 14:00 | GB | 40231
2018-12-01 15:00 | GB | 40074
2018-12-01 16:00 | GB | 41922
2018-12-01 17:00 | GB | 43998
2018-12-01 18:00 | GB | 43554
2018-12-01 19:00 | GB | 41769
2018-12-01 20:00 | GB | 40030
2018-12-01 21:00 | GB | 37824
2018-12-01 22:00 | GB | 34835
2018-12-01 23:00 | GB | 32182
2018-12-02 | GB | 30687
2018-12-02 01:00 | GB | 30573
2018-12-02 02:00 | GB | 28844
2018-12-02 03:00 | GB | 26807
2018-12-02 04:00 | GB | 25186
2018-12-02 05:00 | GB | 24798
2018-12-02 06:00 | GB | 26474
2018-12-02 07:00 | GB | 28689
2018-12-02 08:00 | GB | 32144
2018-12-02 09:00 | GB | 36100
2018-12-02 10:00 | GB | 37984
2018-12-02 11:00 | GB | 38420
2018-12-02 12:00 | GB | 39685
2018-12-02 13:00 | GB | 40003
2018-12-02 14:00 | GB | 39483
2018-12-02 15:00 | GB | 38682
2018-12-02 16:00 | GB | 41343
2018-12-02 17:00 | GB | 43040
2018-12-02 18:00 | GB | 42194
2018-12-02 19:00 | GB | 40841
2018-12-02 20:00 | GB | 38929
2018-12-02 21:00 | GB | 36304
2018-12-02 22:00 | GB | 32401
2018-12-02 23:00 | GB | 28840
2018-12-03 | GB | 26944
2018-12-03 01:00 | GB | 25951
2018-12-03 02:00 | GB | 24061
2018-12-03 03:00 | GB | 22792
2018-12-03 04:00 | GB | 22244
2018-12-03 05:00 | GB | 24425
2018-12-03 06:00 | GB | 32133
2018-12-03 07:00 | GB | 39608
2018-12-03 08:00 | GB | 42296
2018-12-03 09:00 | GB | 43724
2018-12-03 10:00 | GB | 44051
2018-12-03 11:00 | GB | 44537
2018-12-03 12:00 | GB | 45104
2018-12-03 13:00 | GB | 44855
2018-12-03 14:00 | GB | 44210
2018-12-03 15:00 | GB | 45962
2018-12-03 16:00 | GB | 47714
2018-12-03 17:00 | GB | 49881
2018-12-03 18:00 | GB | 49659
2018-12-03 19:00 | GB | 47730
2018-12-03 20:00 | GB | 45373
2018-12-03 21:00 | GB | 42131
2018-12-03 22:00 | GB | 37852
2018-12-03 23:00 | GB | 33463
2018-12-04 | GB | 31361
2018-12-04 01:00 | GB | 31319
2018-12-04 02:00 | GB | 28972
2018-12-04 03:00 | GB | 28455
2018-12-04 04:00 | GB | 28117
2018-12-04 05:00 | GB | 29781
2018-12-04 06:00 | GB | 35237
2018-12-04 07:00 | GB | 42338
2018-12-04 08:00 | GB | 45145
2018-12-04 09:00 | GB | 46742
2018-12-04 10:00 | GB | 46348
2018-12-04 11:00 | GB | 45893
2018-12-04 12:00 | GB | 45892
2018-12-04 13:00 | GB | 45421
2018-12-04 14:00 | GB | 45431
2018-12-04 15:00 | GB | 46621
2018-12-04 16:00 | GB | 49154
2018-12-04 17:00 | GB | 49515
2018-12-04 18:00 | GB | 49271
2018-12-04 19:00 | GB | 48928
2018-12-04 20:00 | GB | 47732
2018-12-04 21:00 | GB | 44526
2018-12-04 22:00 | GB | 39847
2018-12-04 23:00 | GB | 35220
2018-12-05 | GB | 33548
2018-12-05 01:00 | GB | 33270
2018-12-05 02:00 | GB | 31062
2018-12-05 03:00 | GB | 30021
2018-12-05 04:00 | GB | 29347
2018-12-05 05:00 | GB | 29385
2018-12-05 06:00 | GB | 34080
2018-12-05 07:00 | GB | 41332
2018-12-05 08:00 | GB | 44646
2018-12-05 09:00 | GB | 45714
2018-12-05 10:00 | GB | 45385
2018-12-05 11:00 | GB | 46511
2018-12-05 12:00 | GB | 46962
2018-12-05 13:00 | GB | 46770
2018-12-05 14:00 | GB | 46212
2018-12-05 15:00 | GB | 46976
2018-12-05 16:00 | GB | 49446
2018-12-05 17:00 | GB | 50166
2018-12-05 18:00 | GB | 49669
2018-12-05 19:00 | GB | 48719
2018-12-05 20:00 | GB | 46217
2018-12-05 21:00 | GB | 42755
2018-12-05 22:00 | GB | 38628
2018-12-05 23:00 | GB | 34338
2018-12-06 | GB | 32676
2018-12-06 01:00 | GB | 32345
2018-12-06 02:00 | GB | 30321
2018-12-06 03:00 | GB | 28938
2018-12-06 04:00 | GB | 28286
2018-12-06 05:00 | GB | 29156
2018-12-06 06:00 | GB | 33976
2018-12-06 07:00 | GB | 41345
2018-12-06 08:00 | GB | 43755
2018-12-06 09:00 | GB | 43923
2018-12-06 10:00 | GB | 43179
2018-12-06 11:00 | GB | 43006
2018-12-06 12:00 | GB | 43674
2018-12-06 13:00 | GB | 43294
2018-12-06 14:00 | GB | 42312
2018-12-06 15:00 | GB | 43012
2018-12-06 16:00 | GB | 46885
2018-12-06 17:00 | GB | 48610
2018-12-06 18:00 | GB | 47745
2018-12-06 19:00 | GB | 46825
2018-12-06 20:00 | GB | 45045
2018-12-06 21:00 | GB | 42386
2018-12-06 22:00 | GB | 38449
2018-12-06 23:00 | GB | 33624
2018-12-07 | GB | 31307
2018-12-07 01:00 | GB | 29969
2018-12-07 02:00 | GB | 27263
2018-12-07 03:00 | GB | 25861
2018-12-07 04:00 | GB | 23700
2018-12-07 05:00 | GB | 24480
2018-12-07 06:00 | GB | 30834
2018-12-07 07:00 | GB | 39289
2018-12-07 08:00 | GB | 42299
2018-12-07 09:00 | GB | 44112
2018-12-07 10:00 | GB | 43602
2018-12-07 11:00 | GB | 44494
2018-12-07 12:00 | GB | 44106
2018-12-07 13:00 | GB | 43525
2018-12-07 14:00 | GB | 42998
2018-12-07 15:00 | GB | 42651
2018-12-07 16:00 | GB | 45495
2018-12-07 17:00 | GB | 47470
2018-12-07 18:00 | GB | 46910
2018-12-07 19:00 | GB | 45231
2018-12-07 20:00 | GB | 43236
2018-12-07 21:00 | GB | 40121
2018-12-07 22:00 | GB | 36796
2018-12-07 23:00 | GB | 32695
2018-12-08 | GB | 30821
2018-12-08 01:00 | GB | 29441
2018-12-08 02:00 | GB | 26429
2018-12-08 03:00 | GB | 24418
2018-12-08 04:00 | GB | 23342
2018-12-08 05:00 | GB | 23419
2018-12-08 06:00 | GB | 26578
2018-12-08 07:00 | GB | 31266
2018-12-08 08:00 | GB | 35260
2018-12-08 09:00 | GB | 38794
2018-12-08 10:00 | GB | 39741
2018-12-08 11:00 | GB | 39764
2018-12-08 12:00 | GB | 40000
2018-12-08 13:00 | GB | 40393
2018-12-08 14:00 | GB | 40164
2018-12-08 15:00 | GB | 39740
2018-12-08 16:00 | GB | 42895
2018-12-08 17:00 | GB | 44704
2018-12-08 18:00 | GB | 44315
2018-12-08 19:00 | GB | 42499
2018-12-08 20:00 | GB | 40510
2018-12-08 21:00 | GB | 37919
2018-12-08 22:00 | GB | 34916
2018-12-08 23:00 | GB | 31368
2018-12-09 | GB | 29955
2018-12-09 01:00 | GB | 29198
2018-12-09 02:00 | GB | 27040
2018-12-09 03:00 | GB | 25581
2018-12-09 04:00 | GB | 24071
2018-12-09 05:00 | GB | 24227
2018-12-09 06:00 | GB | 27348
2018-12-09 07:00 | GB | 30565
2018-12-09 08:00 | GB | 33575
2018-12-09 09:00 | GB | 36941
2018-12-09 10:00 | GB | 39225
2018-12-09 11:00 | GB | 40016
2018-12-09 12:00 | GB | 40781
2018-12-09 13:00 | GB | 40924
2018-12-09 14:00 | GB | 40458
2018-12-09 15:00 | GB | 41122
2018-12-09 16:00 | GB | 44230
2018-12-09 17:00 | GB | 46178
2018-12-09 18:00 | GB | 45014
2018-12-09 19:00 | GB | 43949
2018-12-09 20:00 | GB | 42226
2018-12-09 21:00 | GB | 39331
2018-12-09 22:00 | GB | 35602
2018-12-09 23:00 | GB | 31654
2018-12-10 | GB | 28952
2018-12-10 01:00 | GB | 28345
2018-12-10 02:00 | GB | 27218
2018-12-10 03:00 | GB | 26507
2018-12-10 04:00 | GB | 26226
2018-12-10 05:00 | GB | 27635
2018-12-10 06:00 | GB | 34556
2018-12-10 07:00 | GB | 41947
2018-12-10 08:00 | GB | 45035
2018-12-10 09:00 | GB | 46008
2018-12-10 10:00 | GB | 45948
2018-12-10 11:00 | GB | 45816
2018-12-10 12:00 | GB | 46417
2018-12-10 13:00 | GB | 47071
2018-12-10 14:00 | GB | 46616
2018-12-10 15:00 | GB | 46474
2018-12-10 16:00 | GB | 48907
2018-12-10 17:00 | GB | 49369
2018-12-10 18:00 | GB | 49418
2018-12-10 19:00 | GB | 48969
2018-12-10 20:00 | GB | 47522
2018-12-10 21:00 | GB | 44228
2018-12-10 22:00 | GB | 39390
2018-12-10 23:00 | GB | 35009
2018-12-11 | GB | 32934
2018-12-11 01:00 | GB | 32590
2018-12-11 02:00 | GB | 30607
2018-12-11 03:00 | GB | 30050
2018-12-11 04:00 | GB | 29710
2018-12-11 05:00 | GB | 30088
2018-12-11 06:00 | GB | 34587
2018-12-11 07:00 | GB | 42624
2018-12-11 08:00 | GB | 46450
2018-12-11 09:00 | GB | 47041
2018-12-11 10:00 | GB | 47626
2018-12-11 11:00 | GB | 47445
2018-12-11 12:00 | GB | 47659
2018-12-11 13:00 | GB | 45982
2018-12-11 14:00 | GB | 45838
2018-12-11 15:00 | GB | 46587
2018-12-11 16:00 | GB | 49831
2018-12-11 17:00 | GB | 49881
2018-12-11 18:00 | GB | 49497
2018-12-11 19:00 | GB | 49339
2018-12-11 20:00 | GB | 46669
2018-12-11 21:00 | GB | 42547
2018-12-11 22:00 | GB | 37648
2018-12-11 23:00 | GB | 33846
2018-12-12 | GB | 32067.5
2018-12-12 01:00 | GB | 30289
2018-12-12 02:00 | GB | 28596
2018-12-12 03:00 | GB | 27878
2018-12-12 04:00 | GB | 26983
2018-12-12 05:00 | GB | 28145
2018-12-12 06:00 | GB | 31266
2018-12-12 07:00 | GB | 38786
2018-12-12 08:00 | GB | 41584
2018-12-12 09:00 | GB | 42117
2018-12-12 10:00 | GB | 42365
2018-12-12 11:00 | GB | 42855
2018-12-12 12:00 | GB | 42911
2018-12-12 13:00 | GB | 43072
2018-12-12 14:00 | GB | 43278
2018-12-12 15:00 | GB | 44272
2018-12-12 16:00 | GB | 47412
2018-12-12 17:00 | GB | 48369
2018-12-12 18:00 | GB | 48083
2018-12-12 19:00 | GB | 47416
2018-12-12 20:00 | GB | 47776
2018-12-12 21:00 | GB | 43640
2018-12-12 22:00 | GB | 39321
2018-12-12 23:00 | GB | 34902
2018-12-13 | GB | 32751
2018-12-13 01:00 | GB | 31889
2018-12-13 02:00 | GB | 29784
2018-12-13 03:00 | GB | 28567
2018-12-13 04:00 | GB | 27906
2018-12-13 05:00 | GB | 30021
2018-12-13 06:00 | GB | 33972
2018-12-13 07:00 | GB | 40020
2018-12-13 08:00 | GB | 43103
2018-12-13 09:00 | GB | 43822
2018-12-13 10:00 | GB | 44680
2018-12-13 11:00 | GB | 44610
2018-12-13 12:00 | GB | 44546
2018-12-13 13:00 | GB | 44961
2018-12-13 14:00 | GB | 44916
2018-12-13 15:00 | GB | 45847
2018-12-13 16:00 | GB | 48197
2018-12-13 17:00 | GB | 49229
2018-12-13 18:00 | GB | 49627
2018-12-13 19:00 | GB | 50000
2018-12-13 20:00 | GB | 47466
2018-12-13 21:00 | GB | 43587
2018-12-13 22:00 | GB | 38977
2018-12-13 23:00 | GB | 35195
2018-12-14 | GB | 34070
2018-12-14 01:00 | GB | 32945
2018-12-14 02:00 | GB | 31752
2018-12-14 03:00 | GB | 30957
2018-12-14 04:00 | GB | 30435
2018-12-14 05:00 | GB | 30700
2018-12-14 06:00 | GB | 34348
2018-12-14 07:00 | GB | 42124
2018-12-14 08:00 | GB | 45459
2018-12-14 09:00 | GB | 46465
2018-12-14 10:00 | GB | 47088
2018-12-14 11:00 | GB | 47016
2018-12-14 12:00 | GB | 47460
2018-12-14 13:00 | GB | 46513
2018-12-14 14:00 | GB | 45870
2018-12-14 15:00 | GB | 45489
2018-12-14 16:00 | GB | 47869
2018-12-14 17:00 | GB | 47858
2018-12-14 18:00 | GB | 48001
2018-12-14 19:00 | GB | 46936
2018-12-14 20:00 | GB | 45121
2018-12-14 21:00 | GB | 42973.25
2018-12-14 22:00 | GB | 40825.5
2018-12-14 23:00 | GB | 38677.75
2018-12-15 | GB | 36530
2018-12-15 01:00 | GB | 34382.25
2018-12-15 02:00 | GB | 32234.5
2018-12-15 03:00 | GB | 30086.75
2018-12-15 04:00 | GB | 27939
2018-12-15 05:00 | GB | 28274
2018-12-15 06:00 | GB | 30092
2018-12-15 07:00 | GB | 33187
2018-12-15 08:00 | GB | 36907
2018-12-15 09:00 | GB | 41561
2018-12-15 10:00 | GB | 44241
2018-12-15 11:00 | GB | 45094
2018-12-15 12:00 | GB | 45744
2018-12-15 13:00 | GB | 46151
2018-12-15 14:00 | GB | 46310
2018-12-15 15:00 | GB | 46408
2018-12-15 16:00 | GB | 48044
2018-12-15 17:00 | GB | 49096
2018-12-15 18:00 | GB | 47948
2018-12-15 19:00 | GB | 45681
2018-12-15 20:00 | GB | 43752
2018-12-15 21:00 | GB | 41263
2018-12-15 22:00 | GB | 37632
2018-12-15 23:00 | GB | 34629
2018-12-16 | GB | 32977
2018-12-16 01:00 | GB | 32036
2018-12-16 02:00 | GB | 29763
2018-12-16 03:00 | GB | 28784
2018-12-16 04:00 | GB | 27402
2018-12-16 05:00 | GB | 27666
2018-12-16 06:00 | GB | 29541
2018-12-16 07:00 | GB | 30705
2018-12-16 08:00 | GB | 34560
2018-12-16 09:00 | GB | 38613
2018-12-16 10:00 | GB | 41046
2018-12-16 11:00 | GB | 42009
2018-12-16 12:00 | GB | 43803
2018-12-16 13:00 | GB | 44307
2018-12-16 14:00 | GB | 44238
2018-12-16 15:00 | GB | 44914
2018-12-16 16:00 | GB | 47472
2018-12-16 17:00 | GB | 48766
2018-12-16 18:00 | GB | 48199
2018-12-16 19:00 | GB | 46306
2018-12-16 20:00 | GB | 44171
2018-12-16 21:00 | GB | 41739
2018-12-16 22:00 | GB | 37678
2018-12-16 23:00 | GB | 33521
2018-12-17 | GB | 31678
2018-12-17 01:00 | GB | 31400
2018-12-17 02:00 | GB | 29585
2018-12-17 03:00 | GB | 28983
2018-12-17 04:00 | GB | 28692
2018-12-17 05:00 | GB | 29686
2018-12-17 06:00 | GB | 35177
2018-12-17 07:00 | GB | 42666
2018-12-17 08:00 | GB | 46872
2018-12-17 09:00 | GB | 47644
2018-12-17 10:00 | GB | 47039
2018-12-17 11:00 | GB | 46150
2018-12-17 12:00 | GB | 45176
2018-12-17 13:00 | GB | 45130
2018-12-17 14:00 | GB | 44766
2018-12-17 15:00 | GB | 45223
2018-12-17 16:00 | GB | 49169
2018-12-17 17:00 | GB | 49226
2018-12-17 18:00 | GB | 49498
2018-12-17 19:00 | GB | 50167
2018-12-17 20:00 | GB | 47386
2018-12-17 21:00 | GB | 43540
2018-12-17 22:00 | GB | 38726
2018-12-17 23:00 | GB | 34045
2018-12-18 | GB | 30757
2018-12-18 01:00 | GB | 29658
2018-12-18 02:00 | GB | 27488
2018-12-18 03:00 | GB | 26210
2018-12-18 04:00 | GB | 25589
2018-12-18 05:00 | GB | 27859
2018-12-18 06:00 | GB | 32740
2018-12-18 07:00 | GB | 39414
2018-12-18 08:00 | GB | 43478
2018-12-18 09:00 | GB | 44826
2018-12-18 10:00 | GB | 44193
2018-12-18 11:00 | GB | 44813
2018-12-18 12:00 | GB | 46083
2018-12-18 13:00 | GB | 46722
2018-12-18 14:00 | GB | 46954
2018-12-18 15:00 | GB | 46918
2018-12-18 16:00 | GB | 49160
2018-12-18 17:00 | GB | 50206
2018-12-18 18:00 | GB | 49906
2018-12-18 19:00 | GB | 48765
2018-12-18 20:00 | GB | 47006
2018-12-18 21:00 | GB | 43556
2018-12-18 22:00 | GB | 39122
2018-12-18 23:00 | GB | 35039
2018-12-19 | GB | 32758
2018-12-19 01:00 | GB | 32674
2018-12-19 02:00 | GB | 30890
2018-12-19 03:00 | GB | 29936
2018-12-19 04:00 | GB | 29402
2018-12-19 05:00 | GB | 30626
2018-12-19 06:00 | GB | 35781
2018-12-19 07:00 | GB | 41751
2018-12-19 08:00 | GB | 45398
2018-12-19 09:00 | GB | 46439
2018-12-19 10:00 | GB | 46611
2018-12-19 11:00 | GB | 46531
2018-12-19 12:00 | GB | 45774
2018-12-19 13:00 | GB | 45453
2018-12-19 14:00 | GB | 45319
2018-12-19 15:00 | GB | 46080
2018-12-19 16:00 | GB | 48970
2018-12-19 17:00 | GB | 50384
2018-12-19 18:00 | GB | 49770
2018-12-19 19:00 | GB | 48752
2018-12-19 20:00 | GB | 46764
2018-12-19 21:00 | GB | 43290
2018-12-19 22:00 | GB | 38901
2018-12-19 23:00 | GB | 34694
2018-12-20 | GB | 32834
2018-12-20 01:00 | GB | 32627
2018-12-20 02:00 | GB | 30836
2018-12-20 03:00 | GB | 29871
2018-12-20 04:00 | GB | 29192
2018-12-20 05:00 | GB | 30036
2018-12-20 06:00 | GB | 35945
2018-12-20 07:00 | GB | 42660
2018-12-20 08:00 | GB | 45890
2018-12-20 09:00 | GB | 46679
2018-12-20 10:00 | GB | 46791
2018-12-20 11:00 | GB | 46399
2018-12-20 12:00 | GB | 46314
2018-12-20 13:00 | GB | 44463
2018-12-20 14:00 | GB | 44457
2018-12-20 15:00 | GB | 45465
2018-12-20 16:00 | GB | 47152
2018-12-20 17:00 | GB | 48387
2018-12-20 18:00 | GB | 47350
2018-12-20 19:00 | GB | 46232
2018-12-20 20:00 | GB | 44473
2018-12-20 21:00 | GB | 41603
2018-12-20 22:00 | GB | 37305
2018-12-20 23:00 | GB | 33102
2018-12-21 | GB | 31602
2018-12-21 01:00 | GB | 30796
2018-12-21 02:00 | GB | 29084
2018-12-21 03:00 | GB | 28272
2018-12-21 04:00 | GB | 27753
2018-12-21 05:00 | GB | 29248
2018-12-21 06:00 | GB | 34373
2018-12-21 07:00 | GB | 40310
2018-12-21 08:00 | GB | 42868
2018-12-21 09:00 | GB | 43624
2018-12-21 10:00 | GB | 42414
2018-12-21 11:00 | GB | 43861
2018-12-21 12:00 | GB | 43597
2018-12-21 13:00 | GB | 42901
2018-12-21 14:00 | GB | 42167
2018-12-21 15:00 | GB | 42214
2018-12-21 16:00 | GB | 44030
2018-12-21 17:00 | GB | 45697
2018-12-21 18:00 | GB | 45184
2018-12-21 19:00 | GB | 44514
2018-12-21 20:00 | GB | 42824
2018-12-21 21:00 | GB | 39956
2018-12-21 22:00 | GB | 36570
2018-12-21 23:00 | GB | 32661
2018-12-22 | GB | 30867
2018-12-22 01:00 | GB | 30252
2018-12-22 02:00 | GB | 27719
2018-12-22 03:00 | GB | 25750
2018-12-22 04:00 | GB | 24857
2018-12-22 05:00 | GB | 24650
2018-12-22 06:00 | GB | 27733
2018-12-22 07:00 | GB | 31901
2018-12-22 08:00 | GB | 35215
2018-12-22 09:00 | GB | 38575
2018-12-22 10:00 | GB | 39523
2018-12-22 11:00 | GB | 39688
2018-12-22 12:00 | GB | 39433
2018-12-22 13:00 | GB | 38812
2018-12-22 14:00 | GB | 38277
2018-12-22 15:00 | GB | 38375
2018-12-22 16:00 | GB | 40802
2018-12-22 17:00 | GB | 42791
2018-12-22 18:00 | GB | 42574
2018-12-22 19:00 | GB | 41474
2018-12-22 20:00 | GB | 39411
2018-12-22 21:00 | GB | 37090
2018-12-22 22:00 | GB | 33913
2018-12-22 23:00 | GB | 31727
2018-12-23 | GB | 29852
2018-12-23 01:00 | GB | 29362
2018-12-23 02:00 | GB | 26988
2018-12-23 03:00 | GB | 25666
2018-12-23 04:00 | GB | 24340
2018-12-23 05:00 | GB | 24100
2018-12-23 06:00 | GB | 26972
2018-12-23 07:00 | GB | 30004
2018-12-23 08:00 | GB | 33285
2018-12-23 09:00 | GB | 36954
2018-12-23 10:00 | GB | 39182
2018-12-23 11:00 | GB | 39977
2018-12-23 12:00 | GB | 40378
2018-12-23 13:00 | GB | 40275
2018-12-23 14:00 | GB | 39873
2018-12-23 15:00 | GB | 39852
2018-12-23 16:00 | GB | 41734
2018-12-23 17:00 | GB | 43292
2018-12-23 18:00 | GB | 43143
2018-12-23 19:00 | GB | 41734
2018-12-23 20:00 | GB | 39862
2018-12-23 21:00 | GB | 37711
2018-12-23 22:00 | GB | 34665
2018-12-23 23:00 | GB | 31450
2018-12-24 | GB | 29695
2018-12-24 01:00 | GB | 29281
2018-12-24 02:00 | GB | 26974
2018-12-24 03:00 | GB | 25598
2018-12-24 04:00 | GB | 24596
2018-12-24 05:00 | GB | 25667
2018-12-24 06:00 | GB | 30163
2018-12-24 07:00 | GB | 33982
2018-12-24 08:00 | GB | 37756
2018-12-24 09:00 | GB | 40657
2018-12-24 10:00 | GB | 41793
2018-12-24 11:00 | GB | 42094
2018-12-24 12:00 | GB | 42026
2018-12-24 13:00 | GB | 41021
2018-12-24 14:00 | GB | 40023
2018-12-24 15:00 | GB | 39857
2018-12-24 16:00 | GB | 42215
2018-12-24 17:00 | GB | 44023
2018-12-24 18:00 | GB | 43218
2018-12-24 19:00 | GB | 41489
2018-12-24 20:00 | GB | 39677
2018-12-24 21:00 | GB | 37523
2018-12-24 22:00 | GB | 34156
2018-12-24 23:00 | GB | 31447
2018-12-25 | GB | 30054
2018-12-25 01:00 | GB | 29303
2018-12-25 02:00 | GB | 26907
2018-12-25 03:00 | GB | 25607
2018-12-25 04:00 | GB | 24514
2018-12-25 05:00 | GB | 24559
2018-12-25 06:00 | GB | 26187
2018-12-25 07:00 | GB | 29647
2018-12-25 08:00 | GB | 33968
2018-12-25 09:00 | GB | 37754
2018-12-25 10:00 | GB | 39504
2018-12-25 11:00 | GB | 40873
2018-12-25 12:00 | GB | 41819
2018-12-25 13:00 | GB | 42111
2018-12-25 14:00 | GB | 40377
2018-12-25 15:00 | GB | 38312
2018-12-25 16:00 | GB | 36759
2018-12-25 17:00 | GB | 36272
2018-12-25 18:00 | GB | 34676
2018-12-25 19:00 | GB | 34671
2018-12-25 20:00 | GB | 34207
2018-12-25 21:00 | GB | 33028
2018-12-25 22:00 | GB | 31086
2018-12-25 23:00 | GB | 29051
2018-12-26 | GB | 27999
2018-12-26 01:00 | GB | 27358
2018-12-26 02:00 | GB | 25665
2018-12-26 03:00 | GB | 24611
2018-12-26 04:00 | GB | 23304
2018-12-26 05:00 | GB | 23331
2018-12-26 06:00 | GB | 25084
2018-12-26 07:00 | GB | 26931
2018-12-26 08:00 | GB | 28739
2018-12-26 09:00 | GB | 32350
2018-12-26 10:00 | GB | 35460
2018-12-26 11:00 | GB | 36544
2018-12-26 12:00 | GB | 36740
2018-12-26 13:00 | GB | 36710
2018-12-26 14:00 | GB | 35957
2018-12-26 15:00 | GB | 35598
2018-12-26 16:00 | GB | 36940
2018-12-26 17:00 | GB | 37841
2018-12-26 18:00 | GB | 37273
2018-12-26 19:00 | GB | 36727
2018-12-26 20:00 | GB | 35601
2018-12-26 21:00 | GB | 33828
2018-12-26 22:00 | GB | 31343
2018-12-26 23:00 | GB | 29126
2018-12-27 | GB | 27744
2018-12-27 01:00 | GB | 27348
2018-12-27 02:00 | GB | 25443
2018-12-27 03:00 | GB | 24191
2018-12-27 04:00 | GB | 23294
2018-12-27 05:00 | GB | 24404
2018-12-27 06:00 | GB | 28024
2018-12-27 07:00 | GB | 29907
2018-12-27 08:00 | GB | 33005
2018-12-27 09:00 | GB | 36412
2018-12-27 10:00 | GB | 38381
2018-12-27 11:00 | GB | 40161
2018-12-27 12:00 | GB | 40531
2018-12-27 13:00 | GB | 40336
2018-12-27 14:00 | GB | 39857
2018-12-27 15:00 | GB | 39426
2018-12-27 16:00 | GB | 42028
2018-12-27 17:00 | GB | 44337
2018-12-27 18:00 | GB | 43968
2018-12-27 19:00 | GB | 42351
2018-12-27 20:00 | GB | 40707
2018-12-27 21:00 | GB | 38020
2018-12-27 22:00 | GB | 34632
2018-12-27 23:00 | GB | 31529
2018-12-28 | GB | 30265
2018-12-28 01:00 | GB | 29684
2018-12-28 02:00 | GB | 27185
2018-12-28 03:00 | GB | 25745
2018-12-28 04:00 | GB | 24531
2018-12-28 05:00 | GB | 25105
2018-12-28 06:00 | GB | 27996
2018-12-28 07:00 | GB | 29459
2018-12-28 08:00 | GB | 33454
2018-12-28 09:00 | GB | 36801
2018-12-28 10:00 | GB | 39078
2018-12-28 11:00 | GB | 39951
2018-12-28 12:00 | GB | 40145
2018-12-28 13:00 | GB | 40274
2018-12-28 14:00 | GB | 39519
2018-12-28 15:00 | GB | 40146
2018-12-28 16:00 | GB | 41644
2018-12-28 17:00 | GB | 44154
2018-12-28 18:00 | GB | 43581
2018-12-28 19:00 | GB | 42454
2018-12-28 20:00 | GB | 40675
2018-12-28 21:00 | GB | 38290
2018-12-28 22:00 | GB | 34959
2018-12-28 23:00 | GB | 31092
2018-12-29 | GB | 29625
2018-12-29 01:00 | GB | 29193
2018-12-29 02:00 | GB | 26949
2018-12-29 03:00 | GB | 24727
2018-12-29 04:00 | GB | 22508
2018-12-29 05:00 | GB | 21841
2018-12-29 06:00 | GB | 23759
2018-12-29 07:00 | GB | 25682
2018-12-29 08:00 | GB | 28990
2018-12-29 09:00 | GB | 33618
2018-12-29 10:00 | GB | 36012
2018-12-29 11:00 | GB | 36971
2018-12-29 12:00 | GB | 37266
2018-12-29 13:00 | GB | 37042
2018-12-29 14:00 | GB | 36543
2018-12-29 15:00 | GB | 36871
2018-12-29 16:00 | GB | 39479
2018-12-29 17:00 | GB | 42626
2018-12-29 18:00 | GB | 42161
2018-12-29 19:00 | GB | 40166
2018-12-29 20:00 | GB | 38678
2018-12-29 21:00 | GB | 35942
2018-12-29 22:00 | GB | 33153
2018-12-29 23:00 | GB | 30783
2018-12-30 | GB | 29763
2018-12-30 01:00 | GB | 29276
2018-12-30 02:00 | GB | 27194
2018-12-30 03:00 | GB | 24466
2018-12-30 04:00 | GB | 21494
2018-12-30 05:00 | GB | 21387
2018-12-30 06:00 | GB | 22382
2018-12-30 07:00 | GB | 25518
2018-12-30 08:00 | GB | 29097
2018-12-30 09:00 | GB | 32338
2018-12-30 10:00 | GB | 35092
2018-12-30 11:00 | GB | 36311
2018-12-30 12:00 | GB | 37767
2018-12-30 13:00 | GB | 37896
2018-12-30 14:00 | GB | 37668
2018-12-30 15:00 | GB | 37836
2018-12-30 16:00 | GB | 39965
2018-12-30 17:00 | GB | 41987
2018-12-30 18:00 | GB | 41542
2018-12-30 19:00 | GB | 39841
2018-12-30 20:00 | GB | 38026
2018-12-30 21:00 | GB | 35952
2018-12-30 22:00 | GB | 32646
2018-12-30 23:00 | GB | 29585
2018-12-31 | GB | 28306
2018-12-31 01:00 | GB | 27178
2018-12-31 02:00 | GB | 25227
2018-12-31 03:00 | GB | 23625
2018-12-31 04:00 | GB | 22844
2018-12-31 05:00 | GB | 23345
2018-12-31 06:00 | GB | 26549
2018-12-31 07:00 | GB | 29724
2018-12-31 08:00 | GB | 32596
2018-12-31 09:00 | GB | 35869
2018-12-31 10:00 | GB | 38603
2018-12-31 11:00 | GB | 38450
2018-12-31 12:00 | GB | 39425
2018-12-31 13:00 | GB | 38558
2018-12-31 14:00 | GB | 38184
2018-12-31 15:00 | GB | 37807
2018-12-31 16:00 | GB | 40610
2018-12-31 17:00 | GB | 42802
2018-12-31 18:00 | GB | 41814
2018-12-31 19:00 | GB | 38774
2018-12-31 20:00 | GB | 35758
2018-12-31 21:00 | GB | 32966
2018-12-31 22:00 | GB | 28611
2018-12-31 23:00 | GB | 27264
2018-01-01 | FR | 61127
2018-01-01 01:00 | FR | 57879
2018-01-01 02:00 | FR | 57261
2018-01-01 03:00 | FR | 54727
2018-01-01 04:00 | FR | 52212
2018-01-01 05:00 | FR | 50629
2018-01-01 06:00 | FR | 50751
2018-01-01 07:00 | FR | 51180
2018-01-01 08:00 | FR | 51462
2018-01-01 09:00 | FR | 51035
2018-01-01 10:00 | FR | 52495
2018-01-01 11:00 | FR | 54658
2018-01-01 12:00 | FR | 57169
2018-01-01 13:00 | FR | 59666
2018-01-01 14:00 | FR | 57285
2018-01-01 15:00 | FR | 55044
2018-01-01 16:00 | FR | 54649
2018-01-01 17:00 | FR | 55705
2018-01-01 18:00 | FR | 60296
2018-01-01 19:00 | FR | 62822
2018-01-01 20:00 | FR | 62487
2018-01-01 21:00 | FR | 60475
2018-01-01 22:00 | FR | 58386
2018-01-01 23:00 | FR | 61348
2018-01-02 | FR | 60489
2018-01-02 01:00 | FR | 56286
2018-01-02 02:00 | FR | 55482
2018-01-02 03:00 | FR | 53350
2018-01-02 04:00 | FR | 51589
2018-01-02 05:00 | FR | 51819
2018-01-02 06:00 | FR | 54909
2018-01-02 07:00 | FR | 59563
2018-01-02 08:00 | FR | 63304
2018-01-02 09:00 | FR | 65030
2018-01-02 10:00 | FR | 66985
2018-01-02 11:00 | FR | 67930
2018-01-02 12:00 | FR | 69473
2018-01-02 13:00 | FR | 70534
2018-01-02 14:00 | FR | 68527
2018-01-02 15:00 | FR | 66557
2018-01-02 16:00 | FR | 65682
2018-01-02 17:00 | FR | 66046
2018-01-02 18:00 | FR | 69493
2018-01-02 19:00 | FR | 71435
2018-01-02 20:00 | FR | 68878
2018-01-02 21:00 | FR | 64636
2018-01-02 22:00 | FR | 61448
2018-01-02 23:00 | FR | 63819
2018-01-03 | FR | 63024
2018-01-03 01:00 | FR | 58297
2018-01-03 02:00 | FR | 56619
2018-01-03 03:00 | FR | 54051
2018-01-03 04:00 | FR | 51831
2018-01-03 05:00 | FR | 51763
2018-01-03 06:00 | FR | 54950
2018-01-03 07:00 | FR | 59996
2018-01-03 08:00 | FR | 64177
2018-01-03 09:00 | FR | 66056
2018-01-03 10:00 | FR | 67446
2018-01-03 11:00 | FR | 68158
2018-01-03 12:00 | FR | 69259
2018-01-03 13:00 | FR | 69799
2018-01-03 14:00 | FR | 68528
2018-01-03 15:00 | FR | 67144
2018-01-03 16:00 | FR | 66162
2018-01-03 17:00 | FR | 66490
2018-01-03 18:00 | FR | 70425
2018-01-03 19:00 | FR | 72527
2018-01-03 20:00 | FR | 70088
2018-01-03 21:00 | FR | 65444
2018-01-03 22:00 | FR | 62531
2018-01-03 23:00 | FR | 65216
2018-01-04 | FR | 64088
2018-01-04 01:00 | FR | 59283
2018-01-04 02:00 | FR | 57702
2018-01-04 03:00 | FR | 55056
2018-01-04 04:00 | FR | 52852
2018-01-04 05:00 | FR | 52691
2018-01-04 06:00 | FR | 55648
2018-01-04 07:00 | FR | 60554
2018-01-04 08:00 | FR | 64624
2018-01-04 09:00 | FR | 65921
2018-01-04 10:00 | FR | 66848
2018-01-04 11:00 | FR | 67592
2018-01-04 12:00 | FR | 68804
2018-01-04 13:00 | FR | 69090
2018-01-04 14:00 | FR | 67361
2018-01-04 15:00 | FR | 65641
2018-01-04 16:00 | FR | 64534
2018-01-04 17:00 | FR | 64543
2018-01-04 18:00 | FR | 68101
2018-01-04 19:00 | FR | 70292
2018-01-04 20:00 | FR | 68187
2018-01-04 21:00 | FR | 63475
2018-01-04 22:00 | FR | 60465
2018-01-04 23:00 | FR | 62986
2018-01-05 | FR | 62363
2018-01-05 01:00 | FR | 57350
2018-01-05 02:00 | FR | 55996
2018-01-05 03:00 | FR | 53589
2018-01-05 04:00 | FR | 51732
2018-01-05 05:00 | FR | 51719
2018-01-05 06:00 | FR | 54901
2018-01-05 07:00 | FR | 59977
2018-01-05 08:00 | FR | 64431
2018-01-05 09:00 | FR | 65966
2018-01-05 10:00 | FR | 66744
2018-01-05 11:00 | FR | 67102
2018-01-05 12:00 | FR | 67751
2018-01-05 13:00 | FR | 67805
2018-01-05 14:00 | FR | 65732
2018-01-05 15:00 | FR | 63997
2018-01-05 16:00 | FR | 62942
2018-01-05 17:00 | FR | 62832
2018-01-05 18:00 | FR | 67307
2018-01-05 19:00 | FR | 69470
2018-01-05 20:00 | FR | 67450
2018-01-05 21:00 | FR | 63316
2018-01-05 22:00 | FR | 60565
2018-01-05 23:00 | FR | 63771
2018-01-06 | FR | 63096
2018-01-06 01:00 | FR | 58154
2018-01-06 02:00 | FR | 56653
2018-01-06 03:00 | FR | 53923
2018-01-06 04:00 | FR | 51459
2018-01-06 05:00 | FR | 50735
2018-01-06 06:00 | FR | 52059
2018-01-06 07:00 | FR | 54149
2018-01-06 08:00 | FR | 56536
2018-01-06 09:00 | FR | 58501
2018-01-06 10:00 | FR | 61011
2018-01-06 11:00 | FR | 62241
2018-01-06 12:00 | FR | 63472
2018-01-06 13:00 | FR | 65190
2018-01-06 14:00 | FR | 61997
2018-01-06 15:00 | FR | 59704
2018-01-06 16:00 | FR | 58477
2018-01-06 17:00 | FR | 58910
2018-01-06 18:00 | FR | 63245
2018-01-06 19:00 | FR | 65371
2018-01-06 20:00 | FR | 64151
2018-01-06 21:00 | FR | 61122
2018-01-06 22:00 | FR | 58786
2018-01-06 23:00 | FR | 62504
2018-01-07 | FR | 62139
2018-01-07 01:00 | FR | 57635
2018-01-07 02:00 | FR | 56278
2018-01-07 03:00 | FR | 53363
2018-01-07 04:00 | FR | 51054
2018-01-07 05:00 | FR | 50129
2018-01-07 06:00 | FR | 50869
2018-01-07 07:00 | FR | 52040
2018-01-07 08:00 | FR | 53629
2018-01-07 09:00 | FR | 55055
2018-01-07 10:00 | FR | 58236
2018-01-07 11:00 | FR | 60852
2018-01-07 12:00 | FR | 63289
2018-01-07 13:00 | FR | 65328
2018-01-07 14:00 | FR | 61827
2018-01-07 15:00 | FR | 59200
2018-01-07 16:00 | FR | 58318
2018-01-07 17:00 | FR | 58482
2018-01-07 18:00 | FR | 63034
2018-01-07 19:00 | FR | 66315
2018-01-07 20:00 | FR | 65802
2018-01-07 21:00 | FR | 63090
2018-01-07 22:00 | FR | 60449
2018-01-07 23:00 | FR | 63350
2018-01-08 | FR | 62642
2018-01-08 01:00 | FR | 58619
2018-01-08 02:00 | FR | 57722
2018-01-08 03:00 | FR | 55451
2018-01-08 04:00 | FR | 53415
2018-01-08 05:00 | FR | 54141
2018-01-08 06:00 | FR | 58342
2018-01-08 07:00 | FR | 66153
2018-01-08 08:00 | FR | 71845
2018-01-08 09:00 | FR | 72352
2018-01-08 10:00 | FR | 72835
2018-01-08 11:00 | FR | 72986
2018-01-08 12:00 | FR | 73574
2018-01-08 13:00 | FR | 73732
2018-01-08 14:00 | FR | 71940
2018-01-08 15:00 | FR | 69879
2018-01-08 16:00 | FR | 68901
2018-01-08 17:00 | FR | 69129
2018-01-08 18:00 | FR | 73889
2018-01-08 19:00 | FR | 76799
2018-01-08 20:00 | FR | 73966
2018-01-08 21:00 | FR | 69107
2018-01-08 22:00 | FR | 65391
2018-01-08 23:00 | FR | 67985
2018-01-09 | FR | 66866
2018-01-09 01:00 | FR | 62471
2018-01-09 02:00 | FR | 61205
2018-01-09 03:00 | FR | 59090
2018-01-09 04:00 | FR | 57161
2018-01-09 05:00 | FR | 57558
2018-01-09 06:00 | FR | 61355
2018-01-09 07:00 | FR | 68936
2018-01-09 08:00 | FR | 74444
2018-01-09 09:00 | FR | 74378
2018-01-09 10:00 | FR | 74019
2018-01-09 11:00 | FR | 74331
2018-01-09 12:00 | FR | 74614
2018-01-09 13:00 | FR | 74012
2018-01-09 14:00 | FR | 72250
2018-01-09 15:00 | FR | 70285
2018-01-09 16:00 | FR | 69229
2018-01-09 17:00 | FR | 69505
2018-01-09 18:00 | FR | 73843
2018-01-09 19:00 | FR | 76573
2018-01-09 20:00 | FR | 73751
2018-01-09 21:00 | FR | 69007
2018-01-09 22:00 | FR | 65459
2018-01-09 23:00 | FR | 67768
2018-01-10 | FR | 66484
2018-01-10 01:00 | FR | 61693
2018-01-10 02:00 | FR | 60468
2018-01-10 03:00 | FR | 58268
2018-01-10 04:00 | FR | 56240
2018-01-10 05:00 | FR | 56666
2018-01-10 06:00 | FR | 60421
2018-01-10 07:00 | FR | 67279
2018-01-10 08:00 | FR | 72731
2018-01-10 09:00 | FR | 73279
2018-01-10 10:00 | FR | 73347
2018-01-10 11:00 | FR | 72538
2018-01-10 12:00 | FR | 72698
2018-01-10 13:00 | FR | 72125
2018-01-10 14:00 | FR | 70154
2018-01-10 15:00 | FR | 68027
2018-01-10 16:00 | FR | 66814
2018-01-10 17:00 | FR | 67071
2018-01-10 18:00 | FR | 71667
2018-01-10 19:00 | FR | 75143
2018-01-10 20:00 | FR | 73092
2018-01-10 21:00 | FR | 68436
2018-01-10 22:00 | FR | 65053
2018-01-10 23:00 | FR | 67392
2018-01-11 | FR | 66517
2018-01-11 01:00 | FR | 62202
2018-01-11 02:00 | FR | 60869
2018-01-11 03:00 | FR | 58732
2018-01-11 04:00 | FR | 56886
2018-01-11 05:00 | FR | 57146
2018-01-11 06:00 | FR | 60911
2018-01-11 07:00 | FR | 68604
2018-01-11 08:00 | FR | 74160
2018-01-11 09:00 | FR | 74202
2018-01-11 10:00 | FR | 73964
2018-01-11 11:00 | FR | 73501
2018-01-11 12:00 | FR | 73677
2018-01-11 13:00 | FR | 73086
2018-01-11 14:00 | FR | 71530
2018-01-11 15:00 | FR | 69417
2018-01-11 16:00 | FR | 68350
2018-01-11 17:00 | FR | 68923
2018-01-11 18:00 | FR | 73508
2018-01-11 19:00 | FR | 77318
2018-01-11 20:00 | FR | 74625
2018-01-11 21:00 | FR | 69951
2018-01-11 22:00 | FR | 66504
2018-01-11 23:00 | FR | 69206
2018-01-12 | FR | 67964
2018-01-12 01:00 | FR | 63487
2018-01-12 02:00 | FR | 62388
2018-01-12 03:00 | FR | 60252
2018-01-12 04:00 | FR | 58536
2018-01-12 05:00 | FR | 58753
2018-01-12 06:00 | FR | 62554
2018-01-12 07:00 | FR | 70105
2018-01-12 08:00 | FR | 75783
2018-01-12 09:00 | FR | 75916
2018-01-12 10:00 | FR | 75984
2018-01-12 11:00 | FR | 75877
2018-01-12 12:00 | FR | 75650
2018-01-12 13:00 | FR | 75368
2018-01-12 14:00 | FR | 73142
2018-01-12 15:00 | FR | 70991
2018-01-12 16:00 | FR | 69891
2018-01-12 17:00 | FR | 69994
2018-01-12 18:00 | FR | 74652
2018-01-12 19:00 | FR | 76820
2018-01-12 20:00 | FR | 74445
2018-01-12 21:00 | FR | 70160
2018-01-12 22:00 | FR | 67148
2018-01-12 23:00 | FR | 70302
2018-01-13 | FR | 69455
2018-01-13 01:00 | FR | 64505
2018-01-13 02:00 | FR | 63114
2018-01-13 03:00 | FR | 60764
2018-01-13 04:00 | FR | 58602
2018-01-13 05:00 | FR | 58145
2018-01-13 06:00 | FR | 59607
2018-01-13 07:00 | FR | 61942
2018-01-13 08:00 | FR | 64959
2018-01-13 09:00 | FR | 67474
2018-01-13 10:00 | FR | 69530
2018-01-13 11:00 | FR | 69583
2018-01-13 12:00 | FR | 70095
2018-01-13 13:00 | FR | 71416
2018-01-13 14:00 | FR | 67998
2018-01-13 15:00 | FR | 65444
2018-01-13 16:00 | FR | 64161
2018-01-13 17:00 | FR | 64148
2018-01-13 18:00 | FR | 69131
2018-01-13 19:00 | FR | 72077
2018-01-13 20:00 | FR | 70617
2018-01-13 21:00 | FR | 67359
2018-01-13 22:00 | FR | 64937
2018-01-13 23:00 | FR | 68531
2018-01-14 | FR | 68168
2018-01-14 01:00 | FR | 63920
2018-01-14 02:00 | FR | 62708
2018-01-14 03:00 | FR | 60097
2018-01-14 04:00 | FR | 57425
2018-01-14 05:00 | FR | 56476
2018-01-14 06:00 | FR | 57143
2018-01-14 07:00 | FR | 58464
2018-01-14 08:00 | FR | 60206
2018-01-14 09:00 | FR | 62081
2018-01-14 10:00 | FR | 65250
2018-01-14 11:00 | FR | 67036
2018-01-14 12:00 | FR | 67969
2018-01-14 13:00 | FR | 68841
2018-01-14 14:00 | FR | 64366
2018-01-14 15:00 | FR | 61434
2018-01-14 16:00 | FR | 59915
2018-01-14 17:00 | FR | 60048
2018-01-14 18:00 | FR | 65708
2018-01-14 19:00 | FR | 70213
2018-01-14 20:00 | FR | 70023
2018-01-14 21:00 | FR | 67344
2018-01-14 22:00 | FR | 64762
2018-01-14 23:00 | FR | 67642
2018-01-15 | FR | 66855
2018-01-15 01:00 | FR | 63056
2018-01-15 02:00 | FR | 62196
2018-01-15 03:00 | FR | 60129
2018-01-15 04:00 | FR | 58123
2018-01-15 05:00 | FR | 58766
2018-01-15 06:00 | FR | 63209
2018-01-15 07:00 | FR | 70735
2018-01-15 08:00 | FR | 76175
2018-01-15 09:00 | FR | 76515
2018-01-15 10:00 | FR | 76540
2018-01-15 11:00 | FR | 76297
2018-01-15 12:00 | FR | 76966
2018-01-15 13:00 | FR | 76776
2018-01-15 14:00 | FR | 75661
2018-01-15 15:00 | FR | 73701
2018-01-15 16:00 | FR | 72753
2018-01-15 17:00 | FR | 72459
2018-01-15 18:00 | FR | 76052
2018-01-15 19:00 | FR | 79106
2018-01-15 20:00 | FR | 75910
2018-01-15 21:00 | FR | 70762
2018-01-15 22:00 | FR | 66869
2018-01-15 23:00 | FR | 69205
2018-01-16 | FR | 67792
2018-01-16 01:00 | FR | 63191
2018-01-16 02:00 | FR | 61732
2018-01-16 03:00 | FR | 59302
2018-01-16 04:00 | FR | 57302
2018-01-16 05:00 | FR | 57417
2018-01-16 06:00 | FR | 61187
2018-01-16 07:00 | FR | 68714
2018-01-16 08:00 | FR | 73823
2018-01-16 09:00 | FR | 73670
2018-01-16 10:00 | FR | 73651
2018-01-16 11:00 | FR | 73165
2018-01-16 12:00 | FR | 73583
2018-01-16 13:00 | FR | 72727
2018-01-16 14:00 | FR | 71266
2018-01-16 15:00 | FR | 69279
2018-01-16 16:00 | FR | 68602
2018-01-16 17:00 | FR | 69014
2018-01-16 18:00 | FR | 73441
2018-01-16 19:00 | FR | 76891
2018-01-16 20:00 | FR | 74536
2018-01-16 21:00 | FR | 69574
2018-01-16 22:00 | FR | 66037
2018-01-16 23:00 | FR | 68591
2018-01-17 | FR | 67826
2018-01-17 01:00 | FR | 63062
2018-01-17 02:00 | FR | 62202
2018-01-17 03:00 | FR | 60356
2018-01-17 04:00 | FR | 58776
2018-01-17 05:00 | FR | 59294
2018-01-17 06:00 | FR | 63286
2018-01-17 07:00 | FR | 70694
2018-01-17 08:00 | FR | 76413
2018-01-17 09:00 | FR | 77032
2018-01-17 10:00 | FR | 76755
2018-01-17 11:00 | FR | 75992
2018-01-17 12:00 | FR | 75979
2018-01-17 13:00 | FR | 75195
2018-01-17 14:00 | FR | 73194
2018-01-17 15:00 | FR | 70944
2018-01-17 16:00 | FR | 70060
2018-01-17 17:00 | FR | 70292
2018-01-17 18:00 | FR | 75240
2018-01-17 19:00 | FR | 79657
2018-01-17 20:00 | FR | 76767
2018-01-17 21:00 | FR | 71977
2018-01-17 22:00 | FR | 68428
2018-01-17 23:00 | FR | 70835
2018-01-18 | FR | 69527
2018-01-18 01:00 | FR | 65294
2018-01-18 02:00 | FR | 64236
2018-01-18 03:00 | FR | 62074
2018-01-18 04:00 | FR | 60222
2018-01-18 05:00 | FR | 60067
2018-01-18 06:00 | FR | 63567
2018-01-18 07:00 | FR | 70643
2018-01-18 08:00 | FR | 75596
2018-01-18 09:00 | FR | 75162
2018-01-18 10:00 | FR | 74804
2018-01-18 11:00 | FR | 74370
2018-01-18 12:00 | FR | 74674
2018-01-18 13:00 | FR | 74127
2018-01-18 14:00 | FR | 72324
2018-01-18 15:00 | FR | 70204
2018-01-18 16:00 | FR | 68930
2018-01-18 17:00 | FR | 68606
2018-01-18 18:00 | FR | 72776
2018-01-18 19:00 | FR | 76643
2018-01-18 20:00 | FR | 74041
2018-01-18 21:00 | FR | 69373
2018-01-18 22:00 | FR | 65664
2018-01-18 23:00 | FR | 68332
2018-01-19 | FR | 67409
2018-01-19 01:00 | FR | 62835
2018-01-19 02:00 | FR | 61841
2018-01-19 03:00 | FR | 59774
2018-01-19 04:00 | FR | 57723
2018-01-19 05:00 | FR | 58164
2018-01-19 06:00 | FR | 62226
2018-01-19 07:00 | FR | 69758
2018-01-19 08:00 | FR | 75129
2018-01-19 09:00 | FR | 75230
2018-01-19 10:00 | FR | 75102
2018-01-19 11:00 | FR | 74353
2018-01-19 12:00 | FR | 73868
2018-01-19 13:00 | FR | 73048
2018-01-19 14:00 | FR | 70834
2018-01-19 15:00 | FR | 68910
2018-01-19 16:00 | FR | 67565
2018-01-19 17:00 | FR | 67759
2018-01-19 18:00 | FR | 72433
2018-01-19 19:00 | FR | 75959
2018-01-19 20:00 | FR | 74006
2018-01-19 21:00 | FR | 69760
2018-01-19 22:00 | FR | 67085
2018-01-19 23:00 | FR | 70133
2018-01-20 | FR | 69235
2018-01-20 01:00 | FR | 64250
2018-01-20 02:00 | FR | 62592
2018-01-20 03:00 | FR | 59947
2018-01-20 04:00 | FR | 57667
2018-01-20 05:00 | FR | 57081
2018-01-20 06:00 | FR | 58255
2018-01-20 07:00 | FR | 60760
2018-01-20 08:00 | FR | 63370
2018-01-20 09:00 | FR | 65578
2018-01-20 10:00 | FR | 67802
2018-01-20 11:00 | FR | 68558
2018-01-20 12:00 | FR | 69778
2018-01-20 13:00 | FR | 71275
2018-01-20 14:00 | FR | 67924
2018-01-20 15:00 | FR | 65589
2018-01-20 16:00 | FR | 63986
2018-01-20 17:00 | FR | 63271
2018-01-20 18:00 | FR | 66684
2018-01-20 19:00 | FR | 68915
2018-01-20 20:00 | FR | 66778
2018-01-20 21:00 | FR | 63267
2018-01-20 22:00 | FR | 61092
2018-01-20 23:00 | FR | 64207
2018-01-21 | FR | 64014
2018-01-21 01:00 | FR | 59543
2018-01-21 02:00 | FR | 58061
2018-01-21 03:00 | FR | 55144
2018-01-21 04:00 | FR | 52702
2018-01-21 05:00 | FR | 51485
2018-01-21 06:00 | FR | 52032
2018-01-21 07:00 | FR | 53112
2018-01-21 08:00 | FR | 54714
2018-01-21 09:00 | FR | 56590
2018-01-21 10:00 | FR | 59579
2018-01-21 11:00 | FR | 61854
2018-01-21 12:00 | FR | 63812
2018-01-21 13:00 | FR | 65207
2018-01-21 14:00 | FR | 61524
2018-01-21 15:00 | FR | 59279
2018-01-21 16:00 | FR | 58037
2018-01-21 17:00 | FR | 58078
2018-01-21 18:00 | FR | 62152
2018-01-21 19:00 | FR | 66304
2018-01-21 20:00 | FR | 65556
2018-01-21 21:00 | FR | 62717
2018-01-21 22:00 | FR | 59962
2018-01-21 23:00 | FR | 62618
2018-01-22 | FR | 61967
2018-01-22 01:00 | FR | 57673
2018-01-22 02:00 | FR | 56540
2018-01-22 03:00 | FR | 54187
2018-01-22 04:00 | FR | 52116
2018-01-22 05:00 | FR | 52291
2018-01-22 06:00 | FR | 56490
2018-01-22 07:00 | FR | 63931
2018-01-22 08:00 | FR | 68782
2018-01-22 09:00 | FR | 69111
2018-01-22 10:00 | FR | 69362
2018-01-22 11:00 | FR | 69499
2018-01-22 12:00 | FR | 70314
2018-01-22 13:00 | FR | 69998
2018-01-22 14:00 | FR | 68435
2018-01-22 15:00 | FR | 66259
2018-01-22 16:00 | FR | 65157
2018-01-22 17:00 | FR | 64926
2018-01-22 18:00 | FR | 68665
2018-01-22 19:00 | FR | 73146
2018-01-22 20:00 | FR | 70471
2018-01-22 21:00 | FR | 65565
2018-01-22 22:00 | FR | 62027
2018-01-22 23:00 | FR | 64730
2018-01-23 | FR | 63775
2018-01-23 01:00 | FR | 59275
2018-01-23 02:00 | FR | 58033
2018-01-23 03:00 | FR | 55861
2018-01-23 04:00 | FR | 53807
2018-01-23 05:00 | FR | 54427
2018-01-23 06:00 | FR | 58195
2018-01-23 07:00 | FR | 65724
2018-01-23 08:00 | FR | 70968
2018-01-23 09:00 | FR | 70737
2018-01-23 10:00 | FR | 70407
2018-01-23 11:00 | FR | 69866
2018-01-23 12:00 | FR | 70341
2018-01-23 13:00 | FR | 69868
2018-01-23 14:00 | FR | 68087
2018-01-23 15:00 | FR | 66155
2018-01-23 16:00 | FR | 65008
2018-01-23 17:00 | FR | 64700
2018-01-23 18:00 | FR | 68572
2018-01-23 19:00 | FR | 72694
2018-01-23 20:00 | FR | 69914
2018-01-23 21:00 | FR | 65098
2018-01-23 22:00 | FR | 61767
2018-01-23 23:00 | FR | 64168
2018-01-24 | FR | 62937
2018-01-24 01:00 | FR | 58224
2018-01-24 02:00 | FR | 56816
2018-01-24 03:00 | FR | 54556
2018-01-24 04:00 | FR | 52883
2018-01-24 05:00 | FR | 52852
2018-01-24 06:00 | FR | 56775
2018-01-24 07:00 | FR | 63980
2018-01-24 08:00 | FR | 68981
2018-01-24 09:00 | FR | 69528
2018-01-24 10:00 | FR | 69330
2018-01-24 11:00 | FR | 68846
2018-01-24 12:00 | FR | 68992
2018-01-24 13:00 | FR | 68341
2018-01-24 14:00 | FR | 66445
2018-01-24 15:00 | FR | 64353
2018-01-24 16:00 | FR | 63296
2018-01-24 17:00 | FR | 63230
2018-01-24 18:00 | FR | 67281
2018-01-24 19:00 | FR | 72140
2018-01-24 20:00 | FR | 69514
2018-01-24 21:00 | FR | 64858
2018-01-24 22:00 | FR | 61400
2018-01-24 23:00 | FR | 63646
2018-01-25 | FR | 63000
2018-01-25 01:00 | FR | 58500
2018-01-25 02:00 | FR | 57349
2018-01-25 03:00 | FR | 54942
2018-01-25 04:00 | FR | 53067
2018-01-25 05:00 | FR | 53265
2018-01-25 06:00 | FR | 57126
2018-01-25 07:00 | FR | 64669
2018-01-25 08:00 | FR | 69811
2018-01-25 09:00 | FR | 69772
2018-01-25 10:00 | FR | 69844
2018-01-25 11:00 | FR | 70015
2018-01-25 12:00 | FR | 70967
2018-01-25 13:00 | FR | 70581
2018-01-25 14:00 | FR | 69274
2018-01-25 15:00 | FR | 67514
2018-01-25 16:00 | FR | 66446
2018-01-25 17:00 | FR | 66369
2018-01-25 18:00 | FR | 69812
2018-01-25 19:00 | FR | 73786
2018-01-25 20:00 | FR | 70935
2018-01-25 21:00 | FR | 66130
2018-01-25 22:00 | FR | 62852
2018-01-25 23:00 | FR | 65569
2018-01-26 | FR | 64655
2018-01-26 01:00 | FR | 60128
2018-01-26 02:00 | FR | 58928
2018-01-26 03:00 | FR | 56761
2018-01-26 04:00 | FR | 55153
2018-01-26 05:00 | FR | 55722
2018-01-26 06:00 | FR | 59849
2018-01-26 07:00 | FR | 67158
2018-01-26 08:00 | FR | 72608
2018-01-26 09:00 | FR | 73273
2018-01-26 10:00 | FR | 73363
2018-01-26 11:00 | FR | 73093
2018-01-26 12:00 | FR | 73098
2018-01-26 13:00 | FR | 72460
2018-01-26 14:00 | FR | 70192
2018-01-26 15:00 | FR | 68450
2018-01-26 16:00 | FR | 67216
2018-01-26 17:00 | FR | 66950
2018-01-26 18:00 | FR | 70501
2018-01-26 19:00 | FR | 74066
2018-01-26 20:00 | FR | 71846
2018-01-26 21:00 | FR | 67878
2018-01-26 22:00 | FR | 65007
2018-01-26 23:00 | FR | 68050
2018-01-27 | FR | 66882
2018-01-27 01:00 | FR | 62299
2018-01-27 02:00 | FR | 60908
2018-01-27 03:00 | FR | 58495
2018-01-27 04:00 | FR | 56496
2018-01-27 05:00 | FR | 55931
2018-01-27 06:00 | FR | 57472
2018-01-27 07:00 | FR | 60063
2018-01-27 08:00 | FR | 63190
2018-01-27 09:00 | FR | 65560
2018-01-27 10:00 | FR | 68064
2018-01-27 11:00 | FR | 68236
2018-01-27 12:00 | FR | 68826
2018-01-27 13:00 | FR | 69694
2018-01-27 14:00 | FR | 66067
2018-01-27 15:00 | FR | 63358
2018-01-27 16:00 | FR | 61840
2018-01-27 17:00 | FR | 61336
2018-01-27 18:00 | FR | 65231
2018-01-27 19:00 | FR | 69588
2018-01-27 20:00 | FR | 68224
2018-01-27 21:00 | FR | 65069
2018-01-27 22:00 | FR | 62739
2018-01-27 23:00 | FR | 66434
2018-01-28 | FR | 66266
2018-01-28 01:00 | FR | 61877
2018-01-28 02:00 | FR | 60521
2018-01-28 03:00 | FR | 57754
2018-01-28 04:00 | FR | 55136
2018-01-28 05:00 | FR | 53981
2018-01-28 06:00 | FR | 54386
2018-01-28 07:00 | FR | 55593
2018-01-28 08:00 | FR | 57118
2018-01-28 09:00 | FR | 58895
2018-01-28 10:00 | FR | 61469
2018-01-28 11:00 | FR | 62769
2018-01-28 12:00 | FR | 63695
2018-01-28 13:00 | FR | 64622
2018-01-28 14:00 | FR | 60328
2018-01-28 15:00 | FR | 57337
2018-01-28 16:00 | FR | 56028
2018-01-28 17:00 | FR | 55740
2018-01-28 18:00 | FR | 60166
2018-01-28 19:00 | FR | 65831
2018-01-28 20:00 | FR | 65347
2018-01-28 21:00 | FR | 62683
2018-01-28 22:00 | FR | 60086
2018-01-28 23:00 | FR | 62867
2018-01-29 | FR | 62404
2018-01-29 01:00 | FR | 58710
2018-01-29 02:00 | FR | 57720
2018-01-29 03:00 | FR | 55456
2018-01-29 04:00 | FR | 53554
2018-01-29 05:00 | FR | 53955
2018-01-29 06:00 | FR | 58242
2018-01-29 07:00 | FR | 65780
2018-01-29 08:00 | FR | 71110
2018-01-29 09:00 | FR | 71745
2018-01-29 10:00 | FR | 71880
2018-01-29 11:00 | FR | 71604
2018-01-29 12:00 | FR | 72147
2018-01-29 13:00 | FR | 71642
2018-01-29 14:00 | FR | 69978
2018-01-29 15:00 | FR | 67902
2018-01-29 16:00 | FR | 66630
2018-01-29 17:00 | FR | 66407
2018-01-29 18:00 | FR | 69526
2018-01-29 19:00 | FR | 74604
2018-01-29 20:00 | FR | 71880
2018-01-29 21:00 | FR | 66879
2018-01-29 22:00 | FR | 63277
2018-01-29 23:00 | FR | 65972
2018-01-30 | FR | 64775
2018-01-30 01:00 | FR | 60132
2018-01-30 02:00 | FR | 59106
2018-01-30 03:00 | FR | 56736
2018-01-30 04:00 | FR | 54897
2018-01-30 05:00 | FR | 55299
2018-01-30 06:00 | FR | 59188
2018-01-30 07:00 | FR | 66800
2018-01-30 08:00 | FR | 72005
2018-01-30 09:00 | FR | 72020
2018-01-30 10:00 | FR | 72033
2018-01-30 11:00 | FR | 71739
2018-01-30 12:00 | FR | 72020
2018-01-30 13:00 | FR | 71405
2018-01-30 14:00 | FR | 69796
2018-01-30 15:00 | FR | 67835
2018-01-30 16:00 | FR | 66747
2018-01-30 17:00 | FR | 66595
2018-01-30 18:00 | FR | 69459
2018-01-30 19:00 | FR | 74146
2018-01-30 20:00 | FR | 71525
2018-01-30 21:00 | FR | 66841
2018-01-30 22:00 | FR | 63395
2018-01-30 23:00 | FR | 65741
2018-01-31 | FR | 64608
2018-01-31 01:00 | FR | 60082
2018-01-31 02:00 | FR | 58821
2018-01-31 03:00 | FR | 56880
2018-01-31 04:00 | FR | 55086
2018-01-31 05:00 | FR | 55401
2018-01-31 06:00 | FR | 59397
2018-01-31 07:00 | FR | 66601
2018-01-31 08:00 | FR | 71707
2018-01-31 09:00 | FR | 72500
2018-01-31 10:00 | FR | 72814
2018-01-31 11:00 | FR | 72926
2018-01-31 12:00 | FR | 73691
2018-01-31 13:00 | FR | 73313
2018-01-31 14:00 | FR | 71937
2018-01-31 15:00 | FR | 70052
2018-01-31 16:00 | FR | 68979
2018-01-31 17:00 | FR | 68325
2018-01-31 18:00 | FR | 71506
2018-01-31 19:00 | FR | 76555
2018-01-31 20:00 | FR | 73894
2018-01-31 21:00 | FR | 69058
2018-01-31 22:00 | FR | 65589
2018-01-31 23:00 | FR | 68282
2018-02-01 | FR | 67329
2018-02-01 01:00 | FR | 63125
2018-02-01 02:00 | FR | 62273
2018-02-01 03:00 | FR | 60216
2018-02-01 04:00 | FR | 58400
2018-02-01 05:00 | FR | 58733
2018-02-01 06:00 | FR | 62631
2018-02-01 07:00 | FR | 70197
2018-02-01 08:00 | FR | 75522
2018-02-01 09:00 | FR | 75815
2018-02-01 10:00 | FR | 76127
2018-02-01 11:00 | FR | 75693
2018-02-01 12:00 | FR | 76064
2018-02-01 13:00 | FR | 75291
2018-02-01 14:00 | FR | 73406
2018-02-01 15:00 | FR | 71161
2018-02-01 16:00 | FR | 69788
2018-02-01 17:00 | FR | 69443
2018-02-01 18:00 | FR | 73001
2018-02-01 19:00 | FR | 79330
2018-02-01 20:00 | FR | 76812
2018-02-01 21:00 | FR | 72271
2018-02-01 22:00 | FR | 69106
2018-02-01 23:00 | FR | 71934
2018-02-02 | FR | 70975
2018-02-02 01:00 | FR | 66743
2018-02-02 02:00 | FR | 65903
2018-02-02 03:00 | FR | 63652
2018-02-02 04:00 | FR | 61946
2018-02-02 05:00 | FR | 62437
2018-02-02 06:00 | FR | 66410
2018-02-02 07:00 | FR | 74005
2018-02-02 08:00 | FR | 79347
2018-02-02 09:00 | FR | 79536
2018-02-02 10:00 | FR | 79241
2018-02-02 11:00 | FR | 78165
2018-02-02 12:00 | FR | 77724
2018-02-02 13:00 | FR | 77114
2018-02-02 14:00 | FR | 74890
2018-02-02 15:00 | FR | 72662
2018-02-02 16:00 | FR | 71294
2018-02-02 17:00 | FR | 70932
2018-02-02 18:00 | FR | 74225
2018-02-02 19:00 | FR | 79133
2018-02-02 20:00 | FR | 77104
2018-02-02 21:00 | FR | 72739
2018-02-02 22:00 | FR | 69956
2018-02-02 23:00 | FR | 72853
2018-02-03 | FR | 71752
2018-02-03 01:00 | FR | 66783
2018-02-03 02:00 | FR | 65439
2018-02-03 03:00 | FR | 62954
2018-02-03 04:00 | FR | 60661
2018-02-03 05:00 | FR | 59949
2018-02-03 06:00 | FR | 61363
2018-02-03 07:00 | FR | 63809
2018-02-03 08:00 | FR | 66285
2018-02-03 09:00 | FR | 68742
2018-02-03 10:00 | FR | 71073
2018-02-03 11:00 | FR | 71464
2018-02-03 12:00 | FR | 72006
2018-02-03 13:00 | FR | 73046
2018-02-03 14:00 | FR | 69628
2018-02-03 15:00 | FR | 67194
2018-02-03 16:00 | FR | 65727
2018-02-03 17:00 | FR | 65244
2018-02-03 18:00 | FR | 68193
2018-02-03 19:00 | FR | 73011
2018-02-03 20:00 | FR | 71913
2018-02-03 21:00 | FR | 68597
2018-02-03 22:00 | FR | 66329
2018-02-03 23:00 | FR | 70180
2018-02-04 | FR | 70042
2018-02-04 01:00 | FR | 65668
2018-02-04 02:00 | FR | 64471
2018-02-04 03:00 | FR | 61915
2018-02-04 04:00 | FR | 59480
2018-02-04 05:00 | FR | 58515
2018-02-04 06:00 | FR | 59265
2018-02-04 07:00 | FR | 60607
2018-02-04 08:00 | FR | 62181
2018-02-04 09:00 | FR | 64544
2018-02-04 10:00 | FR | 67523
2018-02-04 11:00 | FR | 69196
2018-02-04 12:00 | FR | 70460
2018-02-04 13:00 | FR | 71412
2018-02-04 14:00 | FR | 67435
2018-02-04 15:00 | FR | 64618
2018-02-04 16:00 | FR | 63089
2018-02-04 17:00 | FR | 63267
2018-02-04 18:00 | FR | 66912
2018-02-04 19:00 | FR | 74099
2018-02-04 20:00 | FR | 74069
2018-02-04 21:00 | FR | 71563
2018-02-04 22:00 | FR | 68964
2018-02-04 23:00 | FR | 72197
2018-02-05 | FR | 71619
2018-02-05 01:00 | FR | 68106
2018-02-05 02:00 | FR | 67384
2018-02-05 03:00 | FR | 65444
2018-02-05 04:00 | FR | 63748
2018-02-05 05:00 | FR | 64327
2018-02-05 06:00 | FR | 68894
2018-02-05 07:00 | FR | 76857
2018-02-05 08:00 | FR | 81895
2018-02-05 09:00 | FR | 82764
2018-02-05 10:00 | FR | 83572
2018-02-05 11:00 | FR | 83736
2018-02-05 12:00 | FR | 84334
2018-02-05 13:00 | FR | 84355
2018-02-05 14:00 | FR | 82685
2018-02-05 15:00 | FR | 80334
2018-02-05 16:00 | FR | 79128
2018-02-05 17:00 | FR | 78627
2018-02-05 18:00 | FR | 81056
2018-02-05 19:00 | FR | 87041
2018-02-05 20:00 | FR | 84150
2018-02-05 21:00 | FR | 78906
2018-02-05 22:00 | FR | 75198
2018-02-05 23:00 | FR | 77955
2018-02-06 | FR | 76504
2018-02-06 01:00 | FR | 72030
2018-02-06 02:00 | FR | 71666
2018-02-06 03:00 | FR | 69407
2018-02-06 04:00 | FR | 66942
2018-02-06 05:00 | FR | 67090
2018-02-06 06:00 | FR | 71266
2018-02-06 07:00 | FR | 78394
2018-02-06 08:00 | FR | 82226
2018-02-06 09:00 | FR | 82920
2018-02-06 10:00 | FR | 83731
2018-02-06 11:00 | FR | 84028
2018-02-06 12:00 | FR | 85034
2018-02-06 13:00 | FR | 84531
2018-02-06 14:00 | FR | 82946
2018-02-06 15:00 | FR | 80688
2018-02-06 16:00 | FR | 79909
2018-02-06 17:00 | FR | 79714
2018-02-06 18:00 | FR | 81841
2018-02-06 19:00 | FR | 87441
2018-02-06 20:00 | FR | 84668
2018-02-06 21:00 | FR | 79876
2018-02-06 22:00 | FR | 76167
2018-02-06 23:00 | FR | 79021
2018-02-07 | FR | 77651
2018-02-07 01:00 | FR | 73179
2018-02-07 02:00 | FR | 73034
2018-02-07 03:00 | FR | 70615
2018-02-07 04:00 | FR | 68613
2018-02-07 05:00 | FR | 68879
2018-02-07 06:00 | FR | 72569
2018-02-07 07:00 | FR | 79244
2018-02-07 08:00 | FR | 83624
2018-02-07 09:00 | FR | 85064
2018-02-07 10:00 | FR | 85927
2018-02-07 11:00 | FR | 85790
2018-02-07 12:00 | FR | 86650
2018-02-07 13:00 | FR | 85992
2018-02-07 14:00 | FR | 84113
2018-02-07 15:00 | FR | 82146
2018-02-07 16:00 | FR | 80742
2018-02-07 17:00 | FR | 80203
2018-02-07 18:00 | FR | 82458
2018-02-07 19:00 | FR | 88868
2018-02-07 20:00 | FR | 86017
2018-02-07 21:00 | FR | 80855
2018-02-07 22:00 | FR | 77470
2018-02-07 23:00 | FR | 80314
2018-02-08 | FR | 79437
2018-02-08 01:00 | FR | 75337
2018-02-08 02:00 | FR | 75261
2018-02-08 03:00 | FR | 73043
2018-02-08 04:00 | FR | 70824
2018-02-08 05:00 | FR | 70962
2018-02-08 06:00 | FR | 74828
2018-02-08 07:00 | FR | 82161
2018-02-08 08:00 | FR | 86523
2018-02-08 09:00 | FR | 87030
2018-02-08 10:00 | FR | 87259
2018-02-08 11:00 | FR | 86254
2018-02-08 12:00 | FR | 85887
2018-02-08 13:00 | FR | 84580
2018-02-08 14:00 | FR | 81939
2018-02-08 15:00 | FR | 79316
2018-02-08 16:00 | FR | 77684
2018-02-08 17:00 | FR | 77303
2018-02-08 18:00 | FR | 80080
2018-02-08 19:00 | FR | 87147
2018-02-08 20:00 | FR | 84831
2018-02-08 21:00 | FR | 80405
2018-02-08 22:00 | FR | 77083
2018-02-08 23:00 | FR | 79838
2018-02-09 | FR | 79142
2018-02-09 01:00 | FR | 74876
2018-02-09 02:00 | FR | 74683
2018-02-09 03:00 | FR | 72673
2018-02-09 04:00 | FR | 70986
2018-02-09 05:00 | FR | 71003
2018-02-09 06:00 | FR | 74848
2018-02-09 07:00 | FR | 81961
2018-02-09 08:00 | FR | 86298
2018-02-09 09:00 | FR | 86978
2018-02-09 10:00 | FR | 87157
2018-02-09 11:00 | FR | 86318
2018-02-09 12:00 | FR | 86152
2018-02-09 13:00 | FR | 85114
2018-02-09 14:00 | FR | 82457
2018-02-09 15:00 | FR | 80016
2018-02-09 16:00 | FR | 78019
2018-02-09 17:00 | FR | 77016
2018-02-09 18:00 | FR | 79350
2018-02-09 19:00 | FR | 85191
2018-02-09 20:00 | FR | 83050
2018-02-09 21:00 | FR | 78663
2018-02-09 22:00 | FR | 75662
2018-02-09 23:00 | FR | 78769
2018-02-10 | FR | 77791
2018-02-10 01:00 | FR | 72939
2018-02-10 02:00 | FR | 72406
2018-02-10 03:00 | FR | 69701
2018-02-10 04:00 | FR | 67386
2018-02-10 05:00 | FR | 66833
2018-02-10 06:00 | FR | 68208
2018-02-10 07:00 | FR | 70543
2018-02-10 08:00 | FR | 72759
2018-02-10 09:00 | FR | 75809
2018-02-10 10:00 | FR | 77013
2018-02-10 11:00 | FR | 76129
2018-02-10 12:00 | FR | 75861
2018-02-10 13:00 | FR | 76013
2018-02-10 14:00 | FR | 72242
2018-02-10 15:00 | FR | 69266
2018-02-10 16:00 | FR | 67751
2018-02-10 17:00 | FR | 67725
2018-02-10 18:00 | FR | 70604
2018-02-10 19:00 | FR | 76992
2018-02-10 20:00 | FR | 76022
2018-02-10 21:00 | FR | 72875
2018-02-10 22:00 | FR | 70589
2018-02-10 23:00 | FR | 74130
2018-02-11 | FR | 73823
2018-02-11 01:00 | FR | 69829
2018-02-11 02:00 | FR | 68694
2018-02-11 03:00 | FR | 65918
2018-02-11 04:00 | FR | 62779
2018-02-11 05:00 | FR | 61379
2018-02-11 06:00 | FR | 61624
2018-02-11 07:00 | FR | 62501
2018-02-11 08:00 | FR | 63182
2018-02-11 09:00 | FR | 65490
2018-02-11 10:00 | FR | 67775
2018-02-11 11:00 | FR | 68951
2018-02-11 12:00 | FR | 69737
2018-02-11 13:00 | FR | 70698
2018-02-11 14:00 | FR | 66826
2018-02-11 15:00 | FR | 64325
2018-02-11 16:00 | FR | 63196
2018-02-11 17:00 | FR | 63164
2018-02-11 18:00 | FR | 65888
2018-02-11 19:00 | FR | 73124
2018-02-11 20:00 | FR | 73132
2018-02-11 21:00 | FR | 70557
2018-02-11 22:00 | FR | 67891
2018-02-11 23:00 | FR | 71195
2018-02-12 | FR | 70925
2018-02-12 01:00 | FR | 67313
2018-02-12 02:00 | FR | 66589
2018-02-12 03:00 | FR | 64970
2018-02-12 04:00 | FR | 63293
2018-02-12 05:00 | FR | 63956
2018-02-12 06:00 | FR | 68711
2018-02-12 07:00 | FR | 76466
2018-02-12 08:00 | FR | 80823
2018-02-12 09:00 | FR | 82003
2018-02-12 10:00 | FR | 81461
2018-02-12 11:00 | FR | 79911
2018-02-12 12:00 | FR | 79607
2018-02-12 13:00 | FR | 78431
2018-02-12 14:00 | FR | 76188
2018-02-12 15:00 | FR | 73392
2018-02-12 16:00 | FR | 72111
2018-02-12 17:00 | FR | 71831
2018-02-12 18:00 | FR | 74148
2018-02-12 19:00 | FR | 82533
2018-02-12 20:00 | FR | 81260
2018-02-12 21:00 | FR | 76798
2018-02-12 22:00 | FR | 73658
2018-02-12 23:00 | FR | 76829
2018-02-13 | FR | 76191
2018-02-13 01:00 | FR | 72048
2018-02-13 02:00 | FR | 72287
2018-02-13 03:00 | FR | 70179
2018-02-13 04:00 | FR | 68431
2018-02-13 05:00 | FR | 68888
2018-02-13 06:00 | FR | 73127
2018-02-13 07:00 | FR | 80439
2018-02-13 08:00 | FR | 84378
2018-02-13 09:00 | FR | 85337
2018-02-13 10:00 | FR | 85211
2018-02-13 11:00 | FR | 84770
2018-02-13 12:00 | FR | 85014
2018-02-13 13:00 | FR | 84526
2018-02-13 14:00 | FR | 82394
2018-02-13 15:00 | FR | 80166
2018-02-13 16:00 | FR | 78960
2018-02-13 17:00 | FR | 78375
2018-02-13 18:00 | FR | 80220
2018-02-13 19:00 | FR | 86795
2018-02-13 20:00 | FR | 84235
2018-02-13 21:00 | FR | 79385
2018-02-13 22:00 | FR | 75812
2018-02-13 23:00 | FR | 78285
2018-02-14 | FR | 77289
2018-02-14 01:00 | FR | 73052
2018-02-14 02:00 | FR | 73025
2018-02-14 03:00 | FR | 70741
2018-02-14 04:00 | FR | 68425
2018-02-14 05:00 | FR | 68556
2018-02-14 06:00 | FR | 72145
2018-02-14 07:00 | FR | 78607
2018-02-14 08:00 | FR | 82404
2018-02-14 09:00 | FR | 83986
2018-02-14 10:00 | FR | 84670
2018-02-14 11:00 | FR | 84258
2018-02-14 12:00 | FR | 84195
2018-02-14 13:00 | FR | 83711
2018-02-14 14:00 | FR | 82005
2018-02-14 15:00 | FR | 79690
2018-02-14 16:00 | FR | 77976
2018-02-14 17:00 | FR | 77121
2018-02-14 18:00 | FR | 78789
2018-02-14 19:00 | FR | 84929
2018-02-14 20:00 | FR | 82197
2018-02-14 21:00 | FR | 76783
2018-02-14 22:00 | FR | 73226
2018-02-14 23:00 | FR | 75635
2018-02-15 | FR | 74116
2018-02-15 01:00 | FR | 69617
2018-02-15 02:00 | FR | 68890
2018-02-15 03:00 | FR | 66416
2018-02-15 04:00 | FR | 63686
2018-02-15 05:00 | FR | 63320
2018-02-15 06:00 | FR | 66541
2018-02-15 07:00 | FR | 73072
2018-02-15 08:00 | FR | 76486
2018-02-15 09:00 | FR | 77391
2018-02-15 10:00 | FR | 77530
2018-02-15 11:00 | FR | 77027
2018-02-15 12:00 | FR | 77427
2018-02-15 13:00 | FR | 76618
2018-02-15 14:00 | FR | 74496
2018-02-15 15:00 | FR | 72192
2018-02-15 16:00 | FR | 70300
2018-02-15 17:00 | FR | 69572
2018-02-15 18:00 | FR | 70989
2018-02-15 19:00 | FR | 77569
2018-02-15 20:00 | FR | 75301
2018-02-15 21:00 | FR | 70569
2018-02-15 22:00 | FR | 67238
2018-02-15 23:00 | FR | 69722
2018-02-16 | FR | 68848
2018-02-16 01:00 | FR | 64427
2018-02-16 02:00 | FR | 63492
2018-02-16 03:00 | FR | 61374
2018-02-16 04:00 | FR | 59412
2018-02-16 05:00 | FR | 59829
2018-02-16 06:00 | FR | 63826
2018-02-16 07:00 | FR | 71240
2018-02-16 08:00 | FR | 75518
2018-02-16 09:00 | FR | 76676
2018-02-16 10:00 | FR | 76373
2018-02-16 11:00 | FR | 75098
2018-02-16 12:00 | FR | 74504
2018-02-16 13:00 | FR | 73257
2018-02-16 14:00 | FR | 70773
2018-02-16 15:00 | FR | 68022
2018-02-16 16:00 | FR | 66400
2018-02-16 17:00 | FR | 65299
2018-02-16 18:00 | FR | 67514
2018-02-16 19:00 | FR | 74075
2018-02-16 20:00 | FR | 72444
2018-02-16 21:00 | FR | 68446
2018-02-16 22:00 | FR | 65687
2018-02-16 23:00 | FR | 68579
2018-02-17 | FR | 67542
2018-02-17 01:00 | FR | 62930
2018-02-17 02:00 | FR | 61288
2018-02-17 03:00 | FR | 58357
2018-02-17 04:00 | FR | 55818
2018-02-17 05:00 | FR | 55498
2018-02-17 06:00 | FR | 56909
2018-02-17 07:00 | FR | 59169
2018-02-17 08:00 | FR | 61050
2018-02-17 09:00 | FR | 64350
2018-02-17 10:00 | FR | 66673
2018-02-17 11:00 | FR | 67113
2018-02-17 12:00 | FR | 67838
2018-02-17 13:00 | FR | 68626
2018-02-17 14:00 | FR | 64954
2018-02-17 15:00 | FR | 62103
2018-02-17 16:00 | FR | 60101
2018-02-17 17:00 | FR | 59220
2018-02-17 18:00 | FR | 61115
2018-02-17 19:00 | FR | 67761
2018-02-17 20:00 | FR | 67509
2018-02-17 21:00 | FR | 64512
2018-02-17 22:00 | FR | 62614
2018-02-17 23:00 | FR | 66849
2018-02-18 | FR | 67035
2018-02-18 01:00 | FR | 62973
2018-02-18 02:00 | FR | 62072
2018-02-18 03:00 | FR | 59709
2018-02-18 04:00 | FR | 57266
2018-02-18 05:00 | FR | 56398
2018-02-18 06:00 | FR | 57170
2018-02-18 07:00 | FR | 58568
2018-02-18 08:00 | FR | 59375
2018-02-18 09:00 | FR | 61908
2018-02-18 10:00 | FR | 64206
2018-02-18 11:00 | FR | 65301
2018-02-18 12:00 | FR | 66165
2018-02-18 13:00 | FR | 66578
2018-02-18 14:00 | FR | 62597
2018-02-18 15:00 | FR | 59516
2018-02-18 16:00 | FR | 58190
2018-02-18 17:00 | FR | 57821
2018-02-18 18:00 | FR | 60537
2018-02-18 19:00 | FR | 68194
2018-02-18 20:00 | FR | 68598
2018-02-18 21:00 | FR | 66174
2018-02-18 22:00 | FR | 63832
2018-02-18 23:00 | FR | 67116
2018-02-19 | FR | 66715
2018-02-19 01:00 | FR | 62965
2018-02-19 02:00 | FR | 62410
2018-02-19 03:00 | FR | 60309
2018-02-19 04:00 | FR | 58554
2018-02-19 05:00 | FR | 59262
2018-02-19 06:00 | FR | 63475
2018-02-19 07:00 | FR | 70586
2018-02-19 08:00 | FR | 74480
2018-02-19 09:00 | FR | 76445
2018-02-19 10:00 | FR | 77228
2018-02-19 11:00 | FR | 77070
2018-02-19 12:00 | FR | 77693
2018-02-19 13:00 | FR | 76963
2018-02-19 14:00 | FR | 75077
2018-02-19 15:00 | FR | 72714
2018-02-19 16:00 | FR | 71354
2018-02-19 17:00 | FR | 70910
2018-02-19 18:00 | FR | 72334
2018-02-19 19:00 | FR | 78648
2018-02-19 20:00 | FR | 76476
2018-02-19 21:00 | FR | 71432
2018-02-19 22:00 | FR | 67790
2018-02-19 23:00 | FR | 70433
2018-02-20 | FR | 69489
2018-02-20 01:00 | FR | 64947
2018-02-20 02:00 | FR | 63893
2018-02-20 03:00 | FR | 61517
2018-02-20 04:00 | FR | 59524
2018-02-20 05:00 | FR | 59762
2018-02-20 06:00 | FR | 63238
2018-02-20 07:00 | FR | 69958
2018-02-20 08:00 | FR | 73579
2018-02-20 09:00 | FR | 75424
2018-02-20 10:00 | FR | 76033
2018-02-20 11:00 | FR | 75905
2018-02-20 12:00 | FR | 76325
2018-02-20 13:00 | FR | 75615
2018-02-20 14:00 | FR | 73524
2018-02-20 15:00 | FR | 71529
2018-02-20 16:00 | FR | 70263
2018-02-20 17:00 | FR | 69664
2018-02-20 18:00 | FR | 71682
2018-02-20 19:00 | FR | 78399
2018-02-20 20:00 | FR | 76521
2018-02-20 21:00 | FR | 71925
2018-02-20 22:00 | FR | 68750
2018-02-20 23:00 | FR | 71563
2018-02-21 | FR | 70610
2018-02-21 01:00 | FR | 66439
2018-02-21 02:00 | FR | 65738
2018-02-21 03:00 | FR | 63707
2018-02-21 04:00 | FR | 61966
2018-02-21 05:00 | FR | 62604
2018-02-21 06:00 | FR | 66690
2018-02-21 07:00 | FR | 73444
2018-02-21 08:00 | FR | 77267
2018-02-21 09:00 | FR | 79636
2018-02-21 10:00 | FR | 79738
2018-02-21 11:00 | FR | 78772
2018-02-21 12:00 | FR | 78914
2018-02-21 13:00 | FR | 77770
2018-02-21 14:00 | FR | 75943
2018-02-21 15:00 | FR | 73279
2018-02-21 16:00 | FR | 71688
2018-02-21 17:00 | FR | 71047
2018-02-21 18:00 | FR | 73119
2018-02-21 19:00 | FR | 81221
2018-02-21 20:00 | FR | 80212
2018-02-21 21:00 | FR | 75773
2018-02-21 22:00 | FR | 72605
2018-02-21 23:00 | FR | 75560
2018-02-22 | FR | 74948
2018-02-22 01:00 | FR | 71166
2018-02-22 02:00 | FR | 70474
2018-02-22 03:00 | FR | 68656
2018-02-22 04:00 | FR | 66794
2018-02-22 05:00 | FR | 67335
2018-02-22 06:00 | FR | 71490
2018-02-22 07:00 | FR | 78322
2018-02-22 08:00 | FR | 82103
2018-02-22 09:00 | FR | 83991
2018-02-22 10:00 | FR | 83817
2018-02-22 11:00 | FR | 82689
2018-02-22 12:00 | FR | 82810
2018-02-22 13:00 | FR | 81485
2018-02-22 14:00 | FR | 79142
2018-02-22 15:00 | FR | 76440
2018-02-22 16:00 | FR | 74947
2018-02-22 17:00 | FR | 74308
2018-02-22 18:00 | FR | 76161
2018-02-22 19:00 | FR | 83610
2018-02-22 20:00 | FR | 82635
2018-02-22 21:00 | FR | 78441
2018-02-22 22:00 | FR | 75242
2018-02-22 23:00 | FR | 78089
2018-02-23 | FR | 77337
2018-02-23 01:00 | FR | 73304
2018-02-23 02:00 | FR | 72802
2018-02-23 03:00 | FR | 70953
2018-02-23 04:00 | FR | 69165
2018-02-23 05:00 | FR | 69644
2018-02-23 06:00 | FR | 73854
2018-02-23 07:00 | FR | 80211
2018-02-23 08:00 | FR | 83345
2018-02-23 09:00 | FR | 85122
2018-02-23 10:00 | FR | 84994
2018-02-23 11:00 | FR | 83876
2018-02-23 12:00 | FR | 83333
2018-02-23 13:00 | FR | 82131
2018-02-23 14:00 | FR | 79266
2018-02-23 15:00 | FR | 76587
2018-02-23 16:00 | FR | 74653
2018-02-23 17:00 | FR | 73691
2018-02-23 18:00 | FR | 75702
2018-02-23 19:00 | FR | 82164
2018-02-23 20:00 | FR | 81862
2018-02-23 21:00 | FR | 77879
2018-02-23 22:00 | FR | 75137
2018-02-23 23:00 | FR | 78346
2018-02-24 | FR | 77245
2018-02-24 01:00 | FR | 72961
2018-02-24 02:00 | FR | 72742
2018-02-24 03:00 | FR | 70210
2018-02-24 04:00 | FR | 67938
2018-02-24 05:00 | FR | 67408
2018-02-24 06:00 | FR | 68920
2018-02-24 07:00 | FR | 71321
2018-02-24 08:00 | FR | 72925
2018-02-24 09:00 | FR | 76091
2018-02-24 10:00 | FR | 77405
2018-02-24 11:00 | FR | 76535
2018-02-24 12:00 | FR | 76226
2018-02-24 13:00 | FR | 76317
2018-02-24 14:00 | FR | 72335
2018-02-24 15:00 | FR | 69151
2018-02-24 16:00 | FR | 67389
2018-02-24 17:00 | FR | 66475
2018-02-24 18:00 | FR | 68289
2018-02-24 19:00 | FR | 75209
2018-02-24 20:00 | FR | 75658
2018-02-24 21:00 | FR | 72837
2018-02-24 22:00 | FR | 70656
2018-02-24 23:00 | FR | 74750
2018-02-25 | FR | 74542
2018-02-25 01:00 | FR | 70926
2018-02-25 02:00 | FR | 70236
2018-02-25 03:00 | FR | 67930
2018-02-25 04:00 | FR | 65581
2018-02-25 05:00 | FR | 64683
2018-02-25 06:00 | FR | 65523
2018-02-25 07:00 | FR | 66915
2018-02-25 08:00 | FR | 67859
2018-02-25 09:00 | FR | 70619
2018-02-25 10:00 | FR | 72782
2018-02-25 11:00 | FR | 73329
2018-02-25 12:00 | FR | 73765
2018-02-25 13:00 | FR | 73849
2018-02-25 14:00 | FR | 69371
2018-02-25 15:00 | FR | 66070
2018-02-25 16:00 | FR | 64338
2018-02-25 17:00 | FR | 63676
2018-02-25 18:00 | FR | 66356
2018-02-25 19:00 | FR | 74809
2018-02-25 20:00 | FR | 77139
2018-02-25 21:00 | FR | 75338
2018-02-25 22:00 | FR | 73364
2018-02-25 23:00 | FR | 76942
2018-02-26 | FR | 76738
2018-02-26 01:00 | FR | 73048
2018-02-26 02:00 | FR | 72787
2018-02-26 03:00 | FR | 71374
2018-02-26 04:00 | FR | 70063
2018-02-26 05:00 | FR | 70867
2018-02-26 06:00 | FR | 75409
2018-02-26 07:00 | FR | 82303
2018-02-26 08:00 | FR | 85606
2018-02-26 09:00 | FR | 87868
2018-02-26 10:00 | FR | 88044
2018-02-26 11:00 | FR | 87333
2018-02-26 12:00 | FR | 87497
2018-02-26 13:00 | FR | 86888
2018-02-26 14:00 | FR | 85037
2018-02-26 15:00 | FR | 82320
2018-02-26 16:00 | FR | 81050
2018-02-26 17:00 | FR | 80502
2018-02-26 18:00 | FR | 82515
2018-02-26 19:00 | FR | 90615
2018-02-26 20:00 | FR | 90360
2018-02-26 21:00 | FR | 86145
2018-02-26 22:00 | FR | 82720
2018-02-26 23:00 | FR | 85901
2018-02-27 | FR | 85241
2018-02-27 01:00 | FR | 81333
2018-02-27 02:00 | FR | 81743
2018-02-27 03:00 | FR | 79902
2018-02-27 04:00 | FR | 78202
2018-02-27 05:00 | FR | 78422
2018-02-27 06:00 | FR | 82333
2018-02-27 07:00 | FR | 88115
2018-02-27 08:00 | FR | 90688
2018-02-27 09:00 | FR | 92853
2018-02-27 10:00 | FR | 92553
2018-02-27 11:00 | FR | 92000
2018-02-27 12:00 | FR | 92720
2018-02-27 13:00 | FR | 91770
2018-02-27 14:00 | FR | 89354
2018-02-27 15:00 | FR | 86511
2018-02-27 16:00 | FR | 85091
2018-02-27 17:00 | FR | 84209
2018-02-27 18:00 | FR | 85764
2018-02-27 19:00 | FR | 93147
2018-02-27 20:00 | FR | 92871
2018-02-27 21:00 | FR | 88723
2018-02-27 22:00 | FR | 85624
2018-02-27 23:00 | FR | 88585
2018-02-28 | FR | 88008
2018-02-28 01:00 | FR | 84101
2018-02-28 02:00 | FR | 84443
2018-02-28 03:00 | FR | 82428
2018-02-28 04:00 | FR | 80534
2018-02-28 05:00 | FR | 80750
2018-02-28 06:00 | FR | 84366
2018-02-28 07:00 | FR | 89947
2018-02-28 08:00 | FR | 92556
2018-02-28 09:00 | FR | 95026
2018-02-28 10:00 | FR | 95647
2018-02-28 11:00 | FR | 95420
2018-02-28 12:00 | FR | 95752
2018-02-28 13:00 | FR | 95116
2018-02-28 14:00 | FR | 92909
2018-02-28 15:00 | FR | 91091
2018-02-28 16:00 | FR | 89926
2018-02-28 17:00 | FR | 89046
2018-02-28 18:00 | FR | 90260
2018-02-28 19:00 | FR | 95987
2018-02-28 20:00 | FR | 94458
2018-02-28 21:00 | FR | 89390
2018-02-28 22:00 | FR | 85659
2018-02-28 23:00 | FR | 87987
2018-03-01 | FR | 86643
2018-03-01 01:00 | FR | 82551
2018-03-01 02:00 | FR | 82426
2018-03-01 03:00 | FR | 80029
2018-03-01 04:00 | FR | 77627
2018-03-01 05:00 | FR | 77301
2018-03-01 06:00 | FR | 80211
2018-03-01 07:00 | FR | 85160
2018-03-01 08:00 | FR | 86921
2018-03-01 09:00 | FR | 89573
2018-03-01 10:00 | FR | 90821
2018-03-01 11:00 | FR | 90833
2018-03-01 12:00 | FR | 90944
2018-03-01 13:00 | FR | 90073
2018-03-01 14:00 | FR | 88123
2018-03-01 15:00 | FR | 85759
2018-03-01 16:00 | FR | 84071
2018-03-01 17:00 | FR | 83114
2018-03-01 18:00 | FR | 83519
2018-03-01 19:00 | FR | 88666
2018-03-01 20:00 | FR | 87153
2018-03-01 21:00 | FR | 81684
2018-03-01 22:00 | FR | 77978
2018-03-01 23:00 | FR | 80338
2018-03-02 | FR | 79068
2018-03-02 01:00 | FR | 74825
2018-03-02 02:00 | FR | 74725
2018-03-02 03:00 | FR | 72142
2018-03-02 04:00 | FR | 69868
2018-03-02 05:00 | FR | 69524
2018-03-02 06:00 | FR | 72725
2018-03-02 07:00 | FR | 77986
2018-03-02 08:00 | FR | 80367
2018-03-02 09:00 | FR | 83111
2018-03-02 10:00 | FR | 84116
2018-03-02 11:00 | FR | 84308
2018-03-02 12:00 | FR | 84113
2018-03-02 13:00 | FR | 83390
2018-03-02 14:00 | FR | 80184
2018-03-02 15:00 | FR | 76500
2018-03-02 16:00 | FR | 74111
2018-03-02 17:00 | FR | 72151
2018-03-02 18:00 | FR | 73200
2018-03-02 19:00 | FR | 79056
2018-03-02 20:00 | FR | 78946
2018-03-02 21:00 | FR | 74814
2018-03-02 22:00 | FR | 71943
2018-03-02 23:00 | FR | 75293
2018-03-03 | FR | 74514
2018-03-03 01:00 | FR | 70099
2018-03-03 02:00 | FR | 69403
2018-03-03 03:00 | FR | 66633
2018-03-03 04:00 | FR | 64208
2018-03-03 05:00 | FR | 63027
2018-03-03 06:00 | FR | 64193
2018-03-03 07:00 | FR | 65927
2018-03-03 08:00 | FR | 67029
2018-03-03 09:00 | FR | 69870
2018-03-03 10:00 | FR | 71348
2018-03-03 11:00 | FR | 70875
2018-03-03 12:00 | FR | 70684
2018-03-03 13:00 | FR | 70914
2018-03-03 14:00 | FR | 67035
2018-03-03 15:00 | FR | 63765
2018-03-03 16:00 | FR | 61511
2018-03-03 17:00 | FR | 60439
2018-03-03 18:00 | FR | 61775
2018-03-03 19:00 | FR | 68127
2018-03-03 20:00 | FR | 69042
2018-03-03 21:00 | FR | 65816
2018-03-03 22:00 | FR | 64041
2018-03-03 23:00 | FR | 67756
2018-03-04 | FR | 67711
2018-03-04 01:00 | FR | 63844
2018-03-04 02:00 | FR | 62819
2018-03-04 03:00 | FR | 60311
2018-03-04 04:00 | FR | 57739
2018-03-04 05:00 | FR | 56648
2018-03-04 06:00 | FR | 57129
2018-03-04 07:00 | FR | 58133
2018-03-04 08:00 | FR | 58423
2018-03-04 09:00 | FR | 60770
2018-03-04 10:00 | FR | 63050
2018-03-04 11:00 | FR | 64425
2018-03-04 12:00 | FR | 65612
2018-03-04 13:00 | FR | 66538
2018-03-04 14:00 | FR | 62920
2018-03-04 15:00 | FR | 59928
2018-03-04 16:00 | FR | 58501
2018-03-04 17:00 | FR | 57739
2018-03-04 18:00 | FR | 59218
2018-03-04 19:00 | FR | 65722
2018-03-04 20:00 | FR | 67694
2018-03-04 21:00 | FR | 65287
2018-03-04 22:00 | FR | 63098
2018-03-04 23:00 | FR | 66384
2018-03-05 | FR | 65886
2018-03-05 01:00 | FR | 62220
2018-03-05 02:00 | FR | 61314
2018-03-05 03:00 | FR | 59437
2018-03-05 04:00 | FR | 57557
2018-03-05 05:00 | FR | 58141
2018-03-05 06:00 | FR | 62235
2018-03-05 07:00 | FR | 68828
2018-03-05 08:00 | FR | 71986
2018-03-05 09:00 | FR | 73974
2018-03-05 10:00 | FR | 74035
2018-03-05 11:00 | FR | 73357
2018-03-05 12:00 | FR | 73040
2018-03-05 13:00 | FR | 72050
2018-03-05 14:00 | FR | 70034
2018-03-05 15:00 | FR | 67362
2018-03-05 16:00 | FR | 66202
2018-03-05 17:00 | FR | 65226
2018-03-05 18:00 | FR | 66272
2018-03-05 19:00 | FR | 72450
2018-03-05 20:00 | FR | 72401
2018-03-05 21:00 | FR | 67671
2018-03-05 22:00 | FR | 64501
2018-03-05 23:00 | FR | 67097
2018-03-06 | FR | 66439
2018-03-06 01:00 | FR | 62362
2018-03-06 02:00 | FR | 61383
2018-03-06 03:00 | FR | 59265
2018-03-06 04:00 | FR | 57473
2018-03-06 05:00 | FR | 57796
2018-03-06 06:00 | FR | 61598
2018-03-06 07:00 | FR | 67839
2018-03-06 08:00 | FR | 71486
2018-03-06 09:00 | FR | 72854
2018-03-06 10:00 | FR | 72576
2018-03-06 11:00 | FR | 71953
2018-03-06 12:00 | FR | 71711
2018-03-06 13:00 | FR | 70995
2018-03-06 14:00 | FR | 69478
2018-03-06 15:00 | FR | 67058
2018-03-06 16:00 | FR | 65503
2018-03-06 17:00 | FR | 64909
2018-03-06 18:00 | FR | 66280
2018-03-06 19:00 | FR | 72992
2018-03-06 20:00 | FR | 72914
2018-03-06 21:00 | FR | 68002
2018-03-06 22:00 | FR | 65180
2018-03-06 23:00 | FR | 67918
2018-03-07 | FR | 67286
2018-03-07 01:00 | FR | 62893
2018-03-07 02:00 | FR | 61835
2018-03-07 03:00 | FR | 59709
2018-03-07 04:00 | FR | 57959
2018-03-07 05:00 | FR | 58319
2018-03-07 06:00 | FR | 62122
2018-03-07 07:00 | FR | 68700
2018-03-07 08:00 | FR | 72085
2018-03-07 09:00 | FR | 74011
2018-03-07 10:00 | FR | 74208
2018-03-07 11:00 | FR | 73378
2018-03-07 12:00 | FR | 73489
2018-03-07 13:00 | FR | 72727
2018-03-07 14:00 | FR | 71051
2018-03-07 15:00 | FR | 68272
2018-03-07 16:00 | FR | 66727
2018-03-07 17:00 | FR | 65579
2018-03-07 18:00 | FR | 66262
2018-03-07 19:00 | FR | 72637
2018-03-07 20:00 | FR | 73983
2018-03-07 21:00 | FR | 69518
2018-03-07 22:00 | FR | 66453
2018-03-07 23:00 | FR | 69736
2018-03-08 | FR | 68776
2018-03-08 01:00 | FR | 64577
2018-03-08 02:00 | FR | 63662
2018-03-08 03:00 | FR | 61640
2018-03-08 04:00 | FR | 59872
2018-03-08 05:00 | FR | 60048
2018-03-08 06:00 | FR | 63918
2018-03-08 07:00 | FR | 70294
2018-03-08 08:00 | FR | 73099
2018-03-08 09:00 | FR | 74667
2018-03-08 10:00 | FR | 74242
2018-03-08 11:00 | FR | 73038
2018-03-08 12:00 | FR | 72843
2018-03-08 13:00 | FR | 71789
2018-03-08 14:00 | FR | 69609
2018-03-08 15:00 | FR | 67029
2018-03-08 16:00 | FR | 65377
2018-03-08 17:00 | FR | 64506
2018-03-08 18:00 | FR | 65342
2018-03-08 19:00 | FR | 71614
2018-03-08 20:00 | FR | 72269
2018-03-08 21:00 | FR | 67588
2018-03-08 22:00 | FR | 64365
2018-03-08 23:00 | FR | 67128
2018-03-09 | FR | 66356
2018-03-09 01:00 | FR | 61555
2018-03-09 02:00 | FR | 60347
2018-03-09 03:00 | FR | 57982
2018-03-09 04:00 | FR | 56186
2018-03-09 05:00 | FR | 56213
2018-03-09 06:00 | FR | 59808
2018-03-09 07:00 | FR | 65633
2018-03-09 08:00 | FR | 68694
2018-03-09 09:00 | FR | 70055
2018-03-09 10:00 | FR | 70217
2018-03-09 11:00 | FR | 69900
2018-03-09 12:00 | FR | 69743
2018-03-09 13:00 | FR | 69159
2018-03-09 14:00 | FR | 66969
2018-03-09 15:00 | FR | 64414
2018-03-09 16:00 | FR | 62683
2018-03-09 17:00 | FR | 61931
2018-03-09 18:00 | FR | 63180
2018-03-09 19:00 | FR | 67780
2018-03-09 20:00 | FR | 67959
2018-03-09 21:00 | FR | 62994
2018-03-09 22:00 | FR | 59972
2018-03-09 23:00 | FR | 62760
2018-03-10 | FR | 61842
2018-03-10 01:00 | FR | 57010
2018-03-10 02:00 | FR | 55389
2018-03-10 03:00 | FR | 52669
2018-03-10 04:00 | FR | 50318
2018-03-10 05:00 | FR | 49532
2018-03-10 06:00 | FR | 50692
2018-03-10 07:00 | FR | 52523
2018-03-10 08:00 | FR | 53996
2018-03-10 09:00 | FR | 56907
2018-03-10 10:00 | FR | 58768
2018-03-10 11:00 | FR | 58976
2018-03-10 12:00 | FR | 59637
2018-03-10 13:00 | FR | 60569
2018-03-10 14:00 | FR | 57257
2018-03-10 15:00 | FR | 54300
2018-03-10 16:00 | FR | 52519
2018-03-10 17:00 | FR | 51503
2018-03-10 18:00 | FR | 52569
2018-03-10 19:00 | FR | 57413
2018-03-10 20:00 | FR | 58918
2018-03-10 21:00 | FR | 55561
2018-03-10 22:00 | FR | 53435
2018-03-10 23:00 | FR | 57009
2018-03-11 | FR | 56881
2018-03-11 01:00 | FR | 52812
2018-03-11 02:00 | FR | 51356
2018-03-11 03:00 | FR | 48410
2018-03-11 04:00 | FR | 46029
2018-03-11 05:00 | FR | 45153
2018-03-11 06:00 | FR | 45734
2018-03-11 07:00 | FR | 46418
2018-03-11 08:00 | FR | 47001
2018-03-11 09:00 | FR | 49570
2018-03-11 10:00 | FR | 51726
2018-03-11 11:00 | FR | 52936
2018-03-11 12:00 | FR | 54110
2018-03-11 13:00 | FR | 55206
2018-03-11 14:00 | FR | 51487
2018-03-11 15:00 | FR | 49036
2018-03-11 16:00 | FR | 47341
2018-03-11 17:00 | FR | 46418
2018-03-11 18:00 | FR | 48458
2018-03-11 19:00 | FR | 54822
2018-03-11 20:00 | FR | 57435
2018-03-11 21:00 | FR | 55160
2018-03-11 22:00 | FR | 52988
2018-03-11 23:00 | FR | 56063
2018-03-12 | FR | 55853
2018-03-12 01:00 | FR | 52369
2018-03-12 02:00 | FR | 51527
2018-03-12 03:00 | FR | 49262
2018-03-12 04:00 | FR | 47756
2018-03-12 05:00 | FR | 48428
2018-03-12 06:00 | FR | 52675
2018-03-12 07:00 | FR | 59509
2018-03-12 08:00 | FR | 62937
2018-03-12 09:00 | FR | 64862
2018-03-12 10:00 | FR | 65104
2018-03-12 11:00 | FR | 65165
2018-03-12 12:00 | FR | 65962
2018-03-12 13:00 | FR | 65740
2018-03-12 14:00 | FR | 64267
2018-03-12 15:00 | FR | 62460
2018-03-12 16:00 | FR | 61568
2018-03-12 17:00 | FR | 60730
2018-03-12 18:00 | FR | 61798
2018-03-12 19:00 | FR | 67725
2018-03-12 20:00 | FR | 68189
2018-03-12 21:00 | FR | 63498
2018-03-12 22:00 | FR | 60086
2018-03-12 23:00 | FR | 62660
2018-03-13 | FR | 61972
2018-03-13 01:00 | FR | 57492
2018-03-13 02:00 | FR | 56532
2018-03-13 03:00 | FR | 54628
2018-03-13 04:00 | FR | 52917
2018-03-13 05:00 | FR | 53351
2018-03-13 06:00 | FR | 57406
2018-03-13 07:00 | FR | 64226
2018-03-13 08:00 | FR | 67831
2018-03-13 09:00 | FR | 68631
2018-03-13 10:00 | FR | 68158
2018-03-13 11:00 | FR | 67421
2018-03-13 12:00 | FR | 67489
2018-03-13 13:00 | FR | 66959
2018-03-13 14:00 | FR | 64993
2018-03-13 15:00 | FR | 62830
2018-03-13 16:00 | FR | 61003
2018-03-13 17:00 | FR | 60005
2018-03-13 18:00 | FR | 61095
2018-03-13 19:00 | FR | 66680
2018-03-13 20:00 | FR | 68332
2018-03-13 21:00 | FR | 63832
2018-03-13 22:00 | FR | 60560
2018-03-13 23:00 | FR | 63534
2018-03-14 | FR | 62912
2018-03-14 01:00 | FR | 58707
2018-03-14 02:00 | FR | 57825
2018-03-14 03:00 | FR | 55954
2018-03-14 04:00 | FR | 54626
2018-03-14 05:00 | FR | 55254
2018-03-14 06:00 | FR | 59605
2018-03-14 07:00 | FR | 65950
2018-03-14 08:00 | FR | 69012
2018-03-14 09:00 | FR | 69719
2018-03-14 10:00 | FR | 68315
2018-03-14 11:00 | FR | 66733
2018-03-14 12:00 | FR | 66227
2018-03-14 13:00 | FR | 65550
2018-03-14 14:00 | FR | 63487
2018-03-14 15:00 | FR | 61268
2018-03-14 16:00 | FR | 59762
2018-03-14 17:00 | FR | 59029
2018-03-14 18:00 | FR | 60315
2018-03-14 19:00 | FR | 66629
2018-03-14 20:00 | FR | 67364
2018-03-14 21:00 | FR | 62879
2018-03-14 22:00 | FR | 59427
2018-03-14 23:00 | FR | 61880
2018-03-15 | FR | 61220
2018-03-15 01:00 | FR | 56941
2018-03-15 02:00 | FR | 55939
2018-03-15 03:00 | FR | 53615
2018-03-15 04:00 | FR | 51586
2018-03-15 05:00 | FR | 51673
2018-03-15 06:00 | FR | 55607
2018-03-15 07:00 | FR | 62104
2018-03-15 08:00 | FR | 65736
2018-03-15 09:00 | FR | 67176
2018-03-15 10:00 | FR | 67424
2018-03-15 11:00 | FR | 67343
2018-03-15 12:00 | FR | 67969
2018-03-15 13:00 | FR | 67399
2018-03-15 14:00 | FR | 65728
2018-03-15 15:00 | FR | 63668
2018-03-15 16:00 | FR | 62095
2018-03-15 17:00 | FR | 61112
2018-03-15 18:00 | FR | 62099
2018-03-15 19:00 | FR | 67077
2018-03-15 20:00 | FR | 68085
2018-03-15 21:00 | FR | 63304
2018-03-15 22:00 | FR | 60070
2018-03-15 23:00 | FR | 62828
2018-03-16 | FR | 62078
2018-03-16 01:00 | FR | 57667
2018-03-16 02:00 | FR | 56502
2018-03-16 03:00 | FR | 54457
2018-03-16 04:00 | FR | 52689
2018-03-16 05:00 | FR | 53110
2018-03-16 06:00 | FR | 57061
2018-03-16 07:00 | FR | 63510
2018-03-16 08:00 | FR | 66988
2018-03-16 09:00 | FR | 67702
2018-03-16 10:00 | FR | 67198
2018-03-16 11:00 | FR | 65845
2018-03-16 12:00 | FR | 65518
2018-03-16 13:00 | FR | 64869
2018-03-16 14:00 | FR | 62915
2018-03-16 15:00 | FR | 60514
2018-03-16 16:00 | FR | 58949
2018-03-16 17:00 | FR | 57821
2018-03-16 18:00 | FR | 59247
2018-03-16 19:00 | FR | 64170
2018-03-16 20:00 | FR | 65837
2018-03-16 21:00 | FR | 61867
2018-03-16 22:00 | FR | 59446
2018-03-16 23:00 | FR | 62525
2018-03-17 | FR | 61916
2018-03-17 01:00 | FR | 57294
2018-03-17 02:00 | FR | 55969
2018-03-17 03:00 | FR | 53693
2018-03-17 04:00 | FR | 51604
2018-03-17 05:00 | FR | 51230
2018-03-17 06:00 | FR | 52985
2018-03-17 07:00 | FR | 54806
2018-03-17 08:00 | FR | 57132
2018-03-17 09:00 | FR | 60309
2018-03-17 10:00 | FR | 62432
2018-03-17 11:00 | FR | 62693
2018-03-17 12:00 | FR | 63774
2018-03-17 13:00 | FR | 65088
2018-03-17 14:00 | FR | 62061
2018-03-17 15:00 | FR | 60190
2018-03-17 16:00 | FR | 59031
2018-03-17 17:00 | FR | 58756
2018-03-17 18:00 | FR | 60339
2018-03-17 19:00 | FR | 64945
2018-03-17 20:00 | FR | 66846
2018-03-17 21:00 | FR | 63552
2018-03-17 22:00 | FR | 61376
2018-03-17 23:00 | FR | 65345
2018-03-18 | FR | 65117
2018-03-18 01:00 | FR | 61008
2018-03-18 02:00 | FR | 60010
2018-03-18 03:00 | FR | 57532
2018-03-18 04:00 | FR | 55137
2018-03-18 05:00 | FR | 54363
2018-03-18 06:00 | FR | 55151
2018-03-18 07:00 | FR | 55590
2018-03-18 08:00 | FR | 57078
2018-03-18 09:00 | FR | 60120
2018-03-18 10:00 | FR | 62760
2018-03-18 11:00 | FR | 64177
2018-03-18 12:00 | FR | 66003
2018-03-18 13:00 | FR | 66887
2018-03-18 14:00 | FR | 63194
2018-03-18 15:00 | FR | 60509
2018-03-18 16:00 | FR | 59380
2018-03-18 17:00 | FR | 59055
2018-03-18 18:00 | FR | 60908
2018-03-18 19:00 | FR | 66648
2018-03-18 20:00 | FR | 69736
2018-03-18 21:00 | FR | 67277
2018-03-18 22:00 | FR | 64812
2018-03-18 23:00 | FR | 68057
2018-03-19 | FR | 67687
2018-03-19 01:00 | FR | 63823
2018-03-19 02:00 | FR | 63536
2018-03-19 03:00 | FR | 61665
2018-03-19 04:00 | FR | 60071
2018-03-19 05:00 | FR | 60938
2018-03-19 06:00 | FR | 65670
2018-03-19 07:00 | FR | 72261
2018-03-19 08:00 | FR | 76543
2018-03-19 09:00 | FR | 77857
2018-03-19 10:00 | FR | 78258
2018-03-19 11:00 | FR | 78004
2018-03-19 12:00 | FR | 78054
2018-03-19 13:00 | FR | 77984
2018-03-19 14:00 | FR | 76410
2018-03-19 15:00 | FR | 74217
2018-03-19 16:00 | FR | 73164
2018-03-19 17:00 | FR | 72722
2018-03-19 18:00 | FR | 74235
2018-03-19 19:00 | FR | 79768
2018-03-19 20:00 | FR | 80463
2018-03-19 21:00 | FR | 75336
2018-03-19 22:00 | FR | 71810
2018-03-19 23:00 | FR | 74654
2018-03-20 | FR | 73493
2018-03-20 01:00 | FR | 69373
2018-03-20 02:00 | FR | 68567
2018-03-20 03:00 | FR | 66655
2018-03-20 04:00 | FR | 65062
2018-03-20 05:00 | FR | 65591
2018-03-20 06:00 | FR | 70244
2018-03-20 07:00 | FR | 76838
2018-03-20 08:00 | FR | 80614
2018-03-20 09:00 | FR | 81092
2018-03-20 10:00 | FR | 80496
2018-03-20 11:00 | FR | 79440
2018-03-20 12:00 | FR | 79866
2018-03-20 13:00 | FR | 79156
2018-03-20 14:00 | FR | 77074
2018-03-20 15:00 | FR | 74365
2018-03-20 16:00 | FR | 72339
2018-03-20 17:00 | FR | 71234
2018-03-20 18:00 | FR | 72350
2018-03-20 19:00 | FR | 77627
2018-03-20 20:00 | FR | 80250
2018-03-20 21:00 | FR | 75391
2018-03-20 22:00 | FR | 72126
2018-03-20 23:00 | FR | 74754
2018-03-21 | FR | 74023
2018-03-21 01:00 | FR | 69729
2018-03-21 02:00 | FR | 68997
2018-03-21 03:00 | FR | 67161
2018-03-21 04:00 | FR | 65657
2018-03-21 05:00 | FR | 66268
2018-03-21 06:00 | FR | 70482
2018-03-21 07:00 | FR | 76540
2018-03-21 08:00 | FR | 80257
2018-03-21 09:00 | FR | 80916
2018-03-21 10:00 | FR | 80123
2018-03-21 11:00 | FR | 78753
2018-03-21 12:00 | FR | 78531
2018-03-21 13:00 | FR | 77022
2018-03-21 14:00 | FR | 74929
2018-03-21 15:00 | FR | 71953
2018-03-21 16:00 | FR | 70075
2018-03-21 17:00 | FR | 68784
2018-03-21 18:00 | FR | 69301
2018-03-21 19:00 | FR | 74824
2018-03-21 20:00 | FR | 78044
2018-03-21 21:00 | FR | 73564
2018-03-21 22:00 | FR | 70406
2018-03-21 23:00 | FR | 73645
2018-03-22 | FR | 72959
2018-03-22 01:00 | FR | 68915
2018-03-22 02:00 | FR | 68407
2018-03-22 03:00 | FR | 66356
2018-03-22 04:00 | FR | 64731
2018-03-22 05:00 | FR | 65137
2018-03-22 06:00 | FR | 68967
2018-03-22 07:00 | FR | 74799
2018-03-22 08:00 | FR | 78109
2018-03-22 09:00 | FR | 78688
2018-03-22 10:00 | FR | 78007
2018-03-22 11:00 | FR | 76823
2018-03-22 12:00 | FR | 76717
2018-03-22 13:00 | FR | 75764
2018-03-22 14:00 | FR | 73800
2018-03-22 15:00 | FR | 71518
2018-03-22 16:00 | FR | 69728
2018-03-22 17:00 | FR | 68827
2018-03-22 18:00 | FR | 69847
2018-03-22 19:00 | FR | 74915
2018-03-22 20:00 | FR | 76470
2018-03-22 21:00 | FR | 71588
2018-03-22 22:00 | FR | 68200
2018-03-22 23:00 | FR | 70885
2018-03-23 | FR | 70106
2018-03-23 01:00 | FR | 65870
2018-03-23 02:00 | FR | 64861
2018-03-23 03:00 | FR | 62610
2018-03-23 04:00 | FR | 60844
2018-03-23 05:00 | FR | 61144
2018-03-23 06:00 | FR | 65212
2018-03-23 07:00 | FR | 70904
2018-03-23 08:00 | FR | 74598
2018-03-23 09:00 | FR | 75854
2018-03-23 10:00 | FR | 75603
2018-03-23 11:00 | FR | 74851
2018-03-23 12:00 | FR | 74654
2018-03-23 13:00 | FR | 73946
2018-03-23 14:00 | FR | 71366
2018-03-23 15:00 | FR | 69198
2018-03-23 16:00 | FR | 67435
2018-03-23 17:00 | FR | 66181
2018-03-23 18:00 | FR | 67287
2018-03-23 19:00 | FR | 70817
2018-03-23 20:00 | FR | 72659
2018-03-23 21:00 | FR | 68415
2018-03-23 22:00 | FR | 65519
2018-03-23 23:00 | FR | 68257
2018-03-24 | FR | 67334
2018-03-24 01:00 | FR | 62580
2018-03-24 02:00 | FR | 61083
2018-03-24 03:00 | FR | 58837
2018-03-24 04:00 | FR | 56526
2018-03-24 05:00 | FR | 56011
2018-03-24 06:00 | FR | 57441
2018-03-24 07:00 | FR | 58636
2018-03-24 08:00 | FR | 61080
2018-03-24 09:00 | FR | 63590
2018-03-24 10:00 | FR | 64550
2018-03-24 11:00 | FR | 63955
2018-03-24 12:00 | FR | 63931
2018-03-24 13:00 | FR | 64361
2018-03-24 14:00 | FR | 60591
2018-03-24 15:00 | FR | 57667
2018-03-24 16:00 | FR | 55775
2018-03-24 17:00 | FR | 54828
2018-03-24 18:00 | FR | 55928
2018-03-24 19:00 | FR | 60149
2018-03-24 20:00 | FR | 63374
2018-03-24 21:00 | FR | 60265
2018-03-24 22:00 | FR | 58166
2018-03-24 23:00 | FR | 61820
2018-03-25 | FR | 61770
2018-03-25 01:00 | FR | 58108
2018-03-25 02:00 | FR | 56943
2018-03-25 03:00 | FR | 56943
2018-03-25 04:00 | FR | 54534
2018-03-25 05:00 | FR | 52178
2018-03-25 06:00 | FR | 51844
2018-03-25 07:00 | FR | 52252
2018-03-25 08:00 | FR | 52424
2018-03-25 09:00 | FR | 54920
2018-03-25 10:00 | FR | 57116
2018-03-25 11:00 | FR | 58568
2018-03-25 12:00 | FR | 59165
2018-03-25 13:00 | FR | 60485
2018-03-25 14:00 | FR | 56274
2018-03-25 15:00 | FR | 53380
2018-03-25 16:00 | FR | 51260
2018-03-25 17:00 | FR | 49766
2018-03-25 18:00 | FR | 50993
2018-03-25 19:00 | FR | 54650
2018-03-25 20:00 | FR | 57820
2018-03-25 21:00 | FR | 59314
2018-03-25 22:00 | FR | 57233
2018-03-25 23:00 | FR | 59914
2018-03-26 | FR | 59583
2018-03-26 01:00 | FR | 55990
2018-03-26 02:00 | FR | 55003
2018-03-26 03:00 | FR | 53102
2018-03-26 04:00 | FR | 51279
2018-03-26 05:00 | FR | 51916
2018-03-26 06:00 | FR | 56131
2018-03-26 07:00 | FR | 63726
2018-03-26 08:00 | FR | 67955
2018-03-26 09:00 | FR | 69502
2018-03-26 10:00 | FR | 69869
2018-03-26 11:00 | FR | 68797
2018-03-26 12:00 | FR | 68380
2018-03-26 13:00 | FR | 67387
2018-03-26 14:00 | FR | 65535
2018-03-26 15:00 | FR | 63301
2018-03-26 16:00 | FR | 61577
2018-03-26 17:00 | FR | 60217
2018-03-26 18:00 | FR | 60874
2018-03-26 19:00 | FR | 64154
2018-03-26 20:00 | FR | 65113
2018-03-26 21:00 | FR | 64488
2018-03-26 22:00 | FR | 61103
2018-03-26 23:00 | FR | 63611
2018-03-27 | FR | 63203
2018-03-27 01:00 | FR | 58418
2018-03-27 02:00 | FR | 57308
2018-03-27 03:00 | FR | 55266
2018-03-27 04:00 | FR | 53437
2018-03-27 05:00 | FR | 53680
2018-03-27 06:00 | FR | 57295
2018-03-27 07:00 | FR | 64951
2018-03-27 08:00 | FR | 68928
2018-03-27 09:00 | FR | 70684
2018-03-27 10:00 | FR | 70940
2018-03-27 11:00 | FR | 70795
2018-03-27 12:00 | FR | 71353
2018-03-27 13:00 | FR | 70726
2018-03-27 14:00 | FR | 68955
2018-03-27 15:00 | FR | 66917
2018-03-27 16:00 | FR | 65020
2018-03-27 17:00 | FR | 63587
2018-03-27 18:00 | FR | 63857
2018-03-27 19:00 | FR | 66664
2018-03-27 20:00 | FR | 66747
2018-03-27 21:00 | FR | 65161
2018-03-27 22:00 | FR | 61876
2018-03-27 23:00 | FR | 64037
2018-03-28 | FR | 63238
2018-03-28 01:00 | FR | 58131
2018-03-28 02:00 | FR | 56855
2018-03-28 03:00 | FR | 54719
2018-03-28 04:00 | FR | 52688
2018-03-28 05:00 | FR | 52783
2018-03-28 06:00 | FR | 56311
2018-03-28 07:00 | FR | 63005
2018-03-28 08:00 | FR | 66889
2018-03-28 09:00 | FR | 68752
2018-03-28 10:00 | FR | 69142
2018-03-28 11:00 | FR | 68845
2018-03-28 12:00 | FR | 69022
2018-03-28 13:00 | FR | 68739
2018-03-28 14:00 | FR | 66821
2018-03-28 15:00 | FR | 64758
2018-03-28 16:00 | FR | 63012
2018-03-28 17:00 | FR | 61667
2018-03-28 18:00 | FR | 61628
2018-03-28 19:00 | FR | 64274
2018-03-28 20:00 | FR | 64620
2018-03-28 21:00 | FR | 64177
2018-03-28 22:00 | FR | 61354
2018-03-28 23:00 | FR | 64076
2018-03-29 | FR | 63664
2018-03-29 01:00 | FR | 58896
2018-03-29 02:00 | FR | 57931
2018-03-29 03:00 | FR | 55822
2018-03-29 04:00 | FR | 54053
2018-03-29 05:00 | FR | 54064
2018-03-29 06:00 | FR | 57797
2018-03-29 07:00 | FR | 65835
2018-03-29 08:00 | FR | 69648
2018-03-29 09:00 | FR | 70731
2018-03-29 10:00 | FR | 69997
2018-03-29 11:00 | FR | 69194
2018-03-29 12:00 | FR | 68825
2018-03-29 13:00 | FR | 67911
2018-03-29 14:00 | FR | 65925
2018-03-29 15:00 | FR | 63616
2018-03-29 16:00 | FR | 61792
2018-03-29 17:00 | FR | 60423
2018-03-29 18:00 | FR | 60793
2018-03-29 19:00 | FR | 63726
2018-03-29 20:00 | FR | 64237
2018-03-29 21:00 | FR | 64128
2018-03-29 22:00 | FR | 61429
2018-03-29 23:00 | FR | 64114
2018-03-30 | FR | 63579
2018-03-30 01:00 | FR | 58993
2018-03-30 02:00 | FR | 57793
2018-03-30 03:00 | FR | 55678
2018-03-30 04:00 | FR | 54066
2018-03-30 05:00 | FR | 53999
2018-03-30 06:00 | FR | 57554
2018-03-30 07:00 | FR | 64623
2018-03-30 08:00 | FR | 68330
2018-03-30 09:00 | FR | 69737
2018-03-30 10:00 | FR | 70218
2018-03-30 11:00 | FR | 69965
2018-03-30 12:00 | FR | 69569
2018-03-30 13:00 | FR | 69009
2018-03-30 14:00 | FR | 67009
2018-03-30 15:00 | FR | 64691
2018-03-30 16:00 | FR | 62496
2018-03-30 17:00 | FR | 60673
2018-03-30 18:00 | FR | 61205
2018-03-30 19:00 | FR | 62645
2018-03-30 20:00 | FR | 63144
2018-03-30 21:00 | FR | 63936
2018-03-30 22:00 | FR | 61789
2018-03-30 23:00 | FR | 64926
2018-03-31 | FR | 64182
2018-03-31 01:00 | FR | 59143
2018-03-31 02:00 | FR | 57557
2018-03-31 03:00 | FR | 55034
2018-03-31 04:00 | FR | 52886
2018-03-31 05:00 | FR | 52334
2018-03-31 06:00 | FR | 53670
2018-03-31 07:00 | FR | 56104
2018-03-31 08:00 | FR | 57814
2018-03-31 09:00 | FR | 60666
2018-03-31 10:00 | FR | 62373
2018-03-31 11:00 | FR | 62165
2018-03-31 12:00 | FR | 62300
2018-03-31 13:00 | FR | 63208
2018-03-31 14:00 | FR | 60054
2018-03-31 15:00 | FR | 57433
2018-03-31 16:00 | FR | 55582
2018-03-31 17:00 | FR | 54236
2018-03-31 18:00 | FR | 54803
2018-03-31 19:00 | FR | 57131
2018-03-31 20:00 | FR | 58589
2018-03-31 21:00 | FR | 60023
2018-03-31 22:00 | FR | 58573
2018-03-31 23:00 | FR | 62263
2018-04-01 | FR | 62390
2018-04-01 01:00 | FR | 57921
2018-04-01 02:00 | FR | 56732
2018-04-01 03:00 | FR | 54239
2018-04-01 04:00 | FR | 51801
2018-04-01 05:00 | FR | 50571
2018-04-01 06:00 | FR | 51316
2018-04-01 07:00 | FR | 52838
2018-04-01 08:00 | FR | 53750
2018-04-01 09:00 | FR | 56664
2018-04-01 10:00 | FR | 58729
2018-04-01 11:00 | FR | 59308
2018-04-01 12:00 | FR | 59193
2018-04-01 13:00 | FR | 59387
2018-04-01 14:00 | FR | 54845
2018-04-01 15:00 | FR | 51746
2018-04-01 16:00 | FR | 49806
2018-04-01 17:00 | FR | 48611
2018-04-01 18:00 | FR | 49271
2018-04-01 19:00 | FR | 51751
2018-04-01 20:00 | FR | 54401
2018-04-01 21:00 | FR | 57054
2018-04-01 22:00 | FR | 55799
2018-04-01 23:00 | FR | 59412
2018-04-02 | FR | 59156
2018-04-02 01:00 | FR | 54790
2018-04-02 02:00 | FR | 53704
2018-04-02 03:00 | FR | 51405
2018-04-02 04:00 | FR | 49225
2018-04-02 05:00 | FR | 48734
2018-04-02 06:00 | FR | 49824
2018-04-02 07:00 | FR | 51317
2018-04-02 08:00 | FR | 51732
2018-04-02 09:00 | FR | 54361
2018-04-02 10:00 | FR | 56710
2018-04-02 11:00 | FR | 57595
2018-04-02 12:00 | FR | 58029
2018-04-02 13:00 | FR | 58498
2018-04-02 14:00 | FR | 54490
2018-04-02 15:00 | FR | 51911
2018-04-02 16:00 | FR | 50032
2018-04-02 17:00 | FR | 49106
2018-04-02 18:00 | FR | 50770
2018-04-02 19:00 | FR | 54371
2018-04-02 20:00 | FR | 55937
2018-04-02 21:00 | FR | 56400
2018-04-02 22:00 | FR | 54235
2018-04-02 23:00 | FR | 57062
2018-04-03 | FR | 56501
2018-04-03 01:00 | FR | 52369
2018-04-03 02:00 | FR | 51403
2018-04-03 03:00 | FR | 49144
2018-04-03 04:00 | FR | 47133
2018-04-03 05:00 | FR | 47552
2018-04-03 06:00 | FR | 51744
2018-04-03 07:00 | FR | 58997
2018-04-03 08:00 | FR | 62053
2018-04-03 09:00 | FR | 63984
2018-04-03 10:00 | FR | 64508
2018-04-03 11:00 | FR | 64090
2018-04-03 12:00 | FR | 64438
2018-04-03 13:00 | FR | 63853
2018-04-03 14:00 | FR | 62338
2018-04-03 15:00 | FR | 60451
2018-04-03 16:00 | FR | 58535
2018-04-03 17:00 | FR | 57252
2018-04-03 18:00 | FR | 57049
2018-04-03 19:00 | FR | 59265
2018-04-03 20:00 | FR | 59193
2018-04-03 21:00 | FR | 59153
2018-04-03 22:00 | FR | 56410
2018-04-03 23:00 | FR | 59309
2018-04-04 | FR | 58609
2018-04-04 01:00 | FR | 54022
2018-04-04 02:00 | FR | 52611
2018-04-04 03:00 | FR | 50503
2018-04-04 04:00 | FR | 48686
2018-04-04 05:00 | FR | 48754
2018-04-04 06:00 | FR | 52190
2018-04-04 07:00 | FR | 58680
2018-04-04 08:00 | FR | 61633
2018-04-04 09:00 | FR | 63687
2018-04-04 10:00 | FR | 64114
2018-04-04 11:00 | FR | 63772
2018-04-04 12:00 | FR | 64482
2018-04-04 13:00 | FR | 63528
2018-04-04 14:00 | FR | 62114
2018-04-04 15:00 | FR | 60267
2018-04-04 16:00 | FR | 58417
2018-04-04 17:00 | FR | 57247
2018-04-04 18:00 | FR | 57088
2018-04-04 19:00 | FR | 59593
2018-04-04 20:00 | FR | 59601
2018-04-04 21:00 | FR | 59316
2018-04-04 22:00 | FR | 56891
2018-04-04 23:00 | FR | 59830
2018-04-05 | FR | 59233
2018-04-05 01:00 | FR | 54696
2018-04-05 02:00 | FR | 53633
2018-04-05 03:00 | FR | 51462
2018-04-05 04:00 | FR | 49697
2018-04-05 05:00 | FR | 50097
2018-04-05 06:00 | FR | 53833
2018-04-05 07:00 | FR | 61190
2018-04-05 08:00 | FR | 64372
2018-04-05 09:00 | FR | 65806
2018-04-05 10:00 | FR | 65406
2018-04-05 11:00 | FR | 64939
2018-04-05 12:00 | FR | 64707
2018-04-05 13:00 | FR | 64074
2018-04-05 14:00 | FR | 62127
2018-04-05 15:00 | FR | 59612
2018-04-05 16:00 | FR | 57827
2018-04-05 17:00 | FR | 55831
2018-04-05 18:00 | FR | 55708
2018-04-05 19:00 | FR | 57943
2018-04-05 20:00 | FR | 58343
2018-04-05 21:00 | FR | 59104
2018-04-05 22:00 | FR | 56869
2018-04-05 23:00 | FR | 59733
2018-04-06 | FR | 59035
2018-04-06 01:00 | FR | 54776
2018-04-06 02:00 | FR | 53703
2018-04-06 03:00 | FR | 52072
2018-04-06 04:00 | FR | 50544
2018-04-06 05:00 | FR | 51054
2018-04-06 06:00 | FR | 55022
2018-04-06 07:00 | FR | 62161
2018-04-06 08:00 | FR | 65518
2018-04-06 09:00 | FR | 65978
2018-04-06 10:00 | FR | 64659
2018-04-06 11:00 | FR | 63120
2018-04-06 12:00 | FR | 62070
2018-04-06 13:00 | FR | 61062
2018-04-06 14:00 | FR | 58366
2018-04-06 15:00 | FR | 55773
2018-04-06 16:00 | FR | 53507
2018-04-06 17:00 | FR | 51514
2018-04-06 18:00 | FR | 51569
2018-04-06 19:00 | FR | 53213
2018-04-06 20:00 | FR | 53360
2018-04-06 21:00 | FR | 54341
2018-04-06 22:00 | FR | 52530
2018-04-06 23:00 | FR | 55695
2018-04-07 | FR | 54792
2018-04-07 01:00 | FR | 50076
2018-04-07 02:00 | FR | 48347
2018-04-07 03:00 | FR | 45862
2018-04-07 04:00 | FR | 43469
2018-04-07 05:00 | FR | 42777
2018-04-07 06:00 | FR | 43974
2018-04-07 07:00 | FR | 46070
2018-04-07 08:00 | FR | 47537
2018-04-07 09:00 | FR | 50539
2018-04-07 10:00 | FR | 52156
2018-04-07 11:00 | FR | 52289
2018-04-07 12:00 | FR | 52797
2018-04-07 13:00 | FR | 53804
2018-04-07 14:00 | FR | 50601
2018-04-07 15:00 | FR | 48320
2018-04-07 16:00 | FR | 46645
2018-04-07 17:00 | FR | 45353
2018-04-07 18:00 | FR | 45952
2018-04-07 19:00 | FR | 47897
2018-04-07 20:00 | FR | 48660
2018-04-07 21:00 | FR | 49481
2018-04-07 22:00 | FR | 47956
2018-04-07 23:00 | FR | 51521
2018-04-08 | FR | 51390
2018-04-08 01:00 | FR | 46999
2018-04-08 02:00 | FR | 45440
2018-04-08 03:00 | FR | 42493
2018-04-08 04:00 | FR | 40220
2018-04-08 05:00 | FR | 39315
2018-04-08 06:00 | FR | 39866
2018-04-08 07:00 | FR | 40563
2018-04-08 08:00 | FR | 41317
2018-04-08 09:00 | FR | 43919
2018-04-08 10:00 | FR | 46506
2018-04-08 11:00 | FR | 47878
2018-04-08 12:00 | FR | 49270
2018-04-08 13:00 | FR | 50514
2018-04-08 14:00 | FR | 46756
2018-04-08 15:00 | FR | 44354
2018-04-08 16:00 | FR | 42880
2018-04-08 17:00 | FR | 42080
2018-04-08 18:00 | FR | 43255
2018-04-08 19:00 | FR | 46330
2018-04-08 20:00 | FR | 48231
2018-04-08 21:00 | FR | 49245
2018-04-08 22:00 | FR | 47697
2018-04-08 23:00 | FR | 50685
2018-04-09 | FR | 50593
2018-04-09 01:00 | FR | 46708
2018-04-09 02:00 | FR | 45406
2018-04-09 03:00 | FR | 43143
2018-04-09 04:00 | FR | 41399
2018-04-09 05:00 | FR | 41688
2018-04-09 06:00 | FR | 45404
2018-04-09 07:00 | FR | 51658
2018-04-09 08:00 | FR | 55347
2018-04-09 09:00 | FR | 57917
2018-04-09 10:00 | FR | 59093
2018-04-09 11:00 | FR | 59281
2018-04-09 12:00 | FR | 59997
2018-04-09 13:00 | FR | 59520
2018-04-09 14:00 | FR | 58230
2018-04-09 15:00 | FR | 56335
2018-04-09 16:00 | FR | 54760
2018-04-09 17:00 | FR | 53448
2018-04-09 18:00 | FR | 53451
2018-04-09 19:00 | FR | 56431
2018-04-09 20:00 | FR | 55815
2018-04-09 21:00 | FR | 55024
2018-04-09 22:00 | FR | 52840
2018-04-09 23:00 | FR | 55744
2018-04-10 | FR | 55075
2018-04-10 01:00 | FR | 50363
2018-04-10 02:00 | FR | 49089
2018-04-10 03:00 | FR | 46780
2018-04-10 04:00 | FR | 45215
2018-04-10 05:00 | FR | 45495
2018-04-10 06:00 | FR | 49084
2018-04-10 07:00 | FR | 55336
2018-04-10 08:00 | FR | 59206
2018-04-10 09:00 | FR | 60800
2018-04-10 10:00 | FR | 61023
2018-04-10 11:00 | FR | 60869
2018-04-10 12:00 | FR | 61247
2018-04-10 13:00 | FR | 60757
2018-04-10 14:00 | FR | 59136
2018-04-10 15:00 | FR | 56958
2018-04-10 16:00 | FR | 55614
2018-04-10 17:00 | FR | 54376
2018-04-10 18:00 | FR | 54509
2018-04-10 19:00 | FR | 56981
2018-04-10 20:00 | FR | 57048
2018-04-10 21:00 | FR | 56776
2018-04-10 22:00 | FR | 54508
2018-04-10 23:00 | FR | 57306
2018-04-11 | FR | 56405
2018-04-11 01:00 | FR | 51769
2018-04-11 02:00 | FR | 50599
2018-04-11 03:00 | FR | 48453
2018-04-11 04:00 | FR | 46728
2018-04-11 05:00 | FR | 47192
2018-04-11 06:00 | FR | 51027
2018-04-11 07:00 | FR | 56831
2018-04-11 08:00 | FR | 60667
2018-04-11 09:00 | FR | 62493
2018-04-11 10:00 | FR | 62587
2018-04-11 11:00 | FR | 62130
2018-04-11 12:00 | FR | 62274
2018-04-11 13:00 | FR | 61633
2018-04-11 14:00 | FR | 59937
2018-04-11 15:00 | FR | 57896
2018-04-11 16:00 | FR | 56183
2018-04-11 17:00 | FR | 54993
2018-04-11 18:00 | FR | 54923
2018-04-11 19:00 | FR | 57356
2018-04-11 20:00 | FR | 57052
2018-04-11 21:00 | FR | 56294
2018-04-11 22:00 | FR | 54268
2018-04-11 23:00 | FR | 56895
2018-04-12 | FR | 56178
2018-04-12 01:00 | FR | 51525
2018-04-12 02:00 | FR | 50088
2018-04-12 03:00 | FR | 47854
2018-04-12 04:00 | FR | 46218
2018-04-12 05:00 | FR | 46454
2018-04-12 06:00 | FR | 49867
2018-04-12 07:00 | FR | 56147
2018-04-12 08:00 | FR | 60099
2018-04-12 09:00 | FR | 61646
2018-04-12 10:00 | FR | 62032
2018-04-12 11:00 | FR | 61622
2018-04-12 12:00 | FR | 62016
2018-04-12 13:00 | FR | 61879
2018-04-12 14:00 | FR | 59959
2018-04-12 15:00 | FR | 57963
2018-04-12 16:00 | FR | 56371
2018-04-12 17:00 | FR | 55109
2018-04-12 18:00 | FR | 55452
2018-04-12 19:00 | FR | 58234
2018-04-12 20:00 | FR | 57896
2018-04-12 21:00 | FR | 57234
2018-04-12 22:00 | FR | 54803
2018-04-12 23:00 | FR | 57414
2018-04-13 | FR | 56859
2018-04-13 01:00 | FR | 51988
2018-04-13 02:00 | FR | 50531
2018-04-13 03:00 | FR | 48407
2018-04-13 04:00 | FR | 46656
2018-04-13 05:00 | FR | 46885
2018-04-13 06:00 | FR | 50055
2018-04-13 07:00 | FR | 55895
2018-04-13 08:00 | FR | 59391
2018-04-13 09:00 | FR | 61060
2018-04-13 10:00 | FR | 61160
2018-04-13 11:00 | FR | 60249
2018-04-13 12:00 | FR | 60471
2018-04-13 13:00 | FR | 59773
2018-04-13 14:00 | FR | 57574
2018-04-13 15:00 | FR | 55296
2018-04-13 16:00 | FR | 53237
2018-04-13 17:00 | FR | 51536
2018-04-13 18:00 | FR | 51391
2018-04-13 19:00 | FR | 52843
2018-04-13 20:00 | FR | 52986
2018-04-13 21:00 | FR | 53341
2018-04-13 22:00 | FR | 52221
2018-04-13 23:00 | FR | 55392
2018-04-14 | FR | 55044
2018-04-14 01:00 | FR | 49965
2018-04-14 02:00 | FR | 48280
2018-04-14 03:00 | FR | 45819
2018-04-14 04:00 | FR | 43688
2018-04-14 05:00 | FR | 43090
2018-04-14 06:00 | FR | 44191
2018-04-14 07:00 | FR | 45517
2018-04-14 08:00 | FR | 47307
2018-04-14 09:00 | FR | 50315
2018-04-14 10:00 | FR | 52137
2018-04-14 11:00 | FR | 52205
2018-04-14 12:00 | FR | 53049
2018-04-14 13:00 | FR | 53977
2018-04-14 14:00 | FR | 50598
2018-04-14 15:00 | FR | 48350
2018-04-14 16:00 | FR | 46630
2018-04-14 17:00 | FR | 45140
2018-04-14 18:00 | FR | 45470
2018-04-14 19:00 | FR | 47639
2018-04-14 20:00 | FR | 48193
2018-04-14 21:00 | FR | 48861
2018-04-14 22:00 | FR | 48206
2018-04-14 23:00 | FR | 51828
2018-04-15 | FR | 51988
2018-04-15 01:00 | FR | 47488
2018-04-15 02:00 | FR | 46117
2018-04-15 03:00 | FR | 43413
2018-04-15 04:00 | FR | 41165
2018-04-15 05:00 | FR | 40457
2018-04-15 06:00 | FR | 40927
2018-04-15 07:00 | FR | 41497
2018-04-15 08:00 | FR | 42777
2018-04-15 09:00 | FR | 45240
2018-04-15 10:00 | FR | 47136
2018-04-15 11:00 | FR | 47851
2018-04-15 12:00 | FR | 48814
2018-04-15 13:00 | FR | 49974
2018-04-15 14:00 | FR | 46074
2018-04-15 15:00 | FR | 43826
2018-04-15 16:00 | FR | 41936
2018-04-15 17:00 | FR | 40952
2018-04-15 18:00 | FR | 41898
2018-04-15 19:00 | FR | 44751
2018-04-15 20:00 | FR | 46391
2018-04-15 21:00 | FR | 47936
2018-04-15 22:00 | FR | 47281
2018-04-15 23:00 | FR | 50433
2018-04-16 | FR | 50104
2018-04-16 01:00 | FR | 45959
2018-04-16 02:00 | FR | 44865
2018-04-16 03:00 | FR | 42842
2018-04-16 04:00 | FR | 41203
2018-04-16 05:00 | FR | 41830
2018-04-16 06:00 | FR | 46016
2018-04-16 07:00 | FR | 51521
2018-04-16 08:00 | FR | 55426
2018-04-16 09:00 | FR | 57289
2018-04-16 10:00 | FR | 57477
2018-04-16 11:00 | FR | 57410
2018-04-16 12:00 | FR | 57773
2018-04-16 13:00 | FR | 57566
2018-04-16 14:00 | FR | 55971
2018-04-16 15:00 | FR | 53793
2018-04-16 16:00 | FR | 52171
2018-04-16 17:00 | FR | 50762
2018-04-16 18:00 | FR | 49986
2018-04-16 19:00 | FR | 52355
2018-04-16 20:00 | FR | 52199
2018-04-16 21:00 | FR | 51867
2018-04-16 22:00 | FR | 50739
2018-04-16 23:00 | FR | 53343
2018-04-17 | FR | 52811
2018-04-17 01:00 | FR | 48331
2018-04-17 02:00 | FR | 47039
2018-04-17 03:00 | FR | 45122
2018-04-17 04:00 | FR | 43605
2018-04-17 05:00 | FR | 44197
2018-04-17 06:00 | FR | 47743
2018-04-17 07:00 | FR | 52950
2018-04-17 08:00 | FR | 56491
2018-04-17 09:00 | FR | 57625
2018-04-17 10:00 | FR | 57060
2018-04-17 11:00 | FR | 56413
2018-04-17 12:00 | FR | 56283
2018-04-17 13:00 | FR | 55827
2018-04-17 14:00 | FR | 54280
2018-04-17 15:00 | FR | 52775
2018-04-17 16:00 | FR | 51041
2018-04-17 17:00 | FR | 49279
2018-04-17 18:00 | FR | 48627
2018-04-17 19:00 | FR | 50264
2018-04-17 20:00 | FR | 49599
2018-04-17 21:00 | FR | 49476
2018-04-17 22:00 | FR | 48728
2018-04-17 23:00 | FR | 51210
2018-04-18 | FR | 50393
2018-04-18 01:00 | FR | 45718
2018-04-18 02:00 | FR | 44343
2018-04-18 03:00 | FR | 42260
2018-04-18 04:00 | FR | 40579
2018-04-18 05:00 | FR | 40659
2018-04-18 06:00 | FR | 43880
2018-04-18 07:00 | FR | 48043
2018-04-18 08:00 | FR | 51336
2018-04-18 09:00 | FR | 53147
2018-04-18 10:00 | FR | 53490
2018-04-18 11:00 | FR | 53343
2018-04-18 12:00 | FR | 53793
2018-04-18 13:00 | FR | 53815
2018-04-18 14:00 | FR | 52538
2018-04-18 15:00 | FR | 51113
2018-04-18 16:00 | FR | 49592
2018-04-18 17:00 | FR | 48075
2018-04-18 18:00 | FR | 47464
2018-04-18 19:00 | FR | 48619
2018-04-18 20:00 | FR | 47930
2018-04-18 21:00 | FR | 47553
2018-04-18 22:00 | FR | 46840
2018-04-18 23:00 | FR | 49477
2018-04-19 | FR | 48654
2018-04-19 01:00 | FR | 44072
2018-04-19 02:00 | FR | 42563
2018-04-19 03:00 | FR | 40196
2018-04-19 04:00 | FR | 38433
2018-04-19 05:00 | FR | 38430
2018-04-19 06:00 | FR | 41186
2018-04-19 07:00 | FR | 45506
2018-04-19 08:00 | FR | 48639
2018-04-19 09:00 | FR | 50608
2018-04-19 10:00 | FR | 51876
2018-04-19 11:00 | FR | 51898
2018-04-19 12:00 | FR | 53131
2018-04-19 13:00 | FR | 53186
2018-04-19 14:00 | FR | 52072
2018-04-19 15:00 | FR | 50861
2018-04-19 16:00 | FR | 49543
2018-04-19 17:00 | FR | 47962
2018-04-19 18:00 | FR | 47573
2018-04-19 19:00 | FR | 48819
2018-04-19 20:00 | FR | 47602
2018-04-19 21:00 | FR | 46867
2018-04-19 22:00 | FR | 46508
2018-04-19 23:00 | FR | 49197
2018-04-20 | FR | 48442
2018-04-20 01:00 | FR | 43500
2018-04-20 02:00 | FR | 42155
2018-04-20 03:00 | FR | 39564
2018-04-20 04:00 | FR | 37836
2018-04-20 05:00 | FR | 38040
2018-04-20 06:00 | FR | 41223
2018-04-20 07:00 | FR | 45600
2018-04-20 08:00 | FR | 49317
2018-04-20 09:00 | FR | 51335
2018-04-20 10:00 | FR | 52277
2018-04-20 11:00 | FR | 52646
2018-04-20 12:00 | FR | 53319
2018-04-20 13:00 | FR | 53715
2018-04-20 14:00 | FR | 52218
2018-04-20 15:00 | FR | 50892
2018-04-20 16:00 | FR | 49414
2018-04-20 17:00 | FR | 47799
2018-04-20 18:00 | FR | 47681
2018-04-20 19:00 | FR | 48297
2018-04-20 20:00 | FR | 47260
2018-04-20 21:00 | FR | 46723
2018-04-20 22:00 | FR | 46141
2018-04-20 23:00 | FR | 48699
2018-04-21 | FR | 47779
2018-04-21 01:00 | FR | 42691
2018-04-21 02:00 | FR | 40767
2018-04-21 03:00 | FR | 38146
2018-04-21 04:00 | FR | 36021
2018-04-21 05:00 | FR | 35414
2018-04-21 06:00 | FR | 36334
2018-04-21 07:00 | FR | 36830
2018-04-21 08:00 | FR | 38906
2018-04-21 09:00 | FR | 42063
2018-04-21 10:00 | FR | 43978
2018-04-21 11:00 | FR | 44751
2018-04-21 12:00 | FR | 46041
2018-04-21 13:00 | FR | 47360
2018-04-21 14:00 | FR | 45059
2018-04-21 15:00 | FR | 43715
2018-04-21 16:00 | FR | 42393
2018-04-21 17:00 | FR | 41346
2018-04-21 18:00 | FR | 41371
2018-04-21 19:00 | FR | 42194
2018-04-21 20:00 | FR | 41862
2018-04-21 21:00 | FR | 41805
2018-04-21 22:00 | FR | 42114
2018-04-21 23:00 | FR | 45387
2018-04-22 | FR | 44921
2018-04-22 01:00 | FR | 40419
2018-04-22 02:00 | FR | 38789
2018-04-22 03:00 | FR | 36112
2018-04-22 04:00 | FR | 34042
2018-04-22 05:00 | FR | 32976
2018-04-22 06:00 | FR | 33349
2018-04-22 07:00 | FR | 32874
2018-04-22 08:00 | FR | 34271
2018-04-22 09:00 | FR | 36946
2018-04-22 10:00 | FR | 39386
2018-04-22 11:00 | FR | 41003
2018-04-22 12:00 | FR | 42542
2018-04-22 13:00 | FR | 44167
2018-04-22 14:00 | FR | 41185
2018-04-22 15:00 | FR | 39317
2018-04-22 16:00 | FR | 38167
2018-04-22 17:00 | FR | 37364
2018-04-22 18:00 | FR | 38102
2018-04-22 19:00 | FR | 40233
2018-04-22 20:00 | FR | 41086
2018-04-22 21:00 | FR | 42039
2018-04-22 22:00 | FR | 42221
2018-04-22 23:00 | FR | 44915
2018-04-23 | FR | 44314
2018-04-23 01:00 | FR | 39925
2018-04-23 02:00 | FR | 38579
2018-04-23 03:00 | FR | 36171
2018-04-23 04:00 | FR | 34833
2018-04-23 05:00 | FR | 35105
2018-04-23 06:00 | FR | 38253
2018-04-23 07:00 | FR | 42256
2018-04-23 08:00 | FR | 46015
2018-04-23 09:00 | FR | 48770
2018-04-23 10:00 | FR | 50285
2018-04-23 11:00 | FR | 51013
2018-04-23 12:00 | FR | 51968
2018-04-23 13:00 | FR | 52232
2018-04-23 14:00 | FR | 51138
2018-04-23 15:00 | FR | 49949
2018-04-23 16:00 | FR | 48481
2018-04-23 17:00 | FR | 47171
2018-04-23 18:00 | FR | 46650
2018-04-23 19:00 | FR | 48226
2018-04-23 20:00 | FR | 47607
2018-04-23 21:00 | FR | 46365
2018-04-23 22:00 | FR | 45955
2018-04-23 23:00 | FR | 48602
2018-04-24 | FR | 47693
2018-04-24 01:00 | FR | 42673
2018-04-24 02:00 | FR | 41405
2018-04-24 03:00 | FR | 39146
2018-04-24 04:00 | FR | 37696
2018-04-24 05:00 | FR | 37865
2018-04-24 06:00 | FR | 40633
2018-04-24 07:00 | FR | 44597
2018-04-24 08:00 | FR | 48458
2018-04-24 09:00 | FR | 50556
2018-04-24 10:00 | FR | 51630
2018-04-24 11:00 | FR | 51997
2018-04-24 12:00 | FR | 52915
2018-04-24 13:00 | FR | 52816
2018-04-24 14:00 | FR | 51702
2018-04-24 15:00 | FR | 50423
2018-04-24 16:00 | FR | 49153
2018-04-24 17:00 | FR | 47582
2018-04-24 18:00 | FR | 47053
2018-04-24 19:00 | FR | 48501
2018-04-24 20:00 | FR | 47716
2018-04-24 21:00 | FR | 46569
2018-04-24 22:00 | FR | 46360
2018-04-24 23:00 | FR | 49151
2018-04-25 | FR | 47892
2018-04-25 01:00 | FR | 43132
2018-04-25 02:00 | FR | 41418
2018-04-25 03:00 | FR | 39490
2018-04-25 04:00 | FR | 37815
2018-04-25 05:00 | FR | 37860
2018-04-25 06:00 | FR | 40720
2018-04-25 07:00 | FR | 44556
2018-04-25 08:00 | FR | 48865
2018-04-25 09:00 | FR | 51435
2018-04-25 10:00 | FR | 52565
2018-04-25 11:00 | FR | 53110
2018-04-25 12:00 | FR | 54103
2018-04-25 13:00 | FR | 54302
2018-04-25 14:00 | FR | 52858
2018-04-25 15:00 | FR | 51677
2018-04-25 16:00 | FR | 50281
2018-04-25 17:00 | FR | 48680
2018-04-25 18:00 | FR | 48526
2018-04-25 19:00 | FR | 50048
2018-04-25 20:00 | FR | 49543
2018-04-25 21:00 | FR | 47904
2018-04-25 22:00 | FR | 47719
2018-04-25 23:00 | FR | 50344
2018-04-26 | FR | 49190
2018-04-26 01:00 | FR | 44286
2018-04-26 02:00 | FR | 43120
2018-04-26 03:00 | FR | 40774
2018-04-26 04:00 | FR | 39443
2018-04-26 05:00 | FR | 39491
2018-04-26 06:00 | FR | 42712
2018-04-26 07:00 | FR | 46549
2018-04-26 08:00 | FR | 50397
2018-04-26 09:00 | FR | 52700
2018-04-26 10:00 | FR | 53607
2018-04-26 11:00 | FR | 54069
2018-04-26 12:00 | FR | 54674
2018-04-26 13:00 | FR | 54827
2018-04-26 14:00 | FR | 53418
2018-04-26 15:00 | FR | 51930
2018-04-26 16:00 | FR | 50331
2018-04-26 17:00 | FR | 48998
2018-04-26 18:00 | FR | 48520
2018-04-26 19:00 | FR | 49742
2018-04-26 20:00 | FR | 49411
2018-04-26 21:00 | FR | 48306
2018-04-26 22:00 | FR | 48129
2018-04-26 23:00 | FR | 50962
2018-04-27 | FR | 49941
2018-04-27 01:00 | FR | 44973
2018-04-27 02:00 | FR | 43754
2018-04-27 03:00 | FR | 41633
2018-04-27 04:00 | FR | 40136
2018-04-27 05:00 | FR | 40509
2018-04-27 06:00 | FR | 43731
2018-04-27 07:00 | FR | 47284
2018-04-27 08:00 | FR | 51123
2018-04-27 09:00 | FR | 53431
2018-04-27 10:00 | FR | 53930
2018-04-27 11:00 | FR | 53912
2018-04-27 12:00 | FR | 54479
2018-04-27 13:00 | FR | 54537
2018-04-27 14:00 | FR | 52678
2018-04-27 15:00 | FR | 51234
2018-04-27 16:00 | FR | 49610
2018-04-27 17:00 | FR | 47934
2018-04-27 18:00 | FR | 47999
2018-04-27 19:00 | FR | 49201
2018-04-27 20:00 | FR | 48796
2018-04-27 21:00 | FR | 47756
2018-04-27 22:00 | FR | 47651
2018-04-27 23:00 | FR | 50350
2018-04-28 | FR | 49387
2018-04-28 01:00 | FR | 44340
2018-04-28 02:00 | FR | 42471
2018-04-28 03:00 | FR | 39972
2018-04-28 04:00 | FR | 37965
2018-04-28 05:00 | FR | 37206
2018-04-28 06:00 | FR | 38301
2018-04-28 07:00 | FR | 38745
2018-04-28 08:00 | FR | 40998
2018-04-28 09:00 | FR | 44069
2018-04-28 10:00 | FR | 46056
2018-04-28 11:00 | FR | 46779
2018-04-28 12:00 | FR | 47821
2018-04-28 13:00 | FR | 49549
2018-04-28 14:00 | FR | 46621
2018-04-28 15:00 | FR | 44931
2018-04-28 16:00 | FR | 43207
2018-04-28 17:00 | FR | 42030
2018-04-28 18:00 | FR | 42083
2018-04-28 19:00 | FR | 43842
2018-04-28 20:00 | FR | 44175
2018-04-28 21:00 | FR | 43694
2018-04-28 22:00 | FR | 44470
2018-04-28 23:00 | FR | 47942
2018-04-29 | FR | 47786
2018-04-29 01:00 | FR | 43170
2018-04-29 02:00 | FR | 41524
2018-04-29 03:00 | FR | 38834
2018-04-29 04:00 | FR | 36672
2018-04-29 05:00 | FR | 35884
2018-04-29 06:00 | FR | 36260
2018-04-29 07:00 | FR | 35754
2018-04-29 08:00 | FR | 37419
2018-04-29 09:00 | FR | 40269
2018-04-29 10:00 | FR | 43113
2018-04-29 11:00 | FR | 44994
2018-04-29 12:00 | FR | 47115
2018-04-29 13:00 | FR | 48918
2018-04-29 14:00 | FR | 45609
2018-04-29 15:00 | FR | 43658
2018-04-29 16:00 | FR | 42191
2018-04-29 17:00 | FR | 41781
2018-04-29 18:00 | FR | 42569
2018-04-29 19:00 | FR | 45315
2018-04-29 20:00 | FR | 46765
2018-04-29 21:00 | FR | 46401
2018-04-29 22:00 | FR | 46404
2018-04-29 23:00 | FR | 49693
2018-04-30 | FR | 49144
2018-04-30 01:00 | FR | 44888
2018-04-30 02:00 | FR | 43649
2018-04-30 03:00 | FR | 41283
2018-04-30 04:00 | FR | 39520
2018-04-30 05:00 | FR | 39683
2018-04-30 06:00 | FR | 42470
2018-04-30 07:00 | FR | 46184
2018-04-30 08:00 | FR | 50412
2018-04-30 09:00 | FR | 53351
2018-04-30 10:00 | FR | 55083
2018-04-30 11:00 | FR | 56028
2018-04-30 12:00 | FR | 57284
2018-04-30 13:00 | FR | 58496
2018-04-30 14:00 | FR | 56601
2018-04-30 15:00 | FR | 54918
2018-04-30 16:00 | FR | 53253
2018-04-30 17:00 | FR | 52001
2018-04-30 18:00 | FR | 52053
2018-04-30 19:00 | FR | 54143
2018-04-30 20:00 | FR | 54079
2018-04-30 21:00 | FR | 52265
2018-04-30 22:00 | FR | 51667
2018-04-30 23:00 | FR | 54698
2018-05-01 | FR | 53432
2018-05-01 01:00 | FR | 48530
2018-05-01 02:00 | FR | 46636
2018-05-01 03:00 | FR | 44315
2018-05-01 04:00 | FR | 42225
2018-05-01 05:00 | FR | 41311
2018-05-01 06:00 | FR | 42020
2018-05-01 07:00 | FR | 42033
2018-05-01 08:00 | FR | 43639
2018-05-01 09:00 | FR | 45580
2018-05-01 10:00 | FR | 47116
2018-05-01 11:00 | FR | 47796
2018-05-01 12:00 | FR | 49065
2018-05-01 13:00 | FR | 50357
2018-05-01 14:00 | FR | 47012
2018-05-01 15:00 | FR | 44497
2018-05-01 16:00 | FR | 42685
2018-05-01 17:00 | FR | 41566
2018-05-01 18:00 | FR | 42427
2018-05-01 19:00 | FR | 45334
2018-05-01 20:00 | FR | 46732
2018-05-01 21:00 | FR | 46841
2018-05-01 22:00 | FR | 47718
2018-05-01 23:00 | FR | 50915
2018-05-02 | FR | 50348
2018-05-02 01:00 | FR | 46097
2018-05-02 02:00 | FR | 45096
2018-05-02 03:00 | FR | 43120
2018-05-02 04:00 | FR | 41690
2018-05-02 05:00 | FR | 42883
2018-05-02 06:00 | FR | 47206
2018-05-02 07:00 | FR | 52229
2018-05-02 08:00 | FR | 56642
2018-05-02 09:00 | FR | 58554
2018-05-02 10:00 | FR | 58622
2018-05-02 11:00 | FR | 58243
2018-05-02 12:00 | FR | 59004
2018-05-02 13:00 | FR | 58922
2018-05-02 14:00 | FR | 57274
2018-05-02 15:00 | FR | 55166
2018-05-02 16:00 | FR | 53693
2018-05-02 17:00 | FR | 52184
2018-05-02 18:00 | FR | 52061
2018-05-02 19:00 | FR | 54310
2018-05-02 20:00 | FR | 54222
2018-05-02 21:00 | FR | 52305
2018-05-02 22:00 | FR | 52006
2018-05-02 23:00 | FR | 54784
2018-05-03 | FR | 53581
2018-05-03 01:00 | FR | 48754
2018-05-03 02:00 | FR | 47170
2018-05-03 03:00 | FR | 44900
2018-05-03 04:00 | FR | 43184
2018-05-03 05:00 | FR | 43551
2018-05-03 06:00 | FR | 46712
2018-05-03 07:00 | FR | 51063
2018-05-03 08:00 | FR | 55333
2018-05-03 09:00 | FR | 57186
2018-05-03 10:00 | FR | 57424
2018-05-03 11:00 | FR | 57125
2018-05-03 12:00 | FR | 57693
2018-05-03 13:00 | FR | 57330
2018-05-03 14:00 | FR | 55711
2018-05-03 15:00 | FR | 53774
2018-05-03 16:00 | FR | 52174
2018-05-03 17:00 | FR | 50838
2018-05-03 18:00 | FR | 50473
2018-05-03 19:00 | FR | 52467
2018-05-03 20:00 | FR | 52050
2018-05-03 21:00 | FR | 50337
2018-05-03 22:00 | FR | 50672
2018-05-03 23:00 | FR | 53642
2018-05-04 | FR | 52862
2018-05-04 01:00 | FR | 47961
2018-05-04 02:00 | FR | 46504
2018-05-04 03:00 | FR | 44385
2018-05-04 04:00 | FR | 42811
2018-05-04 05:00 | FR | 43129
2018-05-04 06:00 | FR | 46295
2018-05-04 07:00 | FR | 50573
2018-05-04 08:00 | FR | 54790
2018-05-04 09:00 | FR | 56428
2018-05-04 10:00 | FR | 56470
2018-05-04 11:00 | FR | 56110
2018-05-04 12:00 | FR | 56098
2018-05-04 13:00 | FR | 55704
2018-05-04 14:00 | FR | 53920
2018-05-04 15:00 | FR | 52008
2018-05-04 16:00 | FR | 50238
2018-05-04 17:00 | FR | 48343
2018-05-04 18:00 | FR | 47977
2018-05-04 19:00 | FR | 49132
2018-05-04 20:00 | FR | 48826
2018-05-04 21:00 | FR | 47294
2018-05-04 22:00 | FR | 48193
2018-05-04 23:00 | FR | 51381
2018-05-05 | FR | 50508
2018-05-05 01:00 | FR | 45551
2018-05-05 02:00 | FR | 43844
2018-05-05 03:00 | FR | 41170
2018-05-05 04:00 | FR | 39051
2018-05-05 05:00 | FR | 38529
2018-05-05 06:00 | FR | 39350
2018-05-05 07:00 | FR | 40392
2018-05-05 08:00 | FR | 42840
2018-05-05 09:00 | FR | 45456
2018-05-05 10:00 | FR | 47176
2018-05-05 11:00 | FR | 47138
2018-05-05 12:00 | FR | 47743
2018-05-05 13:00 | FR | 49007
2018-05-05 14:00 | FR | 46236
2018-05-05 15:00 | FR | 44424
2018-05-05 16:00 | FR | 42560
2018-05-05 17:00 | FR | 41294
2018-05-05 18:00 | FR | 41550
2018-05-05 19:00 | FR | 42756
2018-05-05 20:00 | FR | 42467
2018-05-05 21:00 | FR | 41835
2018-05-05 22:00 | FR | 43161
2018-05-05 23:00 | FR | 46866
2018-05-06 | FR | 46565
2018-05-06 01:00 | FR | 41818
2018-05-06 02:00 | FR | 39929
2018-05-06 03:00 | FR | 37391
2018-05-06 04:00 | FR | 35241
2018-05-06 05:00 | FR | 34394
2018-05-06 06:00 | FR | 34570
2018-05-06 07:00 | FR | 34143
2018-05-06 08:00 | FR | 36045
2018-05-06 09:00 | FR | 38447
2018-05-06 10:00 | FR | 40630
2018-05-06 11:00 | FR | 41769
2018-05-06 12:00 | FR | 42982
2018-05-06 13:00 | FR | 44709
2018-05-06 14:00 | FR | 41617
2018-05-06 15:00 | FR | 39968
2018-05-06 16:00 | FR | 38563
2018-05-06 17:00 | FR | 37554
2018-05-06 18:00 | FR | 38014
2018-05-06 19:00 | FR | 40118
2018-05-06 20:00 | FR | 40954
2018-05-06 21:00 | FR | 40793
2018-05-06 22:00 | FR | 42375
2018-05-06 23:00 | FR | 45753
2018-05-07 | FR | 44860
2018-05-07 01:00 | FR | 40179
2018-05-07 02:00 | FR | 38677
2018-05-07 03:00 | FR | 36121
2018-05-07 04:00 | FR | 34514
2018-05-07 05:00 | FR | 34742
2018-05-07 06:00 | FR | 37307
2018-05-07 07:00 | FR | 40573
2018-05-07 08:00 | FR | 44309
2018-05-07 09:00 | FR | 46829
2018-05-07 10:00 | FR | 47954
2018-05-07 11:00 | FR | 48746
2018-05-07 12:00 | FR | 49828
2018-05-07 13:00 | FR | 50825
2018-05-07 14:00 | FR | 49338
2018-05-07 15:00 | FR | 47933
2018-05-07 16:00 | FR | 46625
2018-05-07 17:00 | FR | 45557
2018-05-07 18:00 | FR | 45446
2018-05-07 19:00 | FR | 46258
2018-05-07 20:00 | FR | 45704
2018-05-07 21:00 | FR | 43585
2018-05-07 22:00 | FR | 44345
2018-05-07 23:00 | FR | 47268
2018-05-08 | FR | 46079
2018-05-08 01:00 | FR | 40916
2018-05-08 02:00 | FR | 39432
2018-05-08 03:00 | FR | 37102
2018-05-08 04:00 | FR | 35094
2018-05-08 05:00 | FR | 34241
2018-05-08 06:00 | FR | 34788
2018-05-08 07:00 | FR | 34905
2018-05-08 08:00 | FR | 36946
2018-05-08 09:00 | FR | 39824
2018-05-08 10:00 | FR | 42199
2018-05-08 11:00 | FR | 43390
2018-05-08 12:00 | FR | 44905
2018-05-08 13:00 | FR | 46719
2018-05-08 14:00 | FR | 43945
2018-05-08 15:00 | FR | 42488
2018-05-08 16:00 | FR | 41170
2018-05-08 17:00 | FR | 40092
2018-05-08 18:00 | FR | 40404
2018-05-08 19:00 | FR | 42155
2018-05-08 20:00 | FR | 42432
2018-05-08 21:00 | FR | 41692
2018-05-08 22:00 | FR | 42721
2018-05-08 23:00 | FR | 46142
2018-05-09 | FR | 45303
2018-05-09 01:00 | FR | 40421
2018-05-09 02:00 | FR | 38926
2018-05-09 03:00 | FR | 36609
2018-05-09 04:00 | FR | 35016
2018-05-09 05:00 | FR | 34909
2018-05-09 06:00 | FR | 37200
2018-05-09 07:00 | FR | 39936
2018-05-09 08:00 | FR | 43703
2018-05-09 09:00 | FR | 46520
2018-05-09 10:00 | FR | 48039
2018-05-09 11:00 | FR | 48642
2018-05-09 12:00 | FR | 50060
2018-05-09 13:00 | FR | 50460
2018-05-09 14:00 | FR | 49034
2018-05-09 15:00 | FR | 47568
2018-05-09 16:00 | FR | 46291
2018-05-09 17:00 | FR | 44989
2018-05-09 18:00 | FR | 44721
2018-05-09 19:00 | FR | 45908
2018-05-09 20:00 | FR | 45242
2018-05-09 21:00 | FR | 43479
2018-05-09 22:00 | FR | 44228
2018-05-09 23:00 | FR | 47332
2018-05-10 | FR | 46198
2018-05-10 01:00 | FR | 41287
2018-05-10 02:00 | FR | 39786
2018-05-10 03:00 | FR | 37393
2018-05-10 04:00 | FR | 35348
2018-05-10 05:00 | FR | 34809
2018-05-10 06:00 | FR | 35353
2018-05-10 07:00 | FR | 35657
2018-05-10 08:00 | FR | 37729
2018-05-10 09:00 | FR | 40310
2018-05-10 10:00 | FR | 42685
2018-05-10 11:00 | FR | 43764
2018-05-10 12:00 | FR | 45485
2018-05-10 13:00 | FR | 46982
2018-05-10 14:00 | FR | 44237
2018-05-10 15:00 | FR | 42361
2018-05-10 16:00 | FR | 40967
2018-05-10 17:00 | FR | 39721
2018-05-10 18:00 | FR | 40236
2018-05-10 19:00 | FR | 42187
2018-05-10 20:00 | FR | 42557
2018-05-10 21:00 | FR | 41684
2018-05-10 22:00 | FR | 43106
2018-05-10 23:00 | FR | 46713
2018-05-11 | FR | 46024
2018-05-11 01:00 | FR | 41257
2018-05-11 02:00 | FR | 39749
2018-05-11 03:00 | FR | 37695
2018-05-11 04:00 | FR | 36219
2018-05-11 05:00 | FR | 36476
2018-05-11 06:00 | FR | 38861
2018-05-11 07:00 | FR | 41580
2018-05-11 08:00 | FR | 44961
2018-05-11 09:00 | FR | 46980
2018-05-11 10:00 | FR | 48089
2018-05-11 11:00 | FR | 48341
2018-05-11 12:00 | FR | 49272
2018-05-11 13:00 | FR | 50062
2018-05-11 14:00 | FR | 47920
2018-05-11 15:00 | FR | 46666
2018-05-11 16:00 | FR | 45191
2018-05-11 17:00 | FR | 44023
2018-05-11 18:00 | FR | 44195
2018-05-11 19:00 | FR | 45398
2018-05-11 20:00 | FR | 44945
2018-05-11 21:00 | FR | 43319
2018-05-11 22:00 | FR | 44480
2018-05-11 23:00 | FR | 47629
2018-05-12 | FR | 46696
2018-05-12 01:00 | FR | 41331
2018-05-12 02:00 | FR | 39661
2018-05-12 03:00 | FR | 37175
2018-05-12 04:00 | FR | 35199
2018-05-12 05:00 | FR | 34652
2018-05-12 06:00 | FR | 35415
2018-05-12 07:00 | FR | 35813
2018-05-12 08:00 | FR | 38161
2018-05-12 09:00 | FR | 41287
2018-05-12 10:00 | FR | 43631
2018-05-12 11:00 | FR | 44706
2018-05-12 12:00 | FR | 46262
2018-05-12 13:00 | FR | 48137
2018-05-12 14:00 | FR | 45567
2018-05-12 15:00 | FR | 43975
2018-05-12 16:00 | FR | 42670
2018-05-12 17:00 | FR | 41787
2018-05-12 18:00 | FR | 42263
2018-05-12 19:00 | FR | 43842
2018-05-12 20:00 | FR | 44111
2018-05-12 21:00 | FR | 42926
2018-05-12 22:00 | FR | 43739
2018-05-12 23:00 | FR | 47186
2018-05-13 | FR | 46699
2018-05-13 01:00 | FR | 42000
2018-05-13 02:00 | FR | 40314
2018-05-13 03:00 | FR | 37720
2018-05-13 04:00 | FR | 35717
2018-05-13 05:00 | FR | 34971
2018-05-13 06:00 | FR | 35024
2018-05-13 07:00 | FR | 34781
2018-05-13 08:00 | FR | 36419
2018-05-13 09:00 | FR | 39097
2018-05-13 10:00 | FR | 41650
2018-05-13 11:00 | FR | 43690
2018-05-13 12:00 | FR | 45770
2018-05-13 13:00 | FR | 47693
2018-05-13 14:00 | FR | 44322
2018-05-13 15:00 | FR | 42460
2018-05-13 16:00 | FR | 41084
2018-05-13 17:00 | FR | 40434
2018-05-13 18:00 | FR | 41328
2018-05-13 19:00 | FR | 44038
2018-05-13 20:00 | FR | 45085
2018-05-13 21:00 | FR | 44164
2018-05-13 22:00 | FR | 44818
2018-05-13 23:00 | FR | 48214
2018-05-14 | FR | 47760
2018-05-14 01:00 | FR | 43418
2018-05-14 02:00 | FR | 42151
2018-05-14 03:00 | FR | 40014
2018-05-14 04:00 | FR | 38364
2018-05-14 05:00 | FR | 39069
2018-05-14 06:00 | FR | 42120
2018-05-14 07:00 | FR | 47470
2018-05-14 08:00 | FR | 52174
2018-05-14 09:00 | FR | 54945
2018-05-14 10:00 | FR | 56273
2018-05-14 11:00 | FR | 56771
2018-05-14 12:00 | FR | 57767
2018-05-14 13:00 | FR | 58090
2018-05-14 14:00 | FR | 56911
2018-05-14 15:00 | FR | 55176
2018-05-14 16:00 | FR | 53774
2018-05-14 17:00 | FR | 52549
2018-05-14 18:00 | FR | 52397
2018-05-14 19:00 | FR | 54988
2018-05-14 20:00 | FR | 54097
2018-05-14 21:00 | FR | 51023
2018-05-14 22:00 | FR | 50380
2018-05-14 23:00 | FR | 52998
2018-05-15 | FR | 52046
2018-05-15 01:00 | FR | 47048
2018-05-15 02:00 | FR | 45400
2018-05-15 03:00 | FR | 43163
2018-05-15 04:00 | FR | 41515
2018-05-15 05:00 | FR | 41731
2018-05-15 06:00 | FR | 44759
2018-05-15 07:00 | FR | 49917
2018-05-15 08:00 | FR | 54715
2018-05-15 09:00 | FR | 56789
2018-05-15 10:00 | FR | 56966
2018-05-15 11:00 | FR | 57345
2018-05-15 12:00 | FR | 57964
2018-05-15 13:00 | FR | 57368
2018-05-15 14:00 | FR | 55705
2018-05-15 15:00 | FR | 54109
2018-05-15 16:00 | FR | 52457
2018-05-15 17:00 | FR | 51037
2018-05-15 18:00 | FR | 50861
2018-05-15 19:00 | FR | 52413
2018-05-15 20:00 | FR | 51507
2018-05-15 21:00 | FR | 48869
2018-05-15 22:00 | FR | 49075
2018-05-15 23:00 | FR | 51836
2018-05-16 | FR | 50620
2018-05-16 01:00 | FR | 45762
2018-05-16 02:00 | FR | 44080
2018-05-16 03:00 | FR | 41871
2018-05-16 04:00 | FR | 40208
2018-05-16 05:00 | FR | 40433
2018-05-16 06:00 | FR | 43263
2018-05-16 07:00 | FR | 47970
2018-05-16 08:00 | FR | 52228
2018-05-16 09:00 | FR | 54207
2018-05-16 10:00 | FR | 54861
2018-05-16 11:00 | FR | 55202
2018-05-16 12:00 | FR | 55875
2018-05-16 13:00 | FR | 55783
2018-05-16 14:00 | FR | 54306
2018-05-16 15:00 | FR | 52819
2018-05-16 16:00 | FR | 51303
2018-05-16 17:00 | FR | 50036
2018-05-16 18:00 | FR | 49708
2018-05-16 19:00 | FR | 51564
2018-05-16 20:00 | FR | 50642
2018-05-16 21:00 | FR | 48067
2018-05-16 22:00 | FR | 48297
2018-05-16 23:00 | FR | 51224
2018-05-17 | FR | 50171
2018-05-17 01:00 | FR | 45303
2018-05-17 02:00 | FR | 43760
2018-05-17 03:00 | FR | 41485
2018-05-17 04:00 | FR | 39965
2018-05-17 05:00 | FR | 40050
2018-05-17 06:00 | FR | 42505
2018-05-17 07:00 | FR | 47624
2018-05-17 08:00 | FR | 52064
2018-05-17 09:00 | FR | 53859
2018-05-17 10:00 | FR | 54359
2018-05-17 11:00 | FR | 54501
2018-05-17 12:00 | FR | 55264
2018-05-17 13:00 | FR | 55133
2018-05-17 14:00 | FR | 53405
2018-05-17 15:00 | FR | 52256
2018-05-17 16:00 | FR | 50714
2018-05-17 17:00 | FR | 49406
2018-05-17 18:00 | FR | 49044
2018-05-17 19:00 | FR | 50707
2018-05-17 20:00 | FR | 49878
2018-05-17 21:00 | FR | 47587
2018-05-17 22:00 | FR | 47935
2018-05-17 23:00 | FR | 50826
2018-05-18 | FR | 49882
2018-05-18 01:00 | FR | 44767
2018-05-18 02:00 | FR | 43430
2018-05-18 03:00 | FR | 41151
2018-05-18 04:00 | FR | 39610
2018-05-18 05:00 | FR | 39737
2018-05-18 06:00 | FR | 42400
2018-05-18 07:00 | FR | 47169
2018-05-18 08:00 | FR | 51278
2018-05-18 09:00 | FR | 52915
2018-05-18 10:00 | FR | 53714
2018-05-18 11:00 | FR | 53759
2018-05-18 12:00 | FR | 54020
2018-05-18 13:00 | FR | 53961
2018-05-18 14:00 | FR | 51921
2018-05-18 15:00 | FR | 50527
2018-05-18 16:00 | FR | 48866
2018-05-18 17:00 | FR | 47416
2018-05-18 18:00 | FR | 46930
2018-05-18 19:00 | FR | 47900
2018-05-18 20:00 | FR | 47055
2018-05-18 21:00 | FR | 45316
2018-05-18 22:00 | FR | 46095
2018-05-18 23:00 | FR | 49557
2018-05-19 | FR | 48869
2018-05-19 01:00 | FR | 43405
2018-05-19 02:00 | FR | 41729
2018-05-19 03:00 | FR | 39310
2018-05-19 04:00 | FR | 37403
2018-05-19 05:00 | FR | 36804
2018-05-19 06:00 | FR | 36874
2018-05-19 07:00 | FR | 37919
2018-05-19 08:00 | FR | 40258
2018-05-19 09:00 | FR | 43007
2018-05-19 10:00 | FR | 45202
2018-05-19 11:00 | FR | 45584
2018-05-19 12:00 | FR | 46404
2018-05-19 13:00 | FR | 47282
2018-05-19 14:00 | FR | 45100
2018-05-19 15:00 | FR | 43809
2018-05-19 16:00 | FR | 42190
2018-05-19 17:00 | FR | 40894
2018-05-19 18:00 | FR | 40908
2018-05-19 19:00 | FR | 42316
2018-05-19 20:00 | FR | 42145
2018-05-19 21:00 | FR | 41175
2018-05-19 22:00 | FR | 42202
2018-05-19 23:00 | FR | 46334
2018-05-20 | FR | 46001
2018-05-20 01:00 | FR | 41282
2018-05-20 02:00 | FR | 39786
2018-05-20 03:00 | FR | 37204
2018-05-20 04:00 | FR | 35283
2018-05-20 05:00 | FR | 34433
2018-05-20 06:00 | FR | 34050
2018-05-20 07:00 | FR | 34251
2018-05-20 08:00 | FR | 35806
2018-05-20 09:00 | FR | 38256
2018-05-20 10:00 | FR | 40241
2018-05-20 11:00 | FR | 41424
2018-05-20 12:00 | FR | 42409
2018-05-20 13:00 | FR | 44208
2018-05-20 14:00 | FR | 41017
2018-05-20 15:00 | FR | 39287
2018-05-20 16:00 | FR | 38043
2018-05-20 17:00 | FR | 37160
2018-05-20 18:00 | FR | 37710
2018-05-20 19:00 | FR | 39427
2018-05-20 20:00 | FR | 40250
2018-05-20 21:00 | FR | 40129
2018-05-20 22:00 | FR | 41204
2018-05-20 23:00 | FR | 45389
2018-05-21 | FR | 44749
2018-05-21 01:00 | FR | 39994
2018-05-21 02:00 | FR | 38356
2018-05-21 03:00 | FR | 35888
2018-05-21 04:00 | FR | 33999
2018-05-21 05:00 | FR | 33568
2018-05-21 06:00 | FR | 33819
2018-05-21 07:00 | FR | 34732
2018-05-21 08:00 | FR | 36902
2018-05-21 09:00 | FR | 39806
2018-05-21 10:00 | FR | 42133
2018-05-21 11:00 | FR | 43477
2018-05-21 12:00 | FR | 45222
2018-05-21 13:00 | FR | 46889
2018-05-21 14:00 | FR | 44299
2018-05-21 15:00 | FR | 42722
2018-05-21 16:00 | FR | 41187
2018-05-21 17:00 | FR | 40390
2018-05-21 18:00 | FR | 40895
2018-05-21 19:00 | FR | 43185
2018-05-21 20:00 | FR | 43406
2018-05-21 21:00 | FR | 42415
2018-05-21 22:00 | FR | 42756
2018-05-21 23:00 | FR | 46126
2018-05-22 | FR | 45179
2018-05-22 01:00 | FR | 40614
2018-05-22 02:00 | FR | 39301
2018-05-22 03:00 | FR | 36848
2018-05-22 04:00 | FR | 35637
2018-05-22 05:00 | FR | 36027
2018-05-22 06:00 | FR | 38718
2018-05-22 07:00 | FR | 43727
2018-05-22 08:00 | FR | 47995
2018-05-22 09:00 | FR | 50332
2018-05-22 10:00 | FR | 51646
2018-05-22 11:00 | FR | 52167
2018-05-22 12:00 | FR | 53297
2018-05-22 13:00 | FR | 53619
2018-05-22 14:00 | FR | 52485
2018-05-22 15:00 | FR | 51514
2018-05-22 16:00 | FR | 50197
2018-05-22 17:00 | FR | 48763
2018-05-22 18:00 | FR | 48794
2018-05-22 19:00 | FR | 50238
2018-05-22 20:00 | FR | 49021
2018-05-22 21:00 | FR | 46324
2018-05-22 22:00 | FR | 45880
2018-05-22 23:00 | FR | 49109
2018-05-23 | FR | 47660
2018-05-23 01:00 | FR | 42509
2018-05-23 02:00 | FR | 40986
2018-05-23 03:00 | FR | 38753
2018-05-23 04:00 | FR | 37306
2018-05-23 05:00 | FR | 37321
2018-05-23 06:00 | FR | 39260
2018-05-23 07:00 | FR | 43662
2018-05-23 08:00 | FR | 47876
2018-05-23 09:00 | FR | 50278
2018-05-23 10:00 | FR | 51728
2018-05-23 11:00 | FR | 52393
2018-05-23 12:00 | FR | 53275
2018-05-23 13:00 | FR | 53784
2018-05-23 14:00 | FR | 52740
2018-05-23 15:00 | FR | 51402
2018-05-23 16:00 | FR | 50205
2018-05-23 17:00 | FR | 49055
2018-05-23 18:00 | FR | 48218
2018-05-23 19:00 | FR | 50037
2018-05-23 20:00 | FR | 48775
2018-05-23 21:00 | FR | 46400
2018-05-23 22:00 | FR | 46224
2018-05-23 23:00 | FR | 49207
2018-05-24 | FR | 48126
2018-05-24 01:00 | FR | 43154
2018-05-24 02:00 | FR | 41439
2018-05-24 03:00 | FR | 39452
2018-05-24 04:00 | FR | 37642
2018-05-24 05:00 | FR | 37746
2018-05-24 06:00 | FR | 39731
2018-05-24 07:00 | FR | 44396
2018-05-24 08:00 | FR | 48632
2018-05-24 09:00 | FR | 50794
2018-05-24 10:00 | FR | 51907
2018-05-24 11:00 | FR | 52510
2018-05-24 12:00 | FR | 53521
2018-05-24 13:00 | FR | 53659
2018-05-24 14:00 | FR | 52455
2018-05-24 15:00 | FR | 51628
2018-05-24 16:00 | FR | 50345
2018-05-24 17:00 | FR | 48986
2018-05-24 18:00 | FR | 48777
2018-05-24 19:00 | FR | 50010
2018-05-24 20:00 | FR | 48732
2018-05-24 21:00 | FR | 46053
2018-05-24 22:00 | FR | 46028
2018-05-24 23:00 | FR | 49221
2018-05-25 | FR | 48066
2018-05-25 01:00 | FR | 43044
2018-05-25 02:00 | FR | 41479
2018-05-25 03:00 | FR | 39091
2018-05-25 04:00 | FR | 37814
2018-05-25 05:00 | FR | 37632
2018-05-25 06:00 | FR | 39824
2018-05-25 07:00 | FR | 44499
2018-05-25 08:00 | FR | 48915
2018-05-25 09:00 | FR | 51127
2018-05-25 10:00 | FR | 52397
2018-05-25 11:00 | FR | 52826
2018-05-25 12:00 | FR | 53634
2018-05-25 13:00 | FR | 54100
2018-05-25 14:00 | FR | 52759
2018-05-25 15:00 | FR | 51682
2018-05-25 16:00 | FR | 50154
2018-05-25 17:00 | FR | 48656
2018-05-25 18:00 | FR | 48345
2018-05-25 19:00 | FR | 49091
2018-05-25 20:00 | FR | 48063
2018-05-25 21:00 | FR | 45763
2018-05-25 22:00 | FR | 45487
2018-05-25 23:00 | FR | 49081
2018-05-26 | FR | 47590
2018-05-26 01:00 | FR | 41966
2018-05-26 02:00 | FR | 40236
2018-05-26 03:00 | FR | 37451
2018-05-26 04:00 | FR | 35556
2018-05-26 05:00 | FR | 34895
2018-05-26 06:00 | FR | 34939
2018-05-26 07:00 | FR | 35903
2018-05-26 08:00 | FR | 38402
2018-05-26 09:00 | FR | 41553
2018-05-26 10:00 | FR | 43972
2018-05-26 11:00 | FR | 44926
2018-05-26 12:00 | FR | 46210
2018-05-26 13:00 | FR | 48073
2018-05-26 14:00 | FR | 45407
2018-05-26 15:00 | FR | 43713
2018-05-26 16:00 | FR | 42423
2018-05-26 17:00 | FR | 41536
2018-05-26 18:00 | FR | 41818
2018-05-26 19:00 | FR | 42822
2018-05-26 20:00 | FR | 42195
2018-05-26 21:00 | FR | 41068
2018-05-26 22:00 | FR | 41503
2018-05-26 23:00 | FR | 45472
2018-05-27 | FR | 44870
2018-05-27 01:00 | FR | 39899
2018-05-27 02:00 | FR | 38226
2018-05-27 03:00 | FR | 35552
2018-05-27 04:00 | FR | 33545
2018-05-27 05:00 | FR | 32563
2018-05-27 06:00 | FR | 31843
2018-05-27 07:00 | FR | 32025
2018-05-27 08:00 | FR | 33722
2018-05-27 09:00 | FR | 36648
2018-05-27 10:00 | FR | 39402
2018-05-27 11:00 | FR | 41154
2018-05-27 12:00 | FR | 42579
2018-05-27 13:00 | FR | 44144
2018-05-27 14:00 | FR | 41293
2018-05-27 15:00 | FR | 39760
2018-05-27 16:00 | FR | 38867
2018-05-27 17:00 | FR | 38210
2018-05-27 18:00 | FR | 38893
2018-05-27 19:00 | FR | 40883
2018-05-27 20:00 | FR | 41628
2018-05-27 21:00 | FR | 41133
2018-05-27 22:00 | FR | 41490
2018-05-27 23:00 | FR | 45227
2018-05-28 | FR | 44209
2018-05-28 01:00 | FR | 39549
2018-05-28 02:00 | FR | 37849
2018-05-28 03:00 | FR | 35770
2018-05-28 04:00 | FR | 34432
2018-05-28 05:00 | FR | 34742
2018-05-28 06:00 | FR | 37167
2018-05-28 07:00 | FR | 41937
2018-05-28 08:00 | FR | 46453
2018-05-28 09:00 | FR | 49306
2018-05-28 10:00 | FR | 51113
2018-05-28 11:00 | FR | 52095
2018-05-28 12:00 | FR | 53225
2018-05-28 13:00 | FR | 53293
2018-05-28 14:00 | FR | 52495
2018-05-28 15:00 | FR | 51377
2018-05-28 16:00 | FR | 50023
2018-05-28 17:00 | FR | 48908
2018-05-28 18:00 | FR | 48418
2018-05-28 19:00 | FR | 50027
2018-05-28 20:00 | FR | 48972
2018-05-28 21:00 | FR | 46028
2018-05-28 22:00 | FR | 45078
2018-05-28 23:00 | FR | 48359
2018-05-29 | FR | 46948
2018-05-29 01:00 | FR | 41715
2018-05-29 02:00 | FR | 40368
2018-05-29 03:00 | FR | 38293
2018-05-29 04:00 | FR | 36850
2018-05-29 05:00 | FR | 37020
2018-05-29 06:00 | FR | 38812
2018-05-29 07:00 | FR | 43557
2018-05-29 08:00 | FR | 47910
2018-05-29 09:00 | FR | 50285
2018-05-29 10:00 | FR | 51754
2018-05-29 11:00 | FR | 52498
2018-05-29 12:00 | FR | 53336
2018-05-29 13:00 | FR | 53136
2018-05-29 14:00 | FR | 51848
2018-05-29 15:00 | FR | 51410
2018-05-29 16:00 | FR | 50253
2018-05-29 17:00 | FR | 49019
2018-05-29 18:00 | FR | 48429
2018-05-29 19:00 | FR | 49786
2018-05-29 20:00 | FR | 48528
2018-05-29 21:00 | FR | 46036
2018-05-29 22:00 | FR | 45640
2018-05-29 23:00 | FR | 48859
2018-05-30 | FR | 47342
2018-05-30 01:00 | FR | 42140
2018-05-30 02:00 | FR | 40766
2018-05-30 03:00 | FR | 38644
2018-05-30 04:00 | FR | 37123
2018-05-30 05:00 | FR | 37065
2018-05-30 06:00 | FR | 39059
2018-05-30 07:00 | FR | 43675
2018-05-30 08:00 | FR | 48089
2018-05-30 09:00 | FR | 50699
2018-05-30 10:00 | FR | 52009
2018-05-30 11:00 | FR | 52784
2018-05-30 12:00 | FR | 53946
2018-05-30 13:00 | FR | 54055
2018-05-30 14:00 | FR | 53170
2018-05-30 15:00 | FR | 52323
2018-05-30 16:00 | FR | 51075
2018-05-30 17:00 | FR | 49942
2018-05-30 18:00 | FR | 49555
2018-05-30 19:00 | FR | 50963
2018-05-30 20:00 | FR | 49476
2018-05-30 21:00 | FR | 46642
2018-05-30 22:00 | FR | 46080
2018-05-30 23:00 | FR | 49337
2018-05-31 | FR | 47853
2018-05-31 01:00 | FR | 42612
2018-05-31 02:00 | FR | 41202
2018-05-31 03:00 | FR | 38997
2018-05-31 04:00 | FR | 37425
2018-05-31 05:00 | FR | 37225
2018-05-31 06:00 | FR | 39231
2018-05-31 07:00 | FR | 44146
2018-05-31 08:00 | FR | 48598
2018-05-31 09:00 | FR | 50886
2018-05-31 10:00 | FR | 52066
2018-05-31 11:00 | FR | 52946
2018-05-31 12:00 | FR | 53623
2018-05-31 13:00 | FR | 53798
2018-05-31 14:00 | FR | 52866
2018-05-31 15:00 | FR | 52087
2018-05-31 16:00 | FR | 50855
2018-05-31 17:00 | FR | 49560
2018-05-31 18:00 | FR | 49221
2018-05-31 19:00 | FR | 50709
2018-05-31 20:00 | FR | 49104
2018-05-31 21:00 | FR | 46309
2018-05-31 22:00 | FR | 45793
2018-05-31 23:00 | FR | 49104
2018-06-01 | FR | 47814
2018-06-01 01:00 | FR | 42213
2018-06-01 02:00 | FR | 40762
2018-06-01 03:00 | FR | 38652
2018-06-01 04:00 | FR | 37260
2018-06-01 05:00 | FR | 37124
2018-06-01 06:00 | FR | 39102
2018-06-01 07:00 | FR | 43938
2018-06-01 08:00 | FR | 48388
2018-06-01 09:00 | FR | 50795
2018-06-01 10:00 | FR | 52358
2018-06-01 11:00 | FR | 52801
2018-06-01 12:00 | FR | 53462
2018-06-01 13:00 | FR | 53670
2018-06-01 14:00 | FR | 51990
2018-06-01 15:00 | FR | 50840
2018-06-01 16:00 | FR | 49518
2018-06-01 17:00 | FR | 48277
2018-06-01 18:00 | FR | 48022
2018-06-01 19:00 | FR | 48657
2018-06-01 20:00 | FR | 47304
2018-06-01 21:00 | FR | 44943
2018-06-01 22:00 | FR | 44948
2018-06-01 23:00 | FR | 48733
2018-06-02 | FR | 47082
2018-06-02 01:00 | FR | 41565
2018-06-02 02:00 | FR | 39846
2018-06-02 03:00 | FR | 37229
2018-06-02 04:00 | FR | 35361
2018-06-02 05:00 | FR | 34638
2018-06-02 06:00 | FR | 34404
2018-06-02 07:00 | FR | 35312
2018-06-02 08:00 | FR | 37961
2018-06-02 09:00 | FR | 40977
2018-06-02 10:00 | FR | 43565
2018-06-02 11:00 | FR | 44350
2018-06-02 12:00 | FR | 45640
2018-06-02 13:00 | FR | 47370
2018-06-02 14:00 | FR | 44939
2018-06-02 15:00 | FR | 43678
2018-06-02 16:00 | FR | 42246
2018-06-02 17:00 | FR | 41222
2018-06-02 18:00 | FR | 41435
2018-06-02 19:00 | FR | 42420
2018-06-02 20:00 | FR | 41813
2018-06-02 21:00 | FR | 39931
2018-06-02 22:00 | FR | 40681
2018-06-02 23:00 | FR | 45253
2018-06-03 | FR | 44590
2018-06-03 01:00 | FR | 39679
2018-06-03 02:00 | FR | 37790
2018-06-03 03:00 | FR | 35164
2018-06-03 04:00 | FR | 33238
2018-06-03 05:00 | FR | 32223
2018-06-03 06:00 | FR | 31423
2018-06-03 07:00 | FR | 31683
2018-06-03 08:00 | FR | 33289
2018-06-03 09:00 | FR | 36028
2018-06-03 10:00 | FR | 38720
2018-06-03 11:00 | FR | 40420
2018-06-03 12:00 | FR | 42112
2018-06-03 13:00 | FR | 43966
2018-06-03 14:00 | FR | 41177
2018-06-03 15:00 | FR | 39568
2018-06-03 16:00 | FR | 38463
2018-06-03 17:00 | FR | 37796
2018-06-03 18:00 | FR | 38617
2018-06-03 19:00 | FR | 40726
2018-06-03 20:00 | FR | 41195
2018-06-03 21:00 | FR | 40402
2018-06-03 22:00 | FR | 40951
2018-06-03 23:00 | FR | 44691
2018-06-04 | FR | 43815
2018-06-04 01:00 | FR | 39058
2018-06-04 02:00 | FR | 37685
2018-06-04 03:00 | FR | 35487
2018-06-04 04:00 | FR | 34258
2018-06-04 05:00 | FR | 34796
2018-06-04 06:00 | FR | 37120
2018-06-04 07:00 | FR | 42109
2018-06-04 08:00 | FR | 46802
2018-06-04 09:00 | FR | 49512
2018-06-04 10:00 | FR | 51198
2018-06-04 11:00 | FR | 51735
2018-06-04 12:00 | FR | 53023
2018-06-04 13:00 | FR | 53321
2018-06-04 14:00 | FR | 52347
2018-06-04 15:00 | FR | 51520
2018-06-04 16:00 | FR | 50370
2018-06-04 17:00 | FR | 48991
2018-06-04 18:00 | FR | 48786
2018-06-04 19:00 | FR | 50617
2018-06-04 20:00 | FR | 49242
2018-06-04 21:00 | FR | 45853
2018-06-04 22:00 | FR | 45318
2018-06-04 23:00 | FR | 48622
2018-06-05 | FR | 47022
2018-06-05 01:00 | FR | 41661
2018-06-05 02:00 | FR | 40266
2018-06-05 03:00 | FR | 38363
2018-06-05 04:00 | FR | 36886
2018-06-05 05:00 | FR | 36893
2018-06-05 06:00 | FR | 38756
2018-06-05 07:00 | FR | 43803
2018-06-05 08:00 | FR | 48402
2018-06-05 09:00 | FR | 50826
2018-06-05 10:00 | FR | 52190
2018-06-05 11:00 | FR | 52822
2018-06-05 12:00 | FR | 53823
2018-06-05 13:00 | FR | 53946
2018-06-05 14:00 | FR | 52867
2018-06-05 15:00 | FR | 51993
2018-06-05 16:00 | FR | 50826
2018-06-05 17:00 | FR | 49613
2018-06-05 18:00 | FR | 49242
2018-06-05 19:00 | FR | 50714
2018-06-05 20:00 | FR | 49218
2018-06-05 21:00 | FR | 46241
2018-06-05 22:00 | FR | 45585
2018-06-05 23:00 | FR | 48827
2018-06-06 | FR | 47157
2018-06-06 01:00 | FR | 41912
2018-06-06 02:00 | FR | 40436
2018-06-06 03:00 | FR | 38410
2018-06-06 04:00 | FR | 37146
2018-06-06 05:00 | FR | 37161
2018-06-06 06:00 | FR | 38808
2018-06-06 07:00 | FR | 43796
2018-06-06 08:00 | FR | 48258
2018-06-06 09:00 | FR | 51035
2018-06-06 10:00 | FR | 52292
2018-06-06 11:00 | FR | 53114
2018-06-06 12:00 | FR | 54275
2018-06-06 13:00 | FR | 54397
2018-06-06 14:00 | FR | 53223
2018-06-06 15:00 | FR | 52400
2018-06-06 16:00 | FR | 51192
2018-06-06 17:00 | FR | 49994
2018-06-06 18:00 | FR | 49641
2018-06-06 19:00 | FR | 51155
2018-06-06 20:00 | FR | 49756
2018-06-06 21:00 | FR | 46585
2018-06-06 22:00 | FR | 45793
2018-06-06 23:00 | FR | 49327
2018-06-07 | FR | 47804
2018-06-07 01:00 | FR | 42523
2018-06-07 02:00 | FR | 41050
2018-06-07 03:00 | FR | 38990
2018-06-07 04:00 | FR | 37417
2018-06-07 05:00 | FR | 37120
2018-06-07 06:00 | FR | 38859
2018-06-07 07:00 | FR | 43797
2018-06-07 08:00 | FR | 48131
2018-06-07 09:00 | FR | 50385
2018-06-07 10:00 | FR | 51780
2018-06-07 11:00 | FR | 52511
2018-06-07 12:00 | FR | 53610
2018-06-07 13:00 | FR | 53597
2018-06-07 14:00 | FR | 52446
2018-06-07 15:00 | FR | 51618
2018-06-07 16:00 | FR | 50533
2018-06-07 17:00 | FR | 49354
2018-06-07 18:00 | FR | 49073
2018-06-07 19:00 | FR | 50375
2018-06-07 20:00 | FR | 48693
2018-06-07 21:00 | FR | 45988
2018-06-07 22:00 | FR | 45435
2018-06-07 23:00 | FR | 49319
2018-06-08 | FR | 47772
2018-06-08 01:00 | FR | 42439
2018-06-08 02:00 | FR | 40906
2018-06-08 03:00 | FR | 38679
2018-06-08 04:00 | FR | 37411
2018-06-08 05:00 | FR | 37350
2018-06-08 06:00 | FR | 38904
2018-06-08 07:00 | FR | 43499
2018-06-08 08:00 | FR | 48081
2018-06-08 09:00 | FR | 50402
2018-06-08 10:00 | FR | 51935
2018-06-08 11:00 | FR | 52710
2018-06-08 12:00 | FR | 53235
2018-06-08 13:00 | FR | 53740
2018-06-08 14:00 | FR | 52627
2018-06-08 15:00 | FR | 51514
2018-06-08 16:00 | FR | 50056
2018-06-08 17:00 | FR | 48546
2018-06-08 18:00 | FR | 48394
2018-06-08 19:00 | FR | 48672
2018-06-08 20:00 | FR | 46824
2018-06-08 21:00 | FR | 44415
2018-06-08 22:00 | FR | 44437
2018-06-08 23:00 | FR | 48641
2018-06-09 | FR | 47137
2018-06-09 01:00 | FR | 41580
2018-06-09 02:00 | FR | 39796
2018-06-09 03:00 | FR | 37287
2018-06-09 04:00 | FR | 35562
2018-06-09 05:00 | FR | 34832
2018-06-09 06:00 | FR | 34727
2018-06-09 07:00 | FR | 35910
2018-06-09 08:00 | FR | 38338
2018-06-09 09:00 | FR | 41480
2018-06-09 10:00 | FR | 43967
2018-06-09 11:00 | FR | 45146
2018-06-09 12:00 | FR | 46377
2018-06-09 13:00 | FR | 48016
2018-06-09 14:00 | FR | 45448
2018-06-09 15:00 | FR | 44314
2018-06-09 16:00 | FR | 43105
2018-06-09 17:00 | FR | 42079
2018-06-09 18:00 | FR | 42301
2018-06-09 19:00 | FR | 43236
2018-06-09 20:00 | FR | 42505
2018-06-09 21:00 | FR | 40848
2018-06-09 22:00 | FR | 41191
2018-06-09 23:00 | FR | 45452
2018-06-10 | FR | 44617
2018-06-10 01:00 | FR | 39532
2018-06-10 02:00 | FR | 37842
2018-06-10 03:00 | FR | 35310
2018-06-10 04:00 | FR | 33393
2018-06-10 05:00 | FR | 32355
2018-06-10 06:00 | FR | 31468
2018-06-10 07:00 | FR | 31994
2018-06-10 08:00 | FR | 33862
2018-06-10 09:00 | FR | 36553
2018-06-10 10:00 | FR | 39257
2018-06-10 11:00 | FR | 41101
2018-06-10 12:00 | FR | 43059
2018-06-10 13:00 | FR | 44861
2018-06-10 14:00 | FR | 41894
2018-06-10 15:00 | FR | 40437
2018-06-10 16:00 | FR | 39405
2018-06-10 17:00 | FR | 38831
2018-06-10 18:00 | FR | 39437
2018-06-10 19:00 | FR | 41433
2018-06-10 20:00 | FR | 42098
2018-06-10 21:00 | FR | 41224
2018-06-10 22:00 | FR | 41463
2018-06-10 23:00 | FR | 45543
2018-06-11 | FR | 44312
2018-06-11 01:00 | FR | 39373
2018-06-11 02:00 | FR | 37982
2018-06-11 03:00 | FR | 35902
2018-06-11 04:00 | FR | 34600
2018-06-11 05:00 | FR | 35163
2018-06-11 06:00 | FR | 37405
2018-06-11 07:00 | FR | 42587
2018-06-11 08:00 | FR | 47240
2018-06-11 09:00 | FR | 49915
2018-06-11 10:00 | FR | 51595
2018-06-11 11:00 | FR | 52023
2018-06-11 12:00 | FR | 53304
2018-06-11 13:00 | FR | 53661
2018-06-11 14:00 | FR | 52791
2018-06-11 15:00 | FR | 51790
2018-06-11 16:00 | FR | 50523
2018-06-11 17:00 | FR | 49327
2018-06-11 18:00 | FR | 49232
2018-06-11 19:00 | FR | 50767
2018-06-11 20:00 | FR | 49620
2018-06-11 21:00 | FR | 46305
2018-06-11 22:00 | FR | 45482
2018-06-11 23:00 | FR | 48579
2018-06-12 | FR | 47069
2018-06-12 01:00 | FR | 41786
2018-06-12 02:00 | FR | 40408
2018-06-12 03:00 | FR | 38424
2018-06-12 04:00 | FR | 37207
2018-06-12 05:00 | FR | 37248
2018-06-12 06:00 | FR | 38768
2018-06-12 07:00 | FR | 43351
2018-06-12 08:00 | FR | 47759
2018-06-12 09:00 | FR | 50198
2018-06-12 10:00 | FR | 51934
2018-06-12 11:00 | FR | 52724
2018-06-12 12:00 | FR | 53648
2018-06-12 13:00 | FR | 53496
2018-06-12 14:00 | FR | 52327
2018-06-12 15:00 | FR | 51380
2018-06-12 16:00 | FR | 50141
2018-06-12 17:00 | FR | 48870
2018-06-12 18:00 | FR | 48336
2018-06-12 19:00 | FR | 49710
2018-06-12 20:00 | FR | 48426
2018-06-12 21:00 | FR | 45653
2018-06-12 22:00 | FR | 45200
2018-06-12 23:00 | FR | 48764
2018-06-13 | FR | 47271
2018-06-13 01:00 | FR | 41870
2018-06-13 02:00 | FR | 40387
2018-06-13 03:00 | FR | 38426
2018-06-13 04:00 | FR | 37091
2018-06-13 05:00 | FR | 36942
2018-06-13 06:00 | FR | 38482
2018-06-13 07:00 | FR | 42929
2018-06-13 08:00 | FR | 47360
2018-06-13 09:00 | FR | 49931
2018-06-13 10:00 | FR | 51301
2018-06-13 11:00 | FR | 52107
2018-06-13 12:00 | FR | 53298
2018-06-13 13:00 | FR | 53121
2018-06-13 14:00 | FR | 52212
2018-06-13 15:00 | FR | 50983
2018-06-13 16:00 | FR | 49780
2018-06-13 17:00 | FR | 48598
2018-06-13 18:00 | FR | 48237
2018-06-13 19:00 | FR | 49577
2018-06-13 20:00 | FR | 48335
2018-06-13 21:00 | FR | 45394
2018-06-13 22:00 | FR | 44931
2018-06-13 23:00 | FR | 48853
2018-06-14 | FR | 47418
2018-06-14 01:00 | FR | 42344
2018-06-14 02:00 | FR | 40738
2018-06-14 03:00 | FR | 38652
2018-06-14 04:00 | FR | 37255
2018-06-14 05:00 | FR | 37216
2018-06-14 06:00 | FR | 39137
2018-06-14 07:00 | FR | 44046
2018-06-14 08:00 | FR | 47989
2018-06-14 09:00 | FR | 50361
2018-06-14 10:00 | FR | 51548
2018-06-14 11:00 | FR | 52271
2018-06-14 12:00 | FR | 53375
2018-06-14 13:00 | FR | 53548
2018-06-14 14:00 | FR | 52451
2018-06-14 15:00 | FR | 51436
2018-06-14 16:00 | FR | 50219
2018-06-14 17:00 | FR | 49190
2018-06-14 18:00 | FR | 48924
2018-06-14 19:00 | FR | 50317
2018-06-14 20:00 | FR | 48924
2018-06-14 21:00 | FR | 45772
2018-06-14 22:00 | FR | 45357
2018-06-14 23:00 | FR | 49153
2018-06-15 | FR | 47808
2018-06-15 01:00 | FR | 42437
2018-06-15 02:00 | FR | 40869
2018-06-15 03:00 | FR | 38697
2018-06-15 04:00 | FR | 37201
2018-06-15 05:00 | FR | 37325
2018-06-15 06:00 | FR | 39107
2018-06-15 07:00 | FR | 43988
2018-06-15 08:00 | FR | 48629
2018-06-15 09:00 | FR | 50855
2018-06-15 10:00 | FR | 52113
2018-06-15 11:00 | FR | 52754
2018-06-15 12:00 | FR | 53705
2018-06-15 13:00 | FR | 53886
2018-06-15 14:00 | FR | 52358
2018-06-15 15:00 | FR | 50888
2018-06-15 16:00 | FR | 49656
2018-06-15 17:00 | FR | 48253
2018-06-15 18:00 | FR | 48121
2018-06-15 19:00 | FR | 48420
2018-06-15 20:00 | FR | 46940
2018-06-15 21:00 | FR | 44254
2018-06-15 22:00 | FR | 43773
2018-06-15 23:00 | FR | 48618
2018-06-16 | FR | 46886
2018-06-16 01:00 | FR | 41576
2018-06-16 02:00 | FR | 39667
2018-06-16 03:00 | FR | 36981
2018-06-16 04:00 | FR | 35216
2018-06-16 05:00 | FR | 34625
2018-06-16 06:00 | FR | 34449
2018-06-16 07:00 | FR | 35785
2018-06-16 08:00 | FR | 38303
2018-06-16 09:00 | FR | 41478
2018-06-16 10:00 | FR | 44025
2018-06-16 11:00 | FR | 45130
2018-06-16 12:00 | FR | 46523
2018-06-16 13:00 | FR | 48055
2018-06-16 14:00 | FR | 44779
2018-06-16 15:00 | FR | 43576
2018-06-16 16:00 | FR | 42449
2018-06-16 17:00 | FR | 41427
2018-06-16 18:00 | FR | 41549
2018-06-16 19:00 | FR | 42321
2018-06-16 20:00 | FR | 41535
2018-06-16 21:00 | FR | 39810
2018-06-16 22:00 | FR | 40191
2018-06-16 23:00 | FR | 45147
2018-06-17 | FR | 44387
2018-06-17 01:00 | FR | 39432
2018-06-17 02:00 | FR | 37600
2018-06-17 03:00 | FR | 35031
2018-06-17 04:00 | FR | 33035
2018-06-17 05:00 | FR | 32258
2018-06-17 06:00 | FR | 31415
2018-06-17 07:00 | FR | 31803
2018-06-17 08:00 | FR | 33620
2018-06-17 09:00 | FR | 36404
2018-06-17 10:00 | FR | 38991
2018-06-17 11:00 | FR | 40784
2018-06-17 12:00 | FR | 42608
2018-06-17 13:00 | FR | 44030
2018-06-17 14:00 | FR | 40901
2018-06-17 15:00 | FR | 39366
2018-06-17 16:00 | FR | 38269
2018-06-17 17:00 | FR | 37707
2018-06-17 18:00 | FR | 38301
2018-06-17 19:00 | FR | 40208
2018-06-17 20:00 | FR | 41130
2018-06-17 21:00 | FR | 39981
2018-06-17 22:00 | FR | 40317
2018-06-17 23:00 | FR | 44965
2018-06-18 | FR | 43787
2018-06-18 01:00 | FR | 39132
2018-06-18 02:00 | FR | 37631
2018-06-18 03:00 | FR | 35476
2018-06-18 04:00 | FR | 34244
2018-06-18 05:00 | FR | 34698
2018-06-18 06:00 | FR | 36829
2018-06-18 07:00 | FR | 42087
2018-06-18 08:00 | FR | 46389
2018-06-18 09:00 | FR | 49150
2018-06-18 10:00 | FR | 50788
2018-06-18 11:00 | FR | 51840
2018-06-18 12:00 | FR | 52933
2018-06-18 13:00 | FR | 53012
2018-06-18 14:00 | FR | 51929
2018-06-18 15:00 | FR | 51083
2018-06-18 16:00 | FR | 49913
2018-06-18 17:00 | FR | 48556
2018-06-18 18:00 | FR | 48263
2018-06-18 19:00 | FR | 49808
2018-06-18 20:00 | FR | 48442
2018-06-18 21:00 | FR | 45208
2018-06-18 22:00 | FR | 44356
2018-06-18 23:00 | FR | 48696
2018-06-19 | FR | 47274
2018-06-19 01:00 | FR | 41921
2018-06-19 02:00 | FR | 40295
2018-06-19 03:00 | FR | 38213
2018-06-19 04:00 | FR | 36666
2018-06-19 05:00 | FR | 36817
2018-06-19 06:00 | FR | 38712
2018-06-19 07:00 | FR | 43530
2018-06-19 08:00 | FR | 48090
2018-06-19 09:00 | FR | 50642
2018-06-19 10:00 | FR | 52135
2018-06-19 11:00 | FR | 53189
2018-06-19 12:00 | FR | 54276
2018-06-19 13:00 | FR | 54143
2018-06-19 14:00 | FR | 53521
2018-06-19 15:00 | FR | 52775
2018-06-19 16:00 | FR | 51639
2018-06-19 17:00 | FR | 50574
2018-06-19 18:00 | FR | 50469
2018-06-19 19:00 | FR | 51522
2018-06-19 20:00 | FR | 49834
2018-06-19 21:00 | FR | 46321
2018-06-19 22:00 | FR | 45403
2018-06-19 23:00 | FR | 49909
2018-06-20 | FR | 48181
2018-06-20 01:00 | FR | 42535
2018-06-20 02:00 | FR | 40831
2018-06-20 03:00 | FR | 38683
2018-06-20 04:00 | FR | 37302
2018-06-20 05:00 | FR | 37379
2018-06-20 06:00 | FR | 38797
2018-06-20 07:00 | FR | 43231
2018-06-20 08:00 | FR | 47990
2018-06-20 09:00 | FR | 51175
2018-06-20 10:00 | FR | 53031
2018-06-20 11:00 | FR | 54272
2018-06-20 12:00 | FR | 55695
2018-06-20 13:00 | FR | 55987
2018-06-20 14:00 | FR | 55417
2018-06-20 15:00 | FR | 54594
2018-06-20 16:00 | FR | 53403
2018-06-20 17:00 | FR | 52178
2018-06-20 18:00 | FR | 51704
2018-06-20 19:00 | FR | 52230
2018-06-20 20:00 | FR | 50622
2018-06-20 21:00 | FR | 47259
2018-06-20 22:00 | FR | 46396
2018-06-20 23:00 | FR | 50645
2018-06-21 | FR | 48763
2018-06-21 01:00 | FR | 43181
2018-06-21 02:00 | FR | 41511
2018-06-21 03:00 | FR | 39176
2018-06-21 04:00 | FR | 37643
2018-06-21 05:00 | FR | 37627
2018-06-21 06:00 | FR | 39476
2018-06-21 07:00 | FR | 44283
2018-06-21 08:00 | FR | 48717
2018-06-21 09:00 | FR | 51158
2018-06-21 10:00 | FR | 52747
2018-06-21 11:00 | FR | 53643
2018-06-21 12:00 | FR | 54960
2018-06-21 13:00 | FR | 55069
2018-06-21 14:00 | FR | 54341
2018-06-21 15:00 | FR | 53418
2018-06-21 16:00 | FR | 52476
2018-06-21 17:00 | FR | 51341
2018-06-21 18:00 | FR | 50610
2018-06-21 19:00 | FR | 50893
2018-06-21 20:00 | FR | 49055
2018-06-21 21:00 | FR | 45483
2018-06-21 22:00 | FR | 44906
2018-06-21 23:00 | FR | 49156
2018-06-22 | FR | 47667
2018-06-22 01:00 | FR | 42318
2018-06-22 02:00 | FR | 40778
2018-06-22 03:00 | FR | 38756
2018-06-22 04:00 | FR | 37300
2018-06-22 05:00 | FR | 37280
2018-06-22 06:00 | FR | 38911
2018-06-22 07:00 | FR | 43137
2018-06-22 08:00 | FR | 47318
2018-06-22 09:00 | FR | 49787
2018-06-22 10:00 | FR | 51219
2018-06-22 11:00 | FR | 52192
2018-06-22 12:00 | FR | 52815
2018-06-22 13:00 | FR | 52978
2018-06-22 14:00 | FR | 51553
2018-06-22 15:00 | FR | 50709
2018-06-22 16:00 | FR | 49119
2018-06-22 17:00 | FR | 47864
2018-06-22 18:00 | FR | 47798
2018-06-22 19:00 | FR | 48177
2018-06-22 20:00 | FR | 46489
2018-06-22 21:00 | FR | 43773
2018-06-22 22:00 | FR | 43507
2018-06-22 23:00 | FR | 48463
2018-06-23 | FR | 46729
2018-06-23 01:00 | FR | 41087
2018-06-23 02:00 | FR | 39473
2018-06-23 03:00 | FR | 36848
2018-06-23 04:00 | FR | 35216
2018-06-23 05:00 | FR | 34508
2018-06-23 06:00 | FR | 34232
2018-06-23 07:00 | FR | 35445
2018-06-23 08:00 | FR | 37842
2018-06-23 09:00 | FR | 40898
2018-06-23 10:00 | FR | 43276
2018-06-23 11:00 | FR | 44411
2018-06-23 12:00 | FR | 45516
2018-06-23 13:00 | FR | 46841
2018-06-23 14:00 | FR | 44541
2018-06-23 15:00 | FR | 43303
2018-06-23 16:00 | FR | 42189
2018-06-23 17:00 | FR | 41318
2018-06-23 18:00 | FR | 41479
2018-06-23 19:00 | FR | 42320
2018-06-23 20:00 | FR | 41455
2018-06-23 21:00 | FR | 39492
2018-06-23 22:00 | FR | 39536
2018-06-23 23:00 | FR | 45021
2018-06-24 | FR | 44112
2018-06-24 01:00 | FR | 39147
2018-06-24 02:00 | FR | 37484
2018-06-24 03:00 | FR | 34861
2018-06-24 04:00 | FR | 33027
2018-06-24 05:00 | FR | 32349
2018-06-24 06:00 | FR | 31497
2018-06-24 07:00 | FR | 31891
2018-06-24 08:00 | FR | 33633
2018-06-24 09:00 | FR | 36340
2018-06-24 10:00 | FR | 38949
2018-06-24 11:00 | FR | 40821
2018-06-24 12:00 | FR | 42321
2018-06-24 13:00 | FR | 43943
2018-06-24 14:00 | FR | 41177
2018-06-24 15:00 | FR | 40061
2018-06-24 16:00 | FR | 38781
2018-06-24 17:00 | FR | 38224
2018-06-24 18:00 | FR | 38940
2018-06-24 19:00 | FR | 40754
2018-06-24 20:00 | FR | 41261
2018-06-24 21:00 | FR | 40443
2018-06-24 22:00 | FR | 40503
2018-06-24 23:00 | FR | 45203
2018-06-25 | FR | 43916
2018-06-25 01:00 | FR | 38776
2018-06-25 02:00 | FR | 37292
2018-06-25 03:00 | FR | 35278
2018-06-25 04:00 | FR | 34034
2018-06-25 05:00 | FR | 34695
2018-06-25 06:00 | FR | 36960
2018-06-25 07:00 | FR | 41625
2018-06-25 08:00 | FR | 46291
2018-06-25 09:00 | FR | 49050
2018-06-25 10:00 | FR | 50708
2018-06-25 11:00 | FR | 51578
2018-06-25 12:00 | FR | 53017
2018-06-25 13:00 | FR | 53601
2018-06-25 14:00 | FR | 52729
2018-06-25 15:00 | FR | 52101
2018-06-25 16:00 | FR | 51057
2018-06-25 17:00 | FR | 49960
2018-06-25 18:00 | FR | 49623
2018-06-25 19:00 | FR | 50830
2018-06-25 20:00 | FR | 49436
2018-06-25 21:00 | FR | 45901
2018-06-25 22:00 | FR | 45044
2018-06-25 23:00 | FR | 49555
2018-06-26 | FR | 47527
2018-06-26 01:00 | FR | 42147
2018-06-26 02:00 | FR | 40571
2018-06-26 03:00 | FR | 38466
2018-06-26 04:00 | FR | 37124
2018-06-26 05:00 | FR | 37238
2018-06-26 06:00 | FR | 38863
2018-06-26 07:00 | FR | 43248
2018-06-26 08:00 | FR | 48073
2018-06-26 09:00 | FR | 50590
2018-06-26 10:00 | FR | 52181
2018-06-26 11:00 | FR | 53349
2018-06-26 12:00 | FR | 54503
2018-06-26 13:00 | FR | 54816
2018-06-26 14:00 | FR | 53896
2018-06-26 15:00 | FR | 53369
2018-06-26 16:00 | FR | 52525
2018-06-26 17:00 | FR | 51481
2018-06-26 18:00 | FR | 50635
2018-06-26 19:00 | FR | 51683
2018-06-26 20:00 | FR | 50012
2018-06-26 21:00 | FR | 46815
2018-06-26 22:00 | FR | 45310
2018-06-26 23:00 | FR | 50068
2018-06-27 | FR | 48019
2018-06-27 01:00 | FR | 42425
2018-06-27 02:00 | FR | 40917
2018-06-27 03:00 | FR | 38734
2018-06-27 04:00 | FR | 37377
2018-06-27 05:00 | FR | 37652
2018-06-27 06:00 | FR | 38934
2018-06-27 07:00 | FR | 43080
2018-06-27 08:00 | FR | 47602
2018-06-27 09:00 | FR | 50732
2018-06-27 10:00 | FR | 52606
2018-06-27 11:00 | FR | 53749
2018-06-27 12:00 | FR | 55145
2018-06-27 13:00 | FR | 55427
2018-06-27 14:00 | FR | 54615
2018-06-27 15:00 | FR | 53808
2018-06-27 16:00 | FR | 52947
2018-06-27 17:00 | FR | 51655
2018-06-27 18:00 | FR | 50990
2018-06-27 19:00 | FR | 51887
2018-06-27 20:00 | FR | 50526
2018-06-27 21:00 | FR | 47123
2018-06-27 22:00 | FR | 46328
2018-06-27 23:00 | FR | 50781
2018-06-28 | FR | 48869
2018-06-28 01:00 | FR | 43188
2018-06-28 02:00 | FR | 41693
2018-06-28 03:00 | FR | 39364
2018-06-28 04:00 | FR | 37864
2018-06-28 05:00 | FR | 38089
2018-06-28 06:00 | FR | 39601
2018-06-28 07:00 | FR | 43889
2018-06-28 08:00 | FR | 48359
2018-06-28 09:00 | FR | 50899
2018-06-28 10:00 | FR | 52757
2018-06-28 11:00 | FR | 53682
2018-06-28 12:00 | FR | 54842
2018-06-28 13:00 | FR | 54918
2018-06-28 14:00 | FR | 54092
2018-06-28 15:00 | FR | 53430
2018-06-28 16:00 | FR | 52396
2018-06-28 17:00 | FR | 51191
2018-06-28 18:00 | FR | 50690
2018-06-28 19:00 | FR | 51541
2018-06-28 20:00 | FR | 50054
2018-06-28 21:00 | FR | 46805
2018-06-28 22:00 | FR | 46056
2018-06-28 23:00 | FR | 50226
2018-06-29 | FR | 48439
2018-06-29 01:00 | FR | 42790
2018-06-29 02:00 | FR | 41428
2018-06-29 03:00 | FR | 39370
2018-06-29 04:00 | FR | 37930
2018-06-29 05:00 | FR | 37988
2018-06-29 06:00 | FR | 39739
2018-06-29 07:00 | FR | 44037
2018-06-29 08:00 | FR | 48571
2018-06-29 09:00 | FR | 51183
2018-06-29 10:00 | FR | 52839
2018-06-29 11:00 | FR | 53915
2018-06-29 12:00 | FR | 54963
2018-06-29 13:00 | FR | 55201
2018-06-29 14:00 | FR | 54120
2018-06-29 15:00 | FR | 53288
2018-06-29 16:00 | FR | 52109
2018-06-29 17:00 | FR | 50761
2018-06-29 18:00 | FR | 50688
2018-06-29 19:00 | FR | 50694
2018-06-29 20:00 | FR | 48747
2018-06-29 21:00 | FR | 46156
2018-06-29 22:00 | FR | 45861
2018-06-29 23:00 | FR | 50499
2018-06-30 | FR | 48492
2018-06-30 01:00 | FR | 42673
2018-06-30 02:00 | FR | 40719
2018-06-30 03:00 | FR | 38158
2018-06-30 04:00 | FR | 36393
2018-06-30 05:00 | FR | 35962
2018-06-30 06:00 | FR | 35537
2018-06-30 07:00 | FR | 36752
2018-06-30 08:00 | FR | 39550
2018-06-30 09:00 | FR | 43035
2018-06-30 10:00 | FR | 45522
2018-06-30 11:00 | FR | 46955
2018-06-30 12:00 | FR | 48302
2018-06-30 13:00 | FR | 49917
2018-06-30 14:00 | FR | 47894
2018-06-30 15:00 | FR | 46954
2018-06-30 16:00 | FR | 46186
2018-06-30 17:00 | FR | 45493
2018-06-30 18:00 | FR | 44975
2018-06-30 19:00 | FR | 45994
2018-06-30 20:00 | FR | 45105
2018-06-30 21:00 | FR | 42800
2018-06-30 22:00 | FR | 42550
2018-06-30 23:00 | FR | 47621
2018-07-01 | FR | 46141
2018-07-01 01:00 | FR | 40747
2018-07-01 02:00 | FR | 38954
2018-07-01 03:00 | FR | 36254
2018-07-01 04:00 | FR | 34584
2018-07-01 05:00 | FR | 33803
2018-07-01 06:00 | FR | 32933
2018-07-01 07:00 | FR | 33203
2018-07-01 08:00 | FR | 35244
2018-07-01 09:00 | FR | 38140
2018-07-01 10:00 | FR | 41007
2018-07-01 11:00 | FR | 43016
2018-07-01 12:00 | FR | 44548
2018-07-01 13:00 | FR | 46380
2018-07-01 14:00 | FR | 43933
2018-07-01 15:00 | FR | 42926
2018-07-01 16:00 | FR | 42099
2018-07-01 17:00 | FR | 41622
2018-07-01 18:00 | FR | 42079
2018-07-01 19:00 | FR | 43530
2018-07-01 20:00 | FR | 43968
2018-07-01 21:00 | FR | 42935
2018-07-01 22:00 | FR | 42976
2018-07-01 23:00 | FR | 47353
2018-07-02 | FR | 45369
2018-07-02 01:00 | FR | 39885
2018-07-02 02:00 | FR | 38395
2018-07-02 03:00 | FR | 36061
2018-07-02 04:00 | FR | 34910
2018-07-02 05:00 | FR | 35616
2018-07-02 06:00 | FR | 38019
2018-07-02 07:00 | FR | 42432
2018-07-02 08:00 | FR | 47197
2018-07-02 09:00 | FR | 50577
2018-07-02 10:00 | FR | 52753
2018-07-02 11:00 | FR | 53970
2018-07-02 12:00 | FR | 55533
2018-07-02 13:00 | FR | 56178
2018-07-02 14:00 | FR | 55382
2018-07-02 15:00 | FR | 54746
2018-07-02 16:00 | FR | 53808
2018-07-02 17:00 | FR | 52850
2018-07-02 18:00 | FR | 52199
2018-07-02 19:00 | FR | 53173
2018-07-02 20:00 | FR | 51603
2018-07-02 21:00 | FR | 48256
2018-07-02 22:00 | FR | 47151
2018-07-02 23:00 | FR | 51308
2018-07-03 | FR | 48715
2018-07-03 01:00 | FR | 42904
2018-07-03 02:00 | FR | 41704
2018-07-03 03:00 | FR | 39472
2018-07-03 04:00 | FR | 38262
2018-07-03 05:00 | FR | 38525
2018-07-03 06:00 | FR | 40264
2018-07-03 07:00 | FR | 44389
2018-07-03 08:00 | FR | 49093
2018-07-03 09:00 | FR | 51997
2018-07-03 10:00 | FR | 53908
2018-07-03 11:00 | FR | 55104
2018-07-03 12:00 | FR | 56724
2018-07-03 13:00 | FR | 56959
2018-07-03 14:00 | FR | 56293
2018-07-03 15:00 | FR | 55674
2018-07-03 16:00 | FR | 54809
2018-07-03 17:00 | FR | 53481
2018-07-03 18:00 | FR | 52935
2018-07-03 19:00 | FR | 53338
2018-07-03 20:00 | FR | 51471
2018-07-03 21:00 | FR | 47990
2018-07-03 22:00 | FR | 47359
2018-07-03 23:00 | FR | 51430
2018-07-04 | FR | 48971
2018-07-04 01:00 | FR | 43138
2018-07-04 02:00 | FR | 41825
2018-07-04 03:00 | FR | 39783
2018-07-04 04:00 | FR | 38484
2018-07-04 05:00 | FR | 38485
2018-07-04 06:00 | FR | 40324
2018-07-04 07:00 | FR | 44299
2018-07-04 08:00 | FR | 48826
2018-07-04 09:00 | FR | 52089
2018-07-04 10:00 | FR | 54000
2018-07-04 11:00 | FR | 55494
2018-07-04 12:00 | FR | 56730
2018-07-04 13:00 | FR | 57074
2018-07-04 14:00 | FR | 56425
2018-07-04 15:00 | FR | 55669
2018-07-04 16:00 | FR | 54751
2018-07-04 17:00 | FR | 53229
2018-07-04 18:00 | FR | 52709
2018-07-04 19:00 | FR | 52965
2018-07-04 20:00 | FR | 51282
2018-07-04 21:00 | FR | 47619
2018-07-04 22:00 | FR | 46825
2018-07-04 23:00 | FR | 50670
2018-07-05 | FR | 48398
2018-07-05 01:00 | FR | 42825
2018-07-05 02:00 | FR | 41405
2018-07-05 03:00 | FR | 39372
2018-07-05 04:00 | FR | 37669
2018-07-05 05:00 | FR | 38186
2018-07-05 06:00 | FR | 39974
2018-07-05 07:00 | FR | 44022
2018-07-05 08:00 | FR | 48322
2018-07-05 09:00 | FR | 51047
2018-07-05 10:00 | FR | 52913
2018-07-05 11:00 | FR | 54123
2018-07-05 12:00 | FR | 55234
2018-07-05 13:00 | FR | 55570
2018-07-05 14:00 | FR | 54638
2018-07-05 15:00 | FR | 54060
2018-07-05 16:00 | FR | 52805
2018-07-05 17:00 | FR | 51561
2018-07-05 18:00 | FR | 51061
2018-07-05 19:00 | FR | 51856
2018-07-05 20:00 | FR | 50189
2018-07-05 21:00 | FR | 46992
2018-07-05 22:00 | FR | 46291
2018-07-05 23:00 | FR | 50399
2018-07-06 | FR | 48122
2018-07-06 01:00 | FR | 42542
2018-07-06 02:00 | FR | 41210
2018-07-06 03:00 | FR | 39001
2018-07-06 04:00 | FR | 37848
2018-07-06 05:00 | FR | 38170
2018-07-06 06:00 | FR | 39865
2018-07-06 07:00 | FR | 43664
2018-07-06 08:00 | FR | 48214
2018-07-06 09:00 | FR | 51111
2018-07-06 10:00 | FR | 52735
2018-07-06 11:00 | FR | 53841
2018-07-06 12:00 | FR | 54894
2018-07-06 13:00 | FR | 55329
2018-07-06 14:00 | FR | 53744
2018-07-06 15:00 | FR | 53013
2018-07-06 16:00 | FR | 51815
2018-07-06 17:00 | FR | 50569
2018-07-06 18:00 | FR | 49692
2018-07-06 19:00 | FR | 50374
2018-07-06 20:00 | FR | 48679
2018-07-06 21:00 | FR | 45650
2018-07-06 22:00 | FR | 45069
2018-07-06 23:00 | FR | 49938
2018-07-07 | FR | 47697
2018-07-07 01:00 | FR | 42006
2018-07-07 02:00 | FR | 40201
2018-07-07 03:00 | FR | 37610
2018-07-07 04:00 | FR | 36119
2018-07-07 05:00 | FR | 35398
2018-07-07 06:00 | FR | 35379
2018-07-07 07:00 | FR | 36398
2018-07-07 08:00 | FR | 38894
2018-07-07 09:00 | FR | 42176
2018-07-07 10:00 | FR | 45001
2018-07-07 11:00 | FR | 46421
2018-07-07 12:00 | FR | 47812
2018-07-07 13:00 | FR | 49193
2018-07-07 14:00 | FR | 47321
2018-07-07 15:00 | FR | 46430
2018-07-07 16:00 | FR | 45233
2018-07-07 17:00 | FR | 44429
2018-07-07 18:00 | FR | 44875
2018-07-07 19:00 | FR | 45364
2018-07-07 20:00 | FR | 44293
2018-07-07 21:00 | FR | 42117
2018-07-07 22:00 | FR | 42069
2018-07-07 23:00 | FR | 47000
2018-07-08 | FR | 45633
2018-07-08 01:00 | FR | 40237
2018-07-08 02:00 | FR | 38706
2018-07-08 03:00 | FR | 36226
2018-07-08 04:00 | FR | 34445
2018-07-08 05:00 | FR | 33729
2018-07-08 06:00 | FR | 33050
2018-07-08 07:00 | FR | 33209
2018-07-08 08:00 | FR | 35029
2018-07-08 09:00 | FR | 37960
2018-07-08 10:00 | FR | 40715
2018-07-08 11:00 | FR | 42613
2018-07-08 12:00 | FR | 44210
2018-07-08 13:00 | FR | 45883
2018-07-08 14:00 | FR | 43324
2018-07-08 15:00 | FR | 42453
2018-07-08 16:00 | FR | 41408
2018-07-08 17:00 | FR | 40963
2018-07-08 18:00 | FR | 41550
2018-07-08 19:00 | FR | 42831
2018-07-08 20:00 | FR | 43365
2018-07-08 21:00 | FR | 42611
2018-07-08 22:00 | FR | 42901
2018-07-08 23:00 | FR | 47249
2018-07-09 | FR | 45287
2018-07-09 01:00 | FR | 39938
2018-07-09 02:00 | FR | 38462
2018-07-09 03:00 | FR | 36442
2018-07-09 04:00 | FR | 35271
2018-07-09 05:00 | FR | 35969
2018-07-09 06:00 | FR | 38355
2018-07-09 07:00 | FR | 42177
2018-07-09 08:00 | FR | 46668
2018-07-09 09:00 | FR | 50265
2018-07-09 10:00 | FR | 52482
2018-07-09 11:00 | FR | 53981
2018-07-09 12:00 | FR | 55408
2018-07-09 13:00 | FR | 56095
2018-07-09 14:00 | FR | 55548
2018-07-09 15:00 | FR | 55001
2018-07-09 16:00 | FR | 53902
2018-07-09 17:00 | FR | 52612
2018-07-09 18:00 | FR | 51970
2018-07-09 19:00 | FR | 52460
2018-07-09 20:00 | FR | 51249
2018-07-09 21:00 | FR | 48104
2018-07-09 22:00 | FR | 47261
2018-07-09 23:00 | FR | 51240
2018-07-10 | FR | 48682
2018-07-10 01:00 | FR | 42972
2018-07-10 02:00 | FR | 41745
2018-07-10 03:00 | FR | 39751
2018-07-10 04:00 | FR | 38412
2018-07-10 05:00 | FR | 38622
2018-07-10 06:00 | FR | 40469
2018-07-10 07:00 | FR | 43843
2018-07-10 08:00 | FR | 48202
2018-07-10 09:00 | FR | 51414
2018-07-10 10:00 | FR | 53369
2018-07-10 11:00 | FR | 54656
2018-07-10 12:00 | FR | 56033
2018-07-10 13:00 | FR | 56431
2018-07-10 14:00 | FR | 55629
2018-07-10 15:00 | FR | 55311
2018-07-10 16:00 | FR | 54065
2018-07-10 17:00 | FR | 52642
2018-07-10 18:00 | FR | 52145
2018-07-10 19:00 | FR | 52733
2018-07-10 20:00 | FR | 50642
2018-07-10 21:00 | FR | 46933
2018-07-10 22:00 | FR | 45465
2018-07-10 23:00 | FR | 50981
2018-07-11 | FR | 48639
2018-07-11 01:00 | FR | 42943
2018-07-11 02:00 | FR | 41733
2018-07-11 03:00 | FR | 39616
2018-07-11 04:00 | FR | 38238
2018-07-11 05:00 | FR | 38390
2018-07-11 06:00 | FR | 39999
2018-07-11 07:00 | FR | 43341
2018-07-11 08:00 | FR | 47665
2018-07-11 09:00 | FR | 50761
2018-07-11 10:00 | FR | 52617
2018-07-11 11:00 | FR | 53737
2018-07-11 12:00 | FR | 54959
2018-07-11 13:00 | FR | 55316
2018-07-11 14:00 | FR | 54371
2018-07-11 15:00 | FR | 53822
2018-07-11 16:00 | FR | 52640
2018-07-11 17:00 | FR | 51318
2018-07-11 18:00 | FR | 51081
2018-07-11 19:00 | FR | 51822
2018-07-11 20:00 | FR | 50839
2018-07-11 21:00 | FR | 47424
2018-07-11 22:00 | FR | 46815
2018-07-11 23:00 | FR | 51126
2018-07-12 | FR | 48526
2018-07-12 01:00 | FR | 42976
2018-07-12 02:00 | FR | 41741
2018-07-12 03:00 | FR | 39529
2018-07-12 04:00 | FR | 38385
2018-07-12 05:00 | FR | 38520
2018-07-12 06:00 | FR | 40435
2018-07-12 07:00 | FR | 43751
2018-07-12 08:00 | FR | 47925
2018-07-12 09:00 | FR | 50976
2018-07-12 10:00 | FR | 52739
2018-07-12 11:00 | FR | 54088
2018-07-12 12:00 | FR | 55372
2018-07-12 13:00 | FR | 55705
2018-07-12 14:00 | FR | 55152
2018-07-12 15:00 | FR | 54318
2018-07-12 16:00 | FR | 53505
2018-07-12 17:00 | FR | 52122
2018-07-12 18:00 | FR | 51497
2018-07-12 19:00 | FR | 52185
2018-07-12 20:00 | FR | 50611
2018-07-12 21:00 | FR | 47388
2018-07-12 22:00 | FR | 47064
2018-07-12 23:00 | FR | 51108
2018-07-13 | FR | 49049
2018-07-13 01:00 | FR | 43262
2018-07-13 02:00 | FR | 42078
2018-07-13 03:00 | FR | 39858
2018-07-13 04:00 | FR | 38450
2018-07-13 05:00 | FR | 38675
2018-07-13 06:00 | FR | 40532
2018-07-13 07:00 | FR | 43579
2018-07-13 08:00 | FR | 47944
2018-07-13 09:00 | FR | 51214
2018-07-13 10:00 | FR | 53130
2018-07-13 11:00 | FR | 54423
2018-07-13 12:00 | FR | 55540
2018-07-13 13:00 | FR | 56360
2018-07-13 14:00 | FR | 55100
2018-07-13 15:00 | FR | 54394
2018-07-13 16:00 | FR | 53239
2018-07-13 17:00 | FR | 51684
2018-07-13 18:00 | FR | 51312
2018-07-13 19:00 | FR | 51329
2018-07-13 20:00 | FR | 49545
2018-07-13 21:00 | FR | 46437
2018-07-13 22:00 | FR | 46102
2018-07-13 23:00 | FR | 49827
2018-07-14 | FR | 47906
2018-07-14 01:00 | FR | 42537
2018-07-14 02:00 | FR | 40707
2018-07-14 03:00 | FR | 38039
2018-07-14 04:00 | FR | 36164
2018-07-14 05:00 | FR | 35521
2018-07-14 06:00 | FR | 35222
2018-07-14 07:00 | FR | 35428
2018-07-14 08:00 | FR | 37520
2018-07-14 09:00 | FR | 40380
2018-07-14 10:00 | FR | 43020
2018-07-14 11:00 | FR | 44824
2018-07-14 12:00 | FR | 46443
2018-07-14 13:00 | FR | 48372
2018-07-14 14:00 | FR | 46458
2018-07-14 15:00 | FR | 45325
2018-07-14 16:00 | FR | 44390
2018-07-14 17:00 | FR | 43708
2018-07-14 18:00 | FR | 43860
2018-07-14 19:00 | FR | 44471
2018-07-14 20:00 | FR | 43844
2018-07-14 21:00 | FR | 41978
2018-07-14 22:00 | FR | 42052
2018-07-14 23:00 | FR | 46366
2018-07-15 | FR | 45127
2018-07-15 01:00 | FR | 40093
2018-07-15 02:00 | FR | 38515
2018-07-15 03:00 | FR | 36115
2018-07-15 04:00 | FR | 34427
2018-07-15 05:00 | FR | 33685
2018-07-15 06:00 | FR | 33322
2018-07-15 07:00 | FR | 33174
2018-07-15 08:00 | FR | 34755
2018-07-15 09:00 | FR | 37570
2018-07-15 10:00 | FR | 40442
2018-07-15 11:00 | FR | 42494
2018-07-15 12:00 | FR | 44510
2018-07-15 13:00 | FR | 46375
2018-07-15 14:00 | FR | 44060
2018-07-15 15:00 | FR | 42963
2018-07-15 16:00 | FR | 42238
2018-07-15 17:00 | FR | 40966
2018-07-15 18:00 | FR | 40842
2018-07-15 19:00 | FR | 40357
2018-07-15 20:00 | FR | 41374
2018-07-15 21:00 | FR | 41145
2018-07-15 22:00 | FR | 42447
2018-07-15 23:00 | FR | 46722
2018-07-16 | FR | 44931
2018-07-16 01:00 | FR | 39545
2018-07-16 02:00 | FR | 38116
2018-07-16 03:00 | FR | 36262
2018-07-16 04:00 | FR | 35184
2018-07-16 05:00 | FR | 35683
2018-07-16 06:00 | FR | 37978
2018-07-16 07:00 | FR | 41367
2018-07-16 08:00 | FR | 45409
2018-07-16 09:00 | FR | 48963
2018-07-16 10:00 | FR | 51252
2018-07-16 11:00 | FR | 52766
2018-07-16 12:00 | FR | 53928
2018-07-16 13:00 | FR | 54587
2018-07-16 14:00 | FR | 53833
2018-07-16 15:00 | FR | 53213
2018-07-16 16:00 | FR | 52334
2018-07-16 17:00 | FR | 51100
2018-07-16 18:00 | FR | 50623
2018-07-16 19:00 | FR | 50899
2018-07-16 20:00 | FR | 49474
2018-07-16 21:00 | FR | 46524
2018-07-16 22:00 | FR | 46496
2018-07-16 23:00 | FR | 50079
2018-07-17 | FR | 47670
2018-07-17 01:00 | FR | 42206
2018-07-17 02:00 | FR | 40932
2018-07-17 03:00 | FR | 38837
2018-07-17 04:00 | FR | 37853
2018-07-17 05:00 | FR | 38193
2018-07-17 06:00 | FR | 40024
2018-07-17 07:00 | FR | 42965
2018-07-17 08:00 | FR | 47213
2018-07-17 09:00 | FR | 50284
2018-07-17 10:00 | FR | 52438
2018-07-17 11:00 | FR | 53675
2018-07-17 12:00 | FR | 55077
2018-07-17 13:00 | FR | 55337
2018-07-17 14:00 | FR | 54692
2018-07-17 15:00 | FR | 54368
2018-07-17 16:00 | FR | 53118
2018-07-17 17:00 | FR | 52215
2018-07-17 18:00 | FR | 51300
2018-07-17 19:00 | FR | 51969
2018-07-17 20:00 | FR | 50546
2018-07-17 21:00 | FR | 47394
2018-07-17 22:00 | FR | 47198
2018-07-17 23:00 | FR | 50740
2018-07-18 | FR | 48585
2018-07-18 01:00 | FR | 42897
2018-07-18 02:00 | FR | 41504
2018-07-18 03:00 | FR | 39521
2018-07-18 04:00 | FR | 38194
2018-07-18 05:00 | FR | 38414
2018-07-18 06:00 | FR | 40268
2018-07-18 07:00 | FR | 43281
2018-07-18 08:00 | FR | 47356
2018-07-18 09:00 | FR | 50459
2018-07-18 10:00 | FR | 52876
2018-07-18 11:00 | FR | 54290
2018-07-18 12:00 | FR | 55914
2018-07-18 13:00 | FR | 56175
2018-07-18 14:00 | FR | 55427
2018-07-18 15:00 | FR | 54581
2018-07-18 16:00 | FR | 53867
2018-07-18 17:00 | FR | 52658
2018-07-18 18:00 | FR | 51951
2018-07-18 19:00 | FR | 52657
2018-07-18 20:00 | FR | 50929
2018-07-18 21:00 | FR | 47546
2018-07-18 22:00 | FR | 47401
2018-07-18 23:00 | FR | 51102
2018-07-19 | FR | 48947
2018-07-19 01:00 | FR | 43225
2018-07-19 02:00 | FR | 41873
2018-07-19 03:00 | FR | 39562
2018-07-19 04:00 | FR | 38295
2018-07-19 05:00 | FR | 38680
2018-07-19 06:00 | FR | 40263
2018-07-19 07:00 | FR | 43524
2018-07-19 08:00 | FR | 47511
2018-07-19 09:00 | FR | 50800
2018-07-19 10:00 | FR | 53046
2018-07-19 11:00 | FR | 54944
2018-07-19 12:00 | FR | 56084
2018-07-19 13:00 | FR | 56616
2018-07-19 14:00 | FR | 56131
2018-07-19 15:00 | FR | 55527
2018-07-19 16:00 | FR | 54447
2018-07-19 17:00 | FR | 53007
2018-07-19 18:00 | FR | 52398
2018-07-19 19:00 | FR | 52901
2018-07-19 20:00 | FR | 51251
2018-07-19 21:00 | FR | 47955
2018-07-19 22:00 | FR | 47560
2018-07-19 23:00 | FR | 51118
2018-07-20 | FR | 48592
2018-07-20 01:00 | FR | 43147
2018-07-20 02:00 | FR | 41921
2018-07-20 03:00 | FR | 39909
2018-07-20 04:00 | FR | 38480
2018-07-20 05:00 | FR | 38589
2018-07-20 06:00 | FR | 40475
2018-07-20 07:00 | FR | 43383
2018-07-20 08:00 | FR | 47263
2018-07-20 09:00 | FR | 50379
2018-07-20 10:00 | FR | 52712
2018-07-20 11:00 | FR | 53759
2018-07-20 12:00 | FR | 54934
2018-07-20 13:00 | FR | 55371
2018-07-20 14:00 | FR | 54049
2018-07-20 15:00 | FR | 53414
2018-07-20 16:00 | FR | 52196
2018-07-20 17:00 | FR | 50658
2018-07-20 18:00 | FR | 50378
2018-07-20 19:00 | FR | 50454
2018-07-20 20:00 | FR | 48712
2018-07-20 21:00 | FR | 45631
2018-07-20 22:00 | FR | 45564
2018-07-20 23:00 | FR | 48965
2018-07-21 | FR | 46802
2018-07-21 01:00 | FR | 41439
2018-07-21 02:00 | FR | 39972
2018-07-21 03:00 | FR | 37474
2018-07-21 04:00 | FR | 35813
2018-07-21 05:00 | FR | 35469
2018-07-21 06:00 | FR | 35801
2018-07-21 07:00 | FR | 36181
2018-07-21 08:00 | FR | 38271
2018-07-21 09:00 | FR | 41218
2018-07-21 10:00 | FR | 43767
2018-07-21 11:00 | FR | 45110
2018-07-21 12:00 | FR | 46388
2018-07-21 13:00 | FR | 47866
2018-07-21 14:00 | FR | 45648
2018-07-21 15:00 | FR | 44776
2018-07-21 16:00 | FR | 43615
2018-07-21 17:00 | FR | 42777
2018-07-21 18:00 | FR | 42933
2018-07-21 19:00 | FR | 43622
2018-07-21 20:00 | FR | 42877
2018-07-21 21:00 | FR | 40863
2018-07-21 22:00 | FR | 41634
2018-07-21 23:00 | FR | 45571
2018-07-22 | FR | 44257
2018-07-22 01:00 | FR | 39253
2018-07-22 02:00 | FR | 37880
2018-07-22 03:00 | FR | 35525
2018-07-22 04:00 | FR | 33919
2018-07-22 05:00 | FR | 33354
2018-07-22 06:00 | FR | 33030
2018-07-22 07:00 | FR | 32858
2018-07-22 08:00 | FR | 34399
2018-07-22 09:00 | FR | 37121
2018-07-22 10:00 | FR | 39648
2018-07-22 11:00 | FR | 41592
2018-07-22 12:00 | FR | 43164
2018-07-22 13:00 | FR | 44626
2018-07-22 14:00 | FR | 41990
2018-07-22 15:00 | FR | 41024
2018-07-22 16:00 | FR | 39978
2018-07-22 17:00 | FR | 39436
2018-07-22 18:00 | FR | 39901
2018-07-22 19:00 | FR | 41424
2018-07-22 20:00 | FR | 42039
2018-07-22 21:00 | FR | 41196
2018-07-22 22:00 | FR | 41882
2018-07-22 23:00 | FR | 45991
2018-07-23 | FR | 44051
2018-07-23 01:00 | FR | 39054
2018-07-23 02:00 | FR | 37781
2018-07-23 03:00 | FR | 35812
2018-07-23 04:00 | FR | 34728
2018-07-23 05:00 | FR | 35433
2018-07-23 06:00 | FR | 38193
2018-07-23 07:00 | FR | 41081
2018-07-23 08:00 | FR | 45106
2018-07-23 09:00 | FR | 48829
2018-07-23 10:00 | FR | 51423
2018-07-23 11:00 | FR | 52824
2018-07-23 12:00 | FR | 54233
2018-07-23 13:00 | FR | 55007
2018-07-23 14:00 | FR | 54573
2018-07-23 15:00 | FR | 53983
2018-07-23 16:00 | FR | 52945
2018-07-23 17:00 | FR | 51667
2018-07-23 18:00 | FR | 51284
2018-07-23 19:00 | FR | 51867
2018-07-23 20:00 | FR | 50583
2018-07-23 21:00 | FR | 47467
2018-07-23 22:00 | FR | 47475
2018-07-23 23:00 | FR | 50877
2018-07-24 | FR | 48582
2018-07-24 01:00 | FR | 42846
2018-07-24 02:00 | FR | 41368
2018-07-24 03:00 | FR | 39311
2018-07-24 04:00 | FR | 37981
2018-07-24 05:00 | FR | 38164
2018-07-24 06:00 | FR | 40209
2018-07-24 07:00 | FR | 42824
2018-07-24 08:00 | FR | 46960
2018-07-24 09:00 | FR | 50395
2018-07-24 10:00 | FR | 52615
2018-07-24 11:00 | FR | 54249
2018-07-24 12:00 | FR | 55920
2018-07-24 13:00 | FR | 56399
2018-07-24 14:00 | FR | 55996
2018-07-24 15:00 | FR | 55483
2018-07-24 16:00 | FR | 54321
2018-07-24 17:00 | FR | 53120
2018-07-24 18:00 | FR | 52450
2018-07-24 19:00 | FR | 52873
2018-07-24 20:00 | FR | 51132
2018-07-24 21:00 | FR | 47986
2018-07-24 22:00 | FR | 48135
2018-07-24 23:00 | FR | 51409
2018-07-25 | FR | 48919
2018-07-25 01:00 | FR | 43366
2018-07-25 02:00 | FR | 42012
2018-07-25 03:00 | FR | 39844
2018-07-25 04:00 | FR | 38744
2018-07-25 05:00 | FR | 38877
2018-07-25 06:00 | FR | 41042
2018-07-25 07:00 | FR | 43464
2018-07-25 08:00 | FR | 47411
2018-07-25 09:00 | FR | 50764
2018-07-25 10:00 | FR | 53567
2018-07-25 11:00 | FR | 54996
2018-07-25 12:00 | FR | 56635
2018-07-25 13:00 | FR | 57116
2018-07-25 14:00 | FR | 56460
2018-07-25 15:00 | FR | 56073
2018-07-25 16:00 | FR | 55087
2018-07-25 17:00 | FR | 54143
2018-07-25 18:00 | FR | 53390
2018-07-25 19:00 | FR | 53648
2018-07-25 20:00 | FR | 51892
2018-07-25 21:00 | FR | 48840
2018-07-25 22:00 | FR | 48971
2018-07-25 23:00 | FR | 52139
2018-07-26 | FR | 49462
2018-07-26 01:00 | FR | 44054
2018-07-26 02:00 | FR | 42622
2018-07-26 03:00 | FR | 40568
2018-07-26 04:00 | FR | 39171
2018-07-26 05:00 | FR | 39272
2018-07-26 06:00 | FR | 41415
2018-07-26 07:00 | FR | 43852
2018-07-26 08:00 | FR | 47771
2018-07-26 09:00 | FR | 51237
2018-07-26 10:00 | FR | 53865
2018-07-26 11:00 | FR | 55748
2018-07-26 12:00 | FR | 57156
2018-07-26 13:00 | FR | 57647
2018-07-26 14:00 | FR | 57047
2018-07-26 15:00 | FR | 56471
2018-07-26 16:00 | FR | 55519
2018-07-26 17:00 | FR | 54571
2018-07-26 18:00 | FR | 53545
2018-07-26 19:00 | FR | 53755
2018-07-26 20:00 | FR | 52141
2018-07-26 21:00 | FR | 48878
2018-07-26 22:00 | FR | 49187
2018-07-26 23:00 | FR | 52169
2018-07-27 | FR | 49614
2018-07-27 01:00 | FR | 43936
2018-07-27 02:00 | FR | 42482
2018-07-27 03:00 | FR | 40413
2018-07-27 04:00 | FR | 39035
2018-07-27 05:00 | FR | 39137
2018-07-27 06:00 | FR | 41334
2018-07-27 07:00 | FR | 43913
2018-07-27 08:00 | FR | 47615
2018-07-27 09:00 | FR | 51165
2018-07-27 10:00 | FR | 53627
2018-07-27 11:00 | FR | 55172
2018-07-27 12:00 | FR | 56322
2018-07-27 13:00 | FR | 56676
2018-07-27 14:00 | FR | 55625
2018-07-27 15:00 | FR | 54979
2018-07-27 16:00 | FR | 53801
2018-07-27 17:00 | FR | 52376
2018-07-27 18:00 | FR | 51497
2018-07-27 19:00 | FR | 50834
2018-07-27 20:00 | FR | 49107
2018-07-27 21:00 | FR | 46318
2018-07-27 22:00 | FR | 46916
2018-07-27 23:00 | FR | 49883
2018-07-28 | FR | 47694
2018-07-28 01:00 | FR | 42004
2018-07-28 02:00 | FR | 40483
2018-07-28 03:00 | FR | 38197
2018-07-28 04:00 | FR | 36544
2018-07-28 05:00 | FR | 36084
2018-07-28 06:00 | FR | 36561
2018-07-28 07:00 | FR | 36655
2018-07-28 08:00 | FR | 38509
2018-07-28 09:00 | FR | 41396
2018-07-28 10:00 | FR | 43907
2018-07-28 11:00 | FR | 45302
2018-07-28 12:00 | FR | 46406
2018-07-28 13:00 | FR | 47760
2018-07-28 14:00 | FR | 45760
2018-07-28 15:00 | FR | 44900
2018-07-28 16:00 | FR | 43829
2018-07-28 17:00 | FR | 43187
2018-07-28 18:00 | FR | 43445
2018-07-28 19:00 | FR | 43955
2018-07-28 20:00 | FR | 43045
2018-07-28 21:00 | FR | 41211
2018-07-28 22:00 | FR | 42075
2018-07-28 23:00 | FR | 45717
2018-07-29 | FR | 44034
2018-07-29 01:00 | FR | 39067
2018-07-29 02:00 | FR | 37673
2018-07-29 03:00 | FR | 35482
2018-07-29 04:00 | FR | 34024
2018-07-29 05:00 | FR | 33528
2018-07-29 06:00 | FR | 33562
2018-07-29 07:00 | FR | 33168
2018-07-29 08:00 | FR | 34638
2018-07-29 09:00 | FR | 37220
2018-07-29 10:00 | FR | 39563
2018-07-29 11:00 | FR | 41492
2018-07-29 12:00 | FR | 43150
2018-07-29 13:00 | FR | 44850
2018-07-29 14:00 | FR | 42556
2018-07-29 15:00 | FR | 41564
2018-07-29 16:00 | FR | 40726
2018-07-29 17:00 | FR | 40307
2018-07-29 18:00 | FR | 40543
2018-07-29 19:00 | FR | 42002
2018-07-29 20:00 | FR | 42475
2018-07-29 21:00 | FR | 41613
2018-07-29 22:00 | FR | 42900
2018-07-29 23:00 | FR | 46196
2018-07-30 | FR | 44143
2018-07-30 01:00 | FR | 39142
2018-07-30 02:00 | FR | 37900
2018-07-30 03:00 | FR | 35953
2018-07-30 04:00 | FR | 34858
2018-07-30 05:00 | FR | 35328
2018-07-30 06:00 | FR | 37656
2018-07-30 07:00 | FR | 39987
2018-07-30 08:00 | FR | 43735
2018-07-30 09:00 | FR | 47313
2018-07-30 10:00 | FR | 49729
2018-07-30 11:00 | FR | 51328
2018-07-30 12:00 | FR | 52955
2018-07-30 13:00 | FR | 53823
2018-07-30 14:00 | FR | 53006
2018-07-30 15:00 | FR | 52290
2018-07-30 16:00 | FR | 51429
2018-07-30 17:00 | FR | 50349
2018-07-30 18:00 | FR | 49798
2018-07-30 19:00 | FR | 50252
2018-07-30 20:00 | FR | 49263
2018-07-30 21:00 | FR | 46565
2018-07-30 22:00 | FR | 46955
2018-07-30 23:00 | FR | 49895
2018-07-31 | FR | 47462
2018-07-31 01:00 | FR | 42024
2018-07-31 02:00 | FR | 40742
2018-07-31 03:00 | FR | 38727
2018-07-31 04:00 | FR | 37413
2018-07-31 05:00 | FR | 37626
2018-07-31 06:00 | FR | 39532
2018-07-31 07:00 | FR | 41683
2018-07-31 08:00 | FR | 45406
2018-07-31 09:00 | FR | 48891
2018-07-31 10:00 | FR | 51379
2018-07-31 11:00 | FR | 52751
2018-07-31 12:00 | FR | 54294
2018-07-31 13:00 | FR | 54951
2018-07-31 14:00 | FR | 53994
2018-07-31 15:00 | FR | 53359
2018-07-31 16:00 | FR | 52419
2018-07-31 17:00 | FR | 51293
2018-07-31 18:00 | FR | 50696
2018-07-31 19:00 | FR | 50972
2018-07-31 20:00 | FR | 49611
2018-07-31 21:00 | FR | 46896
2018-07-31 22:00 | FR | 47309
2018-07-31 23:00 | FR | 50212
2018-08-01 | FR | 47552
2018-08-01 01:00 | FR | 42240
2018-08-01 02:00 | FR | 40914
2018-08-01 03:00 | FR | 38808
2018-08-01 04:00 | FR | 37580
2018-08-01 05:00 | FR | 37635
2018-08-01 06:00 | FR | 39565
2018-08-01 07:00 | FR | 41674
2018-08-01 08:00 | FR | 45300
2018-08-01 09:00 | FR | 48668
2018-08-01 10:00 | FR | 50951
2018-08-01 11:00 | FR | 52722
2018-08-01 12:00 | FR | 54161
2018-08-01 13:00 | FR | 54950
2018-08-01 14:00 | FR | 54123
2018-08-01 15:00 | FR | 53453
2018-08-01 16:00 | FR | 52514
2018-08-01 17:00 | FR | 51540
2018-08-01 18:00 | FR | 51038
2018-08-01 19:00 | FR | 51350
2018-08-01 20:00 | FR | 49931
2018-08-01 21:00 | FR | 47149
2018-08-01 22:00 | FR | 47703
2018-08-01 23:00 | FR | 50530
2018-08-02 | FR | 47892
2018-08-02 01:00 | FR | 42372
2018-08-02 02:00 | FR | 41078
2018-08-02 03:00 | FR | 38852
2018-08-02 04:00 | FR | 37478
2018-08-02 05:00 | FR | 37640
2018-08-02 06:00 | FR | 39698
2018-08-02 07:00 | FR | 41741
2018-08-02 08:00 | FR | 45225
2018-08-02 09:00 | FR | 48678
2018-08-02 10:00 | FR | 51098
2018-08-02 11:00 | FR | 52815
2018-08-02 12:00 | FR | 54519
2018-08-02 13:00 | FR | 55496
2018-08-02 14:00 | FR | 54632
2018-08-02 15:00 | FR | 54179
2018-08-02 16:00 | FR | 53198
2018-08-02 17:00 | FR | 52317
2018-08-02 18:00 | FR | 51831
2018-08-02 19:00 | FR | 51958
2018-08-02 20:00 | FR | 50534
2018-08-02 21:00 | FR | 47649
2018-08-02 22:00 | FR | 48216
2018-08-02 23:00 | FR | 50795
2018-08-03 | FR | 48431
2018-08-03 01:00 | FR | 42822
2018-08-03 02:00 | FR | 41455
2018-08-03 03:00 | FR | 39138
2018-08-03 04:00 | FR | 37817
2018-08-03 05:00 | FR | 38100
2018-08-03 06:00 | FR | 39982
2018-08-03 07:00 | FR | 41928
2018-08-03 08:00 | FR | 45430
2018-08-03 09:00 | FR | 48954
2018-08-03 10:00 | FR | 51598
2018-08-03 11:00 | FR | 53289
2018-08-03 12:00 | FR | 54602
2018-08-03 13:00 | FR | 55484
2018-08-03 14:00 | FR | 54409
2018-08-03 15:00 | FR | 53813
2018-08-03 16:00 | FR | 52452
2018-08-03 17:00 | FR | 51317
2018-08-03 18:00 | FR | 50857
2018-08-03 19:00 | FR | 50696
2018-08-03 20:00 | FR | 48869
2018-08-03 21:00 | FR | 46548
2018-08-03 22:00 | FR | 47231
2018-08-03 23:00 | FR | 49733
2018-08-04 | FR | 47261
2018-08-04 01:00 | FR | 41829
2018-08-04 02:00 | FR | 40332
2018-08-04 03:00 | FR | 37990
2018-08-04 04:00 | FR | 36481
2018-08-04 05:00 | FR | 35855
2018-08-04 06:00 | FR | 36344
2018-08-04 07:00 | FR | 36228
2018-08-04 08:00 | FR | 38385
2018-08-04 09:00 | FR | 41444
2018-08-04 10:00 | FR | 44222
2018-08-04 11:00 | FR | 45916
2018-08-04 12:00 | FR | 47592
2018-08-04 13:00 | FR | 49485
2018-08-04 14:00 | FR | 47864
2018-08-04 15:00 | FR | 47163
2018-08-04 16:00 | FR | 46327
2018-08-04 17:00 | FR | 45609
2018-08-04 18:00 | FR | 45467
2018-08-04 19:00 | FR | 45922
2018-08-04 20:00 | FR | 45014
2018-08-04 21:00 | FR | 43174
2018-08-04 22:00 | FR | 44245
2018-08-04 23:00 | FR | 47263
2018-08-05 | FR | 45085
2018-08-05 01:00 | FR | 40056
2018-08-05 02:00 | FR | 38754
2018-08-05 03:00 | FR | 36373
2018-08-05 04:00 | FR | 34873
2018-08-05 05:00 | FR | 34187
2018-08-05 06:00 | FR | 34312
2018-08-05 07:00 | FR | 33533
2018-08-05 08:00 | FR | 35048
2018-08-05 09:00 | FR | 37626
2018-08-05 10:00 | FR | 40103
2018-08-05 11:00 | FR | 42032
2018-08-05 12:00 | FR | 43689
2018-08-05 13:00 | FR | 45544
2018-08-05 14:00 | FR | 43497
2018-08-05 15:00 | FR | 42834
2018-08-05 16:00 | FR | 42029
2018-08-05 17:00 | FR | 41693
2018-08-05 18:00 | FR | 42171
2018-08-05 19:00 | FR | 43167
2018-08-05 20:00 | FR | 43291
2018-08-05 21:00 | FR | 42518
2018-08-05 22:00 | FR | 43762
2018-08-05 23:00 | FR | 46368
2018-08-06 | FR | 43941
2018-08-06 01:00 | FR | 39019
2018-08-06 02:00 | FR | 37812
2018-08-06 03:00 | FR | 35883
2018-08-06 04:00 | FR | 34763
2018-08-06 05:00 | FR | 35040
2018-08-06 06:00 | FR | 37143
2018-08-06 07:00 | FR | 38679
2018-08-06 08:00 | FR | 41955
2018-08-06 09:00 | FR | 45435
2018-08-06 10:00 | FR | 48256
2018-08-06 11:00 | FR | 49954
2018-08-06 12:00 | FR | 51953
2018-08-06 13:00 | FR | 53287
2018-08-06 14:00 | FR | 52551
2018-08-06 15:00 | FR | 51901
2018-08-06 16:00 | FR | 50936
2018-08-06 17:00 | FR | 49997
2018-08-06 18:00 | FR | 49325
2018-08-06 19:00 | FR | 49659
2018-08-06 20:00 | FR | 48438
2018-08-06 21:00 | FR | 46094
2018-08-06 22:00 | FR | 46521
2018-08-06 23:00 | FR | 48786
2018-08-07 | FR | 46270
2018-08-07 01:00 | FR | 40982
2018-08-07 02:00 | FR | 39797
2018-08-07 03:00 | FR | 37643
2018-08-07 04:00 | FR | 36565
2018-08-07 05:00 | FR | 36647
2018-08-07 06:00 | FR | 38532
2018-08-07 07:00 | FR | 39937
2018-08-07 08:00 | FR | 43156
2018-08-07 09:00 | FR | 46457
2018-08-07 10:00 | FR | 48978
2018-08-07 11:00 | FR | 50717
2018-08-07 12:00 | FR | 52315
2018-08-07 13:00 | FR | 53556
2018-08-07 14:00 | FR | 52428
2018-08-07 15:00 | FR | 51749
2018-08-07 16:00 | FR | 50550
2018-08-07 17:00 | FR | 49622
2018-08-07 18:00 | FR | 49131
2018-08-07 19:00 | FR | 49230
2018-08-07 20:00 | FR | 47823
2018-08-07 21:00 | FR | 45432
2018-08-07 22:00 | FR | 45645
2018-08-07 23:00 | FR | 47771
2018-08-08 | FR | 45429
2018-08-08 01:00 | FR | 40390
2018-08-08 02:00 | FR | 39278
2018-08-08 03:00 | FR | 37225
2018-08-08 04:00 | FR | 36066
2018-08-08 05:00 | FR | 36114
2018-08-08 06:00 | FR | 37855
2018-08-08 07:00 | FR | 39511
2018-08-08 08:00 | FR | 42496
2018-08-08 09:00 | FR | 45544
2018-08-08 10:00 | FR | 47690
2018-08-08 11:00 | FR | 48841
2018-08-08 12:00 | FR | 50220
2018-08-08 13:00 | FR | 51041
2018-08-08 14:00 | FR | 49830
2018-08-08 15:00 | FR | 49338
2018-08-08 16:00 | FR | 48435
2018-08-08 17:00 | FR | 47596
2018-08-08 18:00 | FR | 47296
2018-08-08 19:00 | FR | 47845
2018-08-08 20:00 | FR | 46548
2018-08-08 21:00 | FR | 44200
2018-08-08 22:00 | FR | 44880
2018-08-08 23:00 | FR | 47161
2018-08-09 | FR | 44873
2018-08-09 01:00 | FR | 39807
2018-08-09 02:00 | FR | 38675
2018-08-09 03:00 | FR | 36517
2018-08-09 04:00 | FR | 35377
2018-08-09 05:00 | FR | 35725
2018-08-09 06:00 | FR | 37530
2018-08-09 07:00 | FR | 39091
2018-08-09 08:00 | FR | 42274
2018-08-09 09:00 | FR | 45154
2018-08-09 10:00 | FR | 47311
2018-08-09 11:00 | FR | 48364
2018-08-09 12:00 | FR | 49283
2018-08-09 13:00 | FR | 49697
2018-08-09 14:00 | FR | 47932
2018-08-09 15:00 | FR | 46957
2018-08-09 16:00 | FR | 45669
2018-08-09 17:00 | FR | 44856
2018-08-09 18:00 | FR | 44434
2018-08-09 19:00 | FR | 45156
2018-08-09 20:00 | FR | 44281
2018-08-09 21:00 | FR | 42184
2018-08-09 22:00 | FR | 42563
2018-08-09 23:00 | FR | 45004
2018-08-10 | FR | 42902
2018-08-10 01:00 | FR | 37941
2018-08-10 02:00 | FR | 36758
2018-08-10 03:00 | FR | 34869
2018-08-10 04:00 | FR | 33690
2018-08-10 05:00 | FR | 33885
2018-08-10 06:00 | FR | 35856
2018-08-10 07:00 | FR | 37526
2018-08-10 08:00 | FR | 40442
2018-08-10 09:00 | FR | 43356
2018-08-10 10:00 | FR | 45375
2018-08-10 11:00 | FR | 46498
2018-08-10 12:00 | FR | 47813
2018-08-10 13:00 | FR | 48578
2018-08-10 14:00 | FR | 46940
2018-08-10 15:00 | FR | 46048
2018-08-10 16:00 | FR | 45121
2018-08-10 17:00 | FR | 44189
2018-08-10 18:00 | FR | 44204
2018-08-10 19:00 | FR | 44725
2018-08-10 20:00 | FR | 43657
2018-08-10 21:00 | FR | 41743
2018-08-10 22:00 | FR | 42670
2018-08-10 23:00 | FR | 45216
2018-08-11 | FR | 43105
2018-08-11 01:00 | FR | 38025
2018-08-11 02:00 | FR | 36710
2018-08-11 03:00 | FR | 34433
2018-08-11 04:00 | FR | 32967
2018-08-11 05:00 | FR | 32628
2018-08-11 06:00 | FR | 33369
2018-08-11 07:00 | FR | 33163
2018-08-11 08:00 | FR | 34899
2018-08-11 09:00 | FR | 37788
2018-08-11 10:00 | FR | 40265
2018-08-11 11:00 | FR | 41609
2018-08-11 12:00 | FR | 42826
2018-08-11 13:00 | FR | 44490
2018-08-11 14:00 | FR | 42588
2018-08-11 15:00 | FR | 41788
2018-08-11 16:00 | FR | 40779
2018-08-11 17:00 | FR | 39996
2018-08-11 18:00 | FR | 40347
2018-08-11 19:00 | FR | 41162
2018-08-11 20:00 | FR | 40523
2018-08-11 21:00 | FR | 39135
2018-08-11 22:00 | FR | 40386
2018-08-11 23:00 | FR | 43314
2018-08-12 | FR | 41690
2018-08-12 01:00 | FR | 36322
2018-08-12 02:00 | FR | 35082
2018-08-12 03:00 | FR | 32839
2018-08-12 04:00 | FR | 31374
2018-08-12 05:00 | FR | 30872
2018-08-12 06:00 | FR | 31163
2018-08-12 07:00 | FR | 30475
2018-08-12 08:00 | FR | 31929
2018-08-12 09:00 | FR | 34442
2018-08-12 10:00 | FR | 36872
2018-08-12 11:00 | FR | 38690
2018-08-12 12:00 | FR | 40214
2018-08-12 13:00 | FR | 41946
2018-08-12 14:00 | FR | 39619
2018-08-12 15:00 | FR | 38716
2018-08-12 16:00 | FR | 37866
2018-08-12 17:00 | FR | 37260
2018-08-12 18:00 | FR | 37906
2018-08-12 19:00 | FR | 39297
2018-08-12 20:00 | FR | 39806
2018-08-12 21:00 | FR | 39196
2018-08-12 22:00 | FR | 40395
2018-08-12 23:00 | FR | 43124
2018-08-13 | FR | 41099
2018-08-13 01:00 | FR | 36273
2018-08-13 02:00 | FR | 35146
2018-08-13 03:00 | FR | 33200
2018-08-13 04:00 | FR | 32110
2018-08-13 05:00 | FR | 32461
2018-08-13 06:00 | FR | 34532
2018-08-13 07:00 | FR | 36108
2018-08-13 08:00 | FR | 38988
2018-08-13 09:00 | FR | 42009
2018-08-13 10:00 | FR | 44140
2018-08-13 11:00 | FR | 45412
2018-08-13 12:00 | FR | 46855
2018-08-13 13:00 | FR | 47768
2018-08-13 14:00 | FR | 46223
2018-08-13 15:00 | FR | 45654
2018-08-13 16:00 | FR | 44307
2018-08-13 17:00 | FR | 43507
2018-08-13 18:00 | FR | 43305
2018-08-13 19:00 | FR | 44364
2018-08-13 20:00 | FR | 43659
2018-08-13 21:00 | FR | 41640
2018-08-13 22:00 | FR | 42155
2018-08-13 23:00 | FR | 44522
2018-08-14 | FR | 42548
2018-08-14 01:00 | FR | 37538
2018-08-14 02:00 | FR | 36483
2018-08-14 03:00 | FR | 34510
2018-08-14 04:00 | FR | 33365
2018-08-14 05:00 | FR | 33488
2018-08-14 06:00 | FR | 35276
2018-08-14 07:00 | FR | 36938
2018-08-14 08:00 | FR | 39758
2018-08-14 09:00 | FR | 42749
2018-08-14 10:00 | FR | 44815
2018-08-14 11:00 | FR | 45953
2018-08-14 12:00 | FR | 47478
2018-08-14 13:00 | FR | 48383
2018-08-14 14:00 | FR | 46748
2018-08-14 15:00 | FR | 45934
2018-08-14 16:00 | FR | 44802
2018-08-14 17:00 | FR | 43919
2018-08-14 18:00 | FR | 43888
2018-08-14 19:00 | FR | 44564
2018-08-14 20:00 | FR | 43570
2018-08-14 21:00 | FR | 41544
2018-08-14 22:00 | FR | 42244
2018-08-14 23:00 | FR | 44759
2018-08-15 | FR | 43061
2018-08-15 01:00 | FR | 38009
2018-08-15 02:00 | FR | 36823
2018-08-15 03:00 | FR | 34566
2018-08-15 04:00 | FR | 33160
2018-08-15 05:00 | FR | 32615
2018-08-15 06:00 | FR | 33162
2018-08-15 07:00 | FR | 33042
2018-08-15 08:00 | FR | 34450
2018-08-15 09:00 | FR | 36950
2018-08-15 10:00 | FR | 39298
2018-08-15 11:00 | FR | 41017
2018-08-15 12:00 | FR | 42225
2018-08-15 13:00 | FR | 44033
2018-08-15 14:00 | FR | 41553
2018-08-15 15:00 | FR | 40542
2018-08-15 16:00 | FR | 39644
2018-08-15 17:00 | FR | 39117
2018-08-15 18:00 | FR | 39595
2018-08-15 19:00 | FR | 40816
2018-08-15 20:00 | FR | 40919
2018-08-15 21:00 | FR | 40006
2018-08-15 22:00 | FR | 41237
2018-08-15 23:00 | FR | 43911
2018-08-16 | FR | 42181
2018-08-16 01:00 | FR | 37203
2018-08-16 02:00 | FR | 35962
2018-08-16 03:00 | FR | 34071
2018-08-16 04:00 | FR | 32927
2018-08-16 05:00 | FR | 33073
2018-08-16 06:00 | FR | 35096
2018-08-16 07:00 | FR | 36806
2018-08-16 08:00 | FR | 39555
2018-08-16 09:00 | FR | 42709
2018-08-16 10:00 | FR | 45092
2018-08-16 11:00 | FR | 46636
2018-08-16 12:00 | FR | 48278
2018-08-16 13:00 | FR | 49482
2018-08-16 14:00 | FR | 48211
2018-08-16 15:00 | FR | 47517
2018-08-16 16:00 | FR | 46638
2018-08-16 17:00 | FR | 45609
2018-08-16 18:00 | FR | 45672
2018-08-16 19:00 | FR | 46246
2018-08-16 20:00 | FR | 45209
2018-08-16 21:00 | FR | 43341
2018-08-16 22:00 | FR | 43480
2018-08-16 23:00 | FR | 45603
2018-08-17 | FR | 43595
2018-08-17 01:00 | FR | 38594
2018-08-17 02:00 | FR | 37539
2018-08-17 03:00 | FR | 35409
2018-08-17 04:00 | FR | 34027
2018-08-17 05:00 | FR | 34121
2018-08-17 06:00 | FR | 35803
2018-08-17 07:00 | FR | 37367
2018-08-17 08:00 | FR | 40115
2018-08-17 09:00 | FR | 43124
2018-08-17 10:00 | FR | 45320
2018-08-17 11:00 | FR | 46578
2018-08-17 12:00 | FR | 47924
2018-08-17 13:00 | FR | 48893
2018-08-17 14:00 | FR | 46953
2018-08-17 15:00 | FR | 46063
2018-08-17 16:00 | FR | 44951
2018-08-17 17:00 | FR | 43945
2018-08-17 18:00 | FR | 44027
2018-08-17 19:00 | FR | 44684
2018-08-17 20:00 | FR | 43713
2018-08-17 21:00 | FR | 42193
2018-08-17 22:00 | FR | 42633
2018-08-17 23:00 | FR | 45141
2018-08-18 | FR | 43240
2018-08-18 01:00 | FR | 38253
2018-08-18 02:00 | FR | 36926
2018-08-18 03:00 | FR | 34609
2018-08-18 04:00 | FR | 33216
2018-08-18 05:00 | FR | 32837
2018-08-18 06:00 | FR | 33595
2018-08-18 07:00 | FR | 33631
2018-08-18 08:00 | FR | 35267
2018-08-18 09:00 | FR | 38044
2018-08-18 10:00 | FR | 40653
2018-08-18 11:00 | FR | 41914
2018-08-18 12:00 | FR | 43299
2018-08-18 13:00 | FR | 45101
2018-08-18 14:00 | FR | 42956
2018-08-18 15:00 | FR | 42033
2018-08-18 16:00 | FR | 41173
2018-08-18 17:00 | FR | 40399
2018-08-18 18:00 | FR | 40707
2018-08-18 19:00 | FR | 41487
2018-08-18 20:00 | FR | 40813
2018-08-18 21:00 | FR | 39762
2018-08-18 22:00 | FR | 40530
2018-08-18 23:00 | FR | 43455
2018-08-19 | FR | 42003
2018-08-19 01:00 | FR | 37335
2018-08-19 02:00 | FR | 35970
2018-08-19 03:00 | FR | 33683
2018-08-19 04:00 | FR | 32143
2018-08-19 05:00 | FR | 31582
2018-08-19 06:00 | FR | 31862
2018-08-19 07:00 | FR | 31319
2018-08-19 08:00 | FR | 32578
2018-08-19 09:00 | FR | 35102
2018-08-19 10:00 | FR | 37621
2018-08-19 11:00 | FR | 39390
2018-08-19 12:00 | FR | 41197
2018-08-19 13:00 | FR | 42884
2018-08-19 14:00 | FR | 40510
2018-08-19 15:00 | FR | 39505
2018-08-19 16:00 | FR | 38471
2018-08-19 17:00 | FR | 37967
2018-08-19 18:00 | FR | 38370
2018-08-19 19:00 | FR | 39934
2018-08-19 20:00 | FR | 40617
2018-08-19 21:00 | FR | 40601
2018-08-19 22:00 | FR | 41595
2018-08-19 23:00 | FR | 44317
2018-08-20 | FR | 42398
2018-08-20 01:00 | FR | 37400
2018-08-20 02:00 | FR | 36045
2018-08-20 03:00 | FR | 33983
2018-08-20 04:00 | FR | 32940
2018-08-20 05:00 | FR | 33486
2018-08-20 06:00 | FR | 35850
2018-08-20 07:00 | FR | 38108
2018-08-20 08:00 | FR | 41422
2018-08-20 09:00 | FR | 44752
2018-08-20 10:00 | FR | 47172
2018-08-20 11:00 | FR | 48597
2018-08-20 12:00 | FR | 50304
2018-08-20 13:00 | FR | 51274
2018-08-20 14:00 | FR | 50142
2018-08-20 15:00 | FR | 49505
2018-08-20 16:00 | FR | 48518
2018-08-20 17:00 | FR | 47584
2018-08-20 18:00 | FR | 47160
2018-08-20 19:00 | FR | 47906
2018-08-20 20:00 | FR | 47167
2018-08-20 21:00 | FR | 45491
2018-08-20 22:00 | FR | 45154
2018-08-20 23:00 | FR | 47326
2018-08-21 | FR | 45295
2018-08-21 01:00 | FR | 40211
2018-08-21 02:00 | FR | 38966
2018-08-21 03:00 | FR | 36955
2018-08-21 04:00 | FR | 35714
2018-08-21 05:00 | FR | 35771
2018-08-21 06:00 | FR | 37732
2018-08-21 07:00 | FR | 40293
2018-08-21 08:00 | FR | 43412
2018-08-21 09:00 | FR | 46565
2018-08-21 10:00 | FR | 48986
2018-08-21 11:00 | FR | 50392
2018-08-21 12:00 | FR | 51889
2018-08-21 13:00 | FR | 52626
2018-08-21 14:00 | FR | 51271
2018-08-21 15:00 | FR | 50909
2018-08-21 16:00 | FR | 49853
2018-08-21 17:00 | FR | 48732
2018-08-21 18:00 | FR | 48596
2018-08-21 19:00 | FR | 49254
2018-08-21 20:00 | FR | 47912
2018-08-21 21:00 | FR | 46143
2018-08-21 22:00 | FR | 45914
2018-08-21 23:00 | FR | 47950
2018-08-22 | FR | 45959
2018-08-22 01:00 | FR | 40797
2018-08-22 02:00 | FR | 39510
2018-08-22 03:00 | FR | 37302
2018-08-22 04:00 | FR | 36061
2018-08-22 05:00 | FR | 36205
2018-08-22 06:00 | FR | 38324
2018-08-22 07:00 | FR | 40440
2018-08-22 08:00 | FR | 43425
2018-08-22 09:00 | FR | 46798
2018-08-22 10:00 | FR | 49271
2018-08-22 11:00 | FR | 50908
2018-08-22 12:00 | FR | 52591
2018-08-22 13:00 | FR | 53586
2018-08-22 14:00 | FR | 52403
2018-08-22 15:00 | FR | 51710
2018-08-22 16:00 | FR | 50669
2018-08-22 17:00 | FR | 49739
2018-08-22 18:00 | FR | 49315
2018-08-22 19:00 | FR | 49911
2018-08-22 20:00 | FR | 48464
2018-08-22 21:00 | FR | 46638
2018-08-22 22:00 | FR | 46269
2018-08-22 23:00 | FR | 48212
2018-08-23 | FR | 46079
2018-08-23 01:00 | FR | 40743
2018-08-23 02:00 | FR | 39720
2018-08-23 03:00 | FR | 37621
2018-08-23 04:00 | FR | 36339
2018-08-23 05:00 | FR | 36460
2018-08-23 06:00 | FR | 38592
2018-08-23 07:00 | FR | 41004
2018-08-23 08:00 | FR | 43822
2018-08-23 09:00 | FR | 47297
2018-08-23 10:00 | FR | 49459
2018-08-23 11:00 | FR | 50674
2018-08-23 12:00 | FR | 52444
2018-08-23 13:00 | FR | 52954
2018-08-23 14:00 | FR | 52241
2018-08-23 15:00 | FR | 51663
2018-08-23 16:00 | FR | 50446
2018-08-23 17:00 | FR | 49136
2018-08-23 18:00 | FR | 48711
2018-08-23 19:00 | FR | 49219
2018-08-23 20:00 | FR | 47848
2018-08-23 21:00 | FR | 46424
2018-08-23 22:00 | FR | 45596
2018-08-23 23:00 | FR | 47779
2018-08-24 | FR | 45824
2018-08-24 01:00 | FR | 40645
2018-08-24 02:00 | FR | 39503
2018-08-24 03:00 | FR | 37418
2018-08-24 04:00 | FR | 36181
2018-08-24 05:00 | FR | 36276
2018-08-24 06:00 | FR | 38495
2018-08-24 07:00 | FR | 40816
2018-08-24 08:00 | FR | 43537
2018-08-24 09:00 | FR | 46619
2018-08-24 10:00 | FR | 48606
2018-08-24 11:00 | FR | 49617
2018-08-24 12:00 | FR | 50814
2018-08-24 13:00 | FR | 51406
2018-08-24 14:00 | FR | 49695
2018-08-24 15:00 | FR | 48703
2018-08-24 16:00 | FR | 47459
2018-08-24 17:00 | FR | 46365
2018-08-24 18:00 | FR | 46131
2018-08-24 19:00 | FR | 46633
2018-08-24 20:00 | FR | 45330
2018-08-24 21:00 | FR | 44739
2018-08-24 22:00 | FR | 44020
2018-08-24 23:00 | FR | 46383
2018-08-25 | FR | 44667
2018-08-25 01:00 | FR | 39877
2018-08-25 02:00 | FR | 38292
2018-08-25 03:00 | FR | 35912
2018-08-25 04:00 | FR | 34281
2018-08-25 05:00 | FR | 33743
2018-08-25 06:00 | FR | 34611
2018-08-25 07:00 | FR | 35098
2018-08-25 08:00 | FR | 36219
2018-08-25 09:00 | FR | 39066
2018-08-25 10:00 | FR | 41471
2018-08-25 11:00 | FR | 42732
2018-08-25 12:00 | FR | 44216
2018-08-25 13:00 | FR | 45655
2018-08-25 14:00 | FR | 43451
2018-08-25 15:00 | FR | 42285
2018-08-25 16:00 | FR | 41021
2018-08-25 17:00 | FR | 40033
2018-08-25 18:00 | FR | 40463
2018-08-25 19:00 | FR | 41124
2018-08-25 20:00 | FR | 40797
2018-08-25 21:00 | FR | 40602
2018-08-25 22:00 | FR | 40497
2018-08-25 23:00 | FR | 43476
2018-08-26 | FR | 42321
2018-08-26 01:00 | FR | 37510
2018-08-26 02:00 | FR | 36280
2018-08-26 03:00 | FR | 33978
2018-08-26 04:00 | FR | 32351
2018-08-26 05:00 | FR | 31735
2018-08-26 06:00 | FR | 31931
2018-08-26 07:00 | FR | 31914
2018-08-26 08:00 | FR | 32768
2018-08-26 09:00 | FR | 35226
2018-08-26 10:00 | FR | 37895
2018-08-26 11:00 | FR | 39758
2018-08-26 12:00 | FR | 41360
2018-08-26 13:00 | FR | 43005
2018-08-26 14:00 | FR | 40308
2018-08-26 15:00 | FR | 38792
2018-08-26 16:00 | FR | 37700
2018-08-26 17:00 | FR | 36966
2018-08-26 18:00 | FR | 37580
2018-08-26 19:00 | FR | 39333
2018-08-26 20:00 | FR | 40331
2018-08-26 21:00 | FR | 41421
2018-08-26 22:00 | FR | 41160
2018-08-26 23:00 | FR | 43965
2018-08-27 | FR | 42671
2018-08-27 01:00 | FR | 37797
2018-08-27 02:00 | FR | 36558
2018-08-27 03:00 | FR | 34595
2018-08-27 04:00 | FR | 33354
2018-08-27 05:00 | FR | 33920
2018-08-27 06:00 | FR | 36730
2018-08-27 07:00 | FR | 40350
2018-08-27 08:00 | FR | 43571
2018-08-27 09:00 | FR | 46848
2018-08-27 10:00 | FR | 48892
2018-08-27 11:00 | FR | 50153
2018-08-27 12:00 | FR | 51640
2018-08-27 13:00 | FR | 52243
2018-08-27 14:00 | FR | 51224
2018-08-27 15:00 | FR | 50339
2018-08-27 16:00 | FR | 49228
2018-08-27 17:00 | FR | 48062
2018-08-27 18:00 | FR | 47443
2018-08-27 19:00 | FR | 48661
2018-08-27 20:00 | FR | 47869
2018-08-27 21:00 | FR | 46744
2018-08-27 22:00 | FR | 45242
2018-08-27 23:00 | FR | 47650
2018-08-28 | FR | 45832
2018-08-28 01:00 | FR | 41043
2018-08-28 02:00 | FR | 39658
2018-08-28 03:00 | FR | 37644
2018-08-28 04:00 | FR | 36303
2018-08-28 05:00 | FR | 36491
2018-08-28 06:00 | FR | 39028
2018-08-28 07:00 | FR | 42287
2018-08-28 08:00 | FR | 45674
2018-08-28 09:00 | FR | 48769
2018-08-28 10:00 | FR | 50756
2018-08-28 11:00 | FR | 52127
2018-08-28 12:00 | FR | 53267
2018-08-28 13:00 | FR | 53891
2018-08-28 14:00 | FR | 52944
2018-08-28 15:00 | FR | 52217
2018-08-28 16:00 | FR | 51087
2018-08-28 17:00 | FR | 50016
2018-08-28 18:00 | FR | 49622
2018-08-28 19:00 | FR | 50374
2018-08-28 20:00 | FR | 48960
2018-08-28 21:00 | FR | 48000
2018-08-28 22:00 | FR | 46057
2018-08-28 23:00 | FR | 48134
2018-08-29 | FR | 46289
2018-08-29 01:00 | FR | 41012
2018-08-29 02:00 | FR | 40028
2018-08-29 03:00 | FR | 37774
2018-08-29 04:00 | FR | 36513
2018-08-29 05:00 | FR | 36712
2018-08-29 06:00 | FR | 39235
2018-08-29 07:00 | FR | 42737
2018-08-29 08:00 | FR | 45964
2018-08-29 09:00 | FR | 49245
2018-08-29 10:00 | FR | 51281
2018-08-29 11:00 | FR | 52860
2018-08-29 12:00 | FR | 54107
2018-08-29 13:00 | FR | 54125
2018-08-29 14:00 | FR | 53018
2018-08-29 15:00 | FR | 51924
2018-08-29 16:00 | FR | 50775
2018-08-29 17:00 | FR | 49660
2018-08-29 18:00 | FR | 48986
2018-08-29 19:00 | FR | 50031
2018-08-29 20:00 | FR | 49075
2018-08-29 21:00 | FR | 47789
2018-08-29 22:00 | FR | 46023
2018-08-29 23:00 | FR | 48278
2018-08-30 | FR | 46496
2018-08-30 01:00 | FR | 41460
2018-08-30 02:00 | FR | 40175
2018-08-30 03:00 | FR | 38036
2018-08-30 04:00 | FR | 36641
2018-08-30 05:00 | FR | 36963
2018-08-30 06:00 | FR | 39438
2018-08-30 07:00 | FR | 43076
2018-08-30 08:00 | FR | 46446
2018-08-30 09:00 | FR | 49455
2018-08-30 10:00 | FR | 51065
2018-08-30 11:00 | FR | 52238
2018-08-30 12:00 | FR | 53229
2018-08-30 13:00 | FR | 53462
2018-08-30 14:00 | FR | 52334
2018-08-30 15:00 | FR | 51218
2018-08-30 16:00 | FR | 50033
2018-08-30 17:00 | FR | 48813
2018-08-30 18:00 | FR | 48388
2018-08-30 19:00 | FR | 49461
2018-08-30 20:00 | FR | 48703
2018-08-30 21:00 | FR | 47842
2018-08-30 22:00 | FR | 45785
2018-08-30 23:00 | FR | 48033
2018-08-31 | FR | 46644
2018-08-31 01:00 | FR | 41451
2018-08-31 02:00 | FR | 40186
2018-08-31 03:00 | FR | 38010
2018-08-31 04:00 | FR | 36755
2018-08-31 05:00 | FR | 37061
2018-08-31 06:00 | FR | 39533
2018-08-31 07:00 | FR | 43223
2018-08-31 08:00 | FR | 46376
2018-08-31 09:00 | FR | 49212
2018-08-31 10:00 | FR | 50797
2018-08-31 11:00 | FR | 51600
2018-08-31 12:00 | FR | 52754
2018-08-31 13:00 | FR | 53083
2018-08-31 14:00 | FR | 51591
2018-08-31 15:00 | FR | 50583
2018-08-31 16:00 | FR | 49162
2018-08-31 17:00 | FR | 47752
2018-08-31 18:00 | FR | 47474
2018-08-31 19:00 | FR | 48003
2018-08-31 20:00 | FR | 47118
2018-08-31 21:00 | FR | 46789
2018-08-31 22:00 | FR | 45343
2018-08-31 23:00 | FR | 47727
2018-09-01 | FR | 45889
2018-09-01 01:00 | FR | 40646
2018-09-01 02:00 | FR | 39192
2018-09-01 03:00 | FR | 36819
2018-09-01 04:00 | FR | 35012
2018-09-01 05:00 | FR | 34434
2018-09-01 06:00 | FR | 35308
2018-09-01 07:00 | FR | 36280
2018-09-01 08:00 | FR | 37475
2018-09-01 09:00 | FR | 40387
2018-09-01 10:00 | FR | 42903
2018-09-01 11:00 | FR | 44135
2018-09-01 12:00 | FR | 45400
2018-09-01 13:00 | FR | 47214
2018-09-01 14:00 | FR | 44519
2018-09-01 15:00 | FR | 43591
2018-09-01 16:00 | FR | 42268
2018-09-01 17:00 | FR | 41360
2018-09-01 18:00 | FR | 41571
2018-09-01 19:00 | FR | 42272
2018-09-01 20:00 | FR | 41908
2018-09-01 21:00 | FR | 42529
2018-09-01 22:00 | FR | 41550
2018-09-01 23:00 | FR | 44590
2018-09-02 | FR | 43423
2018-09-02 01:00 | FR | 38216
2018-09-02 02:00 | FR | 36754
2018-09-02 03:00 | FR | 34513
2018-09-02 04:00 | FR | 32868
2018-09-02 05:00 | FR | 32347
2018-09-02 06:00 | FR | 32766
2018-09-02 07:00 | FR | 33064
2018-09-02 08:00 | FR | 33692
2018-09-02 09:00 | FR | 36372
2018-09-02 10:00 | FR | 38965
2018-09-02 11:00 | FR | 40880
2018-09-02 12:00 | FR | 42715
2018-09-02 13:00 | FR | 44350
2018-09-02 14:00 | FR | 41582
2018-09-02 15:00 | FR | 40181
2018-09-02 16:00 | FR | 39152
2018-09-02 17:00 | FR | 38351
2018-09-02 18:00 | FR | 38975
2018-09-02 19:00 | FR | 41330
2018-09-02 20:00 | FR | 41957
2018-09-02 21:00 | FR | 43026
2018-09-02 22:00 | FR | 41749
2018-09-02 23:00 | FR | 44144
2018-09-03 | FR | 43022
2018-09-03 01:00 | FR | 38116
2018-09-03 02:00 | FR | 37140
2018-09-03 03:00 | FR | 35228
2018-09-03 04:00 | FR | 33741
2018-09-03 05:00 | FR | 34642
2018-09-03 06:00 | FR | 37646
2018-09-03 07:00 | FR | 42689
2018-09-03 08:00 | FR | 46150
2018-09-03 09:00 | FR | 48181
2018-09-03 10:00 | FR | 49806
2018-09-03 11:00 | FR | 51210
2018-09-03 12:00 | FR | 52496
2018-09-03 13:00 | FR | 52811
2018-09-03 14:00 | FR | 51904
2018-09-03 15:00 | FR | 51009
2018-09-03 16:00 | FR | 50034
2018-09-03 17:00 | FR | 48685
2018-09-03 18:00 | FR | 48353
2018-09-03 19:00 | FR | 50062
2018-09-03 20:00 | FR | 48878
2018-09-03 21:00 | FR | 48156
2018-09-03 22:00 | FR | 45676
2018-09-03 23:00 | FR | 47990
2018-09-04 | FR | 46338
2018-09-04 01:00 | FR | 41363
2018-09-04 02:00 | FR | 40117
2018-09-04 03:00 | FR | 38104
2018-09-04 04:00 | FR | 36565
2018-09-04 05:00 | FR | 36850
2018-09-04 06:00 | FR | 39613
2018-09-04 07:00 | FR | 44830
2018-09-04 08:00 | FR | 48100
2018-09-04 09:00 | FR | 50107
2018-09-04 10:00 | FR | 51706
2018-09-04 11:00 | FR | 52559
2018-09-04 12:00 | FR | 53692
2018-09-04 13:00 | FR | 53375
2018-09-04 14:00 | FR | 52445
2018-09-04 15:00 | FR | 51997
2018-09-04 16:00 | FR | 51050
2018-09-04 17:00 | FR | 49591
2018-09-04 18:00 | FR | 49606
2018-09-04 19:00 | FR | 50941
2018-09-04 20:00 | FR | 49623
2018-09-04 21:00 | FR | 48838
2018-09-04 22:00 | FR | 46195
2018-09-04 23:00 | FR | 48291
2018-09-05 | FR | 46676
2018-09-05 01:00 | FR | 41406
2018-09-05 02:00 | FR | 40170
2018-09-05 03:00 | FR | 38050
2018-09-05 04:00 | FR | 36782
2018-09-05 05:00 | FR | 36970
2018-09-05 06:00 | FR | 39859
2018-09-05 07:00 | FR | 44817
2018-09-05 08:00 | FR | 47573
2018-09-05 09:00 | FR | 50563
2018-09-05 10:00 | FR | 52226
2018-09-05 11:00 | FR | 52982
2018-09-05 12:00 | FR | 54248
2018-09-05 13:00 | FR | 54584
2018-09-05 14:00 | FR | 53549
2018-09-05 15:00 | FR | 52728
2018-09-05 16:00 | FR | 51539
2018-09-05 17:00 | FR | 50286
2018-09-05 18:00 | FR | 49878
2018-09-05 19:00 | FR | 51514
2018-09-05 20:00 | FR | 50183
2018-09-05 21:00 | FR | 49200
2018-09-05 22:00 | FR | 46276
2018-09-05 23:00 | FR | 48223
2018-09-06 | FR | 46769
2018-09-06 01:00 | FR | 41624
2018-09-06 02:00 | FR | 40245
2018-09-06 03:00 | FR | 38319
2018-09-06 04:00 | FR | 37147
2018-09-06 05:00 | FR | 37428
2018-09-06 06:00 | FR | 40256
2018-09-06 07:00 | FR | 45778
2018-09-06 08:00 | FR | 48798
2018-09-06 09:00 | FR | 51226
2018-09-06 10:00 | FR | 52495
2018-09-06 11:00 | FR | 53435
2018-09-06 12:00 | FR | 54185
2018-09-06 13:00 | FR | 53783
2018-09-06 14:00 | FR | 52554
2018-09-06 15:00 | FR | 51635
2018-09-06 16:00 | FR | 50394
2018-09-06 17:00 | FR | 49110
2018-09-06 18:00 | FR | 49016
2018-09-06 19:00 | FR | 50901
2018-09-06 20:00 | FR | 49540
2018-09-06 21:00 | FR | 48868
2018-09-06 22:00 | FR | 46146
2018-09-06 23:00 | FR | 48128
2018-09-07 | FR | 46405
2018-09-07 01:00 | FR | 41262
2018-09-07 02:00 | FR | 40109
2018-09-07 03:00 | FR | 38235
2018-09-07 04:00 | FR | 36906
2018-09-07 05:00 | FR | 37276
2018-09-07 06:00 | FR | 40176
2018-09-07 07:00 | FR | 45999
2018-09-07 08:00 | FR | 48864
2018-09-07 09:00 | FR | 51056
2018-09-07 10:00 | FR | 52179
2018-09-07 11:00 | FR | 52712
2018-09-07 12:00 | FR | 53306
2018-09-07 13:00 | FR | 53632
2018-09-07 14:00 | FR | 52007
2018-09-07 15:00 | FR | 50805
2018-09-07 16:00 | FR | 49417
2018-09-07 17:00 | FR | 47982
2018-09-07 18:00 | FR | 47955
2018-09-07 19:00 | FR | 48506
2018-09-07 20:00 | FR | 47430
2018-09-07 21:00 | FR | 47690
2018-09-07 22:00 | FR | 45411
2018-09-07 23:00 | FR | 47522
2018-09-08 | FR | 45725
2018-09-08 01:00 | FR | 40245
2018-09-08 02:00 | FR | 38836
2018-09-08 03:00 | FR | 36535
2018-09-08 04:00 | FR | 35027
2018-09-08 05:00 | FR | 34481
2018-09-08 06:00 | FR | 35497
2018-09-08 07:00 | FR | 37046
2018-09-08 08:00 | FR | 38062
2018-09-08 09:00 | FR | 41167
2018-09-08 10:00 | FR | 43616
2018-09-08 11:00 | FR | 44156
2018-09-08 12:00 | FR | 45461
2018-09-08 13:00 | FR | 47498
2018-09-08 14:00 | FR | 44979
2018-09-08 15:00 | FR | 43881
2018-09-08 16:00 | FR | 42628
2018-09-08 17:00 | FR | 41637
2018-09-08 18:00 | FR | 41897
2018-09-08 19:00 | FR | 42813
2018-09-08 20:00 | FR | 42580
2018-09-08 21:00 | FR | 43421
2018-09-08 22:00 | FR | 41536
2018-09-08 23:00 | FR | 44636
2018-09-09 | FR | 43440
2018-09-09 01:00 | FR | 38612
2018-09-09 02:00 | FR | 37092
2018-09-09 03:00 | FR | 34718
2018-09-09 04:00 | FR | 33038
2018-09-09 05:00 | FR | 32385
2018-09-09 06:00 | FR | 32883
2018-09-09 07:00 | FR | 33523
2018-09-09 08:00 | FR | 33850
2018-09-09 09:00 | FR | 36534
2018-09-09 10:00 | FR | 39420
2018-09-09 11:00 | FR | 41336
2018-09-09 12:00 | FR | 43073
2018-09-09 13:00 | FR | 44910
2018-09-09 14:00 | FR | 41997
2018-09-09 15:00 | FR | 40631
2018-09-09 16:00 | FR | 39425
2018-09-09 17:00 | FR | 38590
2018-09-09 18:00 | FR | 39364
2018-09-09 19:00 | FR | 41484
2018-09-09 20:00 | FR | 42408
2018-09-09 21:00 | FR | 43817
2018-09-09 22:00 | FR | 41913
2018-09-09 23:00 | FR | 44552
2018-09-10 | FR | 43261
2018-09-10 01:00 | FR | 38625
2018-09-10 02:00 | FR | 37240
2018-09-10 03:00 | FR | 35270
2018-09-10 04:00 | FR | 34093
2018-09-10 05:00 | FR | 34529
2018-09-10 06:00 | FR | 38068
2018-09-10 07:00 | FR | 44223
2018-09-10 08:00 | FR | 47019
2018-09-10 09:00 | FR | 49401
2018-09-10 10:00 | FR | 50902
2018-09-10 11:00 | FR | 51707
2018-09-10 12:00 | FR | 53001
2018-09-10 13:00 | FR | 53335
2018-09-10 14:00 | FR | 52351
2018-09-10 15:00 | FR | 51676
2018-09-10 16:00 | FR | 50699
2018-09-10 17:00 | FR | 49561
2018-09-10 18:00 | FR | 49083
2018-09-10 19:00 | FR | 50587
2018-09-10 20:00 | FR | 49587
2018-09-10 21:00 | FR | 49182
2018-09-10 22:00 | FR | 45957
2018-09-10 23:00 | FR | 48186
2018-09-11 | FR | 46116
2018-09-11 01:00 | FR | 41132
2018-09-11 02:00 | FR | 40047
2018-09-11 03:00 | FR | 38148
2018-09-11 04:00 | FR | 36803
2018-09-11 05:00 | FR | 36832
2018-09-11 06:00 | FR | 39954
2018-09-11 07:00 | FR | 45990
2018-09-11 08:00 | FR | 48663
2018-09-11 09:00 | FR | 50824
2018-09-11 10:00 | FR | 52210
2018-09-11 11:00 | FR | 53145
2018-09-11 12:00 | FR | 54419
2018-09-11 13:00 | FR | 54668
2018-09-11 14:00 | FR | 53782
2018-09-11 15:00 | FR | 53174
2018-09-11 16:00 | FR | 52302
2018-09-11 17:00 | FR | 51033
2018-09-11 18:00 | FR | 50789
2018-09-11 19:00 | FR | 51709
2018-09-11 20:00 | FR | 50533
2018-09-11 21:00 | FR | 49928
2018-09-11 22:00 | FR | 46849
2018-09-11 23:00 | FR | 48839
2018-09-12 | FR | 46873
2018-09-12 01:00 | FR | 41483
2018-09-12 02:00 | FR | 40298
2018-09-12 03:00 | FR | 38296
2018-09-12 04:00 | FR | 36905
2018-09-12 05:00 | FR | 37050
2018-09-12 06:00 | FR | 39954
2018-09-12 07:00 | FR | 45577
2018-09-12 08:00 | FR | 48267
2018-09-12 09:00 | FR | 51071
2018-09-12 10:00 | FR | 52409
2018-09-12 11:00 | FR | 53531
2018-09-12 12:00 | FR | 55144
2018-09-12 13:00 | FR | 55221
2018-09-12 14:00 | FR | 54179
2018-09-12 15:00 | FR | 53526
2018-09-12 16:00 | FR | 52597
2018-09-12 17:00 | FR | 51177
2018-09-12 18:00 | FR | 50748
2018-09-12 19:00 | FR | 52013
2018-09-12 20:00 | FR | 51258
2018-09-12 21:00 | FR | 49970
2018-09-12 22:00 | FR | 46708
2018-09-12 23:00 | FR | 48930
2018-09-13 | FR | 47128
2018-09-13 01:00 | FR | 41944
2018-09-13 02:00 | FR | 40711
2018-09-13 03:00 | FR | 38749
2018-09-13 04:00 | FR | 37310
2018-09-13 05:00 | FR | 37588
2018-09-13 06:00 | FR | 40365
2018-09-13 07:00 | FR | 46272
2018-09-13 08:00 | FR | 49344
2018-09-13 09:00 | FR | 51481
2018-09-13 10:00 | FR | 52720
2018-09-13 11:00 | FR | 53298
2018-09-13 12:00 | FR | 54398
2018-09-13 13:00 | FR | 54415
2018-09-13 14:00 | FR | 53407
2018-09-13 15:00 | FR | 52487
2018-09-13 16:00 | FR | 51382
2018-09-13 17:00 | FR | 50144
2018-09-13 18:00 | FR | 49878
2018-09-13 19:00 | FR | 51395
2018-09-13 20:00 | FR | 50999
2018-09-13 21:00 | FR | 49706
2018-09-13 22:00 | FR | 46143
2018-09-13 23:00 | FR | 48400
2018-09-14 | FR | 46495
2018-09-14 01:00 | FR | 41341
2018-09-14 02:00 | FR | 40400
2018-09-14 03:00 | FR | 38251
2018-09-14 04:00 | FR | 37010
2018-09-14 05:00 | FR | 37274
2018-09-14 06:00 | FR | 40239
2018-09-14 07:00 | FR | 46132
2018-09-14 08:00 | FR | 48962
2018-09-14 09:00 | FR | 51138
2018-09-14 10:00 | FR | 52210
2018-09-14 11:00 | FR | 52950
2018-09-14 12:00 | FR | 53660
2018-09-14 13:00 | FR | 53681
2018-09-14 14:00 | FR | 52079
2018-09-14 15:00 | FR | 51207
2018-09-14 16:00 | FR | 49772
2018-09-14 17:00 | FR | 48504
2018-09-14 18:00 | FR | 48281
2018-09-14 19:00 | FR | 48849
2018-09-14 20:00 | FR | 48468
2018-09-14 21:00 | FR | 48293
2018-09-14 22:00 | FR | 45505
2018-09-14 23:00 | FR | 47726
2018-09-15 | FR | 45773
2018-09-15 01:00 | FR | 40515
2018-09-15 02:00 | FR | 39017
2018-09-15 03:00 | FR | 36745
2018-09-15 04:00 | FR | 35163
2018-09-15 05:00 | FR | 34731
2018-09-15 06:00 | FR | 35793
2018-09-15 07:00 | FR | 37530
2018-09-15 08:00 | FR | 38329
2018-09-15 09:00 | FR | 41599
2018-09-15 10:00 | FR | 43944
2018-09-15 11:00 | FR | 45058
2018-09-15 12:00 | FR | 46325
2018-09-15 13:00 | FR | 47838
2018-09-15 14:00 | FR | 45363
2018-09-15 15:00 | FR | 44113
2018-09-15 16:00 | FR | 42844
2018-09-15 17:00 | FR | 41748
2018-09-15 18:00 | FR | 41772
2018-09-15 19:00 | FR | 42908
2018-09-15 20:00 | FR | 43081
2018-09-15 21:00 | FR | 43586
2018-09-15 22:00 | FR | 41498
2018-09-15 23:00 | FR | 44438
2018-09-16 | FR | 42951
2018-09-16 01:00 | FR | 38660
2018-09-16 02:00 | FR | 37301
2018-09-16 03:00 | FR | 34985
2018-09-16 04:00 | FR | 33273
2018-09-16 05:00 | FR | 32743
2018-09-16 06:00 | FR | 33300
2018-09-16 07:00 | FR | 34199
2018-09-16 08:00 | FR | 34366
2018-09-16 09:00 | FR | 36947
2018-09-16 10:00 | FR | 39694
2018-09-16 11:00 | FR | 41451
2018-09-16 12:00 | FR | 43236
2018-09-16 13:00 | FR | 44990
2018-09-16 14:00 | FR | 41944
2018-09-16 15:00 | FR | 40531
2018-09-16 16:00 | FR | 39308
2018-09-16 17:00 | FR | 38463
2018-09-16 18:00 | FR | 39299
2018-09-16 19:00 | FR | 41633
2018-09-16 20:00 | FR | 43150
2018-09-16 21:00 | FR | 43840
2018-09-16 22:00 | FR | 41532
2018-09-16 23:00 | FR | 44350
2018-09-17 | FR | 43279
2018-09-17 01:00 | FR | 38622
2018-09-17 02:00 | FR | 37465
2018-09-17 03:00 | FR | 35362
2018-09-17 04:00 | FR | 34244
2018-09-17 05:00 | FR | 34841
2018-09-17 06:00 | FR | 38330
2018-09-17 07:00 | FR | 44604
2018-09-17 08:00 | FR | 47621
2018-09-17 09:00 | FR | 49588
2018-09-17 10:00 | FR | 51108
2018-09-17 11:00 | FR | 51950
2018-09-17 12:00 | FR | 53281
2018-09-17 13:00 | FR | 53588
2018-09-17 14:00 | FR | 52879
2018-09-17 15:00 | FR | 52218
2018-09-17 16:00 | FR | 51257
2018-09-17 17:00 | FR | 49972
2018-09-17 18:00 | FR | 49449
2018-09-17 19:00 | FR | 50909
2018-09-17 20:00 | FR | 50520
2018-09-17 21:00 | FR | 49408
2018-09-17 22:00 | FR | 46023
2018-09-17 23:00 | FR | 48315
2018-09-18 | FR | 46554
2018-09-18 01:00 | FR | 41374
2018-09-18 02:00 | FR | 39942
2018-09-18 03:00 | FR | 37929
2018-09-18 04:00 | FR | 36698
2018-09-18 05:00 | FR | 36870
2018-09-18 06:00 | FR | 39818
2018-09-18 07:00 | FR | 45922
2018-09-18 08:00 | FR | 48729
2018-09-18 09:00 | FR | 50782
2018-09-18 10:00 | FR | 52052
2018-09-18 11:00 | FR | 53126
2018-09-18 12:00 | FR | 54082
2018-09-18 13:00 | FR | 54106
2018-09-18 14:00 | FR | 53280
2018-09-18 15:00 | FR | 52476
2018-09-18 16:00 | FR | 51315
2018-09-18 17:00 | FR | 50239
2018-09-18 18:00 | FR | 49935
2018-09-18 19:00 | FR | 51143
2018-09-18 20:00 | FR | 50858
2018-09-18 21:00 | FR | 49572
2018-09-18 22:00 | FR | 46215
2018-09-18 23:00 | FR | 48240
2018-09-19 | FR | 46313
2018-09-19 01:00 | FR | 41291
2018-09-19 02:00 | FR | 40030
2018-09-19 03:00 | FR | 38054
2018-09-19 04:00 | FR | 36919
2018-09-19 05:00 | FR | 37167
2018-09-19 06:00 | FR | 39990
2018-09-19 07:00 | FR | 45743
2018-09-19 08:00 | FR | 48285
2018-09-19 09:00 | FR | 50824
2018-09-19 10:00 | FR | 52223
2018-09-19 11:00 | FR | 53270
2018-09-19 12:00 | FR | 54658
2018-09-19 13:00 | FR | 54685
2018-09-19 14:00 | FR | 53905
2018-09-19 15:00 | FR | 53089
2018-09-19 16:00 | FR | 52021
2018-09-19 17:00 | FR | 50999
2018-09-19 18:00 | FR | 50605
2018-09-19 19:00 | FR | 51768
2018-09-19 20:00 | FR | 51595
2018-09-19 21:00 | FR | 49945
2018-09-19 22:00 | FR | 46583
2018-09-19 23:00 | FR | 48415
2018-09-20 | FR | 46762
2018-09-20 01:00 | FR | 41688
2018-09-20 02:00 | FR | 40414
2018-09-20 03:00 | FR | 38065
2018-09-20 04:00 | FR | 36914
2018-09-20 05:00 | FR | 37136
2018-09-20 06:00 | FR | 40082
2018-09-20 07:00 | FR | 46182
2018-09-20 08:00 | FR | 48834
2018-09-20 09:00 | FR | 50672
2018-09-20 10:00 | FR | 51958
2018-09-20 11:00 | FR | 53075
2018-09-20 12:00 | FR | 54169
2018-09-20 13:00 | FR | 54243
2018-09-20 14:00 | FR | 53499
2018-09-20 15:00 | FR | 52919
2018-09-20 16:00 | FR | 51959
2018-09-20 17:00 | FR | 50854
2018-09-20 18:00 | FR | 50412
2018-09-20 19:00 | FR | 51483
2018-09-20 20:00 | FR | 51543
2018-09-20 21:00 | FR | 49620
2018-09-20 22:00 | FR | 46223
2018-09-20 23:00 | FR | 48366
2018-09-21 | FR | 46594
2018-09-21 01:00 | FR | 41453
2018-09-21 02:00 | FR | 40318
2018-09-21 03:00 | FR | 38411
2018-09-21 04:00 | FR | 37272
2018-09-21 05:00 | FR | 37609
2018-09-21 06:00 | FR | 40386
2018-09-21 07:00 | FR | 46331
2018-09-21 08:00 | FR | 49161
2018-09-21 09:00 | FR | 51186
2018-09-21 10:00 | FR | 52545
2018-09-21 11:00 | FR | 53272
2018-09-21 12:00 | FR | 53922
2018-09-21 13:00 | FR | 53905
2018-09-21 14:00 | FR | 51849
2018-09-21 15:00 | FR | 51200
2018-09-21 16:00 | FR | 49895
2018-09-21 17:00 | FR | 48666
2018-09-21 18:00 | FR | 48477
2018-09-21 19:00 | FR | 49029
2018-09-21 20:00 | FR | 49584
2018-09-21 21:00 | FR | 48110
2018-09-21 22:00 | FR | 45326
2018-09-21 23:00 | FR | 47473
2018-09-22 | FR | 45732
2018-09-22 01:00 | FR | 40222
2018-09-22 02:00 | FR | 38881
2018-09-22 03:00 | FR | 36605
2018-09-22 04:00 | FR | 34957
2018-09-22 05:00 | FR | 34424
2018-09-22 06:00 | FR | 35349
2018-09-22 07:00 | FR | 37338
2018-09-22 08:00 | FR | 38184
2018-09-22 09:00 | FR | 41115
2018-09-22 10:00 | FR | 43616
2018-09-22 11:00 | FR | 44712
2018-09-22 12:00 | FR | 46075
2018-09-22 13:00 | FR | 47614
2018-09-22 14:00 | FR | 44885
2018-09-22 15:00 | FR | 43664
2018-09-22 16:00 | FR | 42489
2018-09-22 17:00 | FR | 41546
2018-09-22 18:00 | FR | 42075
2018-09-22 19:00 | FR | 43671
2018-09-22 20:00 | FR | 45119
2018-09-22 21:00 | FR | 43729
2018-09-22 22:00 | FR | 41399
2018-09-22 23:00 | FR | 44665
2018-09-23 | FR | 43490
2018-09-23 01:00 | FR | 38896
2018-09-23 02:00 | FR | 37410
2018-09-23 03:00 | FR | 35114
2018-09-23 04:00 | FR | 33354
2018-09-23 05:00 | FR | 32687
2018-09-23 06:00 | FR | 33061
2018-09-23 07:00 | FR | 33931
2018-09-23 08:00 | FR | 34198
2018-09-23 09:00 | FR | 37047
2018-09-23 10:00 | FR | 39977
2018-09-23 11:00 | FR | 42215
2018-09-23 12:00 | FR | 44359
2018-09-23 13:00 | FR | 45812
2018-09-23 14:00 | FR | 42877
2018-09-23 15:00 | FR | 41293
2018-09-23 16:00 | FR | 40115
2018-09-23 17:00 | FR | 39709
2018-09-23 18:00 | FR | 40662
2018-09-23 19:00 | FR | 43249
2018-09-23 20:00 | FR | 45396
2018-09-23 21:00 | FR | 44560
2018-09-23 22:00 | FR | 42309
2018-09-23 23:00 | FR | 44798
2018-09-24 | FR | 43571
2018-09-24 01:00 | FR | 39010
2018-09-24 02:00 | FR | 37807
2018-09-24 03:00 | FR | 35959
2018-09-24 04:00 | FR | 34552
2018-09-24 05:00 | FR | 35187
2018-09-24 06:00 | FR | 38884
2018-09-24 07:00 | FR | 45686
2018-09-24 08:00 | FR | 49014
2018-09-24 09:00 | FR | 50867
2018-09-24 10:00 | FR | 52127
2018-09-24 11:00 | FR | 52538
2018-09-24 12:00 | FR | 53454
2018-09-24 13:00 | FR | 53123
2018-09-24 14:00 | FR | 51816
2018-09-24 15:00 | FR | 50574
2018-09-24 16:00 | FR | 49406
2018-09-24 17:00 | FR | 48046
2018-09-24 18:00 | FR | 47826
2018-09-24 19:00 | FR | 49997
2018-09-24 20:00 | FR | 51471
2018-09-24 21:00 | FR | 49323
2018-09-24 22:00 | FR | 46144
2018-09-24 23:00 | FR | 48356
2018-09-25 | FR | 46877
2018-09-25 01:00 | FR | 41833
2018-09-25 02:00 | FR | 40629
2018-09-25 03:00 | FR | 38792
2018-09-25 04:00 | FR | 37485
2018-09-25 05:00 | FR | 38016
2018-09-25 06:00 | FR | 41236
2018-09-25 07:00 | FR | 47945
2018-09-25 08:00 | FR | 51294
2018-09-25 09:00 | FR | 52958
2018-09-25 10:00 | FR | 53556
2018-09-25 11:00 | FR | 53782
2018-09-25 12:00 | FR | 54301
2018-09-25 13:00 | FR | 54008
2018-09-25 14:00 | FR | 52404
2018-09-25 15:00 | FR | 51379
2018-09-25 16:00 | FR | 49929
2018-09-25 17:00 | FR | 48789
2018-09-25 18:00 | FR | 48637
2018-09-25 19:00 | FR | 50784
2018-09-25 20:00 | FR | 52451
2018-09-25 21:00 | FR | 50090
2018-09-25 22:00 | FR | 47105
2018-09-25 23:00 | FR | 49197
2018-09-26 | FR | 47633
2018-09-26 01:00 | FR | 42835
2018-09-26 02:00 | FR | 41362
2018-09-26 03:00 | FR | 39580
2018-09-26 04:00 | FR | 38212
2018-09-26 05:00 | FR | 38593
2018-09-26 06:00 | FR | 41783
2018-09-26 07:00 | FR | 48211
2018-09-26 08:00 | FR | 51522
2018-09-26 09:00 | FR | 53632
2018-09-26 10:00 | FR | 54124
2018-09-26 11:00 | FR | 54234
2018-09-26 12:00 | FR | 55165
2018-09-26 13:00 | FR | 54929
2018-09-26 14:00 | FR | 53349
2018-09-26 15:00 | FR | 51978
2018-09-26 16:00 | FR | 50682
2018-09-26 17:00 | FR | 49581
2018-09-26 18:00 | FR | 49106
2018-09-26 19:00 | FR | 51217
2018-09-26 20:00 | FR | 52972
2018-09-26 21:00 | FR | 50289
2018-09-26 22:00 | FR | 47064
2018-09-26 23:00 | FR | 49171
2018-09-27 | FR | 47943
2018-09-27 01:00 | FR | 42945
2018-09-27 02:00 | FR | 41710
2018-09-27 03:00 | FR | 39711
2018-09-27 04:00 | FR | 38381
2018-09-27 05:00 | FR | 38522
2018-09-27 06:00 | FR | 41681
2018-09-27 07:00 | FR | 48573
2018-09-27 08:00 | FR | 51596
2018-09-27 09:00 | FR | 52941
2018-09-27 10:00 | FR | 53350
2018-09-27 11:00 | FR | 53718
2018-09-27 12:00 | FR | 54560
2018-09-27 13:00 | FR | 54315
2018-09-27 14:00 | FR | 52908
2018-09-27 15:00 | FR | 52016
2018-09-27 16:00 | FR | 50723
2018-09-27 17:00 | FR | 49681
2018-09-27 18:00 | FR | 49282
2018-09-27 19:00 | FR | 50972
2018-09-27 20:00 | FR | 52624
2018-09-27 21:00 | FR | 50042
2018-09-27 22:00 | FR | 46577
2018-09-27 23:00 | FR | 48778
2018-09-28 | FR | 47445
2018-09-28 01:00 | FR | 42108
2018-09-28 02:00 | FR | 40981
2018-09-28 03:00 | FR | 38806
2018-09-28 04:00 | FR | 37572
2018-09-28 05:00 | FR | 37742
2018-09-28 06:00 | FR | 40860
2018-09-28 07:00 | FR | 47322
2018-09-28 08:00 | FR | 50531
2018-09-28 09:00 | FR | 51975
2018-09-28 10:00 | FR | 52742
2018-09-28 11:00 | FR | 52984
2018-09-28 12:00 | FR | 53676
2018-09-28 13:00 | FR | 53687
2018-09-28 14:00 | FR | 52061
2018-09-28 15:00 | FR | 50947
2018-09-28 16:00 | FR | 49607
2018-09-28 17:00 | FR | 48248
2018-09-28 18:00 | FR | 48295
2018-09-28 19:00 | FR | 49406
2018-09-28 20:00 | FR | 51340
2018-09-28 21:00 | FR | 49045
2018-09-28 22:00 | FR | 46051
2018-09-28 23:00 | FR | 48300
2018-09-29 | FR | 46901
2018-09-29 01:00 | FR | 41600
2018-09-29 02:00 | FR | 39998
2018-09-29 03:00 | FR | 37620
2018-09-29 04:00 | FR | 36094
2018-09-29 05:00 | FR | 35482
2018-09-29 06:00 | FR | 36523
2018-09-29 07:00 | FR | 38589
2018-09-29 08:00 | FR | 39961
2018-09-29 09:00 | FR | 43059
2018-09-29 10:00 | FR | 45398
2018-09-29 11:00 | FR | 45997
2018-09-29 12:00 | FR | 47063
2018-09-29 13:00 | FR | 48553
2018-09-29 14:00 | FR | 45739
2018-09-29 15:00 | FR | 44131
2018-09-29 16:00 | FR | 42766
2018-09-29 17:00 | FR | 41636
2018-09-29 18:00 | FR | 41787
2018-09-29 19:00 | FR | 43557
2018-09-29 20:00 | FR | 46208
2018-09-29 21:00 | FR | 44594
2018-09-29 22:00 | FR | 42586
2018-09-29 23:00 | FR | 46034
2018-09-30 | FR | 45214
2018-09-30 01:00 | FR | 40698
2018-09-30 02:00 | FR | 39157
2018-09-30 03:00 | FR | 36769
2018-09-30 04:00 | FR | 34822
2018-09-30 05:00 | FR | 34222
2018-09-30 06:00 | FR | 34746
2018-09-30 07:00 | FR | 36011
2018-09-30 08:00 | FR | 36539
2018-09-30 09:00 | FR | 39266
2018-09-30 10:00 | FR | 41804
2018-09-30 11:00 | FR | 43313
2018-09-30 12:00 | FR | 44832
2018-09-30 13:00 | FR | 46512
2018-09-30 14:00 | FR | 43004
2018-09-30 15:00 | FR | 40717
2018-09-30 16:00 | FR | 39454
2018-09-30 17:00 | FR | 38610
2018-09-30 18:00 | FR | 39654
2018-09-30 19:00 | FR | 42819
2018-09-30 20:00 | FR | 46506
2018-09-30 21:00 | FR | 45023
2018-09-30 22:00 | FR | 42877
2018-09-30 23:00 | FR | 45369
2018-10-01 | FR | 44478
2018-10-01 01:00 | FR | 40126
2018-10-01 02:00 | FR | 39077
2018-10-01 03:00 | FR | 36982
2018-10-01 04:00 | FR | 35626
2018-10-01 05:00 | FR | 36319
2018-10-01 06:00 | FR | 40015
2018-10-01 07:00 | FR | 46939
2018-10-01 08:00 | FR | 50702
2018-10-01 09:00 | FR | 52433
2018-10-01 10:00 | FR | 53266
2018-10-01 11:00 | FR | 53920
2018-10-01 12:00 | FR | 54892
2018-10-01 13:00 | FR | 55028
2018-10-01 14:00 | FR | 53664
2018-10-01 15:00 | FR | 52517
2018-10-01 16:00 | FR | 50982
2018-10-01 17:00 | FR | 49809
2018-10-01 18:00 | FR | 49662
2018-10-01 19:00 | FR | 52535
2018-10-01 20:00 | FR | 55003
2018-10-01 21:00 | FR | 51524
2018-10-01 22:00 | FR | 48120
2018-10-01 23:00 | FR | 50455
2018-10-02 | FR | 49056
2018-10-02 01:00 | FR | 43987
2018-10-02 02:00 | FR | 42962
2018-10-02 03:00 | FR | 41173
2018-10-02 04:00 | FR | 39535
2018-10-02 05:00 | FR | 39919
2018-10-02 06:00 | FR | 43422
2018-10-02 07:00 | FR | 50255
2018-10-02 08:00 | FR | 53963
2018-10-02 09:00 | FR | 54993
2018-10-02 10:00 | FR | 55977
2018-10-02 11:00 | FR | 56450
2018-10-02 12:00 | FR | 57235
2018-10-02 13:00 | FR | 56984
2018-10-02 14:00 | FR | 55260
2018-10-02 15:00 | FR | 54169
2018-10-02 16:00 | FR | 52759
2018-10-02 17:00 | FR | 51490
2018-10-02 18:00 | FR | 51893
2018-10-02 19:00 | FR | 54630
2018-10-02 20:00 | FR | 56606
2018-10-02 21:00 | FR | 52648
2018-10-02 22:00 | FR | 49196
2018-10-02 23:00 | FR | 51093
2018-10-03 | FR | 49603
2018-10-03 01:00 | FR | 44378
2018-10-03 02:00 | FR | 43143
2018-10-03 03:00 | FR | 40963
2018-10-03 04:00 | FR | 39388
2018-10-03 05:00 | FR | 39549
2018-10-03 06:00 | FR | 42721
2018-10-03 07:00 | FR | 49073
2018-10-03 08:00 | FR | 52404
2018-10-03 09:00 | FR | 54791
2018-10-03 10:00 | FR | 55504
2018-10-03 11:00 | FR | 55528
2018-10-03 12:00 | FR | 56676
2018-10-03 13:00 | FR | 56192
2018-10-03 14:00 | FR | 54824
2018-10-03 15:00 | FR | 53077
2018-10-03 16:00 | FR | 51584
2018-10-03 17:00 | FR | 50311
2018-10-03 18:00 | FR | 49962
2018-10-03 19:00 | FR | 52818
2018-10-03 20:00 | FR | 55406
2018-10-03 21:00 | FR | 51429
2018-10-03 22:00 | FR | 48178
2018-10-03 23:00 | FR | 50310
2018-10-04 | FR | 49048
2018-10-04 01:00 | FR | 44187
2018-10-04 02:00 | FR | 42823
2018-10-04 03:00 | FR | 40587
2018-10-04 04:00 | FR | 39292
2018-10-04 05:00 | FR | 39425
2018-10-04 06:00 | FR | 42731
2018-10-04 07:00 | FR | 49441
2018-10-04 08:00 | FR | 53554
2018-10-04 09:00 | FR | 54467
2018-10-04 10:00 | FR | 54803
2018-10-04 11:00 | FR | 54936
2018-10-04 12:00 | FR | 55391
2018-10-04 13:00 | FR | 55219
2018-10-04 14:00 | FR | 53689
2018-10-04 15:00 | FR | 52314
2018-10-04 16:00 | FR | 50929
2018-10-04 17:00 | FR | 49512
2018-10-04 18:00 | FR | 49328
2018-10-04 19:00 | FR | 51560
2018-10-04 20:00 | FR | 54230
2018-10-04 21:00 | FR | 50495
2018-10-04 22:00 | FR | 47132
2018-10-04 23:00 | FR | 49388
2018-10-05 | FR | 48562
2018-10-05 01:00 | FR | 43668
2018-10-05 02:00 | FR | 42350
2018-10-05 03:00 | FR | 40390
2018-10-05 04:00 | FR | 38870
2018-10-05 05:00 | FR | 39218
2018-10-05 06:00 | FR | 42418
2018-10-05 07:00 | FR | 49054
2018-10-05 08:00 | FR | 53099
2018-10-05 09:00 | FR | 54120
2018-10-05 10:00 | FR | 54598
2018-10-05 11:00 | FR | 54696
2018-10-05 12:00 | FR | 54797
2018-10-05 13:00 | FR | 54572
2018-10-05 14:00 | FR | 52814
2018-10-05 15:00 | FR | 51432
2018-10-05 16:00 | FR | 49760
2018-10-05 17:00 | FR | 48328
2018-10-05 18:00 | FR | 47980
2018-10-05 19:00 | FR | 49383
2018-10-05 20:00 | FR | 52238
2018-10-05 21:00 | FR | 48881
2018-10-05 22:00 | FR | 46223
2018-10-05 23:00 | FR | 48785
2018-10-06 | FR | 47268
2018-10-06 01:00 | FR | 41898
2018-10-06 02:00 | FR | 40180
2018-10-06 03:00 | FR | 37716
2018-10-06 04:00 | FR | 36082
2018-10-06 05:00 | FR | 35596
2018-10-06 06:00 | FR | 36662
2018-10-06 07:00 | FR | 38698
2018-10-06 08:00 | FR | 40327
2018-10-06 09:00 | FR | 42949
2018-10-06 10:00 | FR | 45090
2018-10-06 11:00 | FR | 45923
2018-10-06 12:00 | FR | 47076
2018-10-06 13:00 | FR | 48562
2018-10-06 14:00 | FR | 45964
2018-10-06 15:00 | FR | 44324
2018-10-06 16:00 | FR | 42817
2018-10-06 17:00 | FR | 41733
2018-10-06 18:00 | FR | 42340
2018-10-06 19:00 | FR | 44590
2018-10-06 20:00 | FR | 47216
2018-10-06 21:00 | FR | 44268
2018-10-06 22:00 | FR | 42490
2018-10-06 23:00 | FR | 45455
2018-10-07 | FR | 44812
2018-10-07 01:00 | FR | 40416
2018-10-07 02:00 | FR | 38897
2018-10-07 03:00 | FR | 36121
2018-10-07 04:00 | FR | 34132
2018-10-07 05:00 | FR | 33503
2018-10-07 06:00 | FR | 33957
2018-10-07 07:00 | FR | 35214
2018-10-07 08:00 | FR | 36142
2018-10-07 09:00 | FR | 38438
2018-10-07 10:00 | FR | 41755
2018-10-07 11:00 | FR | 44083
2018-10-07 12:00 | FR | 46019
2018-10-07 13:00 | FR | 47576
2018-10-07 14:00 | FR | 44143
2018-10-07 15:00 | FR | 42433
2018-10-07 16:00 | FR | 41120
2018-10-07 17:00 | FR | 40203
2018-10-07 18:00 | FR | 41186
2018-10-07 19:00 | FR | 44627
2018-10-07 20:00 | FR | 48089
2018-10-07 21:00 | FR | 45727
2018-10-07 22:00 | FR | 43553
2018-10-07 23:00 | FR | 46403
2018-10-08 | FR | 45665
2018-10-08 01:00 | FR | 40971
2018-10-08 02:00 | FR | 39854
2018-10-08 03:00 | FR | 37860
2018-10-08 04:00 | FR | 36423
2018-10-08 05:00 | FR | 37101
2018-10-08 06:00 | FR | 41129
2018-10-08 07:00 | FR | 48267
2018-10-08 08:00 | FR | 52665
2018-10-08 09:00 | FR | 54006
2018-10-08 10:00 | FR | 54680
2018-10-08 11:00 | FR | 55004
2018-10-08 12:00 | FR | 55622
2018-10-08 13:00 | FR | 55364
2018-10-08 14:00 | FR | 53788
2018-10-08 15:00 | FR | 52075
2018-10-08 16:00 | FR | 50723
2018-10-08 17:00 | FR | 48967
2018-10-08 18:00 | FR | 48965
2018-10-08 19:00 | FR | 52199
2018-10-08 20:00 | FR | 55004
2018-10-08 21:00 | FR | 50781
2018-10-08 22:00 | FR | 47565
2018-10-08 23:00 | FR | 49991
2018-10-09 | FR | 48809
2018-10-09 01:00 | FR | 43704
2018-10-09 02:00 | FR | 42627
2018-10-09 03:00 | FR | 40438
2018-10-09 04:00 | FR | 39006
2018-10-09 05:00 | FR | 39424
2018-10-09 06:00 | FR | 42796
2018-10-09 07:00 | FR | 49808
2018-10-09 08:00 | FR | 54216
2018-10-09 09:00 | FR | 55046
2018-10-09 10:00 | FR | 55148
2018-10-09 11:00 | FR | 54976
2018-10-09 12:00 | FR | 55658
2018-10-09 13:00 | FR | 55315
2018-10-09 14:00 | FR | 53418
2018-10-09 15:00 | FR | 52053
2018-10-09 16:00 | FR | 50591
2018-10-09 17:00 | FR | 49263
2018-10-09 18:00 | FR | 49006
2018-10-09 19:00 | FR | 51586
2018-10-09 20:00 | FR | 54445
2018-10-09 21:00 | FR | 50181
2018-10-09 22:00 | FR | 47146
2018-10-09 23:00 | FR | 49059
2018-10-10 | FR | 47942
2018-10-10 01:00 | FR | 42882
2018-10-10 02:00 | FR | 41618
2018-10-10 03:00 | FR | 39508
2018-10-10 04:00 | FR | 37976
2018-10-10 05:00 | FR | 38479
2018-10-10 06:00 | FR | 41899
2018-10-10 07:00 | FR | 48333
2018-10-10 08:00 | FR | 52075
2018-10-10 09:00 | FR | 53477
2018-10-10 10:00 | FR | 54252
2018-10-10 11:00 | FR | 54775
2018-10-10 12:00 | FR | 55450
2018-10-10 13:00 | FR | 55381
2018-10-10 14:00 | FR | 53646
2018-10-10 15:00 | FR | 52244
2018-10-10 16:00 | FR | 50981
2018-10-10 17:00 | FR | 49921
2018-10-10 18:00 | FR | 49870
2018-10-10 19:00 | FR | 53207
2018-10-10 20:00 | FR | 54994
2018-10-10 21:00 | FR | 50465
2018-10-10 22:00 | FR | 47159
2018-10-10 23:00 | FR | 49207
2018-10-11 | FR | 47983
2018-10-11 01:00 | FR | 43060
2018-10-11 02:00 | FR | 41664
2018-10-11 03:00 | FR | 39646
2018-10-11 04:00 | FR | 38217
2018-10-11 05:00 | FR | 38352
2018-10-11 06:00 | FR | 41198
2018-10-11 07:00 | FR | 47855
2018-10-11 08:00 | FR | 52009
2018-10-11 09:00 | FR | 52366
2018-10-11 10:00 | FR | 53060
2018-10-11 11:00 | FR | 53416
2018-10-11 12:00 | FR | 54360
2018-10-11 13:00 | FR | 54304
2018-10-11 14:00 | FR | 52866
2018-10-11 15:00 | FR | 52209
2018-10-11 16:00 | FR | 50749
2018-10-11 17:00 | FR | 49315
2018-10-11 18:00 | FR | 49439
2018-10-11 19:00 | FR | 52763
2018-10-11 20:00 | FR | 54447
2018-10-11 21:00 | FR | 50186
2018-10-11 22:00 | FR | 46817
2018-10-11 23:00 | FR | 48981
2018-10-12 | FR | 47708
2018-10-12 01:00 | FR | 42712
2018-10-12 02:00 | FR | 41259
2018-10-12 03:00 | FR | 39399
2018-10-12 04:00 | FR | 37741
2018-10-12 05:00 | FR | 37917
2018-10-12 06:00 | FR | 41060
2018-10-12 07:00 | FR | 47425
2018-10-12 08:00 | FR | 51948
2018-10-12 09:00 | FR | 52684
2018-10-12 10:00 | FR | 53361
2018-10-12 11:00 | FR | 53531
2018-10-12 12:00 | FR | 54216
2018-10-12 13:00 | FR | 54120
2018-10-12 14:00 | FR | 52586
2018-10-12 15:00 | FR | 51277
2018-10-12 16:00 | FR | 49685
2018-10-12 17:00 | FR | 48342
2018-10-12 18:00 | FR | 48241
2018-10-12 19:00 | FR | 49915
2018-10-12 20:00 | FR | 52424
2018-10-12 21:00 | FR | 48497
2018-10-12 22:00 | FR | 45800
2018-10-12 23:00 | FR | 48108
2018-10-13 | FR | 46799
2018-10-13 01:00 | FR | 41565
2018-10-13 02:00 | FR | 39868
2018-10-13 03:00 | FR | 37412
2018-10-13 04:00 | FR | 35654
2018-10-13 05:00 | FR | 35112
2018-10-13 06:00 | FR | 35990
2018-10-13 07:00 | FR | 38033
2018-10-13 08:00 | FR | 39932
2018-10-13 09:00 | FR | 42319
2018-10-13 10:00 | FR | 44435
2018-10-13 11:00 | FR | 45391
2018-10-13 12:00 | FR | 46809
2018-10-13 13:00 | FR | 48506
2018-10-13 14:00 | FR | 45858
2018-10-13 15:00 | FR | 44268
2018-10-13 16:00 | FR | 42773
2018-10-13 17:00 | FR | 41541
2018-10-13 18:00 | FR | 41690
2018-10-13 19:00 | FR | 43956
2018-10-13 20:00 | FR | 46709
2018-10-13 21:00 | FR | 43524
2018-10-13 22:00 | FR | 41620
2018-10-13 23:00 | FR | 44596
2018-10-14 | FR | 44260
2018-10-14 01:00 | FR | 39533
2018-10-14 02:00 | FR | 37991
2018-10-14 03:00 | FR | 35396
2018-10-14 04:00 | FR | 33526
2018-10-14 05:00 | FR | 32744
2018-10-14 06:00 | FR | 33267
2018-10-14 07:00 | FR | 34295
2018-10-14 08:00 | FR | 35232
2018-10-14 09:00 | FR | 37354
2018-10-14 10:00 | FR | 40024
2018-10-14 11:00 | FR | 42338
2018-10-14 12:00 | FR | 44184
2018-10-14 13:00 | FR | 45969
2018-10-14 14:00 | FR | 42649
2018-10-14 15:00 | FR | 40944
2018-10-14 16:00 | FR | 39563
2018-10-14 17:00 | FR | 38780
2018-10-14 18:00 | FR | 39717
2018-10-14 19:00 | FR | 43521
2018-10-14 20:00 | FR | 46645
2018-10-14 21:00 | FR | 44094
2018-10-14 22:00 | FR | 41837
2018-10-14 23:00 | FR | 44456
2018-10-15 | FR | 43722
2018-10-15 01:00 | FR | 39270
2018-10-15 02:00 | FR | 37988
2018-10-15 03:00 | FR | 35886
2018-10-15 04:00 | FR | 34443
2018-10-15 05:00 | FR | 35124
2018-10-15 06:00 | FR | 38869
2018-10-15 07:00 | FR | 45633
2018-10-15 08:00 | FR | 50109
2018-10-15 09:00 | FR | 50847
2018-10-15 10:00 | FR | 51917
2018-10-15 11:00 | FR | 52615
2018-10-15 12:00 | FR | 53488
2018-10-15 13:00 | FR | 53406
2018-10-15 14:00 | FR | 52391
2018-10-15 15:00 | FR | 51272
2018-10-15 16:00 | FR | 49890
2018-10-15 17:00 | FR | 48727
2018-10-15 18:00 | FR | 48734
2018-10-15 19:00 | FR | 52326
2018-10-15 20:00 | FR | 53862
2018-10-15 21:00 | FR | 49432
2018-10-15 22:00 | FR | 45937
2018-10-15 23:00 | FR | 48493
2018-10-16 | FR | 47144
2018-10-16 01:00 | FR | 42015
2018-10-16 02:00 | FR | 40800
2018-10-16 03:00 | FR | 38850
2018-10-16 04:00 | FR | 37420
2018-10-16 05:00 | FR | 37651
2018-10-16 06:00 | FR | 40795
2018-10-16 07:00 | FR | 47666
2018-10-16 08:00 | FR | 52314
2018-10-16 09:00 | FR | 52828
2018-10-16 10:00 | FR | 53431
2018-10-16 11:00 | FR | 53814
2018-10-16 12:00 | FR | 54568
2018-10-16 13:00 | FR | 54309
2018-10-16 14:00 | FR | 52852
2018-10-16 15:00 | FR | 51636
2018-10-16 16:00 | FR | 50373
2018-10-16 17:00 | FR | 48904
2018-10-16 18:00 | FR | 48984
2018-10-16 19:00 | FR | 52155
2018-10-16 20:00 | FR | 54078
2018-10-16 21:00 | FR | 49787
2018-10-16 22:00 | FR | 46643
2018-10-16 23:00 | FR | 48872
2018-10-17 | FR | 47709
2018-10-17 01:00 | FR | 42720
2018-10-17 02:00 | FR | 41427
2018-10-17 03:00 | FR | 39399
2018-10-17 04:00 | FR | 37963
2018-10-17 05:00 | FR | 38290
2018-10-17 06:00 | FR | 41320
2018-10-17 07:00 | FR | 47617
2018-10-17 08:00 | FR | 52213
2018-10-17 09:00 | FR | 53620
2018-10-17 10:00 | FR | 54024
2018-10-17 11:00 | FR | 54297
2018-10-17 12:00 | FR | 55187
2018-10-17 13:00 | FR | 54795
2018-10-17 14:00 | FR | 53188
2018-10-17 15:00 | FR | 51860
2018-10-17 16:00 | FR | 50542
2018-10-17 17:00 | FR | 49308
2018-10-17 18:00 | FR | 49325
2018-10-17 19:00 | FR | 52905
2018-10-17 20:00 | FR | 54405
2018-10-17 21:00 | FR | 50031
2018-10-17 22:00 | FR | 46782
2018-10-17 23:00 | FR | 49105
2018-10-18 | FR | 48197
2018-10-18 01:00 | FR | 43024
2018-10-18 02:00 | FR | 41772
2018-10-18 03:00 | FR | 39744
2018-10-18 04:00 | FR | 38238
2018-10-18 05:00 | FR | 38387
2018-10-18 06:00 | FR | 41576
2018-10-18 07:00 | FR | 48372
2018-10-18 08:00 | FR | 53112
2018-10-18 09:00 | FR | 53216
2018-10-18 10:00 | FR | 53602
2018-10-18 11:00 | FR | 54138
2018-10-18 12:00 | FR | 54819
2018-10-18 13:00 | FR | 54333
2018-10-18 14:00 | FR | 52893
2018-10-18 15:00 | FR | 51611
2018-10-18 16:00 | FR | 50237
2018-10-18 17:00 | FR | 48910
2018-10-18 18:00 | FR | 49128
2018-10-18 19:00 | FR | 52991
2018-10-18 20:00 | FR | 54234
2018-10-18 21:00 | FR | 49868
2018-10-18 22:00 | FR | 46935
2018-10-18 23:00 | FR | 49134
2018-10-19 | FR | 48108
2018-10-19 01:00 | FR | 43175
2018-10-19 02:00 | FR | 41809
2018-10-19 03:00 | FR | 39727
2018-10-19 04:00 | FR | 38479
2018-10-19 05:00 | FR | 38840
2018-10-19 06:00 | FR | 41956
2018-10-19 07:00 | FR | 48619
2018-10-19 08:00 | FR | 53593
2018-10-19 09:00 | FR | 53974
2018-10-19 10:00 | FR | 54658
2018-10-19 11:00 | FR | 54588
2018-10-19 12:00 | FR | 54916
2018-10-19 13:00 | FR | 54715
2018-10-19 14:00 | FR | 52609
2018-10-19 15:00 | FR | 50871
2018-10-19 16:00 | FR | 49152
2018-10-19 17:00 | FR | 47713
2018-10-19 18:00 | FR | 47962
2018-10-19 19:00 | FR | 51375
2018-10-19 20:00 | FR | 52994
2018-10-19 21:00 | FR | 49192
2018-10-19 22:00 | FR | 46325
2018-10-19 23:00 | FR | 49067
2018-10-20 | FR | 47716
2018-10-20 01:00 | FR | 42495
2018-10-20 02:00 | FR | 41029
2018-10-20 03:00 | FR | 38737
2018-10-20 04:00 | FR | 37156
2018-10-20 05:00 | FR | 36671
2018-10-20 06:00 | FR | 37918
2018-10-20 07:00 | FR | 40051
2018-10-20 08:00 | FR | 42626
2018-10-20 09:00 | FR | 44835
2018-10-20 10:00 | FR | 46937
2018-10-20 11:00 | FR | 47518
2018-10-20 12:00 | FR | 48322
2018-10-20 13:00 | FR | 49362
2018-10-20 14:00 | FR | 46360
2018-10-20 15:00 | FR | 44335
2018-10-20 16:00 | FR | 42807
2018-10-20 17:00 | FR | 41672
2018-10-20 18:00 | FR | 42015
2018-10-20 19:00 | FR | 45887
2018-10-20 20:00 | FR | 48329
2018-10-20 21:00 | FR | 45350
2018-10-20 22:00 | FR | 43404
2018-10-20 23:00 | FR | 46603
2018-10-21 | FR | 46416
2018-10-21 01:00 | FR | 41876
2018-10-21 02:00 | FR | 40604
2018-10-21 03:00 | FR | 38175
2018-10-21 04:00 | FR | 36328
2018-10-21 05:00 | FR | 35738
2018-10-21 06:00 | FR | 36232
2018-10-21 07:00 | FR | 37614
2018-10-21 08:00 | FR | 39277
2018-10-21 09:00 | FR | 41172
2018-10-21 10:00 | FR | 43575
2018-10-21 11:00 | FR | 45128
2018-10-21 12:00 | FR | 46333
2018-10-21 13:00 | FR | 47591
2018-10-21 14:00 | FR | 43922
2018-10-21 15:00 | FR | 41656
2018-10-21 16:00 | FR | 40125
2018-10-21 17:00 | FR | 38983
2018-10-21 18:00 | FR | 39882
2018-10-21 19:00 | FR | 44536
2018-10-21 20:00 | FR | 48203
2018-10-21 21:00 | FR | 45785
2018-10-21 22:00 | FR | 43906
2018-10-21 23:00 | FR | 46852
2018-10-22 | FR | 46190
2018-10-22 01:00 | FR | 41974
2018-10-22 02:00 | FR | 40789
2018-10-22 03:00 | FR | 38699
2018-10-22 04:00 | FR | 37501
2018-10-22 05:00 | FR | 38220
2018-10-22 06:00 | FR | 41883
2018-10-22 07:00 | FR | 47716
2018-10-22 08:00 | FR | 52983
2018-10-22 09:00 | FR | 54803
2018-10-22 10:00 | FR | 55786
2018-10-22 11:00 | FR | 56364
2018-10-22 12:00 | FR | 57271
2018-10-22 13:00 | FR | 56988
2018-10-22 14:00 | FR | 55630
2018-10-22 15:00 | FR | 54058
2018-10-22 16:00 | FR | 52531
2018-10-22 17:00 | FR | 51125
2018-10-22 18:00 | FR | 51117
2018-10-22 19:00 | FR | 55975
2018-10-22 20:00 | FR | 57567
2018-10-22 21:00 | FR | 53054
2018-10-22 22:00 | FR | 49931
2018-10-22 23:00 | FR | 52652
2018-10-23 | FR | 51277
2018-10-23 01:00 | FR | 46297
2018-10-23 02:00 | FR | 45199
2018-10-23 03:00 | FR | 43070
2018-10-23 04:00 | FR | 41810
2018-10-23 05:00 | FR | 42379
2018-10-23 06:00 | FR | 45869
2018-10-23 07:00 | FR | 51765
2018-10-23 08:00 | FR | 57089
2018-10-23 09:00 | FR | 58803
2018-10-23 10:00 | FR | 59449
2018-10-23 11:00 | FR | 59185
2018-10-23 12:00 | FR | 59188
2018-10-23 13:00 | FR | 58264
2018-10-23 14:00 | FR | 56026
2018-10-23 15:00 | FR | 54099
2018-10-23 16:00 | FR | 52573
2018-10-23 17:00 | FR | 51165
2018-10-23 18:00 | FR | 51251
2018-10-23 19:00 | FR | 56602
2018-10-23 20:00 | FR | 58382
2018-10-23 21:00 | FR | 53821
2018-10-23 22:00 | FR | 50783
2018-10-23 23:00 | FR | 53185
2018-10-24 | FR | 52109
2018-10-24 01:00 | FR | 47272
2018-10-24 02:00 | FR | 45801
2018-10-24 03:00 | FR | 43551
2018-10-24 04:00 | FR | 42032
2018-10-24 05:00 | FR | 42316
2018-10-24 06:00 | FR | 45620
2018-10-24 07:00 | FR | 51324
2018-10-24 08:00 | FR | 56510
2018-10-24 09:00 | FR | 57847
2018-10-24 10:00 | FR | 58639
2018-10-24 11:00 | FR | 58498
2018-10-24 12:00 | FR | 58978
2018-10-24 13:00 | FR | 58473
2018-10-24 14:00 | FR | 56803
2018-10-24 15:00 | FR | 54872
2018-10-24 16:00 | FR | 53044
2018-10-24 17:00 | FR | 51786
2018-10-24 18:00 | FR | 52093
2018-10-24 19:00 | FR | 57142
2018-10-24 20:00 | FR | 58137
2018-10-24 21:00 | FR | 53217
2018-10-24 22:00 | FR | 50187
2018-10-24 23:00 | FR | 52404
2018-10-25 | FR | 51199
2018-10-25 01:00 | FR | 46293
2018-10-25 02:00 | FR | 44857
2018-10-25 03:00 | FR | 42744
2018-10-25 04:00 | FR | 41061
2018-10-25 05:00 | FR | 41237
2018-10-25 06:00 | FR | 44346
2018-10-25 07:00 | FR | 49968
2018-10-25 08:00 | FR | 55049
2018-10-25 09:00 | FR | 56362
2018-10-25 10:00 | FR | 57387
2018-10-25 11:00 | FR | 57697
2018-10-25 12:00 | FR | 58313
2018-10-25 13:00 | FR | 57900
2018-10-25 14:00 | FR | 56019
2018-10-25 15:00 | FR | 54407
2018-10-25 16:00 | FR | 52482
2018-10-25 17:00 | FR | 50900
2018-10-25 18:00 | FR | 51482
2018-10-25 19:00 | FR | 56578
2018-10-25 20:00 | FR | 57740
2018-10-25 21:00 | FR | 53336
2018-10-25 22:00 | FR | 50419
2018-10-25 23:00 | FR | 53091
2018-10-26 | FR | 52129
2018-10-26 01:00 | FR | 47419
2018-10-26 02:00 | FR | 46144
2018-10-26 03:00 | FR | 43849
2018-10-26 04:00 | FR | 42509
2018-10-26 05:00 | FR | 42754
2018-10-26 06:00 | FR | 45763
2018-10-26 07:00 | FR | 51029
2018-10-26 08:00 | FR | 55874
2018-10-26 09:00 | FR | 57509
2018-10-26 10:00 | FR | 58542
2018-10-26 11:00 | FR | 59008
2018-10-26 12:00 | FR | 59574
2018-10-26 13:00 | FR | 59155
2018-10-26 14:00 | FR | 57300
2018-10-26 15:00 | FR | 55507
2018-10-26 16:00 | FR | 54056
2018-10-26 17:00 | FR | 52565
2018-10-26 18:00 | FR | 53124
2018-10-26 19:00 | FR | 57880
2018-10-26 20:00 | FR | 58032
2018-10-26 21:00 | FR | 54298
2018-10-26 22:00 | FR | 51954
2018-10-26 23:00 | FR | 54485
2018-10-27 | FR | 53509
2018-10-27 01:00 | FR | 48396
2018-10-27 02:00 | FR | 46958
2018-10-27 03:00 | FR | 44462
2018-10-27 04:00 | FR | 42566
2018-10-27 05:00 | FR | 42069
2018-10-27 06:00 | FR | 43527
2018-10-27 07:00 | FR | 45899
2018-10-27 08:00 | FR | 48746
2018-10-27 09:00 | FR | 51188
2018-10-27 10:00 | FR | 53715
2018-10-27 11:00 | FR | 54456
2018-10-27 12:00 | FR | 55234
2018-10-27 13:00 | FR | 56684
2018-10-27 14:00 | FR | 53326
2018-10-27 15:00 | FR | 51643
2018-10-27 16:00 | FR | 50173
2018-10-27 17:00 | FR | 49471
2018-10-27 18:00 | FR | 50719
2018-10-27 19:00 | FR | 55946
2018-10-27 20:00 | FR | 56965
2018-10-27 21:00 | FR | 53747
2018-10-27 22:00 | FR | 51886
2018-10-27 23:00 | FR | 55684
2018-10-28 | FR | 55187
2018-10-28 01:00 | FR | 50554
2018-10-28 02:00 | FR | 49196
2018-10-28 03:00 | FR | 45723
2018-10-28 04:00 | FR | 43401
2018-10-28 05:00 | FR | 43795
2018-10-28 06:00 | FR | 45374
2018-10-28 07:00 | FR | 47035
2018-10-28 08:00 | FR | 48444
2018-10-28 09:00 | FR | 51811
2018-10-28 10:00 | FR | 53951
2018-10-28 11:00 | FR | 55304
2018-10-28 12:00 | FR | 56842
2018-10-28 13:00 | FR | 57927
2018-10-28 14:00 | FR | 54388
2018-10-28 15:00 | FR | 52627
2018-10-28 16:00 | FR | 52016
2018-10-28 17:00 | FR | 52172
2018-10-28 18:00 | FR | 56287
2018-10-28 19:00 | FR | 60621
2018-10-28 20:00 | FR | 59927
2018-10-28 21:00 | FR | 57492
2018-10-28 22:00 | FR | 55585
2018-10-28 23:00 | FR | 58702
2018-10-29 | FR | 57922
2018-10-29 01:00 | FR | 53364
2018-10-29 02:00 | FR | 52325
2018-10-29 03:00 | FR | 49800
2018-10-29 04:00 | FR | 48394
2018-10-29 05:00 | FR | 49449
2018-10-29 06:00 | FR | 53788
2018-10-29 07:00 | FR | 59731
2018-10-29 08:00 | FR | 63598
2018-10-29 09:00 | FR | 67328
2018-10-29 10:00 | FR | 69187
2018-10-29 11:00 | FR | 69896
2018-10-29 12:00 | FR | 71283
2018-10-29 13:00 | FR | 71431
2018-10-29 14:00 | FR | 70213
2018-10-29 15:00 | FR | 68770
2018-10-29 16:00 | FR | 67813
2018-10-29 17:00 | FR | 67336
2018-10-29 18:00 | FR | 70415
2018-10-29 19:00 | FR | 73992
2018-10-29 20:00 | FR | 71199
2018-10-29 21:00 | FR | 66358
2018-10-29 22:00 | FR | 63184
2018-10-29 23:00 | FR | 65490
2018-10-30 | FR | 63958
2018-10-30 01:00 | FR | 59141
2018-10-30 02:00 | FR | 57750
2018-10-30 03:00 | FR | 55486
2018-10-30 04:00 | FR | 53823
2018-10-30 05:00 | FR | 54416
2018-10-30 06:00 | FR | 58213
2018-10-30 07:00 | FR | 64088
2018-10-30 08:00 | FR | 67604
2018-10-30 09:00 | FR | 70036
2018-10-30 10:00 | FR | 70352
2018-10-30 11:00 | FR | 69840
2018-10-30 12:00 | FR | 70202
2018-10-30 13:00 | FR | 69254
2018-10-30 14:00 | FR | 67115
2018-10-30 15:00 | FR | 64852
2018-10-30 16:00 | FR | 63753
2018-10-30 17:00 | FR | 62994
2018-10-30 18:00 | FR | 67158
2018-10-30 19:00 | FR | 71492
2018-10-30 20:00 | FR | 69194
2018-10-30 21:00 | FR | 64823
2018-10-30 22:00 | FR | 61656
2018-10-30 23:00 | FR | 64073
2018-10-31 | FR | 63077
2018-10-31 01:00 | FR | 57933
2018-10-31 02:00 | FR | 56745
2018-10-31 03:00 | FR | 54478
2018-10-31 04:00 | FR | 52717
2018-10-31 05:00 | FR | 53117
2018-10-31 06:00 | FR | 56655
2018-10-31 07:00 | FR | 62143
2018-10-31 08:00 | FR | 65402
2018-10-31 09:00 | FR | 68086
2018-10-31 10:00 | FR | 68787
2018-10-31 11:00 | FR | 68573
2018-10-31 12:00 | FR | 68777
2018-10-31 13:00 | FR | 68431
2018-10-31 14:00 | FR | 66038
2018-10-31 15:00 | FR | 64238
2018-10-31 16:00 | FR | 62871
2018-10-31 17:00 | FR | 62204
2018-10-31 18:00 | FR | 65365
2018-10-31 19:00 | FR | 67445
2018-10-31 20:00 | FR | 65008
2018-10-31 21:00 | FR | 60856
2018-10-31 22:00 | FR | 58143
2018-10-31 23:00 | FR | 60501
2018-11-01 | FR | 59489
2018-11-01 01:00 | FR | 54593
2018-11-01 02:00 | FR | 52888
2018-11-01 03:00 | FR | 50215
2018-11-01 04:00 | FR | 47959
2018-11-01 05:00 | FR | 47050
2018-11-01 06:00 | FR | 48089
2018-11-01 07:00 | FR | 50040
2018-11-01 08:00 | FR | 50614
2018-11-01 09:00 | FR | 53045
2018-11-01 10:00 | FR | 54788
2018-11-01 11:00 | FR | 55284
2018-11-01 12:00 | FR | 56596
2018-11-01 13:00 | FR | 58263
2018-11-01 14:00 | FR | 54997
2018-11-01 15:00 | FR | 52715
2018-11-01 16:00 | FR | 51364
2018-11-01 17:00 | FR | 51309
2018-11-01 18:00 | FR | 55648
2018-11-01 19:00 | FR | 59627
2018-11-01 20:00 | FR | 58891
2018-11-01 21:00 | FR | 56031
2018-11-01 22:00 | FR | 54033
2018-11-01 23:00 | FR | 57635
2018-11-02 | FR | 56885
2018-11-02 01:00 | FR | 52304
2018-11-02 02:00 | FR | 51304
2018-11-02 03:00 | FR | 48921
2018-11-02 04:00 | FR | 47451
2018-11-02 05:00 | FR | 48007
2018-11-02 06:00 | FR | 50961
2018-11-02 07:00 | FR | 55210
2018-11-02 08:00 | FR | 57627
2018-11-02 09:00 | FR | 60237
2018-11-02 10:00 | FR | 61267
2018-11-02 11:00 | FR | 61010
2018-11-02 12:00 | FR | 60963
2018-11-02 13:00 | FR | 61218
2018-11-02 14:00 | FR | 58377
2018-11-02 15:00 | FR | 56132
2018-11-02 16:00 | FR | 54745
2018-11-02 17:00 | FR | 54661
2018-11-02 18:00 | FR | 59850
2018-11-02 19:00 | FR | 64146
2018-11-02 20:00 | FR | 62356
2018-11-02 21:00 | FR | 58805
2018-11-02 22:00 | FR | 57013
2018-11-02 23:00 | FR | 60123
2018-11-03 | FR | 59502
2018-11-03 01:00 | FR | 54737
2018-11-03 02:00 | FR | 53814
2018-11-03 03:00 | FR | 51540
2018-11-03 04:00 | FR | 49897
2018-11-03 05:00 | FR | 49738
2018-11-03 06:00 | FR | 51385
2018-11-03 07:00 | FR | 53842
2018-11-03 08:00 | FR | 55205
2018-11-03 09:00 | FR | 58184
2018-11-03 10:00 | FR | 59699
2018-11-03 11:00 | FR | 59542
2018-11-03 12:00 | FR | 59450
2018-11-03 13:00 | FR | 60119
2018-11-03 14:00 | FR | 56627
2018-11-03 15:00 | FR | 53983
2018-11-03 16:00 | FR | 52356
2018-11-03 17:00 | FR | 51976
2018-11-03 18:00 | FR | 57313
2018-11-03 19:00 | FR | 61258
2018-11-03 20:00 | FR | 59839
2018-11-03 21:00 | FR | 57167
2018-11-03 22:00 | FR | 55307
2018-11-03 23:00 | FR | 59206
2018-11-04 | FR | 58720
2018-11-04 01:00 | FR | 54460
2018-11-04 02:00 | FR | 53064
2018-11-04 03:00 | FR | 50483
2018-11-04 04:00 | FR | 48230
2018-11-04 05:00 | FR | 47746
2018-11-04 06:00 | FR | 48585
2018-11-04 07:00 | FR | 50083
2018-11-04 08:00 | FR | 50539
2018-11-04 09:00 | FR | 52734
2018-11-04 10:00 | FR | 54795
2018-11-04 11:00 | FR | 55848
2018-11-04 12:00 | FR | 56364
2018-11-04 13:00 | FR | 57328
2018-11-04 14:00 | FR | 52967
2018-11-04 15:00 | FR | 50180
2018-11-04 16:00 | FR | 48765
2018-11-04 17:00 | FR | 48761
2018-11-04 18:00 | FR | 54400
2018-11-04 19:00 | FR | 58804
2018-11-04 20:00 | FR | 57807
2018-11-04 21:00 | FR | 55459
2018-11-04 22:00 | FR | 53134
2018-11-04 23:00 | FR | 55830
2018-11-05 | FR | 55209
2018-11-05 01:00 | FR | 51125
2018-11-05 02:00 | FR | 50079
2018-11-05 03:00 | FR | 47735
2018-11-05 04:00 | FR | 45975
2018-11-05 05:00 | FR | 46563
2018-11-05 06:00 | FR | 51017
2018-11-05 07:00 | FR | 58718
2018-11-05 08:00 | FR | 61696
2018-11-05 09:00 | FR | 62822
2018-11-05 10:00 | FR | 63032
2018-11-05 11:00 | FR | 62556
2018-11-05 12:00 | FR | 62690
2018-11-05 13:00 | FR | 62131
2018-11-05 14:00 | FR | 60260
2018-11-05 15:00 | FR | 58671
2018-11-05 16:00 | FR | 57415
2018-11-05 17:00 | FR | 57370
2018-11-05 18:00 | FR | 61487
2018-11-05 19:00 | FR | 65385
2018-11-05 20:00 | FR | 62531
2018-11-05 21:00 | FR | 57833
2018-11-05 22:00 | FR | 54560
2018-11-05 23:00 | FR | 57108
2018-11-06 | FR | 55906
2018-11-06 01:00 | FR | 51005
2018-11-06 02:00 | FR | 49658
2018-11-06 03:00 | FR | 47213
2018-11-06 04:00 | FR | 45538
2018-11-06 05:00 | FR | 46216
2018-11-06 06:00 | FR | 50145
2018-11-06 07:00 | FR | 57381
2018-11-06 08:00 | FR | 60594
2018-11-06 09:00 | FR | 61471
2018-11-06 10:00 | FR | 62035
2018-11-06 11:00 | FR | 61735
2018-11-06 12:00 | FR | 62275
2018-11-06 13:00 | FR | 62149
2018-11-06 14:00 | FR | 60252
2018-11-06 15:00 | FR | 58827
2018-11-06 16:00 | FR | 58201
2018-11-06 17:00 | FR | 57717
2018-11-06 18:00 | FR | 62332
2018-11-06 19:00 | FR | 65630
2018-11-06 20:00 | FR | 63106
2018-11-06 21:00 | FR | 58606
2018-11-06 22:00 | FR | 55665
2018-11-06 23:00 | FR | 57867
2018-11-07 | FR | 56687
2018-11-07 01:00 | FR | 51930
2018-11-07 02:00 | FR | 50603
2018-11-07 03:00 | FR | 48677
2018-11-07 04:00 | FR | 47267
2018-11-07 05:00 | FR | 47673
2018-11-07 06:00 | FR | 51254
2018-11-07 07:00 | FR | 57836
2018-11-07 08:00 | FR | 61092
2018-11-07 09:00 | FR | 62934
2018-11-07 10:00 | FR | 63579
2018-11-07 11:00 | FR | 63904
2018-11-07 12:00 | FR | 65056
2018-11-07 13:00 | FR | 64864
2018-11-07 14:00 | FR | 63072
2018-11-07 15:00 | FR | 61558
2018-11-07 16:00 | FR | 60371
2018-11-07 17:00 | FR | 60161
2018-11-07 18:00 | FR | 64171
2018-11-07 19:00 | FR | 67440
2018-11-07 20:00 | FR | 64890
2018-11-07 21:00 | FR | 60315
2018-11-07 22:00 | FR | 57023
2018-11-07 23:00 | FR | 59695
2018-11-08 | FR | 58607
2018-11-08 01:00 | FR | 53924
2018-11-08 02:00 | FR | 52670
2018-11-08 03:00 | FR | 50548
2018-11-08 04:00 | FR | 49068
2018-11-08 05:00 | FR | 49567
2018-11-08 06:00 | FR | 53804
2018-11-08 07:00 | FR | 61295
2018-11-08 08:00 | FR | 64654
2018-11-08 09:00 | FR | 65713
2018-11-08 10:00 | FR | 65413
2018-11-08 11:00 | FR | 64695
2018-11-08 12:00 | FR | 64585
2018-11-08 13:00 | FR | 63562
2018-11-08 14:00 | FR | 61733
2018-11-08 15:00 | FR | 59986
2018-11-08 16:00 | FR | 58936
2018-11-08 17:00 | FR | 59281
2018-11-08 18:00 | FR | 64274
2018-11-08 19:00 | FR | 67755
2018-11-08 20:00 | FR | 64904
2018-11-08 21:00 | FR | 60313
2018-11-08 22:00 | FR | 57207
2018-11-08 23:00 | FR | 59773
2018-11-09 | FR | 58414
2018-11-09 01:00 | FR | 53614
2018-11-09 02:00 | FR | 52329
2018-11-09 03:00 | FR | 50049
2018-11-09 04:00 | FR | 48456
2018-11-09 05:00 | FR | 48910
2018-11-09 06:00 | FR | 52817
2018-11-09 07:00 | FR | 59962
2018-11-09 08:00 | FR | 63691
2018-11-09 09:00 | FR | 64597
2018-11-09 10:00 | FR | 64446
2018-11-09 11:00 | FR | 64097
2018-11-09 12:00 | FR | 63671
2018-11-09 13:00 | FR | 62702
2018-11-09 14:00 | FR | 60308
2018-11-09 15:00 | FR | 58522
2018-11-09 16:00 | FR | 57259
2018-11-09 17:00 | FR | 56994
2018-11-09 18:00 | FR | 62016
2018-11-09 19:00 | FR | 64398
2018-11-09 20:00 | FR | 62134
2018-11-09 21:00 | FR | 58433
2018-11-09 22:00 | FR | 55773
2018-11-09 23:00 | FR | 58263
2018-11-10 | FR | 57024
2018-11-10 01:00 | FR | 51744
2018-11-10 02:00 | FR | 49944
2018-11-10 03:00 | FR | 47344
2018-11-10 04:00 | FR | 45225
2018-11-10 05:00 | FR | 44632
2018-11-10 06:00 | FR | 45727
2018-11-10 07:00 | FR | 48067
2018-11-10 08:00 | FR | 49523
2018-11-10 09:00 | FR | 52412
2018-11-10 10:00 | FR | 54370
2018-11-10 11:00 | FR | 55084
2018-11-10 12:00 | FR | 56227
2018-11-10 13:00 | FR | 57787
2018-11-10 14:00 | FR | 54445
2018-11-10 15:00 | FR | 52177
2018-11-10 16:00 | FR | 50856
2018-11-10 17:00 | FR | 50915
2018-11-10 18:00 | FR | 55302
2018-11-10 19:00 | FR | 57543
2018-11-10 20:00 | FR | 55875
2018-11-10 21:00 | FR | 52790
2018-11-10 22:00 | FR | 50843
2018-11-10 23:00 | FR | 54286
2018-11-11 | FR | 53897
2018-11-11 01:00 | FR | 49206
2018-11-11 02:00 | FR | 47690
2018-11-11 03:00 | FR | 44802
2018-11-11 04:00 | FR | 42681
2018-11-11 05:00 | FR | 41870
2018-11-11 06:00 | FR | 42566
2018-11-11 07:00 | FR | 43937
2018-11-11 08:00 | FR | 44549
2018-11-11 09:00 | FR | 47092
2018-11-11 10:00 | FR | 49523
2018-11-11 11:00 | FR | 50873
2018-11-11 12:00 | FR | 52394
2018-11-11 13:00 | FR | 54113
2018-11-11 14:00 | FR | 50321
2018-11-11 15:00 | FR | 47936
2018-11-11 16:00 | FR | 46533
2018-11-11 17:00 | FR | 46832
2018-11-11 18:00 | FR | 51900
2018-11-11 19:00 | FR | 55322
2018-11-11 20:00 | FR | 54637
2018-11-11 21:00 | FR | 52070
2018-11-11 22:00 | FR | 49807
2018-11-11 23:00 | FR | 52649
2018-11-12 | FR | 51983
2018-11-12 01:00 | FR | 47909
2018-11-12 02:00 | FR | 46666
2018-11-12 03:00 | FR | 44454
2018-11-12 04:00 | FR | 42525
2018-11-12 05:00 | FR | 43307
2018-11-12 06:00 | FR | 47786
2018-11-12 07:00 | FR | 55022
2018-11-12 08:00 | FR | 59019
2018-11-12 09:00 | FR | 60244
2018-11-12 10:00 | FR | 60843
2018-11-12 11:00 | FR | 60919
2018-11-12 12:00 | FR | 61558
2018-11-12 13:00 | FR | 61318
2018-11-12 14:00 | FR | 59517
2018-11-12 15:00 | FR | 57944
2018-11-12 16:00 | FR | 56903
2018-11-12 17:00 | FR | 56700
2018-11-12 18:00 | FR | 61450
2018-11-12 19:00 | FR | 64659
2018-11-12 20:00 | FR | 61777
2018-11-12 21:00 | FR | 57352
2018-11-12 22:00 | FR | 54155
2018-11-12 23:00 | FR | 56719
2018-11-13 | FR | 55517
2018-11-13 01:00 | FR | 50497
2018-11-13 02:00 | FR | 49160
2018-11-13 03:00 | FR | 47169
2018-11-13 04:00 | FR | 45345
2018-11-13 05:00 | FR | 45820
2018-11-13 06:00 | FR | 49785
2018-11-13 07:00 | FR | 57110
2018-11-13 08:00 | FR | 61220
2018-11-13 09:00 | FR | 62027
2018-11-13 10:00 | FR | 62000
2018-11-13 11:00 | FR | 61482
2018-11-13 12:00 | FR | 61638
2018-11-13 13:00 | FR | 61184
2018-11-13 14:00 | FR | 59264
2018-11-13 15:00 | FR | 57353
2018-11-13 16:00 | FR | 55914
2018-11-13 17:00 | FR | 56178
2018-11-13 18:00 | FR | 61702
2018-11-13 19:00 | FR | 64968
2018-11-13 20:00 | FR | 62686
2018-11-13 21:00 | FR | 58124
2018-11-13 22:00 | FR | 55266
2018-11-13 23:00 | FR | 58032
2018-11-14 | FR | 56862
2018-11-14 01:00 | FR | 52101
2018-11-14 02:00 | FR | 51119
2018-11-14 03:00 | FR | 49056
2018-11-14 04:00 | FR | 47611
2018-11-14 05:00 | FR | 48205
2018-11-14 06:00 | FR | 51959
2018-11-14 07:00 | FR | 59048
2018-11-14 08:00 | FR | 62607
2018-11-14 09:00 | FR | 64351
2018-11-14 10:00 | FR | 64068
2018-11-14 11:00 | FR | 63510
2018-11-14 12:00 | FR | 63373
2018-11-14 13:00 | FR | 62562
2018-11-14 14:00 | FR | 60331
2018-11-14 15:00 | FR | 58216
2018-11-14 16:00 | FR | 56875
2018-11-14 17:00 | FR | 57261
2018-11-14 18:00 | FR | 62657
2018-11-14 19:00 | FR | 66043
2018-11-14 20:00 | FR | 63336
2018-11-14 21:00 | FR | 58575
2018-11-14 22:00 | FR | 55476
2018-11-14 23:00 | FR | 57889
2018-11-15 | FR | 56870
2018-11-15 01:00 | FR | 52221
2018-11-15 02:00 | FR | 51198
2018-11-15 03:00 | FR | 48778
2018-11-15 04:00 | FR | 47052
2018-11-15 05:00 | FR | 47618
2018-11-15 06:00 | FR | 51582
2018-11-15 07:00 | FR | 58990
2018-11-15 08:00 | FR | 62733
2018-11-15 09:00 | FR | 63171
2018-11-15 10:00 | FR | 63426
2018-11-15 11:00 | FR | 63112
2018-11-15 12:00 | FR | 63479
2018-11-15 13:00 | FR | 62847
2018-11-15 14:00 | FR | 61092
2018-11-15 15:00 | FR | 59448
2018-11-15 16:00 | FR | 58178
2018-11-15 17:00 | FR | 58604
2018-11-15 18:00 | FR | 63513
2018-11-15 19:00 | FR | 66344
2018-11-15 20:00 | FR | 63816
2018-11-15 21:00 | FR | 59146
2018-11-15 22:00 | FR | 56138
2018-11-15 23:00 | FR | 58815
2018-11-16 | FR | 57576
2018-11-16 01:00 | FR | 52565
2018-11-16 02:00 | FR | 51524
2018-11-16 03:00 | FR | 49404
2018-11-16 04:00 | FR | 47774
2018-11-16 05:00 | FR | 48157
2018-11-16 06:00 | FR | 52276
2018-11-16 07:00 | FR | 59518
2018-11-16 08:00 | FR | 63623
2018-11-16 09:00 | FR | 64413
2018-11-16 10:00 | FR | 64796
2018-11-16 11:00 | FR | 64736
2018-11-16 12:00 | FR | 65185
2018-11-16 13:00 | FR | 64852
2018-11-16 14:00 | FR | 62496
2018-11-16 15:00 | FR | 60888
2018-11-16 16:00 | FR | 59619
2018-11-16 17:00 | FR | 59707
2018-11-16 18:00 | FR | 64268
2018-11-16 19:00 | FR | 66302
2018-11-16 20:00 | FR | 64052
2018-11-16 21:00 | FR | 59858
2018-11-16 22:00 | FR | 57141
2018-11-16 23:00 | FR | 59941
2018-11-17 | FR | 58817
2018-11-17 01:00 | FR | 53480
2018-11-17 02:00 | FR | 52002
2018-11-17 03:00 | FR | 49784
2018-11-17 04:00 | FR | 48026
2018-11-17 05:00 | FR | 47685
2018-11-17 06:00 | FR | 49060
2018-11-17 07:00 | FR | 51690
2018-11-17 08:00 | FR | 53737
2018-11-17 09:00 | FR | 56760
2018-11-17 10:00 | FR | 59228
2018-11-17 11:00 | FR | 60070
2018-11-17 12:00 | FR | 61344
2018-11-17 13:00 | FR | 62412
2018-11-17 14:00 | FR | 58787
2018-11-17 15:00 | FR | 56580
2018-11-17 16:00 | FR | 55194
2018-11-17 17:00 | FR | 55518
2018-11-17 18:00 | FR | 60721
2018-11-17 19:00 | FR | 63279
2018-11-17 20:00 | FR | 61463
2018-11-17 21:00 | FR | 58471
2018-11-17 22:00 | FR | 56659
2018-11-17 23:00 | FR | 60530
2018-11-18 | FR | 60251
2018-11-18 01:00 | FR | 56121
2018-11-18 02:00 | FR | 54835
2018-11-18 03:00 | FR | 52431
2018-11-18 04:00 | FR | 50386
2018-11-18 05:00 | FR | 49909
2018-11-18 06:00 | FR | 50968
2018-11-18 07:00 | FR | 52617
2018-11-18 08:00 | FR | 53736
2018-11-18 09:00 | FR | 56243
2018-11-18 10:00 | FR | 58555
2018-11-18 11:00 | FR | 59246
2018-11-18 12:00 | FR | 59779
2018-11-18 13:00 | FR | 60731
2018-11-18 14:00 | FR | 56344
2018-11-18 15:00 | FR | 53613
2018-11-18 16:00 | FR | 52378
2018-11-18 17:00 | FR | 53309
2018-11-18 18:00 | FR | 59744
2018-11-18 19:00 | FR | 63710
2018-11-18 20:00 | FR | 63216
2018-11-18 21:00 | FR | 61086
2018-11-18 22:00 | FR | 59174
2018-11-18 23:00 | FR | 62587
2018-11-19 | FR | 62213
2018-11-19 01:00 | FR | 58424
2018-11-19 02:00 | FR | 57800
2018-11-19 03:00 | FR | 55909
2018-11-19 04:00 | FR | 54567
2018-11-19 05:00 | FR | 55821
2018-11-19 06:00 | FR | 60776
2018-11-19 07:00 | FR | 68530
2018-11-19 08:00 | FR | 73603
2018-11-19 09:00 | FR | 74616
2018-11-19 10:00 | FR | 74658
2018-11-19 11:00 | FR | 74155
2018-11-19 12:00 | FR | 74410
2018-11-19 13:00 | FR | 74015
2018-11-19 14:00 | FR | 72169
2018-11-19 15:00 | FR | 70677
2018-11-19 16:00 | FR | 70043
2018-11-19 17:00 | FR | 70677
2018-11-19 18:00 | FR | 75495
2018-11-19 19:00 | FR | 78910
2018-11-19 20:00 | FR | 75942
2018-11-19 21:00 | FR | 71227
2018-11-19 22:00 | FR | 67602
2018-11-19 23:00 | FR | 70267
2018-11-20 | FR | 69091
2018-11-20 01:00 | FR | 64480
2018-11-20 02:00 | FR | 63457
2018-11-20 03:00 | FR | 61049
2018-11-20 04:00 | FR | 59449
2018-11-20 05:00 | FR | 60071
2018-11-20 06:00 | FR | 64391
2018-11-20 07:00 | FR | 71976
2018-11-20 08:00 | FR | 75971
2018-11-20 09:00 | FR | 76663
2018-11-20 10:00 | FR | 77458
2018-11-20 11:00 | FR | 77274
2018-11-20 12:00 | FR | 77894
2018-11-20 13:00 | FR | 77464
2018-11-20 14:00 | FR | 75608
2018-11-20 15:00 | FR | 74013
2018-11-20 16:00 | FR | 73068
2018-11-20 17:00 | FR | 73593
2018-11-20 18:00 | FR | 77754
2018-11-20 19:00 | FR | 80337
2018-11-20 20:00 | FR | 77308
2018-11-20 21:00 | FR | 72811
2018-11-20 22:00 | FR | 69558
2018-11-20 23:00 | FR | 72175
2018-11-21 | FR | 70643
2018-11-21 01:00 | FR | 65770
2018-11-21 02:00 | FR | 65390
2018-11-21 03:00 | FR | 63089
2018-11-21 04:00 | FR | 61511
2018-11-21 05:00 | FR | 61929
2018-11-21 06:00 | FR | 66486
2018-11-21 07:00 | FR | 73533
2018-11-21 08:00 | FR | 77496
2018-11-21 09:00 | FR | 79140
2018-11-21 10:00 | FR | 78998
2018-11-21 11:00 | FR | 77748
2018-11-21 12:00 | FR | 77496
2018-11-21 13:00 | FR | 76122
2018-11-21 14:00 | FR | 73595
2018-11-21 15:00 | FR | 71232
2018-11-21 16:00 | FR | 70167
2018-11-21 17:00 | FR | 70871
2018-11-21 18:00 | FR | 76237
2018-11-21 19:00 | FR | 78913
2018-11-21 20:00 | FR | 76084
2018-11-21 21:00 | FR | 71722
2018-11-21 22:00 | FR | 68145
2018-11-21 23:00 | FR | 70725
2018-11-22 | FR | 69597
2018-11-22 01:00 | FR | 65157
2018-11-22 02:00 | FR | 64754
2018-11-22 03:00 | FR | 62188
2018-11-22 04:00 | FR | 60592
2018-11-22 05:00 | FR | 60859
2018-11-22 06:00 | FR | 65025
2018-11-22 07:00 | FR | 72489
2018-11-22 08:00 | FR | 76550
2018-11-22 09:00 | FR | 76698
2018-11-22 10:00 | FR | 76811
2018-11-22 11:00 | FR | 76155
2018-11-22 12:00 | FR | 76092
2018-11-22 13:00 | FR | 74901
2018-11-22 14:00 | FR | 72884
2018-11-22 15:00 | FR | 70474
2018-11-22 16:00 | FR | 69257
2018-11-22 17:00 | FR | 69730
2018-11-22 18:00 | FR | 74792
2018-11-22 19:00 | FR | 77659
2018-11-22 20:00 | FR | 74508
2018-11-22 21:00 | FR | 69473
2018-11-22 22:00 | FR | 66094
2018-11-22 23:00 | FR | 68495
2018-11-23 | FR | 67132
2018-11-23 01:00 | FR | 62491
2018-11-23 02:00 | FR | 61909
2018-11-23 03:00 | FR | 59583
2018-11-23 04:00 | FR | 57735
2018-11-23 05:00 | FR | 58146
2018-11-23 06:00 | FR | 62293
2018-11-23 07:00 | FR | 69491
2018-11-23 08:00 | FR | 74035
2018-11-23 09:00 | FR | 74654
2018-11-23 10:00 | FR | 74993
2018-11-23 11:00 | FR | 74541
2018-11-23 12:00 | FR | 74415
2018-11-23 13:00 | FR | 73775
2018-11-23 14:00 | FR | 71663
2018-11-23 15:00 | FR | 69689
2018-11-23 16:00 | FR | 68700
2018-11-23 17:00 | FR | 68880
2018-11-23 18:00 | FR | 72984
2018-11-23 19:00 | FR | 74508
2018-11-23 20:00 | FR | 71643
2018-11-23 21:00 | FR | 67322
2018-11-23 22:00 | FR | 64393
2018-11-23 23:00 | FR | 66688
2018-11-24 | FR | 65422
2018-11-24 01:00 | FR | 60249
2018-11-24 02:00 | FR | 58626
2018-11-24 03:00 | FR | 56003
2018-11-24 04:00 | FR | 53907
2018-11-24 05:00 | FR | 53328
2018-11-24 06:00 | FR | 54967
2018-11-24 07:00 | FR | 57444
2018-11-24 08:00 | FR | 59805
2018-11-24 09:00 | FR | 62137
2018-11-24 10:00 | FR | 63867
2018-11-24 11:00 | FR | 63810
2018-11-24 12:00 | FR | 63882
2018-11-24 13:00 | FR | 64779
2018-11-24 14:00 | FR | 61263
2018-11-24 15:00 | FR | 58714
2018-11-24 16:00 | FR | 57417
2018-11-24 17:00 | FR | 57866
2018-11-24 18:00 | FR | 63281
2018-11-24 19:00 | FR | 65675
2018-11-24 20:00 | FR | 64043
2018-11-24 21:00 | FR | 61054
2018-11-24 22:00 | FR | 59021
2018-11-24 23:00 | FR | 62916
2018-11-25 | FR | 62612
2018-11-25 01:00 | FR | 58267
2018-11-25 02:00 | FR | 57141
2018-11-25 03:00 | FR | 54365
2018-11-25 04:00 | FR | 51950
2018-11-25 05:00 | FR | 51096
2018-11-25 06:00 | FR | 51833
2018-11-25 07:00 | FR | 53239
2018-11-25 08:00 | FR | 54531
2018-11-25 09:00 | FR | 56849
2018-11-25 10:00 | FR | 59913
2018-11-25 11:00 | FR | 61799
2018-11-25 12:00 | FR | 63404
2018-11-25 13:00 | FR | 64810
2018-11-25 14:00 | FR | 61145
2018-11-25 15:00 | FR | 58629
2018-11-25 16:00 | FR | 57644
2018-11-25 17:00 | FR | 58090
2018-11-25 18:00 | FR | 62749
2018-11-25 19:00 | FR | 65876
2018-11-25 20:00 | FR | 65127
2018-11-25 21:00 | FR | 62542
2018-11-25 22:00 | FR | 60073
2018-11-25 23:00 | FR | 63125
2018-11-26 | FR | 62325
2018-11-26 01:00 | FR | 58222
2018-11-26 02:00 | FR | 57438
2018-11-26 03:00 | FR | 55159
2018-11-26 04:00 | FR | 53324
2018-11-26 05:00 | FR | 54073
2018-11-26 06:00 | FR | 58615
2018-11-26 07:00 | FR | 66392
2018-11-26 08:00 | FR | 71434
2018-11-26 09:00 | FR | 72272
2018-11-26 10:00 | FR | 72907
2018-11-26 11:00 | FR | 73020
2018-11-26 12:00 | FR | 73508
2018-11-26 13:00 | FR | 73584
2018-11-26 14:00 | FR | 72130
2018-11-26 15:00 | FR | 70191
2018-11-26 16:00 | FR | 69347
2018-11-26 17:00 | FR | 69816
2018-11-26 18:00 | FR | 74192
2018-11-26 19:00 | FR | 77316
2018-11-26 20:00 | FR | 74140
2018-11-26 21:00 | FR | 68901
2018-11-26 22:00 | FR | 65507
2018-11-26 23:00 | FR | 68090
2018-11-27 | FR | 66754
2018-11-27 01:00 | FR | 62210
2018-11-27 02:00 | FR | 61121
2018-11-27 03:00 | FR | 58999
2018-11-27 04:00 | FR | 57307
2018-11-27 05:00 | FR | 57753
2018-11-27 06:00 | FR | 62139
2018-11-27 07:00 | FR | 69665
2018-11-27 08:00 | FR | 74642
2018-11-27 09:00 | FR | 74608
2018-11-27 10:00 | FR | 74527
2018-11-27 11:00 | FR | 74001
2018-11-27 12:00 | FR | 73876
2018-11-27 13:00 | FR | 73151
2018-11-27 14:00 | FR | 71220
2018-11-27 15:00 | FR | 69653
2018-11-27 16:00 | FR | 68920
2018-11-27 17:00 | FR | 69819
2018-11-27 18:00 | FR | 74183
2018-11-27 19:00 | FR | 76693
2018-11-27 20:00 | FR | 73648
2018-11-27 21:00 | FR | 68786
2018-11-27 22:00 | FR | 65485
2018-11-27 23:00 | FR | 67744
2018-11-28 | FR | 66323
2018-11-28 01:00 | FR | 61729
2018-11-28 02:00 | FR | 60400
2018-11-28 03:00 | FR | 58236
2018-11-28 04:00 | FR | 56365
2018-11-28 05:00 | FR | 56585
2018-11-28 06:00 | FR | 60432
2018-11-28 07:00 | FR | 67174
2018-11-28 08:00 | FR | 71304
2018-11-28 09:00 | FR | 71881
2018-11-28 10:00 | FR | 72218
2018-11-28 11:00 | FR | 71894
2018-11-28 12:00 | FR | 72168
2018-11-28 13:00 | FR | 71519
2018-11-28 14:00 | FR | 69343
2018-11-28 15:00 | FR | 67327
2018-11-28 16:00 | FR | 66179
2018-11-28 17:00 | FR | 67142
2018-11-28 18:00 | FR | 71300
2018-11-28 19:00 | FR | 73937
2018-11-28 20:00 | FR | 70968
2018-11-28 21:00 | FR | 66398
2018-11-28 22:00 | FR | 62933
2018-11-28 23:00 | FR | 65324
2018-11-29 | FR | 64133
2018-11-29 01:00 | FR | 59515
2018-11-29 02:00 | FR | 58032
2018-11-29 03:00 | FR | 55847
2018-11-29 04:00 | FR | 54134
2018-11-29 05:00 | FR | 54365
2018-11-29 06:00 | FR | 58142
2018-11-29 07:00 | FR | 65592
2018-11-29 08:00 | FR | 70068
2018-11-29 09:00 | FR | 70268
2018-11-29 10:00 | FR | 69936
2018-11-29 11:00 | FR | 69329
2018-11-29 12:00 | FR | 69353
2018-11-29 13:00 | FR | 68298
2018-11-29 14:00 | FR | 66208
2018-11-29 15:00 | FR | 64141
2018-11-29 16:00 | FR | 63406
2018-11-29 17:00 | FR | 64095
2018-11-29 18:00 | FR | 68861
2018-11-29 19:00 | FR | 71413
2018-11-29 20:00 | FR | 68713
2018-11-29 21:00 | FR | 64284
2018-11-29 22:00 | FR | 61041
2018-11-29 23:00 | FR | 63589
2018-11-30 | FR | 62286
2018-11-30 01:00 | FR | 57650
2018-11-30 02:00 | FR | 56452
2018-11-30 03:00 | FR | 54186
2018-11-30 04:00 | FR | 52378
2018-11-30 05:00 | FR | 52608
2018-11-30 06:00 | FR | 56498
2018-11-30 07:00 | FR | 63581
2018-11-30 08:00 | FR | 68179
2018-11-30 09:00 | FR | 68643
2018-11-30 10:00 | FR | 68841
2018-11-30 11:00 | FR | 68224
2018-11-30 12:00 | FR | 68517
2018-11-30 13:00 | FR | 67839
2018-11-30 14:00 | FR | 65718
2018-11-30 15:00 | FR | 63915
2018-11-30 16:00 | FR | 62762
2018-11-30 17:00 | FR | 63059
2018-11-30 18:00 | FR | 67655
2018-11-30 19:00 | FR | 69558
2018-11-30 20:00 | FR | 67413
2018-11-30 21:00 | FR | 63573
2018-11-30 22:00 | FR | 61112
2018-11-30 23:00 | FR | 63969
2018-12-01 | FR | 62725
2018-12-01 01:00 | FR | 57757
2018-12-01 02:00 | FR | 56303
2018-12-01 03:00 | FR | 53626
2018-12-01 04:00 | FR | 51530
2018-12-01 05:00 | FR | 50984
2018-12-01 06:00 | FR | 52497
2018-12-01 07:00 | FR | 54834
2018-12-01 08:00 | FR | 57319
2018-12-01 09:00 | FR | 59473
2018-12-01 10:00 | FR | 61400
2018-12-01 11:00 | FR | 61713
2018-12-01 12:00 | FR | 62717
2018-12-01 13:00 | FR | 63751
2018-12-01 14:00 | FR | 60718
2018-12-01 15:00 | FR | 58697
2018-12-01 16:00 | FR | 57713
2018-12-01 17:00 | FR | 58407
2018-12-01 18:00 | FR | 62257
2018-12-01 19:00 | FR | 63930
2018-12-01 20:00 | FR | 62013
2018-12-01 21:00 | FR | 59276
2018-12-01 22:00 | FR | 57088
2018-12-01 23:00 | FR | 60291
2018-12-02 | FR | 59970
2018-12-02 01:00 | FR | 55324
2018-12-02 02:00 | FR | 53625
2018-12-02 03:00 | FR | 50616
2018-12-02 04:00 | FR | 48195
2018-12-02 05:00 | FR | 47289
2018-12-02 06:00 | FR | 47854
2018-12-02 07:00 | FR | 48972
2018-12-02 08:00 | FR | 50274
2018-12-02 09:00 | FR | 51800
2018-12-02 10:00 | FR | 54714
2018-12-02 11:00 | FR | 56481
2018-12-02 12:00 | FR | 57982
2018-12-02 13:00 | FR | 59555
2018-12-02 14:00 | FR | 55860
2018-12-02 15:00 | FR | 53755
2018-12-02 16:00 | FR | 52789
2018-12-02 17:00 | FR | 53456
2018-12-02 18:00 | FR | 56996
2018-12-02 19:00 | FR | 59774
2018-12-02 20:00 | FR | 58931
2018-12-02 21:00 | FR | 56240
2018-12-02 22:00 | FR | 53862
2018-12-02 23:00 | FR | 56368
2018-12-03 | FR | 55801
2018-12-03 01:00 | FR | 51764
2018-12-03 02:00 | FR | 50500
2018-12-03 03:00 | FR | 48277
2018-12-03 04:00 | FR | 46229
2018-12-03 05:00 | FR | 46717
2018-12-03 06:00 | FR | 50737
2018-12-03 07:00 | FR | 58112
2018-12-03 08:00 | FR | 62658
2018-12-03 09:00 | FR | 63033
2018-12-03 10:00 | FR | 63095
2018-12-03 11:00 | FR | 63255
2018-12-03 12:00 | FR | 64140
2018-12-03 13:00 | FR | 64345
2018-12-03 14:00 | FR | 63384
2018-12-03 15:00 | FR | 61850
2018-12-03 16:00 | FR | 61030
2018-12-03 17:00 | FR | 61411
2018-12-03 18:00 | FR | 65160
2018-12-03 19:00 | FR | 67633
2018-12-03 20:00 | FR | 64983
2018-12-03 21:00 | FR | 60342
2018-12-03 22:00 | FR | 56991
2018-12-03 23:00 | FR | 59399
2018-12-04 | FR | 58601
2018-12-04 01:00 | FR | 53586
2018-12-04 02:00 | FR | 52268
2018-12-04 03:00 | FR | 49982
2018-12-04 04:00 | FR | 48300
2018-12-04 05:00 | FR | 48733
2018-12-04 06:00 | FR | 52692
2018-12-04 07:00 | FR | 60119
2018-12-04 08:00 | FR | 64916
2018-12-04 09:00 | FR | 64844
2018-12-04 10:00 | FR | 64484
2018-12-04 11:00 | FR | 63795
2018-12-04 12:00 | FR | 63946
2018-12-04 13:00 | FR | 63483
2018-12-04 14:00 | FR | 61818
2018-12-04 15:00 | FR | 60443
2018-12-04 16:00 | FR | 59859
2018-12-04 17:00 | FR | 61345
2018-12-04 18:00 | FR | 65943
2018-12-04 19:00 | FR | 68620
2018-12-04 20:00 | FR | 66261
2018-12-04 21:00 | FR | 62107
2018-12-04 22:00 | FR | 59045
2018-12-04 23:00 | FR | 61505
2018-12-05 | FR | 60346
2018-12-05 01:00 | FR | 55552
2018-12-05 02:00 | FR | 54421
2018-12-05 03:00 | FR | 52230
2018-12-05 04:00 | FR | 50732
2018-12-05 05:00 | FR | 51144
2018-12-05 06:00 | FR | 55019
2018-12-05 07:00 | FR | 62145
2018-12-05 08:00 | FR | 67051
2018-12-05 09:00 | FR | 67418
2018-12-05 10:00 | FR | 67224
2018-12-05 11:00 | FR | 66559
2018-12-05 12:00 | FR | 66968
2018-12-05 13:00 | FR | 66473
2018-12-05 14:00 | FR | 64720
2018-12-05 15:00 | FR | 62788
2018-12-05 16:00 | FR | 62166
2018-12-05 17:00 | FR | 63277
2018-12-05 18:00 | FR | 67302
2018-12-05 19:00 | FR | 69593
2018-12-05 20:00 | FR | 66764
2018-12-05 21:00 | FR | 62542
2018-12-05 22:00 | FR | 59111
2018-12-05 23:00 | FR | 61410
2018-12-06 | FR | 60232
2018-12-06 01:00 | FR | 55551
2018-12-06 02:00 | FR | 54072
2018-12-06 03:00 | FR | 51589
2018-12-06 04:00 | FR | 49777
2018-12-06 05:00 | FR | 50006
2018-12-06 06:00 | FR | 53655
2018-12-06 07:00 | FR | 60723
2018-12-06 08:00 | FR | 65454
2018-12-06 09:00 | FR | 65130
2018-12-06 10:00 | FR | 64798
2018-12-06 11:00 | FR | 64823
2018-12-06 12:00 | FR | 65228
2018-12-06 13:00 | FR | 64823
2018-12-06 14:00 | FR | 63527
2018-12-06 15:00 | FR | 61923
2018-12-06 16:00 | FR | 61278
2018-12-06 17:00 | FR | 62056
2018-12-06 18:00 | FR | 65766
2018-12-06 19:00 | FR | 68115
2018-12-06 20:00 | FR | 65499
2018-12-06 21:00 | FR | 61312
2018-12-06 22:00 | FR | 57942
2018-12-06 23:00 | FR | 60045
2018-12-07 | FR | 59267
2018-12-07 01:00 | FR | 54431
2018-12-07 02:00 | FR | 53094
2018-12-07 03:00 | FR | 50631
2018-12-07 04:00 | FR | 49158
2018-12-07 05:00 | FR | 49363
2018-12-07 06:00 | FR | 53264
2018-12-07 07:00 | FR | 60410
2018-12-07 08:00 | FR | 65194
2018-12-07 09:00 | FR | 65258
2018-12-07 10:00 | FR | 65210
2018-12-07 11:00 | FR | 64984
2018-12-07 12:00 | FR | 65629
2018-12-07 13:00 | FR | 65409
2018-12-07 14:00 | FR | 63607
2018-12-07 15:00 | FR | 62362
2018-12-07 16:00 | FR | 61720
2018-12-07 17:00 | FR | 62428
2018-12-07 18:00 | FR | 66600
2018-12-07 19:00 | FR | 68311
2018-12-07 20:00 | FR | 66123
2018-12-07 21:00 | FR | 62447
2018-12-07 22:00 | FR | 59908
2018-12-07 23:00 | FR | 62944
2018-12-08 | FR | 61898
2018-12-08 01:00 | FR | 56879
2018-12-08 02:00 | FR | 55413
2018-12-08 03:00 | FR | 52900
2018-12-08 04:00 | FR | 51014
2018-12-08 05:00 | FR | 50500
2018-12-08 06:00 | FR | 52049
2018-12-08 07:00 | FR | 54481
2018-12-08 08:00 | FR | 57179
2018-12-08 09:00 | FR | 58964
2018-12-08 10:00 | FR | 60450
2018-12-08 11:00 | FR | 60590
2018-12-08 12:00 | FR | 61762
2018-12-08 13:00 | FR | 63236
2018-12-08 14:00 | FR | 60231
2018-12-08 15:00 | FR | 58308
2018-12-08 16:00 | FR | 57435
2018-12-08 17:00 | FR | 57903
2018-12-08 18:00 | FR | 61570
2018-12-08 19:00 | FR | 63092
2018-12-08 20:00 | FR | 61461
2018-12-08 21:00 | FR | 58462
2018-12-08 22:00 | FR | 56284
2018-12-08 23:00 | FR | 59541
2018-12-09 | FR | 59138
2018-12-09 01:00 | FR | 54735
2018-12-09 02:00 | FR | 53138
2018-12-09 03:00 | FR | 50502
2018-12-09 04:00 | FR | 48238
2018-12-09 05:00 | FR | 47376
2018-12-09 06:00 | FR | 47969
2018-12-09 07:00 | FR | 49359
2018-12-09 08:00 | FR | 51154
2018-12-09 09:00 | FR | 53046
2018-12-09 10:00 | FR | 55907
2018-12-09 11:00 | FR | 57251
2018-12-09 12:00 | FR | 59243
2018-12-09 13:00 | FR | 60636
2018-12-09 14:00 | FR | 57066
2018-12-09 15:00 | FR | 55000
2018-12-09 16:00 | FR | 53821
2018-12-09 17:00 | FR | 55120
2018-12-09 18:00 | FR | 59862
2018-12-09 19:00 | FR | 62815
2018-12-09 20:00 | FR | 61863
2018-12-09 21:00 | FR | 59406
2018-12-09 22:00 | FR | 56843
2018-12-09 23:00 | FR | 60076
2018-12-10 | FR | 59388
2018-12-10 01:00 | FR | 55454
2018-12-10 02:00 | FR | 54362
2018-12-10 03:00 | FR | 52475
2018-12-10 04:00 | FR | 50853
2018-12-10 05:00 | FR | 51662
2018-12-10 06:00 | FR | 56084
2018-12-10 07:00 | FR | 63963
2018-12-10 08:00 | FR | 69360
2018-12-10 09:00 | FR | 69710
2018-12-10 10:00 | FR | 69517
2018-12-10 11:00 | FR | 68758
2018-12-10 12:00 | FR | 69017
2018-12-10 13:00 | FR | 68340
2018-12-10 14:00 | FR | 66736
2018-12-10 15:00 | FR | 65027
2018-12-10 16:00 | FR | 64277
2018-12-10 17:00 | FR | 65775
2018-12-10 18:00 | FR | 70487
2018-12-10 19:00 | FR | 73855
2018-12-10 20:00 | FR | 71380
2018-12-10 21:00 | FR | 67083
2018-12-10 22:00 | FR | 63848
2018-12-10 23:00 | FR | 66751
2018-12-11 | FR | 65333
2018-12-11 01:00 | FR | 60915
2018-12-11 02:00 | FR | 59653
2018-12-11 03:00 | FR | 57943
2018-12-11 04:00 | FR | 56560
2018-12-11 05:00 | FR | 57367
2018-12-11 06:00 | FR | 61936
2018-12-11 07:00 | FR | 69692
2018-12-11 08:00 | FR | 75042
2018-12-11 09:00 | FR | 75080
2018-12-11 10:00 | FR | 74370
2018-12-11 11:00 | FR | 73368
2018-12-11 12:00 | FR | 72864
2018-12-11 13:00 | FR | 71852
2018-12-11 14:00 | FR | 69507
2018-12-11 15:00 | FR | 67321
2018-12-11 16:00 | FR | 66838
2018-12-11 17:00 | FR | 68649
2018-12-11 18:00 | FR | 73915
2018-12-11 19:00 | FR | 77155
2018-12-11 20:00 | FR | 74533
2018-12-11 21:00 | FR | 70427
2018-12-11 22:00 | FR | 67316
2018-12-11 23:00 | FR | 69800
2018-12-12 | FR | 68836
2018-12-12 01:00 | FR | 64144
2018-12-12 02:00 | FR | 62902
2018-12-12 03:00 | FR | 61135
2018-12-12 04:00 | FR | 59654
2018-12-12 05:00 | FR | 60183
2018-12-12 06:00 | FR | 64526
2018-12-12 07:00 | FR | 71526
2018-12-12 08:00 | FR | 76957
2018-12-12 09:00 | FR | 78079
2018-12-12 10:00 | FR | 78063
2018-12-12 11:00 | FR | 77516
2018-12-12 12:00 | FR | 77515
2018-12-12 13:00 | FR | 76427
2018-12-12 14:00 | FR | 74206
2018-12-12 15:00 | FR | 72090
2018-12-12 16:00 | FR | 71448
2018-12-12 17:00 | FR | 73065
2018-12-12 18:00 | FR | 78241
2018-12-12 19:00 | FR | 80705
2018-12-12 20:00 | FR | 78081
2018-12-12 21:00 | FR | 73682
2018-12-12 22:00 | FR | 70348
2018-12-12 23:00 | FR | 72796
2018-12-13 | FR | 71667
2018-12-13 01:00 | FR | 67345
2018-12-13 02:00 | FR | 66447
2018-12-13 03:00 | FR | 64386
2018-12-13 04:00 | FR | 62670
2018-12-13 05:00 | FR | 63068
2018-12-13 06:00 | FR | 67276
2018-12-13 07:00 | FR | 74712
2018-12-13 08:00 | FR | 80275
2018-12-13 09:00 | FR | 80061
2018-12-13 10:00 | FR | 80145
2018-12-13 11:00 | FR | 80239
2018-12-13 12:00 | FR | 80618
2018-12-13 13:00 | FR | 80007
2018-12-13 14:00 | FR | 78142
2018-12-13 15:00 | FR | 76750
2018-12-13 16:00 | FR | 76308
2018-12-13 17:00 | FR | 77594
2018-12-13 18:00 | FR | 82334
2018-12-13 19:00 | FR | 84675
2018-12-13 20:00 | FR | 81482
2018-12-13 21:00 | FR | 76637
2018-12-13 22:00 | FR | 72874
2018-12-13 23:00 | FR | 75296
2018-12-14 | FR | 74070
2018-12-14 01:00 | FR | 69575
2018-12-14 02:00 | FR | 68477
2018-12-14 03:00 | FR | 66545
2018-12-14 04:00 | FR | 64811
2018-12-14 05:00 | FR | 65437
2018-12-14 06:00 | FR | 69676
2018-12-14 07:00 | FR | 77386
2018-12-14 08:00 | FR | 83110
2018-12-14 09:00 | FR | 83151
2018-12-14 10:00 | FR | 83087
2018-12-14 11:00 | FR | 82052
2018-12-14 12:00 | FR | 81583
2018-12-14 13:00 | FR | 80579
2018-12-14 14:00 | FR | 78243
2018-12-14 15:00 | FR | 76263
2018-12-14 16:00 | FR | 75710
2018-12-14 17:00 | FR | 76974
2018-12-14 18:00 | FR | 81931
2018-12-14 19:00 | FR | 83534
2018-12-14 20:00 | FR | 80820
2018-12-14 21:00 | FR | 76740
2018-12-14 22:00 | FR | 73640
2018-12-14 23:00 | FR | 76376
2018-12-15 | FR | 75019
2018-12-15 01:00 | FR | 70178
2018-12-15 02:00 | FR | 68736
2018-12-15 03:00 | FR | 66224
2018-12-15 04:00 | FR | 64113
2018-12-15 05:00 | FR | 63687
2018-12-15 06:00 | FR | 65163
2018-12-15 07:00 | FR | 67817
2018-12-15 08:00 | FR | 70832
2018-12-15 09:00 | FR | 73311
2018-12-15 10:00 | FR | 75299
2018-12-15 11:00 | FR | 75680
2018-12-15 12:00 | FR | 76710
2018-12-15 13:00 | FR | 77970
2018-12-15 14:00 | FR | 74902
2018-12-15 15:00 | FR | 72635
2018-12-15 16:00 | FR | 71384
2018-12-15 17:00 | FR | 72294
2018-12-15 18:00 | FR | 75439
2018-12-15 19:00 | FR | 76852
2018-12-15 20:00 | FR | 74789
2018-12-15 21:00 | FR | 71657
2018-12-15 22:00 | FR | 69310
2018-12-15 23:00 | FR | 72029
2018-12-16 | FR | 71133
2018-12-16 01:00 | FR | 66518
2018-12-16 02:00 | FR | 64606
2018-12-16 03:00 | FR | 61535
2018-12-16 04:00 | FR | 58951
2018-12-16 05:00 | FR | 57817
2018-12-16 06:00 | FR | 58344
2018-12-16 07:00 | FR | 59387
2018-12-16 08:00 | FR | 61153
2018-12-16 09:00 | FR | 63063
2018-12-16 10:00 | FR | 66386
2018-12-16 11:00 | FR | 68287
2018-12-16 12:00 | FR | 69845
2018-12-16 13:00 | FR | 71077
2018-12-16 14:00 | FR | 67410
2018-12-16 15:00 | FR | 64906
2018-12-16 16:00 | FR | 63797
2018-12-16 17:00 | FR | 64417
2018-12-16 18:00 | FR | 68262
2018-12-16 19:00 | FR | 70564
2018-12-16 20:00 | FR | 69784
2018-12-16 21:00 | FR | 66671
2018-12-16 22:00 | FR | 64044
2018-12-16 23:00 | FR | 66549
2018-12-17 | FR | 65731
2018-12-17 01:00 | FR | 61786
2018-12-17 02:00 | FR | 61070
2018-12-17 03:00 | FR | 58844
2018-12-17 04:00 | FR | 57062
2018-12-17 05:00 | FR | 57809
2018-12-17 06:00 | FR | 62163
2018-12-17 07:00 | FR | 70036
2018-12-17 08:00 | FR | 75669
2018-12-17 09:00 | FR | 76022
2018-12-17 10:00 | FR | 75651
2018-12-17 11:00 | FR | 74584
2018-12-17 12:00 | FR | 74196
2018-12-17 13:00 | FR | 73262
2018-12-17 14:00 | FR | 71246
2018-12-17 15:00 | FR | 69513
2018-12-17 16:00 | FR | 68931
2018-12-17 17:00 | FR | 70067
2018-12-17 18:00 | FR | 74964
2018-12-17 19:00 | FR | 77752
2018-12-17 20:00 | FR | 75035
2018-12-17 21:00 | FR | 70610
2018-12-17 22:00 | FR | 67455
2018-12-17 23:00 | FR | 69859
2018-12-18 | FR | 68560
2018-12-18 01:00 | FR | 64213
2018-12-18 02:00 | FR | 63107
2018-12-18 03:00 | FR | 61122
2018-12-18 04:00 | FR | 59385
2018-12-18 05:00 | FR | 59953
2018-12-18 06:00 | FR | 64124
2018-12-18 07:00 | FR | 71641
2018-12-18 08:00 | FR | 77090
2018-12-18 09:00 | FR | 77147
2018-12-18 10:00 | FR | 76570
2018-12-18 11:00 | FR | 75856
2018-12-18 12:00 | FR | 75694
2018-12-18 13:00 | FR | 75160
2018-12-18 14:00 | FR | 73489
2018-12-18 15:00 | FR | 71796
2018-12-18 16:00 | FR | 71333
2018-12-18 17:00 | FR | 72544
2018-12-18 18:00 | FR | 76485
2018-12-18 19:00 | FR | 78462
2018-12-18 20:00 | FR | 75716
2018-12-18 21:00 | FR | 70957
2018-12-18 22:00 | FR | 67413
2018-12-18 23:00 | FR | 69509
2018-12-19 | FR | 67876
2018-12-19 01:00 | FR | 62900
2018-12-19 02:00 | FR | 61544
2018-12-19 03:00 | FR | 59078
2018-12-19 04:00 | FR | 57206
2018-12-19 05:00 | FR | 57277
2018-12-19 06:00 | FR | 60901
2018-12-19 07:00 | FR | 67459
2018-12-19 08:00 | FR | 72510
2018-12-19 09:00 | FR | 73153
2018-12-19 10:00 | FR | 73296
2018-12-19 11:00 | FR | 73083
2018-12-19 12:00 | FR | 73542
2018-12-19 13:00 | FR | 73110
2018-12-19 14:00 | FR | 71343
2018-12-19 15:00 | FR | 69341
2018-12-19 16:00 | FR | 68507
2018-12-19 17:00 | FR | 69038
2018-12-19 18:00 | FR | 73251
2018-12-19 19:00 | FR | 75670
2018-12-19 20:00 | FR | 73068
2018-12-19 21:00 | FR | 68589
2018-12-19 22:00 | FR | 65288
2018-12-19 23:00 | FR | 67766
2018-12-20 | FR | 66672
2018-12-20 01:00 | FR | 62366
2018-12-20 02:00 | FR | 61229
2018-12-20 03:00 | FR | 58984
2018-12-20 04:00 | FR | 57217
2018-12-20 05:00 | FR | 57498
2018-12-20 06:00 | FR | 61277
2018-12-20 07:00 | FR | 68891
2018-12-20 08:00 | FR | 74071
2018-12-20 09:00 | FR | 73913
2018-12-20 10:00 | FR | 73072
2018-12-20 11:00 | FR | 72092
2018-12-20 12:00 | FR | 71716
2018-12-20 13:00 | FR | 70983
2018-12-20 14:00 | FR | 69037
2018-12-20 15:00 | FR | 67333
2018-12-20 16:00 | FR | 66479
2018-12-20 17:00 | FR | 67506
2018-12-20 18:00 | FR | 72066
2018-12-20 19:00 | FR | 74488
2018-12-20 20:00 | FR | 71991
2018-12-20 21:00 | FR | 67783
2018-12-20 22:00 | FR | 64497
2018-12-20 23:00 | FR | 66873
2018-12-21 | FR | 65477
2018-12-21 01:00 | FR | 60900
2018-12-21 02:00 | FR | 59530
2018-12-21 03:00 | FR | 57188
2018-12-21 04:00 | FR | 55205
2018-12-21 05:00 | FR | 55335
2018-12-21 06:00 | FR | 58889
2018-12-21 07:00 | FR | 65667
2018-12-21 08:00 | FR | 70467
2018-12-21 09:00 | FR | 70563
2018-12-21 10:00 | FR | 70246
2018-12-21 11:00 | FR | 69666
2018-12-21 12:00 | FR | 69591
2018-12-21 13:00 | FR | 69176
2018-12-21 14:00 | FR | 66831
2018-12-21 15:00 | FR | 64814
2018-12-21 16:00 | FR | 63546
2018-12-21 17:00 | FR | 63661
2018-12-21 18:00 | FR | 67284
2018-12-21 19:00 | FR | 68361
2018-12-21 20:00 | FR | 65992
2018-12-21 21:00 | FR | 62205
2018-12-21 22:00 | FR | 59450
2018-12-21 23:00 | FR | 61904
2018-12-22 | FR | 60519
2018-12-22 01:00 | FR | 55457
2018-12-22 02:00 | FR | 53861
2018-12-22 03:00 | FR | 51101
2018-12-22 04:00 | FR | 48753
2018-12-22 05:00 | FR | 48101
2018-12-22 06:00 | FR | 49489
2018-12-22 07:00 | FR | 51858
2018-12-22 08:00 | FR | 54739
2018-12-22 09:00 | FR | 56619
2018-12-22 10:00 | FR | 58322
2018-12-22 11:00 | FR | 58508
2018-12-22 12:00 | FR | 59436
2018-12-22 13:00 | FR | 60857
2018-12-22 14:00 | FR | 57808
2018-12-22 15:00 | FR | 55729
2018-12-22 16:00 | FR | 54459
2018-12-22 17:00 | FR | 54918
2018-12-22 18:00 | FR | 59302
2018-12-22 19:00 | FR | 61007
2018-12-22 20:00 | FR | 60083
2018-12-22 21:00 | FR | 57157
2018-12-22 22:00 | FR | 55059
2018-12-22 23:00 | FR | 58399
2018-12-23 | FR | 57651
2018-12-23 01:00 | FR | 53254
2018-12-23 02:00 | FR | 51871
2018-12-23 03:00 | FR | 49123
2018-12-23 04:00 | FR | 46813
2018-12-23 05:00 | FR | 46039
2018-12-23 06:00 | FR | 46784
2018-12-23 07:00 | FR | 48134
2018-12-23 08:00 | FR | 50072
2018-12-23 09:00 | FR | 51850
2018-12-23 10:00 | FR | 54336
2018-12-23 11:00 | FR | 55720
2018-12-23 12:00 | FR | 57004
2018-12-23 13:00 | FR | 58429
2018-12-23 14:00 | FR | 55234
2018-12-23 15:00 | FR | 53127
2018-12-23 16:00 | FR | 52005
2018-12-23 17:00 | FR | 52449
2018-12-23 18:00 | FR | 56189
2018-12-23 19:00 | FR | 58080
2018-12-23 20:00 | FR | 57365
2018-12-23 21:00 | FR | 55142
2018-12-23 22:00 | FR | 53081
2018-12-23 23:00 | FR | 56068
2018-12-24 | FR | 55201
2018-12-24 01:00 | FR | 51071
2018-12-24 02:00 | FR | 49944
2018-12-24 03:00 | FR | 47591
2018-12-24 04:00 | FR | 45580
2018-12-24 05:00 | FR | 45303
2018-12-24 06:00 | FR | 47435
2018-12-24 07:00 | FR | 50625
2018-12-24 08:00 | FR | 54115
2018-12-24 09:00 | FR | 55766
2018-12-24 10:00 | FR | 57320
2018-12-24 11:00 | FR | 57721
2018-12-24 12:00 | FR | 58748
2018-12-24 13:00 | FR | 60225
2018-12-24 14:00 | FR | 57938
2018-12-24 15:00 | FR | 56315
2018-12-24 16:00 | FR | 55197
2018-12-24 17:00 | FR | 55932
2018-12-24 18:00 | FR | 59506
2018-12-24 19:00 | FR | 59290
2018-12-24 20:00 | FR | 56856
2018-12-24 21:00 | FR | 54339
2018-12-24 22:00 | FR | 53229
2018-12-24 23:00 | FR | 57585
2018-12-25 | FR | 58338
2018-12-25 01:00 | FR | 55481
2018-12-25 02:00 | FR | 54819
2018-12-25 03:00 | FR | 52343
2018-12-25 04:00 | FR | 49603
2018-12-25 05:00 | FR | 48483
2018-12-25 06:00 | FR | 49101
2018-12-25 07:00 | FR | 50287
2018-12-25 08:00 | FR | 51598
2018-12-25 09:00 | FR | 52602
2018-12-25 10:00 | FR | 54888
2018-12-25 11:00 | FR | 56150
2018-12-25 12:00 | FR | 56259
2018-12-25 13:00 | FR | 56613
2018-12-25 14:00 | FR | 52803
2018-12-25 15:00 | FR | 50321
2018-12-25 16:00 | FR | 49875
2018-12-25 17:00 | FR | 51387
2018-12-25 18:00 | FR | 56851
2018-12-25 19:00 | FR | 59568
2018-12-25 20:00 | FR | 60327
2018-12-25 21:00 | FR | 59759
2018-12-25 22:00 | FR | 58529
2018-12-25 23:00 | FR | 62619
2018-12-26 | FR | 61896
2018-12-26 01:00 | FR | 58212
2018-12-26 02:00 | FR | 57685
2018-12-26 03:00 | FR | 55795
2018-12-26 04:00 | FR | 54378
2018-12-26 05:00 | FR | 54896
2018-12-26 06:00 | FR | 57936
2018-12-26 07:00 | FR | 62029
2018-12-26 08:00 | FR | 66175
2018-12-26 09:00 | FR | 68285
2018-12-26 10:00 | FR | 70167
2018-12-26 11:00 | FR | 70539
2018-12-26 12:00 | FR | 70707
2018-12-26 13:00 | FR | 70982
2018-12-26 14:00 | FR | 67662
2018-12-26 15:00 | FR | 65257
2018-12-26 16:00 | FR | 64390
2018-12-26 17:00 | FR | 65913
2018-12-26 18:00 | FR | 71016
2018-12-26 19:00 | FR | 73448
2018-12-26 20:00 | FR | 71830
2018-12-26 21:00 | FR | 68590
2018-12-26 22:00 | FR | 66033
2018-12-26 23:00 | FR | 69247
2018-12-27 | FR | 68054
2018-12-27 01:00 | FR | 63998
2018-12-27 02:00 | FR | 63078
2018-12-27 03:00 | FR | 61221
2018-12-27 04:00 | FR | 59456
2018-12-27 05:00 | FR | 59682
2018-12-27 06:00 | FR | 62238
2018-12-27 07:00 | FR | 66190
2018-12-27 08:00 | FR | 69848
2018-12-27 09:00 | FR | 71861
2018-12-27 10:00 | FR | 73383
2018-12-27 11:00 | FR | 73697
2018-12-27 12:00 | FR | 74374
2018-12-27 13:00 | FR | 74852
2018-12-27 14:00 | FR | 71664
2018-12-27 15:00 | FR | 69211
2018-12-27 16:00 | FR | 67906
2018-12-27 17:00 | FR | 68798
2018-12-27 18:00 | FR | 73720
2018-12-27 19:00 | FR | 75757
2018-12-27 20:00 | FR | 73495
2018-12-27 21:00 | FR | 70003
2018-12-27 22:00 | FR | 67263
2018-12-27 23:00 | FR | 70214
2018-12-28 | FR | 69042
2018-12-28 01:00 | FR | 64500
2018-12-28 02:00 | FR | 63346
2018-12-28 03:00 | FR | 61061
2018-12-28 04:00 | FR | 59001
2018-12-28 05:00 | FR | 58990
2018-12-28 06:00 | FR | 61495
2018-12-28 07:00 | FR | 65482
2018-12-28 08:00 | FR | 69140
2018-12-28 09:00 | FR | 70920
2018-12-28 10:00 | FR | 72565
2018-12-28 11:00 | FR | 73034
2018-12-28 12:00 | FR | 73988
2018-12-28 13:00 | FR | 74558
2018-12-28 14:00 | FR | 71896
2018-12-28 15:00 | FR | 69519
2018-12-28 16:00 | FR | 68180
2018-12-28 17:00 | FR | 68530
2018-12-28 18:00 | FR | 73034
2018-12-28 19:00 | FR | 74827
2018-12-28 20:00 | FR | 72549
2018-12-28 21:00 | FR | 69078
2018-12-28 22:00 | FR | 66639
2018-12-28 23:00 | FR | 69645
2018-12-29 | FR | 68630
2018-12-29 01:00 | FR | 64340
2018-12-29 02:00 | FR | 63098
2018-12-29 03:00 | FR | 60487
2018-12-29 04:00 | FR | 58264
2018-12-29 05:00 | FR | 57673
2018-12-29 06:00 | FR | 58928
2018-12-29 07:00 | FR | 60928
2018-12-29 08:00 | FR | 63320
2018-12-29 09:00 | FR | 65291
2018-12-29 10:00 | FR | 67772
2018-12-29 11:00 | FR | 68709
2018-12-29 12:00 | FR | 69564
2018-12-29 13:00 | FR | 70957
2018-12-29 14:00 | FR | 67903
2018-12-29 15:00 | FR | 65290
2018-12-29 16:00 | FR | 63924
2018-12-29 17:00 | FR | 64263
2018-12-29 18:00 | FR | 68607
2018-12-29 19:00 | FR | 70722
2018-12-29 20:00 | FR | 69387
2018-12-29 21:00 | FR | 66646
2018-12-29 22:00 | FR | 64451
2018-12-29 23:00 | FR | 67725
2018-12-30 | FR | 66730
2018-12-30 01:00 | FR | 62313
2018-12-30 02:00 | FR | 61077
2018-12-30 03:00 | FR | 58330
2018-12-30 04:00 | FR | 55795
2018-12-30 05:00 | FR | 54864
2018-12-30 06:00 | FR | 55585
2018-12-30 07:00 | FR | 56855
2018-12-30 08:00 | FR | 58556
2018-12-30 09:00 | FR | 60007
2018-12-30 10:00 | FR | 62267
2018-12-30 11:00 | FR | 63637
2018-12-30 12:00 | FR | 64712
2018-12-30 13:00 | FR | 66545
2018-12-30 14:00 | FR | 62810
2018-12-30 15:00 | FR | 60194
2018-12-30 16:00 | FR | 59184
2018-12-30 17:00 | FR | 59581
2018-12-30 18:00 | FR | 63964
2018-12-30 19:00 | FR | 66789
2018-12-30 20:00 | FR | 66539
2018-12-30 21:00 | FR | 64146
2018-12-30 22:00 | FR | 61907
2018-12-30 23:00 | FR | 65146
2018-12-31 | FR | 64466
2018-12-31 01:00 | FR | 60219
2018-12-31 02:00 | FR | 59134
2018-12-31 03:00 | FR | 56595
2018-12-31 04:00 | FR | 54530
2018-12-31 05:00 | FR | 54285
2018-12-31 06:00 | FR | 56238
2018-12-31 07:00 | FR | 59204
2018-12-31 08:00 | FR | 62008
2018-12-31 09:00 | FR | 63441
2018-12-31 10:00 | FR | 65404
2018-12-31 11:00 | FR | 66163
2018-12-31 12:00 | FR | 67057
2018-12-31 13:00 | FR | 68632
2018-12-31 14:00 | FR | 66234
2018-12-31 15:00 | FR | 63962
2018-12-31 16:00 | FR | 62691
2018-12-31 17:00 | FR | 63035
2018-12-31 18:00 | FR | 66779
2018-12-31 19:00 | FR | 67276
2018-12-31 20:00 | FR | 64679
2018-12-31 21:00 | FR | 61496
2018-12-31 22:00 | FR | 59901
2018-12-31 23:00 | FR | 63977

## availability_factor
TECHNOLOGIES | AREAS | Date | availabilityFactor
HydroReservoir | FR | 2018-01-01 | 1
HydroReservoir | FR | 2018-01-01 01:00 | 1
HydroReservoir | FR | 2018-01-01 02:00 | 1
HydroReservoir | FR | 2018-01-01 03:00 | 1
HydroReservoir | FR | 2018-01-01 04:00 | 1
HydroReservoir | FR | 2018-01-01 05:00 | 1
HydroReservoir | FR | 2018-01-01 06:00 | 1
HydroReservoir | FR | 2018-01-01 07:00 | 1
HydroReservoir | FR | 2018-01-01 08:00 | 1
HydroReservoir | FR | 2018-01-01 09:00 | 1
HydroReservoir | FR | 2018-01-01 10:00 | 1
HydroReservoir | FR | 2018-01-01 11:00 | 1
HydroReservoir | FR | 2018-01-01 12:00 | 1
HydroReservoir | FR | 2018-01-01 13:00 | 1
HydroReservoir | FR | 2018-01-01 14:00 | 1
HydroReservoir | FR | 2018-01-01 15:00 | 1
HydroReservoir | FR | 2018-01-01 16:00 | 1
HydroReservoir | FR | 2018-01-01 17:00 | 1
HydroReservoir | FR | 2018-01-01 18:00 | 1
HydroReservoir | FR | 2018-01-01 19:00 | 1
HydroReservoir | FR | 2018-01-01 20:00 | 1
HydroReservoir | FR | 2018-01-01 21:00 | 1
HydroReservoir | FR | 2018-01-01 22:00 | 1
HydroReservoir | FR | 2018-01-01 23:00 | 1
HydroReservoir | FR | 2018-01-02 | 1
HydroReservoir | FR | 2018-01-02 01:00 | 1
HydroReservoir | FR | 2018-01-02 02:00 | 1
HydroReservoir | FR | 2018-01-02 03:00 | 1
HydroReservoir | FR | 2018-01-02 04:00 | 1
HydroReservoir | FR | 2018-01-02 05:00 | 1
HydroReservoir | FR | 2018-01-02 06:00 | 1
HydroReservoir | FR | 2018-01-02 07:00 | 1
HydroReservoir | FR | 2018-01-02 08:00 | 1
HydroReservoir | FR | 2018-01-02 09:00 | 1
HydroReservoir | FR | 2018-01-02 10:00 | 1
HydroReservoir | FR | 2018-01-02 11:00 | 1
HydroReservoir | FR | 2018-01-02 12:00 | 1
HydroReservoir | FR | 2018-01-02 13:00 | 1
HydroReservoir | FR | 2018-01-02 14:00 | 1
HydroReservoir | FR | 2018-01-02 15:00 | 1
HydroReservoir | FR | 2018-01-02 16:00 | 1
HydroReservoir | FR | 2018-01-02 17:00 | 1
HydroReservoir | FR | 2018-01-02 18:00 | 1
HydroReservoir | FR | 2018-01-02 19:00 | 1
HydroReservoir | FR | 2018-01-02 20:00 | 1
HydroReservoir | FR | 2018-01-02 21:00 | 1
HydroReservoir | FR | 2018-01-02 22:00 | 1
HydroReservoir | FR | 2018-01-02 23:00 | 1
HydroReservoir | FR | 2018-01-03 | 1
HydroReservoir | FR | 2018-01-03 01:00 | 1
HydroReservoir | FR | 2018-01-03 02:00 | 1
HydroReservoir | FR | 2018-01-03 03:00 | 1
HydroReservoir | FR | 2018-01-03 04:00 | 1
HydroReservoir | FR | 2018-01-03 05:00 | 1
HydroReservoir | FR | 2018-01-03 06:00 | 1
HydroReservoir | FR | 2018-01-03 07:00 | 1
HydroReservoir | FR | 2018-01-03 08:00 | 1
HydroReservoir | FR | 2018-01-03 09:00 | 1
HydroReservoir | FR | 2018-01-03 10:00 | 1
HydroReservoir | FR | 2018-01-03 11:00 | 1
HydroReservoir | FR | 2018-01-03 12:00 | 1
HydroReservoir | FR | 2018-01-03 13:00 | 1
HydroReservoir | FR | 2018-01-03 14:00 | 1
HydroReservoir | FR | 2018-01-03 15:00 | 1
HydroReservoir | FR | 2018-01-03 16:00 | 1
HydroReservoir | FR | 2018-01-03 17:00 | 1
HydroReservoir | FR | 2018-01-03 18:00 | 1
HydroReservoir | FR | 2018-01-03 19:00 | 1
HydroReservoir | FR | 2018-01-03 20:00 | 1
HydroReservoir | FR | 2018-01-03 21:00 | 1
HydroReservoir | FR | 2018-01-03 22:00 | 1
HydroReservoir | FR | 2018-01-03 23:00 | 1
HydroReservoir | FR | 2018-01-04 | 1
HydroReservoir | FR | 2018-01-04 01:00 | 1
HydroReservoir | FR | 2018-01-04 02:00 | 1
HydroReservoir | FR | 2018-01-04 03:00 | 1
HydroReservoir | FR | 2018-01-04 04:00 | 1
HydroReservoir | FR | 2018-01-04 05:00 | 1
HydroReservoir | FR | 2018-01-04 06:00 | 1
HydroReservoir | FR | 2018-01-04 07:00 | 1
HydroReservoir | FR | 2018-01-04 08:00 | 1
HydroReservoir | FR | 2018-01-04 09:00 | 1
HydroReservoir | FR | 2018-01-04 10:00 | 1
HydroReservoir | FR | 2018-01-04 11:00 | 1
HydroReservoir | FR | 2018-01-04 12:00 | 1
HydroReservoir | FR | 2018-01-04 13:00 | 1
HydroReservoir | FR | 2018-01-04 14:00 | 1
HydroReservoir | FR | 2018-01-04 15:00 | 1
HydroReservoir | FR | 2018-01-04 16:00 | 1
HydroReservoir | FR | 2018-01-04 17:00 | 1
HydroReservoir | FR | 2018-01-04 18:00 | 1
HydroReservoir | FR | 2018-01-04 19:00 | 1
HydroReservoir | FR | 2018-01-04 20:00 | 1
HydroReservoir | FR | 2018-01-04 21:00 | 1
HydroReservoir | FR | 2018-01-04 22:00 | 1
HydroReservoir | FR | 2018-01-04 23:00 | 1
HydroReservoir | FR | 2018-01-05 | 1
HydroReservoir | FR | 2018-01-05 01:00 | 1
HydroReservoir | FR | 2018-01-05 02:00 | 1
HydroReservoir | FR | 2018-01-05 03:00 | 1
HydroReservoir | FR | 2018-01-05 04:00 | 1
HydroReservoir | FR | 2018-01-05 05:00 | 1
HydroReservoir | FR | 2018-01-05 06:00 | 1
HydroReservoir | FR | 2018-01-05 07:00 | 1
HydroReservoir | FR | 2018-01-05 08:00 | 1
HydroReservoir | FR | 2018-01-05 09:00 | 1
HydroReservoir | FR | 2018-01-05 10:00 | 1
HydroReservoir | FR | 2018-01-05 11:00 | 1
HydroReservoir | FR | 2018-01-05 12:00 | 1
HydroReservoir | FR | 2018-01-05 13:00 | 1
HydroReservoir | FR | 2018-01-05 14:00 | 1
HydroReservoir | FR | 2018-01-05 15:00 | 1
HydroReservoir | FR | 2018-01-05 16:00 | 1
HydroReservoir | FR | 2018-01-05 17:00 | 1
HydroReservoir | FR | 2018-01-05 18:00 | 1
HydroReservoir | FR | 2018-01-05 19:00 | 1
HydroReservoir | FR | 2018-01-05 20:00 | 1
HydroReservoir | FR | 2018-01-05 21:00 | 1
HydroReservoir | FR | 2018-01-05 22:00 | 1
HydroReservoir | FR | 2018-01-05 23:00 | 1
HydroReservoir | FR | 2018-01-06 | 0.98834
HydroReservoir | FR | 2018-01-06 01:00 | 0.98834
HydroReservoir | FR | 2018-01-06 02:00 | 0.98834
HydroReservoir | FR | 2018-01-06 03:00 | 0.98834
HydroReservoir | FR | 2018-01-06 04:00 | 0.98834
HydroReservoir | FR | 2018-01-06 05:00 | 0.98834
HydroReservoir | FR | 2018-01-06 06:00 | 0.98834
HydroReservoir | FR | 2018-01-06 07:00 | 0.98834
HydroReservoir | FR | 2018-01-06 08:00 | 0.98834
HydroReservoir | FR | 2018-01-06 09:00 | 0.98834
HydroReservoir | FR | 2018-01-06 10:00 | 0.98834
HydroReservoir | FR | 2018-01-06 11:00 | 0.98834
HydroReservoir | FR | 2018-01-06 12:00 | 0.98834
HydroReservoir | FR | 2018-01-06 13:00 | 0.98834
HydroReservoir | FR | 2018-01-06 14:00 | 1
HydroReservoir | FR | 2018-01-06 15:00 | 1
HydroReservoir | FR | 2018-01-06 16:00 | 1
HydroReservoir | FR | 2018-01-06 17:00 | 1
HydroReservoir | FR | 2018-01-06 18:00 | 1
HydroReservoir | FR | 2018-01-06 19:00 | 1
HydroReservoir | FR | 2018-01-06 20:00 | 1
HydroReservoir | FR | 2018-01-06 21:00 | 1
HydroReservoir | FR | 2018-01-06 22:00 | 1
HydroReservoir | FR | 2018-01-06 23:00 | 1
HydroReservoir | FR | 2018-01-07 | 1
HydroReservoir | FR | 2018-01-07 01:00 | 1
HydroReservoir | FR | 2018-01-07 02:00 | 1
HydroReservoir | FR | 2018-01-07 03:00 | 1
HydroReservoir | FR | 2018-01-07 04:00 | 1
HydroReservoir | FR | 2018-01-07 05:00 | 1
HydroReservoir | FR | 2018-01-07 06:00 | 1
HydroReservoir | FR | 2018-01-07 07:00 | 1
HydroReservoir | FR | 2018-01-07 08:00 | 1
HydroReservoir | FR | 2018-01-07 09:00 | 1
HydroReservoir | FR | 2018-01-07 10:00 | 1
HydroReservoir | FR | 2018-01-07 11:00 | 1
HydroReservoir | FR | 2018-01-07 12:00 | 1
HydroReservoir | FR | 2018-01-07 13:00 | 1
HydroReservoir | FR | 2018-01-07 14:00 | 1
HydroReservoir | FR | 2018-01-07 15:00 | 1
HydroReservoir | FR | 2018-01-07 16:00 | 1
HydroReservoir | FR | 2018-01-07 17:00 | 1
HydroReservoir | FR | 2018-01-07 18:00 | 1
HydroReservoir | FR | 2018-01-07 19:00 | 1
HydroReservoir | FR | 2018-01-07 20:00 | 1
HydroReservoir | FR | 2018-01-07 21:00 | 1
HydroReservoir | FR | 2018-01-07 22:00 | 1
HydroReservoir | FR | 2018-01-07 23:00 | 1
HydroReservoir | FR | 2018-01-08 | 1
HydroReservoir | FR | 2018-01-08 01:00 | 1
HydroReservoir | FR | 2018-01-08 02:00 | 1
HydroReservoir | FR | 2018-01-08 03:00 | 1
HydroReservoir | FR | 2018-01-08 04:00 | 1
HydroReservoir | FR | 2018-01-08 05:00 | 1
HydroReservoir | FR | 2018-01-08 06:00 | 1
HydroReservoir | FR | 2018-01-08 07:00 | 1
HydroReservoir | FR | 2018-01-08 08:00 | 1
HydroReservoir | FR | 2018-01-08 09:00 | 1
HydroReservoir | FR | 2018-01-08 10:00 | 1
HydroReservoir | FR | 2018-01-08 11:00 | 1
HydroReservoir | FR | 2018-01-08 12:00 | 1
HydroReservoir | FR | 2018-01-08 13:00 | 1
HydroReservoir | FR | 2018-01-08 14:00 | 0.99102
HydroReservoir | FR | 2018-01-08 15:00 | 0.99102
HydroReservoir | FR | 2018-01-08 16:00 | 1
HydroReservoir | FR | 2018-01-08 17:00 | 1
HydroReservoir | FR | 2018-01-08 18:00 | 1
HydroReservoir | FR | 2018-01-08 19:00 | 1
HydroReservoir | FR | 2018-01-08 20:00 | 1
HydroReservoir | FR | 2018-01-08 21:00 | 1
HydroReservoir | FR | 2018-01-08 22:00 | 1
HydroReservoir | FR | 2018-01-08 23:00 | 1
HydroReservoir | FR | 2018-01-09 | 1
HydroReservoir | FR | 2018-01-09 01:00 | 1
HydroReservoir | FR | 2018-01-09 02:00 | 1
HydroReservoir | FR | 2018-01-09 03:00 | 0.97307
HydroReservoir | FR | 2018-01-09 04:00 | 0.97307
HydroReservoir | FR | 2018-01-09 05:00 | 0.97307
HydroReservoir | FR | 2018-01-09 06:00 | 1
HydroReservoir | FR | 2018-01-09 07:00 | 1
HydroReservoir | FR | 2018-01-09 08:00 | 0.98834
HydroReservoir | FR | 2018-01-09 09:00 | 0.98834
HydroReservoir | FR | 2018-01-09 10:00 | 0.98834
HydroReservoir | FR | 2018-01-09 11:00 | 0.98834
HydroReservoir | FR | 2018-01-09 12:00 | 0.98834
HydroReservoir | FR | 2018-01-09 13:00 | 0.98834
HydroReservoir | FR | 2018-01-09 14:00 | 0.98834
HydroReservoir | FR | 2018-01-09 15:00 | 0.98834
HydroReservoir | FR | 2018-01-09 16:00 | 0.98834
HydroReservoir | FR | 2018-01-09 17:00 | 0.98834
HydroReservoir | FR | 2018-01-09 18:00 | 0.98834
HydroReservoir | FR | 2018-01-09 19:00 | 0.98834
HydroReservoir | FR | 2018-01-09 20:00 | 0.98834
HydroReservoir | FR | 2018-01-09 21:00 | 0.97937
HydroReservoir | FR | 2018-01-09 22:00 | 0.97937
HydroReservoir | FR | 2018-01-09 23:00 | 0.97937
HydroReservoir | FR | 2018-01-10 | 0.97937
HydroReservoir | FR | 2018-01-10 01:00 | 0.97937
HydroReservoir | FR | 2018-01-10 02:00 | 0.97937
HydroReservoir | FR | 2018-01-10 03:00 | 0.97937
HydroReservoir | FR | 2018-01-10 04:00 | 0.98834
HydroReservoir | FR | 2018-01-10 05:00 | 0.98834
HydroReservoir | FR | 2018-01-10 06:00 | 0.98834
HydroReservoir | FR | 2018-01-10 07:00 | 0.98834
HydroReservoir | FR | 2018-01-10 08:00 | 0.98834
HydroReservoir | FR | 2018-01-10 09:00 | 0.98834
HydroReservoir | FR | 2018-01-10 10:00 | 0.98834
HydroReservoir | FR | 2018-01-10 11:00 | 0.98834
HydroReservoir | FR | 2018-01-10 12:00 | 0.98834
HydroReservoir | FR | 2018-01-10 13:00 | 0.98834
HydroReservoir | FR | 2018-01-10 14:00 | 0.98834
HydroReservoir | FR | 2018-01-10 15:00 | 0.98834
HydroReservoir | FR | 2018-01-10 16:00 | 0.98834
HydroReservoir | FR | 2018-01-10 17:00 | 0.98834
HydroReservoir | FR | 2018-01-10 18:00 | 0.98834
HydroReservoir | FR | 2018-01-10 19:00 | 0.98834
HydroReservoir | FR | 2018-01-10 20:00 | 0.98834
HydroReservoir | FR | 2018-01-10 21:00 | 0.98834
HydroReservoir | FR | 2018-01-10 22:00 | 0.98834
HydroReservoir | FR | 2018-01-10 23:00 | 0.98834
HydroReservoir | FR | 2018-01-11 | 0.98834
HydroReservoir | FR | 2018-01-11 01:00 | 0.98834
HydroReservoir | FR | 2018-01-11 02:00 | 0.98834
HydroReservoir | FR | 2018-01-11 03:00 | 0.98834
HydroReservoir | FR | 2018-01-11 04:00 | 0.98834
HydroReservoir | FR | 2018-01-11 05:00 | 0.98834
HydroReservoir | FR | 2018-01-11 06:00 | 0.98834
HydroReservoir | FR | 2018-01-11 07:00 | 0.97668
HydroReservoir | FR | 2018-01-11 08:00 | 0.97668
HydroReservoir | FR | 2018-01-11 09:00 | 0.98834
HydroReservoir | FR | 2018-01-11 10:00 | 0.98834
HydroReservoir | FR | 2018-01-11 11:00 | 0.98834
HydroReservoir | FR | 2018-01-11 12:00 | 1
HydroReservoir | FR | 2018-01-11 13:00 | 1
HydroReservoir | FR | 2018-01-11 14:00 | 1
HydroReservoir | FR | 2018-01-11 15:00 | 1
HydroReservoir | FR | 2018-01-11 16:00 | 1
HydroReservoir | FR | 2018-01-11 17:00 | 1
HydroReservoir | FR | 2018-01-11 18:00 | 1
HydroReservoir | FR | 2018-01-11 19:00 | 1
HydroReservoir | FR | 2018-01-11 20:00 | 1
HydroReservoir | FR | 2018-01-11 21:00 | 1
HydroReservoir | FR | 2018-01-11 22:00 | 1
HydroReservoir | FR | 2018-01-11 23:00 | 1
HydroReservoir | FR | 2018-01-12 | 1
HydroReservoir | FR | 2018-01-12 01:00 | 1
HydroReservoir | FR | 2018-01-12 02:00 | 1
HydroReservoir | FR | 2018-01-12 03:00 | 1
HydroReservoir | FR | 2018-01-12 04:00 | 1
HydroReservoir | FR | 2018-01-12 05:00 | 1
HydroReservoir | FR | 2018-01-12 06:00 | 1
HydroReservoir | FR | 2018-01-12 07:00 | 1
HydroReservoir | FR | 2018-01-12 08:00 | 1
HydroReservoir | FR | 2018-01-12 09:00 | 1
HydroReservoir | FR | 2018-01-12 10:00 | 1
HydroReservoir | FR | 2018-01-12 11:00 | 1
HydroReservoir | FR | 2018-01-12 12:00 | 1
HydroReservoir | FR | 2018-01-12 13:00 | 1
HydroReservoir | FR | 2018-01-12 14:00 | 1
HydroReservoir | FR | 2018-01-12 15:00 | 1
HydroReservoir | FR | 2018-01-12 16:00 | 1
HydroReservoir | FR | 2018-01-12 17:00 | 1
HydroReservoir | FR | 2018-01-12 18:00 | 1
HydroReservoir | FR | 2018-01-12 19:00 | 1
HydroReservoir | FR | 2018-01-12 20:00 | 1
HydroReservoir | FR | 2018-01-12 21:00 | 1
HydroReservoir | FR | 2018-01-12 22:00 | 1
HydroReservoir | FR | 2018-01-12 23:00 | 1
HydroReservoir | FR | 2018-01-13 | 1
HydroReservoir | FR | 2018-01-13 01:00 | 1
HydroReservoir | FR | 2018-01-13 02:00 | 1
HydroReservoir | FR | 2018-01-13 03:00 | 1
HydroReservoir | FR | 2018-01-13 04:00 | 1
HydroReservoir | FR | 2018-01-13 05:00 | 1
HydroReservoir | FR | 2018-01-13 06:00 | 1
HydroReservoir | FR | 2018-01-13 07:00 | 1
HydroReservoir | FR | 2018-01-13 08:00 | 1
HydroReservoir | FR | 2018-01-13 09:00 | 1
HydroReservoir | FR | 2018-01-13 10:00 | 1
HydroReservoir | FR | 2018-01-13 11:00 | 1
HydroReservoir | FR | 2018-01-13 12:00 | 1
HydroReservoir | FR | 2018-01-13 13:00 | 1
HydroReservoir | FR | 2018-01-13 14:00 | 1
HydroReservoir | FR | 2018-01-13 15:00 | 1
HydroReservoir | FR | 2018-01-13 16:00 | 1
HydroReservoir | FR | 2018-01-13 17:00 | 1
HydroReservoir | FR | 2018-01-13 18:00 | 1
HydroReservoir | FR | 2018-01-13 19:00 | 1
HydroReservoir | FR | 2018-01-13 20:00 | 1
HydroReservoir | FR | 2018-01-13 21:00 | 1
HydroReservoir | FR | 2018-01-13 22:00 | 1
HydroReservoir | FR | 2018-01-13 23:00 | 1
HydroReservoir | FR | 2018-01-14 | 1
HydroReservoir | FR | 2018-01-14 01:00 | 1
HydroReservoir | FR | 2018-01-14 02:00 | 1
HydroReservoir | FR | 2018-01-14 03:00 | 1
HydroReservoir | FR | 2018-01-14 04:00 | 1
HydroReservoir | FR | 2018-01-14 05:00 | 1
HydroReservoir | FR | 2018-01-14 06:00 | 1
HydroReservoir | FR | 2018-01-14 07:00 | 1
HydroReservoir | FR | 2018-01-14 08:00 | 1
HydroReservoir | FR | 2018-01-14 09:00 | 1
HydroReservoir | FR | 2018-01-14 10:00 | 1
HydroReservoir | FR | 2018-01-14 11:00 | 1
HydroReservoir | FR | 2018-01-14 12:00 | 1
HydroReservoir | FR | 2018-01-14 13:00 | 1
HydroReservoir | FR | 2018-01-14 14:00 | 1
HydroReservoir | FR | 2018-01-14 15:00 | 1
HydroReservoir | FR | 2018-01-14 16:00 | 1
HydroReservoir | FR | 2018-01-14 17:00 | 1
HydroReservoir | FR | 2018-01-14 18:00 | 1
HydroReservoir | FR | 2018-01-14 19:00 | 1
HydroReservoir | FR | 2018-01-14 20:00 | 1
HydroReservoir | FR | 2018-01-14 21:00 | 1
HydroReservoir | FR | 2018-01-14 22:00 | 1
HydroReservoir | FR | 2018-01-14 23:00 | 1
HydroReservoir | FR | 2018-01-15 | 1
HydroReservoir | FR | 2018-01-15 01:00 | 1
HydroReservoir | FR | 2018-01-15 02:00 | 1
HydroReservoir | FR | 2018-01-15 03:00 | 1
HydroReservoir | FR | 2018-01-15 04:00 | 1
HydroReservoir | FR | 2018-01-15 05:00 | 1
HydroReservoir | FR | 2018-01-15 06:00 | 1
HydroReservoir | FR | 2018-01-15 07:00 | 1
HydroReservoir | FR | 2018-01-15 08:00 | 1
HydroReservoir | FR | 2018-01-15 09:00 | 1
HydroReservoir | FR | 2018-01-15 10:00 | 1
HydroReservoir | FR | 2018-01-15 11:00 | 1
HydroReservoir | FR | 2018-01-15 12:00 | 1
HydroReservoir | FR | 2018-01-15 13:00 | 1
HydroReservoir | FR | 2018-01-15 14:00 | 1
HydroReservoir | FR | 2018-01-15 15:00 | 1
HydroReservoir | FR | 2018-01-15 16:00 | 1
HydroReservoir | FR | 2018-01-15 17:00 | 1
HydroReservoir | FR | 2018-01-15 18:00 | 1
HydroReservoir | FR | 2018-01-15 19:00 | 1
HydroReservoir | FR | 2018-01-15 20:00 | 1
HydroReservoir | FR | 2018-01-15 21:00 | 1
HydroReservoir | FR | 2018-01-15 22:00 | 1
HydroReservoir | FR | 2018-01-15 23:00 | 0.97902
HydroReservoir | FR | 2018-01-16 | 0.97902
HydroReservoir | FR | 2018-01-16 01:00 | 0.97902
HydroReservoir | FR | 2018-01-16 02:00 | 0.97902
HydroReservoir | FR | 2018-01-16 03:00 | 0.97902
HydroReservoir | FR | 2018-01-16 04:00 | 0.97902
HydroReservoir | FR | 2018-01-16 05:00 | 0.97902
HydroReservoir | FR | 2018-01-16 06:00 | 0.97902
HydroReservoir | FR | 2018-01-16 07:00 | 0.97902
HydroReservoir | FR | 2018-01-16 08:00 | 1
HydroReservoir | FR | 2018-01-16 09:00 | 1
HydroReservoir | FR | 2018-01-16 10:00 | 1
HydroReservoir | FR | 2018-01-16 11:00 | 1
HydroReservoir | FR | 2018-01-16 12:00 | 1
HydroReservoir | FR | 2018-01-16 13:00 | 1
HydroReservoir | FR | 2018-01-16 14:00 | 1
HydroReservoir | FR | 2018-01-16 15:00 | 1
HydroReservoir | FR | 2018-01-16 16:00 | 1
HydroReservoir | FR | 2018-01-16 17:00 | 1
HydroReservoir | FR | 2018-01-16 18:00 | 1
HydroReservoir | FR | 2018-01-16 19:00 | 1
HydroReservoir | FR | 2018-01-16 20:00 | 1
HydroReservoir | FR | 2018-01-16 21:00 | 1
HydroReservoir | FR | 2018-01-16 22:00 | 1
HydroReservoir | FR | 2018-01-16 23:00 | 1
HydroReservoir | FR | 2018-01-17 | 1
HydroReservoir | FR | 2018-01-17 01:00 | 1
HydroReservoir | FR | 2018-01-17 02:00 | 1
HydroReservoir | FR | 2018-01-17 03:00 | 1
HydroReservoir | FR | 2018-01-17 04:00 | 1
HydroReservoir | FR | 2018-01-17 05:00 | 1
HydroReservoir | FR | 2018-01-17 06:00 | 1
HydroReservoir | FR | 2018-01-17 07:00 | 1
HydroReservoir | FR | 2018-01-17 08:00 | 1
HydroReservoir | FR | 2018-01-17 09:00 | 1
HydroReservoir | FR | 2018-01-17 10:00 | 1
HydroReservoir | FR | 2018-01-17 11:00 | 1
HydroReservoir | FR | 2018-01-17 12:00 | 1
HydroReservoir | FR | 2018-01-17 13:00 | 1
HydroReservoir | FR | 2018-01-17 14:00 | 0.98298
HydroReservoir | FR | 2018-01-17 15:00 | 0.98298
HydroReservoir | FR | 2018-01-17 16:00 | 0.98298
HydroReservoir | FR | 2018-01-17 17:00 | 0.98298
HydroReservoir | FR | 2018-01-17 18:00 | 0.98298
HydroReservoir | FR | 2018-01-17 19:00 | 0.98298
HydroReservoir | FR | 2018-01-17 20:00 | 0.98298
HydroReservoir | FR | 2018-01-17 21:00 | 0.98298
HydroReservoir | FR | 2018-01-17 22:00 | 0.98298
HydroReservoir | FR | 2018-01-17 23:00 | 0.98298
HydroReservoir | FR | 2018-01-18 | 0.98298
HydroReservoir | FR | 2018-01-18 01:00 | 0.98298
HydroReservoir | FR | 2018-01-18 02:00 | 0.98298
HydroReservoir | FR | 2018-01-18 03:00 | 0.98298
HydroReservoir | FR | 2018-01-18 04:00 | 0.98298
HydroReservoir | FR | 2018-01-18 05:00 | 0.98298
HydroReservoir | FR | 2018-01-18 06:00 | 0.98298
HydroReservoir | FR | 2018-01-18 07:00 | 0.98298
HydroReservoir | FR | 2018-01-18 08:00 | 0.98298
HydroReservoir | FR | 2018-01-18 09:00 | 0.98298
HydroReservoir | FR | 2018-01-18 10:00 | 0.98298
HydroReservoir | FR | 2018-01-18 11:00 | 0.98298
HydroReservoir | FR | 2018-01-18 12:00 | 1
HydroReservoir | FR | 2018-01-18 13:00 | 1
HydroReservoir | FR | 2018-01-18 14:00 | 1
HydroReservoir | FR | 2018-01-18 15:00 | 1
HydroReservoir | FR | 2018-01-18 16:00 | 1
HydroReservoir | FR | 2018-01-18 17:00 | 1
HydroReservoir | FR | 2018-01-18 18:00 | 1
HydroReservoir | FR | 2018-01-18 19:00 | 1
HydroReservoir | FR | 2018-01-18 20:00 | 1
HydroReservoir | FR | 2018-01-18 21:00 | 1
HydroReservoir | FR | 2018-01-18 22:00 | 1
HydroReservoir | FR | 2018-01-18 23:00 | 1
HydroReservoir | FR | 2018-01-19 | 1
HydroReservoir | FR | 2018-01-19 01:00 | 1
HydroReservoir | FR | 2018-01-19 02:00 | 1
HydroReservoir | FR | 2018-01-19 03:00 | 1
HydroReservoir | FR | 2018-01-19 04:00 | 1
HydroReservoir | FR | 2018-01-19 05:00 | 1
HydroReservoir | FR | 2018-01-19 06:00 | 1
HydroReservoir | FR | 2018-01-19 07:00 | 1
HydroReservoir | FR | 2018-01-19 08:00 | 1
HydroReservoir | FR | 2018-01-19 09:00 | 1
HydroReservoir | FR | 2018-01-19 10:00 | 1
HydroReservoir | FR | 2018-01-19 11:00 | 1
HydroReservoir | FR | 2018-01-19 12:00 | 1
HydroReservoir | FR | 2018-01-19 13:00 | 1
HydroReservoir | FR | 2018-01-19 14:00 | 1
HydroReservoir | FR | 2018-01-19 15:00 | 1
HydroReservoir | FR | 2018-01-19 16:00 | 1
HydroReservoir | FR | 2018-01-19 17:00 | 1
HydroReservoir | FR | 2018-01-19 18:00 | 1
HydroReservoir | FR | 2018-01-19 19:00 | 1
HydroReservoir | FR | 2018-01-19 20:00 | 1
HydroReservoir | FR | 2018-01-19 21:00 | 1
HydroReservoir | FR | 2018-01-19 22:00 | 1
HydroReservoir | FR | 2018-01-19 23:00 | 1
HydroReservoir | FR | 2018-01-20 | 1
HydroReservoir | FR | 2018-01-20 01:00 | 1
HydroReservoir | FR | 2018-01-20 02:00 | 1
HydroReservoir | FR | 2018-01-20 03:00 | 1
HydroReservoir | FR | 2018-01-20 04:00 | 1
HydroReservoir | FR | 2018-01-20 05:00 | 1
HydroReservoir | FR | 2018-01-20 06:00 | 1
HydroReservoir | FR | 2018-01-20 07:00 | 1
HydroReservoir | FR | 2018-01-20 08:00 | 1
HydroReservoir | FR | 2018-01-20 09:00 | 1
HydroReservoir | FR | 2018-01-20 10:00 | 1
HydroReservoir | FR | 2018-01-20 11:00 | 1
HydroReservoir | FR | 2018-01-20 12:00 | 1
HydroReservoir | FR | 2018-01-20 13:00 | 1
HydroReservoir | FR | 2018-01-20 14:00 | 1
HydroReservoir | FR | 2018-01-20 15:00 | 1
HydroReservoir | FR | 2018-01-20 16:00 | 1
HydroReservoir | FR | 2018-01-20 17:00 | 1
HydroReservoir | FR | 2018-01-20 18:00 | 1
HydroReservoir | FR | 2018-01-20 19:00 | 1
HydroReservoir | FR | 2018-01-20 20:00 | 1
HydroReservoir | FR | 2018-01-20 21:00 | 1
HydroReservoir | FR | 2018-01-20 22:00 | 1
HydroReservoir | FR | 2018-01-20 23:00 | 1
HydroReservoir | FR | 2018-01-21 | 1
HydroReservoir | FR | 2018-01-21 01:00 | 1
HydroReservoir | FR | 2018-01-21 02:00 | 1
HydroReservoir | FR | 2018-01-21 03:00 | 1
HydroReservoir | FR | 2018-01-21 04:00 | 1
HydroReservoir | FR | 2018-01-21 05:00 | 1
HydroReservoir | FR | 2018-01-21 06:00 | 1
HydroReservoir | FR | 2018-01-21 07:00 | 1
HydroReservoir | FR | 2018-01-21 08:00 | 1
HydroReservoir | FR | 2018-01-21 09:00 | 1
HydroReservoir | FR | 2018-01-21 10:00 | 1
HydroReservoir | FR | 2018-01-21 11:00 | 1
HydroReservoir | FR | 2018-01-21 12:00 | 1
HydroReservoir | FR | 2018-01-21 13:00 | 1
HydroReservoir | FR | 2018-01-21 14:00 | 1
HydroReservoir | FR | 2018-01-21 15:00 | 1
HydroReservoir | FR | 2018-01-21 16:00 | 1
HydroReservoir | FR | 2018-01-21 17:00 | 1
HydroReservoir | FR | 2018-01-21 18:00 | 1
HydroReservoir | FR | 2018-01-21 19:00 | 1
HydroReservoir | FR | 2018-01-21 20:00 | 1
HydroReservoir | FR | 2018-01-21 21:00 | 1
HydroReservoir | FR | 2018-01-21 22:00 | 1
HydroReservoir | FR | 2018-01-21 23:00 | 1
HydroReservoir | FR | 2018-01-22 | 1
HydroReservoir | FR | 2018-01-22 01:00 | 1
HydroReservoir | FR | 2018-01-22 02:00 | 1
HydroReservoir | FR | 2018-01-22 03:00 | 1
HydroReservoir | FR | 2018-01-22 04:00 | 1
HydroReservoir | FR | 2018-01-22 05:00 | 1
HydroReservoir | FR | 2018-01-22 06:00 | 1
HydroReservoir | FR | 2018-01-22 07:00 | 1
HydroReservoir | FR | 2018-01-22 08:00 | 1
HydroReservoir | FR | 2018-01-22 09:00 | 1
HydroReservoir | FR | 2018-01-22 10:00 | 1
HydroReservoir | FR | 2018-01-22 11:00 | 1
HydroReservoir | FR | 2018-01-22 12:00 | 0.96538
HydroReservoir | FR | 2018-01-22 13:00 | 0.9557
HydroReservoir | FR | 2018-01-22 14:00 | 0.9557
HydroReservoir | FR | 2018-01-22 15:00 | 0.9557
HydroReservoir | FR | 2018-01-22 16:00 | 0.9557
HydroReservoir | FR | 2018-01-22 17:00 | 0.9557
HydroReservoir | FR | 2018-01-22 18:00 | 0.99032
HydroReservoir | FR | 2018-01-22 19:00 | 0.99032
HydroReservoir | FR | 2018-01-22 20:00 | 0.99032
HydroReservoir | FR | 2018-01-22 21:00 | 0.99032
HydroReservoir | FR | 2018-01-22 22:00 | 0.99032
HydroReservoir | FR | 2018-01-22 23:00 | 0.99032
HydroReservoir | FR | 2018-01-23 | 0.99032
HydroReservoir | FR | 2018-01-23 01:00 | 0.99032
HydroReservoir | FR | 2018-01-23 02:00 | 0.99032
HydroReservoir | FR | 2018-01-23 03:00 | 0.99032
HydroReservoir | FR | 2018-01-23 04:00 | 0.99032
HydroReservoir | FR | 2018-01-23 05:00 | 0.99032
HydroReservoir | FR | 2018-01-23 06:00 | 0.99032
HydroReservoir | FR | 2018-01-23 07:00 | 0.99032
HydroReservoir | FR | 2018-01-23 08:00 | 0.99032
HydroReservoir | FR | 2018-01-23 09:00 | 0.9747
HydroReservoir | FR | 2018-01-23 10:00 | 0.9747
HydroReservoir | FR | 2018-01-23 11:00 | 0.9747
HydroReservoir | FR | 2018-01-23 12:00 | 0.91875
HydroReservoir | FR | 2018-01-23 13:00 | 0.91875
HydroReservoir | FR | 2018-01-23 14:00 | 0.91875
HydroReservoir | FR | 2018-01-23 15:00 | 0.91875
HydroReservoir | FR | 2018-01-23 16:00 | 0.91875
HydroReservoir | FR | 2018-01-23 17:00 | 1
HydroReservoir | FR | 2018-01-23 18:00 | 1
HydroReservoir | FR | 2018-01-23 19:00 | 1
HydroReservoir | FR | 2018-01-23 20:00 | 1
HydroReservoir | FR | 2018-01-23 21:00 | 1
HydroReservoir | FR | 2018-01-23 22:00 | 1
HydroReservoir | FR | 2018-01-23 23:00 | 1
HydroReservoir | FR | 2018-01-24 | 1
HydroReservoir | FR | 2018-01-24 01:00 | 1
HydroReservoir | FR | 2018-01-24 02:00 | 1
HydroReservoir | FR | 2018-01-24 03:00 | 1
HydroReservoir | FR | 2018-01-24 04:00 | 1
HydroReservoir | FR | 2018-01-24 05:00 | 1
HydroReservoir | FR | 2018-01-24 06:00 | 1
HydroReservoir | FR | 2018-01-24 07:00 | 0.94404
HydroReservoir | FR | 2018-01-24 08:00 | 0.93239
HydroReservoir | FR | 2018-01-24 09:00 | 0.93239
HydroReservoir | FR | 2018-01-24 10:00 | 0.93239
HydroReservoir | FR | 2018-01-24 11:00 | 0.93239
HydroReservoir | FR | 2018-01-24 12:00 | 0.95838
HydroReservoir | FR | 2018-01-24 13:00 | 0.95838
HydroReservoir | FR | 2018-01-24 14:00 | 0.95838
HydroReservoir | FR | 2018-01-24 15:00 | 0.95838
HydroReservoir | FR | 2018-01-24 16:00 | 0.95838
HydroReservoir | FR | 2018-01-24 17:00 | 0.95838
HydroReservoir | FR | 2018-01-24 18:00 | 1
HydroReservoir | FR | 2018-01-24 19:00 | 1
HydroReservoir | FR | 2018-01-24 20:00 | 1
HydroReservoir | FR | 2018-01-24 21:00 | 1
HydroReservoir | FR | 2018-01-24 22:00 | 1
HydroReservoir | FR | 2018-01-24 23:00 | 1
HydroReservoir | FR | 2018-01-25 | 1
HydroReservoir | FR | 2018-01-25 01:00 | 1
HydroReservoir | FR | 2018-01-25 02:00 | 0.94404
HydroReservoir | FR | 2018-01-25 03:00 | 0.94404
HydroReservoir | FR | 2018-01-25 04:00 | 0.94404
HydroReservoir | FR | 2018-01-25 05:00 | 1
HydroReservoir | FR | 2018-01-25 06:00 | 1
HydroReservoir | FR | 2018-01-25 07:00 | 0.93192
HydroReservoir | FR | 2018-01-25 08:00 | 0.87596
HydroReservoir | FR | 2018-01-25 09:00 | 0.94404
HydroReservoir | FR | 2018-01-25 10:00 | 0.95495
HydroReservoir | FR | 2018-01-25 11:00 | 0.974
HydroReservoir | FR | 2018-01-25 12:00 | 0.93239
HydroReservoir | FR | 2018-01-25 13:00 | 0.93239
HydroReservoir | FR | 2018-01-25 14:00 | 0.98834
HydroReservoir | FR | 2018-01-25 15:00 | 0.98834
HydroReservoir | FR | 2018-01-25 16:00 | 0.98834
HydroReservoir | FR | 2018-01-25 17:00 | 0.98834
HydroReservoir | FR | 2018-01-25 18:00 | 0.98834
HydroReservoir | FR | 2018-01-25 19:00 | 0.98834
HydroReservoir | FR | 2018-01-25 20:00 | 0.98834
HydroReservoir | FR | 2018-01-25 21:00 | 0.98834
HydroReservoir | FR | 2018-01-25 22:00 | 0.98834
HydroReservoir | FR | 2018-01-25 23:00 | 0.98834
HydroReservoir | FR | 2018-01-26 | 0.98834
HydroReservoir | FR | 2018-01-26 01:00 | 0.98834
HydroReservoir | FR | 2018-01-26 02:00 | 0.98834
HydroReservoir | FR | 2018-01-26 03:00 | 0.98834
HydroReservoir | FR | 2018-01-26 04:00 | 0.98834
HydroReservoir | FR | 2018-01-26 05:00 | 0.98834
HydroReservoir | FR | 2018-01-26 06:00 | 0.98834
HydroReservoir | FR | 2018-01-26 07:00 | 0.98834
HydroReservoir | FR | 2018-01-26 08:00 | 0.98834
HydroReservoir | FR | 2018-01-26 09:00 | 0.98834
HydroReservoir | FR | 2018-01-26 10:00 | 0.98834
HydroReservoir | FR | 2018-01-26 11:00 | 0.98834
HydroReservoir | FR | 2018-01-26 12:00 | 0.98834
HydroReservoir | FR | 2018-01-26 13:00 | 0.98834
HydroReservoir | FR | 2018-01-26 14:00 | 0.98834
HydroReservoir | FR | 2018-01-26 15:00 | 0.98834
HydroReservoir | FR | 2018-01-26 16:00 | 0.98834
HydroReservoir | FR | 2018-01-26 17:00 | 0.98834
HydroReservoir | FR | 2018-01-26 18:00 | 0.98834
HydroReservoir | FR | 2018-01-26 19:00 | 0.98834
HydroReservoir | FR | 2018-01-26 20:00 | 0.98834
HydroReservoir | FR | 2018-01-26 21:00 | 0.98834
HydroReservoir | FR | 2018-01-26 22:00 | 0.98834
HydroReservoir | FR | 2018-01-26 23:00 | 0.98834
HydroReservoir | FR | 2018-01-27 | 0.98834
HydroReservoir | FR | 2018-01-27 01:00 | 0.98834
HydroReservoir | FR | 2018-01-27 02:00 | 0.98834
HydroReservoir | FR | 2018-01-27 03:00 | 0.98834
HydroReservoir | FR | 2018-01-27 04:00 | 0.98834
HydroReservoir | FR | 2018-01-27 05:00 | 0.98834
HydroReservoir | FR | 2018-01-27 06:00 | 0.98834
HydroReservoir | FR | 2018-01-27 07:00 | 0.98834
HydroReservoir | FR | 2018-01-27 08:00 | 0.98834
HydroReservoir | FR | 2018-01-27 09:00 | 0.98834
HydroReservoir | FR | 2018-01-27 10:00 | 0.98834
HydroReservoir | FR | 2018-01-27 11:00 | 0.98834
HydroReservoir | FR | 2018-01-27 12:00 | 0.98834
HydroReservoir | FR | 2018-01-27 13:00 | 0.98834
HydroReservoir | FR | 2018-01-27 14:00 | 0.98834
HydroReservoir | FR | 2018-01-27 15:00 | 0.98834
HydroReservoir | FR | 2018-01-27 16:00 | 0.98834
HydroReservoir | FR | 2018-01-27 17:00 | 0.98834
HydroReservoir | FR | 2018-01-27 18:00 | 0.98834
HydroReservoir | FR | 2018-01-27 19:00 | 0.98834
HydroReservoir | FR | 2018-01-27 20:00 | 0.98834
HydroReservoir | FR | 2018-01-27 21:00 | 0.98834
HydroReservoir | FR | 2018-01-27 22:00 | 0.98834
HydroReservoir | FR | 2018-01-27 23:00 | 0.98834
HydroReservoir | FR | 2018-01-28 | 0.98834
HydroReservoir | FR | 2018-01-28 01:00 | 0.98834
HydroReservoir | FR | 2018-01-28 02:00 | 0.98834
HydroReservoir | FR | 2018-01-28 03:00 | 0.98834
HydroReservoir | FR | 2018-01-28 04:00 | 0.98834
HydroReservoir | FR | 2018-01-28 05:00 | 0.98834
HydroReservoir | FR | 2018-01-28 06:00 | 0.98834
HydroReservoir | FR | 2018-01-28 07:00 | 0.98834
HydroReservoir | FR | 2018-01-28 08:00 | 0.98834
HydroReservoir | FR | 2018-01-28 09:00 | 0.98834
HydroReservoir | FR | 2018-01-28 10:00 | 0.98834
HydroReservoir | FR | 2018-01-28 11:00 | 0.98834
HydroReservoir | FR | 2018-01-28 12:00 | 0.98834
HydroReservoir | FR | 2018-01-28 13:00 | 0.98834
HydroReservoir | FR | 2018-01-28 14:00 | 0.98834
HydroReservoir | FR | 2018-01-28 15:00 | 0.98834
HydroReservoir | FR | 2018-01-28 16:00 | 0.98834
HydroReservoir | FR | 2018-01-28 17:00 | 0.98834
HydroReservoir | FR | 2018-01-28 18:00 | 0.98834
HydroReservoir | FR | 2018-01-28 19:00 | 0.98834
HydroReservoir | FR | 2018-01-28 20:00 | 0.98834
HydroReservoir | FR | 2018-01-28 21:00 | 0.98834
HydroReservoir | FR | 2018-01-28 22:00 | 0.98834
HydroReservoir | FR | 2018-01-28 23:00 | 0.98834
HydroReservoir | FR | 2018-01-29 | 0.98834
HydroReservoir | FR | 2018-01-29 01:00 | 0.98834
HydroReservoir | FR | 2018-01-29 02:00 | 0.98834
HydroReservoir | FR | 2018-01-29 03:00 | 0.98834
HydroReservoir | FR | 2018-01-29 04:00 | 0.98834
HydroReservoir | FR | 2018-01-29 05:00 | 0.98834
HydroReservoir | FR | 2018-01-29 06:00 | 0.98834
HydroReservoir | FR | 2018-01-29 07:00 | 0.98834
HydroReservoir | FR | 2018-01-29 08:00 | 0.98834
HydroReservoir | FR | 2018-01-29 09:00 | 0.98834
HydroReservoir | FR | 2018-01-29 10:00 | 0.98834
HydroReservoir | FR | 2018-01-29 11:00 | 0.98834
HydroReservoir | FR | 2018-01-29 12:00 | 0.98834
HydroReservoir | FR | 2018-01-29 13:00 | 0.98834
HydroReservoir | FR | 2018-01-29 14:00 | 0.98834
HydroReservoir | FR | 2018-01-29 15:00 | 0.98834
HydroReservoir | FR | 2018-01-29 16:00 | 0.98834
HydroReservoir | FR | 2018-01-29 17:00 | 0.98834
HydroReservoir | FR | 2018-01-29 18:00 | 0.98834
HydroReservoir | FR | 2018-01-29 19:00 | 0.98834
HydroReservoir | FR | 2018-01-29 20:00 | 0.98834
HydroReservoir | FR | 2018-01-29 21:00 | 0.98834
HydroReservoir | FR | 2018-01-29 22:00 | 0.98834
HydroReservoir | FR | 2018-01-29 23:00 | 0.98834
HydroReservoir | FR | 2018-01-30 | 0.98834
HydroReservoir | FR | 2018-01-30 01:00 | 0.98834
HydroReservoir | FR | 2018-01-30 02:00 | 0.98834
HydroReservoir | FR | 2018-01-30 03:00 | 0.98834
HydroReservoir | FR | 2018-01-30 04:00 | 0.98834
HydroReservoir | FR | 2018-01-30 05:00 | 0.98834
HydroReservoir | FR | 2018-01-30 06:00 | 0.98834
HydroReservoir | FR | 2018-01-30 07:00 | 0.98834
HydroReservoir | FR | 2018-01-30 08:00 | 0.97179
HydroReservoir | FR | 2018-01-30 09:00 | 0.97179
HydroReservoir | FR | 2018-01-30 10:00 | 0.97179
HydroReservoir | FR | 2018-01-30 11:00 | 0.97179
HydroReservoir | FR | 2018-01-30 12:00 | 0.97179
HydroReservoir | FR | 2018-01-30 13:00 | 0.97179
HydroReservoir | FR | 2018-01-30 14:00 | 0.97179
HydroReservoir | FR | 2018-01-30 15:00 | 0.97179
HydroReservoir | FR | 2018-01-30 16:00 | 0.98834
HydroReservoir | FR | 2018-01-30 17:00 | 0.98834
HydroReservoir | FR | 2018-01-30 18:00 | 0.98834
HydroReservoir | FR | 2018-01-30 19:00 | 0.98834
HydroReservoir | FR | 2018-01-30 20:00 | 0.98834
HydroReservoir | FR | 2018-01-30 21:00 | 0.98834
HydroReservoir | FR | 2018-01-30 22:00 | 0.98834
HydroReservoir | FR | 2018-01-30 23:00 | 0.98834
HydroReservoir | FR | 2018-01-31 | 0.98834
HydroReservoir | FR | 2018-01-31 01:00 | 0.98834
HydroReservoir | FR | 2018-01-31 02:00 | 0.98834
HydroReservoir | FR | 2018-01-31 03:00 | 0.98834
HydroReservoir | FR | 2018-01-31 04:00 | 0.98834
HydroReservoir | FR | 2018-01-31 05:00 | 0.98834
HydroReservoir | FR | 2018-01-31 06:00 | 0.98834
HydroReservoir | FR | 2018-01-31 07:00 | 0.98834
HydroReservoir | FR | 2018-01-31 08:00 | 0.98834
HydroReservoir | FR | 2018-01-31 09:00 | 0.98834
HydroReservoir | FR | 2018-01-31 10:00 | 0.98834
HydroReservoir | FR | 2018-01-31 11:00 | 0.98834
HydroReservoir | FR | 2018-01-31 12:00 | 0.98834
HydroReservoir | FR | 2018-01-31 13:00 | 0.98834
HydroReservoir | FR | 2018-01-31 14:00 | 0.98834
HydroReservoir | FR | 2018-01-31 15:00 | 0.98834
HydroReservoir | FR | 2018-01-31 16:00 | 0.98834
HydroReservoir | FR | 2018-01-31 17:00 | 0.98834
HydroReservoir | FR | 2018-01-31 18:00 | 0.98834
HydroReservoir | FR | 2018-01-31 19:00 | 0.98834
HydroReservoir | FR | 2018-01-31 20:00 | 0.98834
HydroReservoir | FR | 2018-01-31 21:00 | 0.98834
HydroReservoir | FR | 2018-01-31 22:00 | 0.98834
HydroReservoir | FR | 2018-01-31 23:00 | 0.98834
HydroReservoir | FR | 2018-02-01 | 0.98834
HydroReservoir | FR | 2018-02-01 01:00 | 0.98834
HydroReservoir | FR | 2018-02-01 02:00 | 0.98834
HydroReservoir | FR | 2018-02-01 03:00 | 0.98834
HydroReservoir | FR | 2018-02-01 04:00 | 0.98834
HydroReservoir | FR | 2018-02-01 05:00 | 0.98834
HydroReservoir | FR | 2018-02-01 06:00 | 0.98834
HydroReservoir | FR | 2018-02-01 07:00 | 0.98834
HydroReservoir | FR | 2018-02-01 08:00 | 0.98834
HydroReservoir | FR | 2018-02-01 09:00 | 0.98834
HydroReservoir | FR | 2018-02-01 10:00 | 0.98834
HydroReservoir | FR | 2018-02-01 11:00 | 0.98834
HydroReservoir | FR | 2018-02-01 12:00 | 0.98834
HydroReservoir | FR | 2018-02-01 13:00 | 0.98834
HydroReservoir | FR | 2018-02-01 14:00 | 0.98834
HydroReservoir | FR | 2018-02-01 15:00 | 0.98834
HydroReservoir | FR | 2018-02-01 16:00 | 0.98834
HydroReservoir | FR | 2018-02-01 17:00 | 0.98834
HydroReservoir | FR | 2018-02-01 18:00 | 0.98834
HydroReservoir | FR | 2018-02-01 19:00 | 0.98834
HydroReservoir | FR | 2018-02-01 20:00 | 0.98834
HydroReservoir | FR | 2018-02-01 21:00 | 0.98834
HydroReservoir | FR | 2018-02-01 22:00 | 0.98834
HydroReservoir | FR | 2018-02-01 23:00 | 0.98834
HydroReservoir | FR | 2018-02-02 | 0.98834
HydroReservoir | FR | 2018-02-02 01:00 | 0.98834
HydroReservoir | FR | 2018-02-02 02:00 | 0.98834
HydroReservoir | FR | 2018-02-02 03:00 | 0.93239
HydroReservoir | FR | 2018-02-02 04:00 | 0.93239
HydroReservoir | FR | 2018-02-02 05:00 | 0.93239
HydroReservoir | FR | 2018-02-02 06:00 | 0.98834
HydroReservoir | FR | 2018-02-02 07:00 | 0.98834
HydroReservoir | FR | 2018-02-02 08:00 | 0.98834
HydroReservoir | FR | 2018-02-02 09:00 | 0.98834
HydroReservoir | FR | 2018-02-02 10:00 | 0.98834
HydroReservoir | FR | 2018-02-02 11:00 | 0.98834
HydroReservoir | FR | 2018-02-02 12:00 | 0.98834
HydroReservoir | FR | 2018-02-02 13:00 | 0.98834
HydroReservoir | FR | 2018-02-02 14:00 | 0.98834
HydroReservoir | FR | 2018-02-02 15:00 | 0.98834
HydroReservoir | FR | 2018-02-02 16:00 | 0.98834
HydroReservoir | FR | 2018-02-02 17:00 | 0.98834
HydroReservoir | FR | 2018-02-02 18:00 | 0.98834
HydroReservoir | FR | 2018-02-02 19:00 | 0.98834
HydroReservoir | FR | 2018-02-02 20:00 | 0.98834
HydroReservoir | FR | 2018-02-02 21:00 | 0.98834
HydroReservoir | FR | 2018-02-02 22:00 | 0.98834
HydroReservoir | FR | 2018-02-02 23:00 | 0.98834
HydroReservoir | FR | 2018-02-03 | 0.98834
HydroReservoir | FR | 2018-02-03 01:00 | 0.98834
HydroReservoir | FR | 2018-02-03 02:00 | 0.98834
HydroReservoir | FR | 2018-02-03 03:00 | 0.98834
HydroReservoir | FR | 2018-02-03 04:00 | 0.98834
HydroReservoir | FR | 2018-02-03 05:00 | 0.98834
HydroReservoir | FR | 2018-02-03 06:00 | 0.98834
HydroReservoir | FR | 2018-02-03 07:00 | 0.98834
HydroReservoir | FR | 2018-02-03 08:00 | 0.98834
HydroReservoir | FR | 2018-02-03 09:00 | 0.98834
HydroReservoir | FR | 2018-02-03 10:00 | 0.98834
HydroReservoir | FR | 2018-02-03 11:00 | 0.98834
HydroReservoir | FR | 2018-02-03 12:00 | 0.98834
HydroReservoir | FR | 2018-02-03 13:00 | 0.98834
HydroReservoir | FR | 2018-02-03 14:00 | 0.98834
HydroReservoir | FR | 2018-02-03 15:00 | 0.98834
HydroReservoir | FR | 2018-02-03 16:00 | 0.98834
HydroReservoir | FR | 2018-02-03 17:00 | 0.98834
HydroReservoir | FR | 2018-02-03 18:00 | 0.98834
HydroReservoir | FR | 2018-02-03 19:00 | 0.98834
HydroReservoir | FR | 2018-02-03 20:00 | 0.98834
HydroReservoir | FR | 2018-02-03 21:00 | 0.98834
HydroReservoir | FR | 2018-02-03 22:00 | 0.98834
HydroReservoir | FR | 2018-02-03 23:00 | 0.98834
HydroReservoir | FR | 2018-02-04 | 0.98834
HydroReservoir | FR | 2018-02-04 01:00 | 0.98834
HydroReservoir | FR | 2018-02-04 02:00 | 0.98834
HydroReservoir | FR | 2018-02-04 03:00 | 0.98834
HydroReservoir | FR | 2018-02-04 04:00 | 0.98834
HydroReservoir | FR | 2018-02-04 05:00 | 0.98834
HydroReservoir | FR | 2018-02-04 06:00 | 0.98834
HydroReservoir | FR | 2018-02-04 07:00 | 0.98834
HydroReservoir | FR | 2018-02-04 08:00 | 0.98834
HydroReservoir | FR | 2018-02-04 09:00 | 0.98834
HydroReservoir | FR | 2018-02-04 10:00 | 0.98834
HydroReservoir | FR | 2018-02-04 11:00 | 0.98834
HydroReservoir | FR | 2018-02-04 12:00 | 0.98834
HydroReservoir | FR | 2018-02-04 13:00 | 0.98834
HydroReservoir | FR | 2018-02-04 14:00 | 0.98834
HydroReservoir | FR | 2018-02-04 15:00 | 0.98834
HydroReservoir | FR | 2018-02-04 16:00 | 0.98834
HydroReservoir | FR | 2018-02-04 17:00 | 0.98834
HydroReservoir | FR | 2018-02-04 18:00 | 0.98834
HydroReservoir | FR | 2018-02-04 19:00 | 0.98834
HydroReservoir | FR | 2018-02-04 20:00 | 0.98834
HydroReservoir | FR | 2018-02-04 21:00 | 0.98834
HydroReservoir | FR | 2018-02-04 22:00 | 0.98834
HydroReservoir | FR | 2018-02-04 23:00 | 0.98834
HydroReservoir | FR | 2018-02-05 | 0.98834
HydroReservoir | FR | 2018-02-05 01:00 | 0.98834
HydroReservoir | FR | 2018-02-05 02:00 | 0.98834
HydroReservoir | FR | 2018-02-05 03:00 | 0.98834
HydroReservoir | FR | 2018-02-05 04:00 | 0.98834
HydroReservoir | FR | 2018-02-05 05:00 | 0.98834
HydroReservoir | FR | 2018-02-05 06:00 | 0.98834
HydroReservoir | FR | 2018-02-05 07:00 | 0.98834
HydroReservoir | FR | 2018-02-05 08:00 | 0.98834
HydroReservoir | FR | 2018-02-05 09:00 | 0.98834
HydroReservoir | FR | 2018-02-05 10:00 | 0.98834
HydroReservoir | FR | 2018-02-05 11:00 | 0.98834
HydroReservoir | FR | 2018-02-05 12:00 | 0.98834
HydroReservoir | FR | 2018-02-05 13:00 | 0.98834
HydroReservoir | FR | 2018-02-05 14:00 | 0.98834
HydroReservoir | FR | 2018-02-05 15:00 | 0.98834
HydroReservoir | FR | 2018-02-05 16:00 | 0.98834
HydroReservoir | FR | 2018-02-05 17:00 | 0.98834
HydroReservoir | FR | 2018-02-05 18:00 | 0.98834
HydroReservoir | FR | 2018-02-05 19:00 | 0.98834
HydroReservoir | FR | 2018-02-05 20:00 | 0.98834
HydroReservoir | FR | 2018-02-05 21:00 | 0.98834
HydroReservoir | FR | 2018-02-05 22:00 | 0.98834
HydroReservoir | FR | 2018-02-05 23:00 | 0.98834
HydroReservoir | FR | 2018-02-06 | 0.98834
HydroReservoir | FR | 2018-02-06 01:00 | 0.98834
HydroReservoir | FR | 2018-02-06 02:00 | 0.98834
HydroReservoir | FR | 2018-02-06 03:00 | 0.98834
HydroReservoir | FR | 2018-02-06 04:00 | 0.98834
HydroReservoir | FR | 2018-02-06 05:00 | 0.98834
HydroReservoir | FR | 2018-02-06 06:00 | 0.98834
HydroReservoir | FR | 2018-02-06 07:00 | 0.98834
HydroReservoir | FR | 2018-02-06 08:00 | 0.98834
HydroReservoir | FR | 2018-02-06 09:00 | 0.98834
HydroReservoir | FR | 2018-02-06 10:00 | 0.98834
HydroReservoir | FR | 2018-02-06 11:00 | 0.98834
HydroReservoir | FR | 2018-02-06 12:00 | 0.98834
HydroReservoir | FR | 2018-02-06 13:00 | 0.98834
HydroReservoir | FR | 2018-02-06 14:00 | 0.98834
HydroReservoir | FR | 2018-02-06 15:00 | 0.98834
HydroReservoir | FR | 2018-02-06 16:00 | 0.98834
HydroReservoir | FR | 2018-02-06 17:00 | 0.98834
HydroReservoir | FR | 2018-02-06 18:00 | 0.98834
HydroReservoir | FR | 2018-02-06 19:00 | 0.98834
HydroReservoir | FR | 2018-02-06 20:00 | 0.98834
HydroReservoir | FR | 2018-02-06 21:00 | 0.98834
HydroReservoir | FR | 2018-02-06 22:00 | 0.98834
HydroReservoir | FR | 2018-02-06 23:00 | 0.98834
HydroReservoir | FR | 2018-02-07 | 0.98834
HydroReservoir | FR | 2018-02-07 01:00 | 0.98834
HydroReservoir | FR | 2018-02-07 02:00 | 0.98834
HydroReservoir | FR | 2018-02-07 03:00 | 0.98834
HydroReservoir | FR | 2018-02-07 04:00 | 0.98834
HydroReservoir | FR | 2018-02-07 05:00 | 0.98834
HydroReservoir | FR | 2018-02-07 06:00 | 0.98834
HydroReservoir | FR | 2018-02-07 07:00 | 0.98834
HydroReservoir | FR | 2018-02-07 08:00 | 0.98834
HydroReservoir | FR | 2018-02-07 09:00 | 0.98834
HydroReservoir | FR | 2018-02-07 10:00 | 0.98834
HydroReservoir | FR | 2018-02-07 11:00 | 0.98834
HydroReservoir | FR | 2018-02-07 12:00 | 0.98834
HydroReservoir | FR | 2018-02-07 13:00 | 0.98834
HydroReservoir | FR | 2018-02-07 14:00 | 0.955
HydroReservoir | FR | 2018-02-07 15:00 | 0.955
HydroReservoir | FR | 2018-02-07 16:00 | 0.98834
HydroReservoir | FR | 2018-02-07 17:00 | 0.98834
HydroReservoir | FR | 2018-02-07 18:00 | 0.98834
HydroReservoir | FR | 2018-02-07 19:00 | 0.98834
HydroReservoir | FR | 2018-02-07 20:00 | 0.98834
HydroReservoir | FR | 2018-02-07 21:00 | 0.98834
HydroReservoir | FR | 2018-02-07 22:00 | 0.98834
HydroReservoir | FR | 2018-02-07 23:00 | 0.98834
HydroReservoir | FR | 2018-02-08 | 0.98834
HydroReservoir | FR | 2018-02-08 01:00 | 0.98834
HydroReservoir | FR | 2018-02-08 02:00 | 0.98834
HydroReservoir | FR | 2018-02-08 03:00 | 0.98834
HydroReservoir | FR | 2018-02-08 04:00 | 0.98834
HydroReservoir | FR | 2018-02-08 05:00 | 0.98834
HydroReservoir | FR | 2018-02-08 06:00 | 0.98834
HydroReservoir | FR | 2018-02-08 07:00 | 0.98834
HydroReservoir | FR | 2018-02-08 08:00 | 0.98834
HydroReservoir | FR | 2018-02-08 09:00 | 0.98834
HydroReservoir | FR | 2018-02-08 10:00 | 0.98834
HydroReservoir | FR | 2018-02-08 11:00 | 0.98834
HydroReservoir | FR | 2018-02-08 12:00 | 0.98834
HydroReservoir | FR | 2018-02-08 13:00 | 0.98834
HydroReservoir | FR | 2018-02-08 14:00 | 0.98834
HydroReservoir | FR | 2018-02-08 15:00 | 0.98834
HydroReservoir | FR | 2018-02-08 16:00 | 0.98834
HydroReservoir | FR | 2018-02-08 17:00 | 0.98834
HydroReservoir | FR | 2018-02-08 18:00 | 0.98834
HydroReservoir | FR | 2018-02-08 19:00 | 0.98834
HydroReservoir | FR | 2018-02-08 20:00 | 0.98834
HydroReservoir | FR | 2018-02-08 21:00 | 0.98834
HydroReservoir | FR | 2018-02-08 22:00 | 0.98834
HydroReservoir | FR | 2018-02-08 23:00 | 0.98834
HydroReservoir | FR | 2018-02-09 | 0.98834
HydroReservoir | FR | 2018-02-09 01:00 | 0.98834
HydroReservoir | FR | 2018-02-09 02:00 | 0.98834
HydroReservoir | FR | 2018-02-09 03:00 | 0.98834
HydroReservoir | FR | 2018-02-09 04:00 | 0.98834
HydroReservoir | FR | 2018-02-09 05:00 | 0.98834
HydroReservoir | FR | 2018-02-09 06:00 | 0.98834
HydroReservoir | FR | 2018-02-09 07:00 | 0.98834
HydroReservoir | FR | 2018-02-09 08:00 | 0.98834
HydroReservoir | FR | 2018-02-09 09:00 | 0.98834
HydroReservoir | FR | 2018-02-09 10:00 | 0.98834
HydroReservoir | FR | 2018-02-09 11:00 | 0.98834
HydroReservoir | FR | 2018-02-09 12:00 | 0.98834
HydroReservoir | FR | 2018-02-09 13:00 | 0.98834
HydroReservoir | FR | 2018-02-09 14:00 | 0.98834
HydroReservoir | FR | 2018-02-09 15:00 | 0.98834
HydroReservoir | FR | 2018-02-09 16:00 | 0.98834
HydroReservoir | FR | 2018-02-09 17:00 | 0.98834
HydroReservoir | FR | 2018-02-09 18:00 | 0.98834
HydroReservoir | FR | 2018-02-09 19:00 | 0.98834
HydroReservoir | FR | 2018-02-09 20:00 | 0.98834
HydroReservoir | FR | 2018-02-09 21:00 | 0.98834
HydroReservoir | FR | 2018-02-09 22:00 | 0.98834
HydroReservoir | FR | 2018-02-09 23:00 | 0.98834
HydroReservoir | FR | 2018-02-10 | 0.98834
HydroReservoir | FR | 2018-02-10 01:00 | 0.98834
HydroReservoir | FR | 2018-02-10 02:00 | 0.98834
HydroReservoir | FR | 2018-02-10 03:00 | 0.98834
HydroReservoir | FR | 2018-02-10 04:00 | 0.98834
HydroReservoir | FR | 2018-02-10 05:00 | 0.98834
HydroReservoir | FR | 2018-02-10 06:00 | 0.98834
HydroReservoir | FR | 2018-02-10 07:00 | 0.98834
HydroReservoir | FR | 2018-02-10 08:00 | 0.98834
HydroReservoir | FR | 2018-02-10 09:00 | 0.98834
HydroReservoir | FR | 2018-02-10 10:00 | 0.98834
HydroReservoir | FR | 2018-02-10 11:00 | 0.98834
HydroReservoir | FR | 2018-02-10 12:00 | 0.98834
HydroReservoir | FR | 2018-02-10 13:00 | 0.98834
HydroReservoir | FR | 2018-02-10 14:00 | 0.98834
HydroReservoir | FR | 2018-02-10 15:00 | 0.98834
HydroReservoir | FR | 2018-02-10 16:00 | 0.98834
HydroReservoir | FR | 2018-02-10 17:00 | 0.98834
HydroReservoir | FR | 2018-02-10 18:00 | 0.98834
HydroReservoir | FR | 2018-02-10 19:00 | 0.98834
HydroReservoir | FR | 2018-02-10 20:00 | 0.98834
HydroReservoir | FR | 2018-02-10 21:00 | 0.98834
HydroReservoir | FR | 2018-02-10 22:00 | 0.98834
HydroReservoir | FR | 2018-02-10 23:00 | 0.98834
HydroReservoir | FR | 2018-02-11 | 0.97132
HydroReservoir | FR | 2018-02-11 01:00 | 0.9543
HydroReservoir | FR | 2018-02-11 02:00 | 0.9543
HydroReservoir | FR | 2018-02-11 03:00 | 0.9543
HydroReservoir | FR | 2018-02-11 04:00 | 0.9543
HydroReservoir | FR | 2018-02-11 05:00 | 0.9543
HydroReservoir | FR | 2018-02-11 06:00 | 0.9543
HydroReservoir | FR | 2018-02-11 07:00 | 0.9543
HydroReservoir | FR | 2018-02-11 08:00 | 0.9543
HydroReservoir | FR | 2018-02-11 09:00 | 0.9543
HydroReservoir | FR | 2018-02-11 10:00 | 0.9543
HydroReservoir | FR | 2018-02-11 11:00 | 0.9543
HydroReservoir | FR | 2018-02-11 12:00 | 0.9543
HydroReservoir | FR | 2018-02-11 13:00 | 0.9543
HydroReservoir | FR | 2018-02-11 14:00 | 0.9543
HydroReservoir | FR | 2018-02-11 15:00 | 0.9543
HydroReservoir | FR | 2018-02-11 16:00 | 0.9543
HydroReservoir | FR | 2018-02-11 17:00 | 0.9543
HydroReservoir | FR | 2018-02-11 18:00 | 0.9543
HydroReservoir | FR | 2018-02-11 19:00 | 0.9543
HydroReservoir | FR | 2018-02-11 20:00 | 0.9543
HydroReservoir | FR | 2018-02-11 21:00 | 0.9543
HydroReservoir | FR | 2018-02-11 22:00 | 0.9543
HydroReservoir | FR | 2018-02-11 23:00 | 0.9543
HydroReservoir | FR | 2018-02-12 | 0.9543
HydroReservoir | FR | 2018-02-12 01:00 | 0.9543
HydroReservoir | FR | 2018-02-12 02:00 | 0.9543
HydroReservoir | FR | 2018-02-12 03:00 | 0.9543
HydroReservoir | FR | 2018-02-12 04:00 | 0.9543
HydroReservoir | FR | 2018-02-12 05:00 | 0.9543
HydroReservoir | FR | 2018-02-12 06:00 | 0.9543
HydroReservoir | FR | 2018-02-12 07:00 | 0.9543
HydroReservoir | FR | 2018-02-12 08:00 | 0.93332
HydroReservoir | FR | 2018-02-12 09:00 | 0.93332
HydroReservoir | FR | 2018-02-12 10:00 | 0.93332
HydroReservoir | FR | 2018-02-12 11:00 | 0.93332
HydroReservoir | FR | 2018-02-12 12:00 | 0.93332
HydroReservoir | FR | 2018-02-12 13:00 | 0.93332
HydroReservoir | FR | 2018-02-12 14:00 | 0.91233
HydroReservoir | FR | 2018-02-12 15:00 | 0.91233
HydroReservoir | FR | 2018-02-12 16:00 | 0.91233
HydroReservoir | FR | 2018-02-12 17:00 | 0.96736
HydroReservoir | FR | 2018-02-12 18:00 | 0.98834
HydroReservoir | FR | 2018-02-12 19:00 | 0.98834
HydroReservoir | FR | 2018-02-12 20:00 | 0.98834
HydroReservoir | FR | 2018-02-12 21:00 | 0.98834
HydroReservoir | FR | 2018-02-12 22:00 | 0.98834
HydroReservoir | FR | 2018-02-12 23:00 | 0.98834
HydroReservoir | FR | 2018-02-13 | 0.98834
HydroReservoir | FR | 2018-02-13 01:00 | 0.98834
HydroReservoir | FR | 2018-02-13 02:00 | 0.98834
HydroReservoir | FR | 2018-02-13 03:00 | 0.98834
HydroReservoir | FR | 2018-02-13 04:00 | 0.98834
HydroReservoir | FR | 2018-02-13 05:00 | 0.98834
HydroReservoir | FR | 2018-02-13 06:00 | 0.98834
HydroReservoir | FR | 2018-02-13 07:00 | 0.98834
HydroReservoir | FR | 2018-02-13 08:00 | 0.97505
HydroReservoir | FR | 2018-02-13 09:00 | 0.97505
HydroReservoir | FR | 2018-02-13 10:00 | 0.97505
HydroReservoir | FR | 2018-02-13 11:00 | 0.93343
HydroReservoir | FR | 2018-02-13 12:00 | 0.90546
HydroReservoir | FR | 2018-02-13 13:00 | 0.88284
HydroReservoir | FR | 2018-02-13 14:00 | 0.92446
HydroReservoir | FR | 2018-02-13 15:00 | 0.92446
HydroReservoir | FR | 2018-02-13 16:00 | 0.94707
HydroReservoir | FR | 2018-02-13 17:00 | 0.96036
HydroReservoir | FR | 2018-02-13 18:00 | 0.96036
HydroReservoir | FR | 2018-02-13 19:00 | 0.93239
HydroReservoir | FR | 2018-02-13 20:00 | 0.93239
HydroReservoir | FR | 2018-02-13 21:00 | 0.93239
HydroReservoir | FR | 2018-02-13 22:00 | 0.93239
HydroReservoir | FR | 2018-02-13 23:00 | 0.93239
HydroReservoir | FR | 2018-02-14 | 0.93239
HydroReservoir | FR | 2018-02-14 01:00 | 0.94436
HydroReservoir | FR | 2018-02-14 02:00 | 0.94436
HydroReservoir | FR | 2018-02-14 03:00 | 0.94436
HydroReservoir | FR | 2018-02-14 04:00 | 0.96036
HydroReservoir | FR | 2018-02-14 05:00 | 0.96036
HydroReservoir | FR | 2018-02-14 06:00 | 0.96036
HydroReservoir | FR | 2018-02-14 07:00 | 0.96036
HydroReservoir | FR | 2018-02-14 08:00 | 0.94334
HydroReservoir | FR | 2018-02-14 09:00 | 0.91536
HydroReservoir | FR | 2018-02-14 10:00 | 0.91536
HydroReservoir | FR | 2018-02-14 11:00 | 0.94334
HydroReservoir | FR | 2018-02-14 12:00 | 0.94334
HydroReservoir | FR | 2018-02-14 13:00 | 0.94334
HydroReservoir | FR | 2018-02-14 14:00 | 0.94334
HydroReservoir | FR | 2018-02-14 15:00 | 0.94334
HydroReservoir | FR | 2018-02-14 16:00 | 0.94334
HydroReservoir | FR | 2018-02-14 17:00 | 0.94334
HydroReservoir | FR | 2018-02-14 18:00 | 0.96036
HydroReservoir | FR | 2018-02-14 19:00 | 0.96036
HydroReservoir | FR | 2018-02-14 20:00 | 0.96036
HydroReservoir | FR | 2018-02-14 21:00 | 0.96036
HydroReservoir | FR | 2018-02-14 22:00 | 0.96036
HydroReservoir | FR | 2018-02-14 23:00 | 0.96036
HydroReservoir | FR | 2018-02-15 | 0.96036
HydroReservoir | FR | 2018-02-15 01:00 | 0.96036
HydroReservoir | FR | 2018-02-15 02:00 | 0.96036
HydroReservoir | FR | 2018-02-15 03:00 | 0.96036
HydroReservoir | FR | 2018-02-15 04:00 | 0.96036
HydroReservoir | FR | 2018-02-15 05:00 | 0.96036
HydroReservoir | FR | 2018-02-15 06:00 | 0.96036
HydroReservoir | FR | 2018-02-15 07:00 | 0.96036
HydroReservoir | FR | 2018-02-15 08:00 | 0.94334
HydroReservoir | FR | 2018-02-15 09:00 | 0.94334
HydroReservoir | FR | 2018-02-15 10:00 | 0.94334
HydroReservoir | FR | 2018-02-15 11:00 | 0.94334
HydroReservoir | FR | 2018-02-15 12:00 | 0.94334
HydroReservoir | FR | 2018-02-15 13:00 | 0.94334
HydroReservoir | FR | 2018-02-15 14:00 | 0.94334
HydroReservoir | FR | 2018-02-15 15:00 | 0.94334
HydroReservoir | FR | 2018-02-15 16:00 | 0.94334
HydroReservoir | FR | 2018-02-15 17:00 | 0.94334
HydroReservoir | FR | 2018-02-15 18:00 | 0.96036
HydroReservoir | FR | 2018-02-15 19:00 | 0.96036
HydroReservoir | FR | 2018-02-15 20:00 | 0.96036
HydroReservoir | FR | 2018-02-15 21:00 | 0.96036
HydroReservoir | FR | 2018-02-15 22:00 | 0.96036
HydroReservoir | FR | 2018-02-15 23:00 | 0.96036
HydroReservoir | FR | 2018-02-16 | 0.96036
HydroReservoir | FR | 2018-02-16 01:00 | 0.96036
HydroReservoir | FR | 2018-02-16 02:00 | 0.96036
HydroReservoir | FR | 2018-02-16 03:00 | 0.96036
HydroReservoir | FR | 2018-02-16 04:00 | 0.96036
HydroReservoir | FR | 2018-02-16 05:00 | 0.96036
HydroReservoir | FR | 2018-02-16 06:00 | 0.96036
HydroReservoir | FR | 2018-02-16 07:00 | 0.96036
HydroReservoir | FR | 2018-02-16 08:00 | 0.94101
HydroReservoir | FR | 2018-02-16 09:00 | 0.96899
HydroReservoir | FR | 2018-02-16 10:00 | 0.96899
HydroReservoir | FR | 2018-02-16 11:00 | 0.96899
HydroReservoir | FR | 2018-02-16 12:00 | 0.98834
HydroReservoir | FR | 2018-02-16 13:00 | 0.98834
HydroReservoir | FR | 2018-02-16 14:00 | 0.98834
HydroReservoir | FR | 2018-02-16 15:00 | 0.96036
HydroReservoir | FR | 2018-02-16 16:00 | 0.98834
HydroReservoir | FR | 2018-02-16 17:00 | 0.98834
HydroReservoir | FR | 2018-02-16 18:00 | 0.98834
HydroReservoir | FR | 2018-02-16 19:00 | 0.98834
HydroReservoir | FR | 2018-02-16 20:00 | 0.98834
HydroReservoir | FR | 2018-02-16 21:00 | 0.98834
HydroReservoir | FR | 2018-02-16 22:00 | 0.98834
HydroReservoir | FR | 2018-02-16 23:00 | 0.98834
HydroReservoir | FR | 2018-02-17 | 0.98834
HydroReservoir | FR | 2018-02-17 01:00 | 0.98834
HydroReservoir | FR | 2018-02-17 02:00 | 0.98834
HydroReservoir | FR | 2018-02-17 03:00 | 0.98834
HydroReservoir | FR | 2018-02-17 04:00 | 0.98834
HydroReservoir | FR | 2018-02-17 05:00 | 0.98834
HydroReservoir | FR | 2018-02-17 06:00 | 0.98834
HydroReservoir | FR | 2018-02-17 07:00 | 0.98834
HydroReservoir | FR | 2018-02-17 08:00 | 0.98834
HydroReservoir | FR | 2018-02-17 09:00 | 0.98834
HydroReservoir | FR | 2018-02-17 10:00 | 0.98834
HydroReservoir | FR | 2018-02-17 11:00 | 0.98834
HydroReservoir | FR | 2018-02-17 12:00 | 0.98834
HydroReservoir | FR | 2018-02-17 13:00 | 0.98834
HydroReservoir | FR | 2018-02-17 14:00 | 0.98834
HydroReservoir | FR | 2018-02-17 15:00 | 0.98834
HydroReservoir | FR | 2018-02-17 16:00 | 0.98834
HydroReservoir | FR | 2018-02-17 17:00 | 0.98834
HydroReservoir | FR | 2018-02-17 18:00 | 0.98834
HydroReservoir | FR | 2018-02-17 19:00 | 0.98834
HydroReservoir | FR | 2018-02-17 20:00 | 0.98834
HydroReservoir | FR | 2018-02-17 21:00 | 0.98834
HydroReservoir | FR | 2018-02-17 22:00 | 0.94637
HydroReservoir | FR | 2018-02-17 23:00 | 0.98834
HydroReservoir | FR | 2018-02-18 | 0.98834
HydroReservoir | FR | 2018-02-18 01:00 | 0.98834
HydroReservoir | FR | 2018-02-18 02:00 | 0.98834
HydroReservoir | FR | 2018-02-18 03:00 | 0.98834
HydroReservoir | FR | 2018-02-18 04:00 | 0.98834
HydroReservoir | FR | 2018-02-18 05:00 | 0.98834
HydroReservoir | FR | 2018-02-18 06:00 | 0.98834
HydroReservoir | FR | 2018-02-18 07:00 | 0.98834
HydroReservoir | FR | 2018-02-18 08:00 | 0.98834
HydroReservoir | FR | 2018-02-18 09:00 | 0.98834
HydroReservoir | FR | 2018-02-18 10:00 | 0.98834
HydroReservoir | FR | 2018-02-18 11:00 | 0.98834
HydroReservoir | FR | 2018-02-18 12:00 | 0.98834
HydroReservoir | FR | 2018-02-18 13:00 | 0.98834
HydroReservoir | FR | 2018-02-18 14:00 | 0.98834
HydroReservoir | FR | 2018-02-18 15:00 | 0.98834
HydroReservoir | FR | 2018-02-18 16:00 | 0.98834
HydroReservoir | FR | 2018-02-18 17:00 | 0.98834
HydroReservoir | FR | 2018-02-18 18:00 | 0.98834
HydroReservoir | FR | 2018-02-18 19:00 | 0.98834
HydroReservoir | FR | 2018-02-18 20:00 | 0.98834
HydroReservoir | FR | 2018-02-18 21:00 | 0.98834
HydroReservoir | FR | 2018-02-18 22:00 | 0.98834
HydroReservoir | FR | 2018-02-18 23:00 | 0.98834
HydroReservoir | FR | 2018-02-19 | 0.98834
HydroReservoir | FR | 2018-02-19 01:00 | 0.98834
HydroReservoir | FR | 2018-02-19 02:00 | 0.98834
HydroReservoir | FR | 2018-02-19 03:00 | 0.98834
HydroReservoir | FR | 2018-02-19 04:00 | 0.98834
HydroReservoir | FR | 2018-02-19 05:00 | 0.98834
HydroReservoir | FR | 2018-02-19 06:00 | 0.98834
HydroReservoir | FR | 2018-02-19 07:00 | 0.95302
HydroReservoir | FR | 2018-02-19 08:00 | 0.93926
HydroReservoir | FR | 2018-02-19 09:00 | 0.93926
HydroReservoir | FR | 2018-02-19 10:00 | 0.93926
HydroReservoir | FR | 2018-02-19 11:00 | 0.93926
HydroReservoir | FR | 2018-02-19 12:00 | 0.93926
HydroReservoir | FR | 2018-02-19 13:00 | 0.93926
HydroReservoir | FR | 2018-02-19 14:00 | 0.93926
HydroReservoir | FR | 2018-02-19 15:00 | 0.96025
HydroReservoir | FR | 2018-02-19 16:00 | 0.96025
HydroReservoir | FR | 2018-02-19 17:00 | 0.97459
HydroReservoir | FR | 2018-02-19 18:00 | 0.98834
HydroReservoir | FR | 2018-02-19 19:00 | 0.98834
HydroReservoir | FR | 2018-02-19 20:00 | 0.98834
HydroReservoir | FR | 2018-02-19 21:00 | 0.98834
HydroReservoir | FR | 2018-02-19 22:00 | 0.98834
HydroReservoir | FR | 2018-02-19 23:00 | 0.98834
HydroReservoir | FR | 2018-02-20 | 0.98834
HydroReservoir | FR | 2018-02-20 01:00 | 0.98834
HydroReservoir | FR | 2018-02-20 02:00 | 0.98834
HydroReservoir | FR | 2018-02-20 03:00 | 0.98834
HydroReservoir | FR | 2018-02-20 04:00 | 0.98834
HydroReservoir | FR | 2018-02-20 05:00 | 0.98834
HydroReservoir | FR | 2018-02-20 06:00 | 0.98834
HydroReservoir | FR | 2018-02-20 07:00 | 0.98834
HydroReservoir | FR | 2018-02-20 08:00 | 0.97459
HydroReservoir | FR | 2018-02-20 09:00 | 0.97459
HydroReservoir | FR | 2018-02-20 10:00 | 0.97459
HydroReservoir | FR | 2018-02-20 11:00 | 0.97459
HydroReservoir | FR | 2018-02-20 12:00 | 0.97459
HydroReservoir | FR | 2018-02-20 13:00 | 0.97459
HydroReservoir | FR | 2018-02-20 14:00 | 0.97459
HydroReservoir | FR | 2018-02-20 15:00 | 0.97459
HydroReservoir | FR | 2018-02-20 16:00 | 0.97459
HydroReservoir | FR | 2018-02-20 17:00 | 0.97459
HydroReservoir | FR | 2018-02-20 18:00 | 0.98834
HydroReservoir | FR | 2018-02-20 19:00 | 0.98834
HydroReservoir | FR | 2018-02-20 20:00 | 0.98834
HydroReservoir | FR | 2018-02-20 21:00 | 0.98834
HydroReservoir | FR | 2018-02-20 22:00 | 0.98834
HydroReservoir | FR | 2018-02-20 23:00 | 0.98834
HydroReservoir | FR | 2018-02-21 | 0.98834
HydroReservoir | FR | 2018-02-21 01:00 | 0.98834
HydroReservoir | FR | 2018-02-21 02:00 | 0.98834
HydroReservoir | FR | 2018-02-21 03:00 | 0.98834
HydroReservoir | FR | 2018-02-21 04:00 | 0.98834
HydroReservoir | FR | 2018-02-21 05:00 | 0.98834
HydroReservoir | FR | 2018-02-21 06:00 | 0.98834
HydroReservoir | FR | 2018-02-21 07:00 | 0.98834
HydroReservoir | FR | 2018-02-21 08:00 | 0.97459
HydroReservoir | FR | 2018-02-21 09:00 | 0.97459
HydroReservoir | FR | 2018-02-21 10:00 | 0.97459
HydroReservoir | FR | 2018-02-21 11:00 | 0.97459
HydroReservoir | FR | 2018-02-21 12:00 | 0.97459
HydroReservoir | FR | 2018-02-21 13:00 | 0.97459
HydroReservoir | FR | 2018-02-21 14:00 | 0.9536
HydroReservoir | FR | 2018-02-21 15:00 | 0.97459
HydroReservoir | FR | 2018-02-21 16:00 | 0.97459
HydroReservoir | FR | 2018-02-21 17:00 | 0.97459
HydroReservoir | FR | 2018-02-21 18:00 | 0.98834
HydroReservoir | FR | 2018-02-21 19:00 | 0.98834
HydroReservoir | FR | 2018-02-21 20:00 | 0.98834
HydroReservoir | FR | 2018-02-21 21:00 | 0.98834
HydroReservoir | FR | 2018-02-21 22:00 | 0.98834
HydroReservoir | FR | 2018-02-21 23:00 | 0.98834
HydroReservoir | FR | 2018-02-22 | 0.98834
HydroReservoir | FR | 2018-02-22 01:00 | 0.98834
HydroReservoir | FR | 2018-02-22 02:00 | 0.98834
HydroReservoir | FR | 2018-02-22 03:00 | 0.98834
HydroReservoir | FR | 2018-02-22 04:00 | 0.98834
HydroReservoir | FR | 2018-02-22 05:00 | 0.98834
HydroReservoir | FR | 2018-02-22 06:00 | 0.98834
HydroReservoir | FR | 2018-02-22 07:00 | 0.98834
HydroReservoir | FR | 2018-02-22 08:00 | 0.97505
HydroReservoir | FR | 2018-02-22 09:00 | 0.97505
HydroReservoir | FR | 2018-02-22 10:00 | 0.97505
HydroReservoir | FR | 2018-02-22 11:00 | 0.97505
HydroReservoir | FR | 2018-02-22 12:00 | 0.98671
HydroReservoir | FR | 2018-02-22 13:00 | 0.98671
HydroReservoir | FR | 2018-02-22 14:00 | 0.90441
HydroReservoir | FR | 2018-02-22 15:00 | 0.90441
HydroReservoir | FR | 2018-02-22 16:00 | 0.98671
HydroReservoir | FR | 2018-02-22 17:00 | 0.98671
HydroReservoir | FR | 2018-02-22 18:00 | 1
HydroReservoir | FR | 2018-02-22 19:00 | 1
HydroReservoir | FR | 2018-02-22 20:00 | 1
HydroReservoir | FR | 2018-02-22 21:00 | 1
HydroReservoir | FR | 2018-02-22 22:00 | 1
HydroReservoir | FR | 2018-02-22 23:00 | 1
HydroReservoir | FR | 2018-02-23 | 1
HydroReservoir | FR | 2018-02-23 01:00 | 1
HydroReservoir | FR | 2018-02-23 02:00 | 1
HydroReservoir | FR | 2018-02-23 03:00 | 1
HydroReservoir | FR | 2018-02-23 04:00 | 1
HydroReservoir | FR | 2018-02-23 05:00 | 1
HydroReservoir | FR | 2018-02-23 06:00 | 1
HydroReservoir | FR | 2018-02-23 07:00 | 1
HydroReservoir | FR | 2018-02-23 08:00 | 0.98671
HydroReservoir | FR | 2018-02-23 09:00 | 0.98671
HydroReservoir | FR | 2018-02-23 10:00 | 0.98671
HydroReservoir | FR | 2018-02-23 11:00 | 0.98671
HydroReservoir | FR | 2018-02-23 12:00 | 0.98671
HydroReservoir | FR | 2018-02-23 13:00 | 0.98671
HydroReservoir | FR | 2018-02-23 14:00 | 0.98671
HydroReservoir | FR | 2018-02-23 15:00 | 0.98671
HydroReservoir | FR | 2018-02-23 16:00 | 0.98671
HydroReservoir | FR | 2018-02-23 17:00 | 0.98671
HydroReservoir | FR | 2018-02-23 18:00 | 1
HydroReservoir | FR | 2018-02-23 19:00 | 1
HydroReservoir | FR | 2018-02-23 20:00 | 1
HydroReservoir | FR | 2018-02-23 21:00 | 1
HydroReservoir | FR | 2018-02-23 22:00 | 1
HydroReservoir | FR | 2018-02-23 23:00 | 1
HydroReservoir | FR | 2018-02-24 | 1
HydroReservoir | FR | 2018-02-24 01:00 | 1
HydroReservoir | FR | 2018-02-24 02:00 | 1
HydroReservoir | FR | 2018-02-24 03:00 | 1
HydroReservoir | FR | 2018-02-24 04:00 | 1
HydroReservoir | FR | 2018-02-24 05:00 | 1
HydroReservoir | FR | 2018-02-24 06:00 | 1
HydroReservoir | FR | 2018-02-24 07:00 | 1
HydroReservoir | FR | 2018-02-24 08:00 | 1
HydroReservoir | FR | 2018-02-24 09:00 | 1
HydroReservoir | FR | 2018-02-24 10:00 | 1
HydroReservoir | FR | 2018-02-24 11:00 | 1
HydroReservoir | FR | 2018-02-24 12:00 | 1
HydroReservoir | FR | 2018-02-24 13:00 | 1
HydroReservoir | FR | 2018-02-24 14:00 | 1
HydroReservoir | FR | 2018-02-24 15:00 | 1
HydroReservoir | FR | 2018-02-24 16:00 | 1
HydroReservoir | FR | 2018-02-24 17:00 | 1
HydroReservoir | FR | 2018-02-24 18:00 | 1
HydroReservoir | FR | 2018-02-24 19:00 | 1
HydroReservoir | FR | 2018-02-24 20:00 | 1
HydroReservoir | FR | 2018-02-24 21:00 | 1
HydroReservoir | FR | 2018-02-24 22:00 | 1
HydroReservoir | FR | 2018-02-24 23:00 | 1
HydroReservoir | FR | 2018-02-25 | 1
HydroReservoir | FR | 2018-02-25 01:00 | 1
HydroReservoir | FR | 2018-02-25 02:00 | 1
HydroReservoir | FR | 2018-02-25 03:00 | 1
HydroReservoir | FR | 2018-02-25 04:00 | 1
HydroReservoir | FR | 2018-02-25 05:00 | 1
HydroReservoir | FR | 2018-02-25 06:00 | 0.98834
HydroReservoir | FR | 2018-02-25 07:00 | 1
HydroReservoir | FR | 2018-02-25 08:00 | 1
HydroReservoir | FR | 2018-02-25 09:00 | 1
HydroReservoir | FR | 2018-02-25 10:00 | 1
HydroReservoir | FR | 2018-02-25 11:00 | 1
HydroReservoir | FR | 2018-02-25 12:00 | 1
HydroReservoir | FR | 2018-02-25 13:00 | 1
HydroReservoir | FR | 2018-02-25 14:00 | 1
HydroReservoir | FR | 2018-02-25 15:00 | 1
HydroReservoir | FR | 2018-02-25 16:00 | 1
HydroReservoir | FR | 2018-02-25 17:00 | 1
HydroReservoir | FR | 2018-02-25 18:00 | 1
HydroReservoir | FR | 2018-02-25 19:00 | 1
HydroReservoir | FR | 2018-02-25 20:00 | 1
HydroReservoir | FR | 2018-02-25 21:00 | 1
HydroReservoir | FR | 2018-02-25 22:00 | 1
HydroReservoir | FR | 2018-02-25 23:00 | 1
HydroReservoir | FR | 2018-02-26 | 1
HydroReservoir | FR | 2018-02-26 01:00 | 1
HydroReservoir | FR | 2018-02-26 02:00 | 1
HydroReservoir | FR | 2018-02-26 03:00 | 1
HydroReservoir | FR | 2018-02-26 04:00 | 1
HydroReservoir | FR | 2018-02-26 05:00 | 1
HydroReservoir | FR | 2018-02-26 06:00 | 1
HydroReservoir | FR | 2018-02-26 07:00 | 1
HydroReservoir | FR | 2018-02-26 08:00 | 1
HydroReservoir | FR | 2018-02-26 09:00 | 1
HydroReservoir | FR | 2018-02-26 10:00 | 1
HydroReservoir | FR | 2018-02-26 11:00 | 1
HydroReservoir | FR | 2018-02-26 12:00 | 1
HydroReservoir | FR | 2018-02-26 13:00 | 1
HydroReservoir | FR | 2018-02-26 14:00 | 1
HydroReservoir | FR | 2018-02-26 15:00 | 1
HydroReservoir | FR | 2018-02-26 16:00 | 1
HydroReservoir | FR | 2018-02-26 17:00 | 1
HydroReservoir | FR | 2018-02-26 18:00 | 1
HydroReservoir | FR | 2018-02-26 19:00 | 1
HydroReservoir | FR | 2018-02-26 20:00 | 1
HydroReservoir | FR | 2018-02-26 21:00 | 1
HydroReservoir | FR | 2018-02-26 22:00 | 1
HydroReservoir | FR | 2018-02-26 23:00 | 1
HydroReservoir | FR | 2018-02-27 | 1
HydroReservoir | FR | 2018-02-27 01:00 | 1
HydroReservoir | FR | 2018-02-27 02:00 | 1
HydroReservoir | FR | 2018-02-27 03:00 | 1
HydroReservoir | FR | 2018-02-27 04:00 | 1
HydroReservoir | FR | 2018-02-27 05:00 | 1
HydroReservoir | FR | 2018-02-27 06:00 | 1
HydroReservoir | FR | 2018-02-27 07:00 | 1
HydroReservoir | FR | 2018-02-27 08:00 | 1
HydroReservoir | FR | 2018-02-27 09:00 | 1
HydroReservoir | FR | 2018-02-27 10:00 | 1
HydroReservoir | FR | 2018-02-27 11:00 | 1
HydroReservoir | FR | 2018-02-27 12:00 | 1
HydroReservoir | FR | 2018-02-27 13:00 | 1
HydroReservoir | FR | 2018-02-27 14:00 | 1
HydroReservoir | FR | 2018-02-27 15:00 | 1
HydroReservoir | FR | 2018-02-27 16:00 | 1
HydroReservoir | FR | 2018-02-27 17:00 | 1
HydroReservoir | FR | 2018-02-27 18:00 | 1
HydroReservoir | FR | 2018-02-27 19:00 | 1
HydroReservoir | FR | 2018-02-27 20:00 | 1
HydroReservoir | FR | 2018-02-27 21:00 | 1
HydroReservoir | FR | 2018-02-27 22:00 | 1
HydroReservoir | FR | 2018-02-27 23:00 | 1
HydroReservoir | FR | 2018-02-28 | 1
HydroReservoir | FR | 2018-02-28 01:00 | 1
HydroReservoir | FR | 2018-02-28 02:00 | 1
HydroReservoir | FR | 2018-02-28 03:00 | 1
HydroReservoir | FR | 2018-02-28 04:00 | 1
HydroReservoir | FR | 2018-02-28 05:00 | 1
HydroReservoir | FR | 2018-02-28 06:00 | 1
HydroReservoir | FR | 2018-02-28 07:00 | 1
HydroReservoir | FR | 2018-02-28 08:00 | 1
HydroReservoir | FR | 2018-02-28 09:00 | 1
HydroReservoir | FR | 2018-02-28 10:00 | 1
HydroReservoir | FR | 2018-02-28 11:00 | 1
HydroReservoir | FR | 2018-02-28 12:00 | 1
HydroReservoir | FR | 2018-02-28 13:00 | 1
HydroReservoir | FR | 2018-02-28 14:00 | 1
HydroReservoir | FR | 2018-02-28 15:00 | 1
HydroReservoir | FR | 2018-02-28 16:00 | 1
HydroReservoir | FR | 2018-02-28 17:00 | 1
HydroReservoir | FR | 2018-02-28 18:00 | 1
HydroReservoir | FR | 2018-02-28 19:00 | 1
HydroReservoir | FR | 2018-02-28 20:00 | 1
HydroReservoir | FR | 2018-02-28 21:00 | 1
HydroReservoir | FR | 2018-02-28 22:00 | 1
HydroReservoir | FR | 2018-02-28 23:00 | 1
HydroReservoir | FR | 2018-03-01 | 1
HydroReservoir | FR | 2018-03-01 01:00 | 1
HydroReservoir | FR | 2018-03-01 02:00 | 1
HydroReservoir | FR | 2018-03-01 03:00 | 1
HydroReservoir | FR | 2018-03-01 04:00 | 1
HydroReservoir | FR | 2018-03-01 05:00 | 1
HydroReservoir | FR | 2018-03-01 06:00 | 1
HydroReservoir | FR | 2018-03-01 07:00 | 1
HydroReservoir | FR | 2018-03-01 08:00 | 1
HydroReservoir | FR | 2018-03-01 09:00 | 1
HydroReservoir | FR | 2018-03-01 10:00 | 1
HydroReservoir | FR | 2018-03-01 11:00 | 1
HydroReservoir | FR | 2018-03-01 12:00 | 1
HydroReservoir | FR | 2018-03-01 13:00 | 1
HydroReservoir | FR | 2018-03-01 14:00 | 1
HydroReservoir | FR | 2018-03-01 15:00 | 1
HydroReservoir | FR | 2018-03-01 16:00 | 1
HydroReservoir | FR | 2018-03-01 17:00 | 1
HydroReservoir | FR | 2018-03-01 18:00 | 1
HydroReservoir | FR | 2018-03-01 19:00 | 1
HydroReservoir | FR | 2018-03-01 20:00 | 1
HydroReservoir | FR | 2018-03-01 21:00 | 1
HydroReservoir | FR | 2018-03-01 22:00 | 1
HydroReservoir | FR | 2018-03-01 23:00 | 1
HydroReservoir | FR | 2018-03-02 | 1
HydroReservoir | FR | 2018-03-02 01:00 | 1
HydroReservoir | FR | 2018-03-02 02:00 | 1
HydroReservoir | FR | 2018-03-02 03:00 | 1
HydroReservoir | FR | 2018-03-02 04:00 | 1
HydroReservoir | FR | 2018-03-02 05:00 | 1
HydroReservoir | FR | 2018-03-02 06:00 | 1
HydroReservoir | FR | 2018-03-02 07:00 | 0.98624
HydroReservoir | FR | 2018-03-02 08:00 | 0.98624
HydroReservoir | FR | 2018-03-02 09:00 | 0.98624
HydroReservoir | FR | 2018-03-02 10:00 | 0.98624
HydroReservoir | FR | 2018-03-02 11:00 | 1
HydroReservoir | FR | 2018-03-02 12:00 | 1
HydroReservoir | FR | 2018-03-02 13:00 | 1
HydroReservoir | FR | 2018-03-02 14:00 | 1
HydroReservoir | FR | 2018-03-02 15:00 | 1
HydroReservoir | FR | 2018-03-02 16:00 | 1
HydroReservoir | FR | 2018-03-02 17:00 | 1
HydroReservoir | FR | 2018-03-02 18:00 | 1
HydroReservoir | FR | 2018-03-02 19:00 | 1
HydroReservoir | FR | 2018-03-02 20:00 | 1
HydroReservoir | FR | 2018-03-02 21:00 | 1
HydroReservoir | FR | 2018-03-02 22:00 | 1
HydroReservoir | FR | 2018-03-02 23:00 | 1
HydroReservoir | FR | 2018-03-03 | 1
HydroReservoir | FR | 2018-03-03 01:00 | 1
HydroReservoir | FR | 2018-03-03 02:00 | 1
HydroReservoir | FR | 2018-03-03 03:00 | 1
HydroReservoir | FR | 2018-03-03 04:00 | 1
HydroReservoir | FR | 2018-03-03 05:00 | 1
HydroReservoir | FR | 2018-03-03 06:00 | 1
HydroReservoir | FR | 2018-03-03 07:00 | 1
HydroReservoir | FR | 2018-03-03 08:00 | 1
HydroReservoir | FR | 2018-03-03 09:00 | 1
HydroReservoir | FR | 2018-03-03 10:00 | 1
HydroReservoir | FR | 2018-03-03 11:00 | 1
HydroReservoir | FR | 2018-03-03 12:00 | 1
HydroReservoir | FR | 2018-03-03 13:00 | 1
HydroReservoir | FR | 2018-03-03 14:00 | 1
HydroReservoir | FR | 2018-03-03 15:00 | 1
HydroReservoir | FR | 2018-03-03 16:00 | 1
HydroReservoir | FR | 2018-03-03 17:00 | 1
HydroReservoir | FR | 2018-03-03 18:00 | 1
HydroReservoir | FR | 2018-03-03 19:00 | 1
HydroReservoir | FR | 2018-03-03 20:00 | 1
HydroReservoir | FR | 2018-03-03 21:00 | 1
HydroReservoir | FR | 2018-03-03 22:00 | 1
HydroReservoir | FR | 2018-03-03 23:00 | 1
HydroReservoir | FR | 2018-03-04 | 1
HydroReservoir | FR | 2018-03-04 01:00 | 1
HydroReservoir | FR | 2018-03-04 02:00 | 1
HydroReservoir | FR | 2018-03-04 03:00 | 1
HydroReservoir | FR | 2018-03-04 04:00 | 1
HydroReservoir | FR | 2018-03-04 05:00 | 1
HydroReservoir | FR | 2018-03-04 06:00 | 1
HydroReservoir | FR | 2018-03-04 07:00 | 1
HydroReservoir | FR | 2018-03-04 08:00 | 1
HydroReservoir | FR | 2018-03-04 09:00 | 1
HydroReservoir | FR | 2018-03-04 10:00 | 1
HydroReservoir | FR | 2018-03-04 11:00 | 1
HydroReservoir | FR | 2018-03-04 12:00 | 1
HydroReservoir | FR | 2018-03-04 13:00 | 1
HydroReservoir | FR | 2018-03-04 14:00 | 1
HydroReservoir | FR | 2018-03-04 15:00 | 1
HydroReservoir | FR | 2018-03-04 16:00 | 1
HydroReservoir | FR | 2018-03-04 17:00 | 1
HydroReservoir | FR | 2018-03-04 18:00 | 1
HydroReservoir | FR | 2018-03-04 19:00 | 1
HydroReservoir | FR | 2018-03-04 20:00 | 1
HydroReservoir | FR | 2018-03-04 21:00 | 1
HydroReservoir | FR | 2018-03-04 22:00 | 1
HydroReservoir | FR | 2018-03-04 23:00 | 1
HydroReservoir | FR | 2018-03-05 | 1
HydroReservoir | FR | 2018-03-05 01:00 | 1
HydroReservoir | FR | 2018-03-05 02:00 | 1
HydroReservoir | FR | 2018-03-05 03:00 | 1
HydroReservoir | FR | 2018-03-05 04:00 | 1
HydroReservoir | FR | 2018-03-05 05:00 | 1
HydroReservoir | FR | 2018-03-05 06:00 | 1
HydroReservoir | FR | 2018-03-05 07:00 | 1
HydroReservoir | FR | 2018-03-05 08:00 | 1
HydroReservoir | FR | 2018-03-05 09:00 | 1
HydroReservoir | FR | 2018-03-05 10:00 | 1
HydroReservoir | FR | 2018-03-05 11:00 | 1
HydroReservoir | FR | 2018-03-05 12:00 | 1
HydroReservoir | FR | 2018-03-05 13:00 | 1
HydroReservoir | FR | 2018-03-05 14:00 | 1
HydroReservoir | FR | 2018-03-05 15:00 | 1
HydroReservoir | FR | 2018-03-05 16:00 | 1
HydroReservoir | FR | 2018-03-05 17:00 | 1
HydroReservoir | FR | 2018-03-05 18:00 | 1
HydroReservoir | FR | 2018-03-05 19:00 | 1
HydroReservoir | FR | 2018-03-05 20:00 | 1
HydroReservoir | FR | 2018-03-05 21:00 | 1
HydroReservoir | FR | 2018-03-05 22:00 | 1
HydroReservoir | FR | 2018-03-05 23:00 | 1
HydroReservoir | FR | 2018-03-06 | 1
HydroReservoir | FR | 2018-03-06 01:00 | 1
HydroReservoir | FR | 2018-03-06 02:00 | 1
HydroReservoir | FR | 2018-03-06 03:00 | 1
HydroReservoir | FR | 2018-03-06 04:00 | 1
HydroReservoir | FR | 2018-03-06 05:00 | 1
HydroReservoir | FR | 2018-03-06 06:00 | 1
HydroReservoir | FR | 2018-03-06 07:00 | 1
HydroReservoir | FR | 2018-03-06 08:00 | 1
HydroReservoir | FR | 2018-03-06 09:00 | 1
HydroReservoir | FR | 2018-03-06 10:00 | 1
HydroReservoir | FR | 2018-03-06 11:00 | 1
HydroReservoir | FR | 2018-03-06 12:00 | 0.94404
HydroReservoir | FR | 2018-03-06 13:00 | 0.94404
HydroReservoir | FR | 2018-03-06 14:00 | 0.94404
HydroReservoir | FR | 2018-03-06 15:00 | 0.94404
HydroReservoir | FR | 2018-03-06 16:00 | 0.94404
HydroReservoir | FR | 2018-03-06 17:00 | 1
HydroReservoir | FR | 2018-03-06 18:00 | 1
HydroReservoir | FR | 2018-03-06 19:00 | 1
HydroReservoir | FR | 2018-03-06 20:00 | 1
HydroReservoir | FR | 2018-03-06 21:00 | 1
HydroReservoir | FR | 2018-03-06 22:00 | 1
HydroReservoir | FR | 2018-03-06 23:00 | 1
HydroReservoir | FR | 2018-03-07 | 1
HydroReservoir | FR | 2018-03-07 01:00 | 1
HydroReservoir | FR | 2018-03-07 02:00 | 1
HydroReservoir | FR | 2018-03-07 03:00 | 1
HydroReservoir | FR | 2018-03-07 04:00 | 1
HydroReservoir | FR | 2018-03-07 05:00 | 1
HydroReservoir | FR | 2018-03-07 06:00 | 1
HydroReservoir | FR | 2018-03-07 07:00 | 1
HydroReservoir | FR | 2018-03-07 08:00 | 1
HydroReservoir | FR | 2018-03-07 09:00 | 1
HydroReservoir | FR | 2018-03-07 10:00 | 1
HydroReservoir | FR | 2018-03-07 11:00 | 1
HydroReservoir | FR | 2018-03-07 12:00 | 0.94404
HydroReservoir | FR | 2018-03-07 13:00 | 0.94404
HydroReservoir | FR | 2018-03-07 14:00 | 0.94404
HydroReservoir | FR | 2018-03-07 15:00 | 0.94404
HydroReservoir | FR | 2018-03-07 16:00 | 0.94404
HydroReservoir | FR | 2018-03-07 17:00 | 1
HydroReservoir | FR | 2018-03-07 18:00 | 1
HydroReservoir | FR | 2018-03-07 19:00 | 1
HydroReservoir | FR | 2018-03-07 20:00 | 1
HydroReservoir | FR | 2018-03-07 21:00 | 1
HydroReservoir | FR | 2018-03-07 22:00 | 1
HydroReservoir | FR | 2018-03-07 23:00 | 1
HydroReservoir | FR | 2018-03-08 | 1
HydroReservoir | FR | 2018-03-08 01:00 | 1
HydroReservoir | FR | 2018-03-08 02:00 | 1
HydroReservoir | FR | 2018-03-08 03:00 | 1
HydroReservoir | FR | 2018-03-08 04:00 | 1
HydroReservoir | FR | 2018-03-08 05:00 | 1
HydroReservoir | FR | 2018-03-08 06:00 | 1
HydroReservoir | FR | 2018-03-08 07:00 | 1
HydroReservoir | FR | 2018-03-08 08:00 | 1
HydroReservoir | FR | 2018-03-08 09:00 | 1
HydroReservoir | FR | 2018-03-08 10:00 | 1
HydroReservoir | FR | 2018-03-08 11:00 | 1
HydroReservoir | FR | 2018-03-08 12:00 | 1
HydroReservoir | FR | 2018-03-08 13:00 | 1
HydroReservoir | FR | 2018-03-08 14:00 | 0.97902
HydroReservoir | FR | 2018-03-08 15:00 | 1
HydroReservoir | FR | 2018-03-08 16:00 | 1
HydroReservoir | FR | 2018-03-08 17:00 | 1
HydroReservoir | FR | 2018-03-08 18:00 | 1
HydroReservoir | FR | 2018-03-08 19:00 | 1
HydroReservoir | FR | 2018-03-08 20:00 | 1
HydroReservoir | FR | 2018-03-08 21:00 | 1
HydroReservoir | FR | 2018-03-08 22:00 | 1
HydroReservoir | FR | 2018-03-08 23:00 | 1
HydroReservoir | FR | 2018-03-09 | 1
HydroReservoir | FR | 2018-03-09 01:00 | 1
HydroReservoir | FR | 2018-03-09 02:00 | 1
HydroReservoir | FR | 2018-03-09 03:00 | 1
HydroReservoir | FR | 2018-03-09 04:00 | 1
HydroReservoir | FR | 2018-03-09 05:00 | 1
HydroReservoir | FR | 2018-03-09 06:00 | 1
HydroReservoir | FR | 2018-03-09 07:00 | 1
HydroReservoir | FR | 2018-03-09 08:00 | 0.98811
HydroReservoir | FR | 2018-03-09 09:00 | 0.98811
HydroReservoir | FR | 2018-03-09 10:00 | 0.98811
HydroReservoir | FR | 2018-03-09 11:00 | 1
HydroReservoir | FR | 2018-03-09 12:00 | 1
HydroReservoir | FR | 2018-03-09 13:00 | 1
HydroReservoir | FR | 2018-03-09 14:00 | 1
HydroReservoir | FR | 2018-03-09 15:00 | 1
HydroReservoir | FR | 2018-03-09 16:00 | 1
HydroReservoir | FR | 2018-03-09 17:00 | 1
HydroReservoir | FR | 2018-03-09 18:00 | 1
HydroReservoir | FR | 2018-03-09 19:00 | 1
HydroReservoir | FR | 2018-03-09 20:00 | 1
HydroReservoir | FR | 2018-03-09 21:00 | 1
HydroReservoir | FR | 2018-03-09 22:00 | 1
HydroReservoir | FR | 2018-03-09 23:00 | 1
HydroReservoir | FR | 2018-03-10 | 1
HydroReservoir | FR | 2018-03-10 01:00 | 1
HydroReservoir | FR | 2018-03-10 02:00 | 1
HydroReservoir | FR | 2018-03-10 03:00 | 1
HydroReservoir | FR | 2018-03-10 04:00 | 1
HydroReservoir | FR | 2018-03-10 05:00 | 1
HydroReservoir | FR | 2018-03-10 06:00 | 1
HydroReservoir | FR | 2018-03-10 07:00 | 1
HydroReservoir | FR | 2018-03-10 08:00 | 1
HydroReservoir | FR | 2018-03-10 09:00 | 1
HydroReservoir | FR | 2018-03-10 10:00 | 1
HydroReservoir | FR | 2018-03-10 11:00 | 1
HydroReservoir | FR | 2018-03-10 12:00 | 1
HydroReservoir | FR | 2018-03-10 13:00 | 1
HydroReservoir | FR | 2018-03-10 14:00 | 1
HydroReservoir | FR | 2018-03-10 15:00 | 1
HydroReservoir | FR | 2018-03-10 16:00 | 1
HydroReservoir | FR | 2018-03-10 17:00 | 1
HydroReservoir | FR | 2018-03-10 18:00 | 1
HydroReservoir | FR | 2018-03-10 19:00 | 1
HydroReservoir | FR | 2018-03-10 20:00 | 1
HydroReservoir | FR | 2018-03-10 21:00 | 1
HydroReservoir | FR | 2018-03-10 22:00 | 1
HydroReservoir | FR | 2018-03-10 23:00 | 1
HydroReservoir | FR | 2018-03-11 | 1
HydroReservoir | FR | 2018-03-11 01:00 | 1
HydroReservoir | FR | 2018-03-11 02:00 | 1
HydroReservoir | FR | 2018-03-11 03:00 | 1
HydroReservoir | FR | 2018-03-11 04:00 | 1
HydroReservoir | FR | 2018-03-11 05:00 | 1
HydroReservoir | FR | 2018-03-11 06:00 | 1
HydroReservoir | FR | 2018-03-11 07:00 | 1
HydroReservoir | FR | 2018-03-11 08:00 | 1
HydroReservoir | FR | 2018-03-11 09:00 | 1
HydroReservoir | FR | 2018-03-11 10:00 | 1
HydroReservoir | FR | 2018-03-11 11:00 | 1
HydroReservoir | FR | 2018-03-11 12:00 | 1
HydroReservoir | FR | 2018-03-11 13:00 | 1
HydroReservoir | FR | 2018-03-11 14:00 | 1
HydroReservoir | FR | 2018-03-11 15:00 | 1
HydroReservoir | FR | 2018-03-11 16:00 | 1
HydroReservoir | FR | 2018-03-11 17:00 | 1
HydroReservoir | FR | 2018-03-11 18:00 | 1
HydroReservoir | FR | 2018-03-11 19:00 | 1
HydroReservoir | FR | 2018-03-11 20:00 | 1
HydroReservoir | FR | 2018-03-11 21:00 | 1
HydroReservoir | FR | 2018-03-11 22:00 | 1
HydroReservoir | FR | 2018-03-11 23:00 | 1
HydroReservoir | FR | 2018-03-12 | 1
HydroReservoir | FR | 2018-03-12 01:00 | 1
HydroReservoir | FR | 2018-03-12 02:00 | 1
HydroReservoir | FR | 2018-03-12 03:00 | 1
HydroReservoir | FR | 2018-03-12 04:00 | 1
HydroReservoir | FR | 2018-03-12 05:00 | 1
HydroReservoir | FR | 2018-03-12 06:00 | 1
HydroReservoir | FR | 2018-03-12 07:00 | 0.96736
HydroReservoir | FR | 2018-03-12 08:00 | 0.94125
HydroReservoir | FR | 2018-03-12 09:00 | 0.94125
HydroReservoir | FR | 2018-03-12 10:00 | 0.94125
HydroReservoir | FR | 2018-03-12 11:00 | 0.94125
HydroReservoir | FR | 2018-03-12 12:00 | 0.94125
HydroReservoir | FR | 2018-03-12 13:00 | 0.94125
HydroReservoir | FR | 2018-03-12 14:00 | 0.94125
HydroReservoir | FR | 2018-03-12 15:00 | 0.9529
HydroReservoir | FR | 2018-03-12 16:00 | 0.9529
HydroReservoir | FR | 2018-03-12 17:00 | 0.96456
HydroReservoir | FR | 2018-03-12 18:00 | 0.96456
HydroReservoir | FR | 2018-03-12 19:00 | 0.96456
HydroReservoir | FR | 2018-03-12 20:00 | 0.96456
HydroReservoir | FR | 2018-03-12 21:00 | 0.96456
HydroReservoir | FR | 2018-03-12 22:00 | 0.96456
HydroReservoir | FR | 2018-03-12 23:00 | 0.96456
HydroReservoir | FR | 2018-03-13 | 0.96456
HydroReservoir | FR | 2018-03-13 01:00 | 0.96456
HydroReservoir | FR | 2018-03-13 02:00 | 0.96456
HydroReservoir | FR | 2018-03-13 03:00 | 0.96456
HydroReservoir | FR | 2018-03-13 04:00 | 0.96456
HydroReservoir | FR | 2018-03-13 05:00 | 0.96456
HydroReservoir | FR | 2018-03-13 06:00 | 0.96456
HydroReservoir | FR | 2018-03-13 07:00 | 0.96456
HydroReservoir | FR | 2018-03-13 08:00 | 0.9529
HydroReservoir | FR | 2018-03-13 09:00 | 0.9529
HydroReservoir | FR | 2018-03-13 10:00 | 0.9529
HydroReservoir | FR | 2018-03-13 11:00 | 0.9529
HydroReservoir | FR | 2018-03-13 12:00 | 0.9529
HydroReservoir | FR | 2018-03-13 13:00 | 0.9529
HydroReservoir | FR | 2018-03-13 14:00 | 0.9529
HydroReservoir | FR | 2018-03-13 15:00 | 0.96456
HydroReservoir | FR | 2018-03-13 16:00 | 0.96456
HydroReservoir | FR | 2018-03-13 17:00 | 0.96456
HydroReservoir | FR | 2018-03-13 18:00 | 0.96456
HydroReservoir | FR | 2018-03-13 19:00 | 0.96456
HydroReservoir | FR | 2018-03-13 20:00 | 0.96456
HydroReservoir | FR | 2018-03-13 21:00 | 0.96456
HydroReservoir | FR | 2018-03-13 22:00 | 0.96456
HydroReservoir | FR | 2018-03-13 23:00 | 0.96456
HydroReservoir | FR | 2018-03-14 | 0.96456
HydroReservoir | FR | 2018-03-14 01:00 | 0.96456
HydroReservoir | FR | 2018-03-14 02:00 | 0.96456
HydroReservoir | FR | 2018-03-14 03:00 | 0.96456
HydroReservoir | FR | 2018-03-14 04:00 | 0.96456
HydroReservoir | FR | 2018-03-14 05:00 | 0.96456
HydroReservoir | FR | 2018-03-14 06:00 | 0.96456
HydroReservoir | FR | 2018-03-14 07:00 | 0.9156
HydroReservoir | FR | 2018-03-14 08:00 | 0.90394
HydroReservoir | FR | 2018-03-14 09:00 | 0.90394
HydroReservoir | FR | 2018-03-14 10:00 | 0.87072
HydroReservoir | FR | 2018-03-14 11:00 | 0.90394
HydroReservoir | FR | 2018-03-14 12:00 | 0.90394
HydroReservoir | FR | 2018-03-14 13:00 | 0.90394
HydroReservoir | FR | 2018-03-14 14:00 | 0.88948
HydroReservoir | FR | 2018-03-14 15:00 | 0.90114
HydroReservoir | FR | 2018-03-14 16:00 | 0.9501
HydroReservoir | FR | 2018-03-14 17:00 | 0.96456
HydroReservoir | FR | 2018-03-14 18:00 | 0.96456
HydroReservoir | FR | 2018-03-14 19:00 | 0.96456
HydroReservoir | FR | 2018-03-14 20:00 | 0.96456
HydroReservoir | FR | 2018-03-14 21:00 | 0.96456
HydroReservoir | FR | 2018-03-14 22:00 | 0.96456
HydroReservoir | FR | 2018-03-14 23:00 | 0.96456
HydroReservoir | FR | 2018-03-15 | 0.96456
HydroReservoir | FR | 2018-03-15 01:00 | 0.96456
HydroReservoir | FR | 2018-03-15 02:00 | 0.96456
HydroReservoir | FR | 2018-03-15 03:00 | 0.96456
HydroReservoir | FR | 2018-03-15 04:00 | 0.96456
HydroReservoir | FR | 2018-03-15 05:00 | 0.96456
HydroReservoir | FR | 2018-03-15 06:00 | 0.96456
HydroReservoir | FR | 2018-03-15 07:00 | 0.93122
HydroReservoir | FR | 2018-03-15 08:00 | 0.90511
HydroReservoir | FR | 2018-03-15 09:00 | 0.90511
HydroReservoir | FR | 2018-03-15 10:00 | 0.90511
HydroReservoir | FR | 2018-03-15 11:00 | 0.90511
HydroReservoir | FR | 2018-03-15 12:00 | 0.90511
HydroReservoir | FR | 2018-03-15 13:00 | 0.90511
HydroReservoir | FR | 2018-03-15 14:00 | 0.90511
HydroReservoir | FR | 2018-03-15 15:00 | 0.91676
HydroReservoir | FR | 2018-03-15 16:00 | 0.9501
HydroReservoir | FR | 2018-03-15 17:00 | 0.96456
HydroReservoir | FR | 2018-03-15 18:00 | 0.96456
HydroReservoir | FR | 2018-03-15 19:00 | 0.96456
HydroReservoir | FR | 2018-03-15 20:00 | 0.96456
HydroReservoir | FR | 2018-03-15 21:00 | 0.96456
HydroReservoir | FR | 2018-03-15 22:00 | 0.96456
HydroReservoir | FR | 2018-03-15 23:00 | 0.96456
HydroReservoir | FR | 2018-03-16 | 0.96456
HydroReservoir | FR | 2018-03-16 01:00 | 0.96456
HydroReservoir | FR | 2018-03-16 02:00 | 0.96456
HydroReservoir | FR | 2018-03-16 03:00 | 0.96456
HydroReservoir | FR | 2018-03-16 04:00 | 0.96456
HydroReservoir | FR | 2018-03-16 05:00 | 0.96456
HydroReservoir | FR | 2018-03-16 06:00 | 0.96456
HydroReservoir | FR | 2018-03-16 07:00 | 0.96456
HydroReservoir | FR | 2018-03-16 08:00 | 0.9529
HydroReservoir | FR | 2018-03-16 09:00 | 0.9529
HydroReservoir | FR | 2018-03-16 10:00 | 0.9529
HydroReservoir | FR | 2018-03-16 11:00 | 0.9529
HydroReservoir | FR | 2018-03-16 12:00 | 0.9529
HydroReservoir | FR | 2018-03-16 13:00 | 0.9529
HydroReservoir | FR | 2018-03-16 14:00 | 0.91968
HydroReservoir | FR | 2018-03-16 15:00 | 0.93134
HydroReservoir | FR | 2018-03-16 16:00 | 0.96456
HydroReservoir | FR | 2018-03-16 17:00 | 0.97902
HydroReservoir | FR | 2018-03-16 18:00 | 0.94579
HydroReservoir | FR | 2018-03-16 19:00 | 0.94579
HydroReservoir | FR | 2018-03-16 20:00 | 0.94579
HydroReservoir | FR | 2018-03-16 21:00 | 0.94579
HydroReservoir | FR | 2018-03-16 22:00 | 0.94579
HydroReservoir | FR | 2018-03-16 23:00 | 0.94579
HydroReservoir | FR | 2018-03-17 | 0.94579
HydroReservoir | FR | 2018-03-17 01:00 | 0.94579
HydroReservoir | FR | 2018-03-17 02:00 | 0.94579
HydroReservoir | FR | 2018-03-17 03:00 | 0.94579
HydroReservoir | FR | 2018-03-17 04:00 | 0.94579
HydroReservoir | FR | 2018-03-17 05:00 | 0.94579
HydroReservoir | FR | 2018-03-17 06:00 | 0.94579
HydroReservoir | FR | 2018-03-17 07:00 | 0.94579
HydroReservoir | FR | 2018-03-17 08:00 | 0.94579
HydroReservoir | FR | 2018-03-17 09:00 | 0.94579
HydroReservoir | FR | 2018-03-17 10:00 | 0.94579
HydroReservoir | FR | 2018-03-17 11:00 | 0.94579
HydroReservoir | FR | 2018-03-17 12:00 | 0.97902
HydroReservoir | FR | 2018-03-17 13:00 | 0.97902
HydroReservoir | FR | 2018-03-17 14:00 | 0.97902
HydroReservoir | FR | 2018-03-17 15:00 | 0.97902
HydroReservoir | FR | 2018-03-17 16:00 | 0.97902
HydroReservoir | FR | 2018-03-17 17:00 | 0.97902
HydroReservoir | FR | 2018-03-17 18:00 | 0.97902
HydroReservoir | FR | 2018-03-17 19:00 | 0.97902
HydroReservoir | FR | 2018-03-17 20:00 | 0.97902
HydroReservoir | FR | 2018-03-17 21:00 | 0.97902
HydroReservoir | FR | 2018-03-17 22:00 | 0.97902
HydroReservoir | FR | 2018-03-17 23:00 | 0.97902
HydroReservoir | FR | 2018-03-18 | 0.97902
HydroReservoir | FR | 2018-03-18 01:00 | 0.97902
HydroReservoir | FR | 2018-03-18 02:00 | 0.97902
HydroReservoir | FR | 2018-03-18 03:00 | 0.97902
HydroReservoir | FR | 2018-03-18 04:00 | 0.97902
HydroReservoir | FR | 2018-03-18 05:00 | 0.97902
HydroReservoir | FR | 2018-03-18 06:00 | 0.97902
HydroReservoir | FR | 2018-03-18 07:00 | 0.97902
HydroReservoir | FR | 2018-03-18 08:00 | 0.97902
HydroReservoir | FR | 2018-03-18 09:00 | 0.97902
HydroReservoir | FR | 2018-03-18 10:00 | 0.97902
HydroReservoir | FR | 2018-03-18 11:00 | 0.97902
HydroReservoir | FR | 2018-03-18 12:00 | 0.97902
HydroReservoir | FR | 2018-03-18 13:00 | 0.97902
HydroReservoir | FR | 2018-03-18 14:00 | 0.97902
HydroReservoir | FR | 2018-03-18 15:00 | 0.97902
HydroReservoir | FR | 2018-03-18 16:00 | 0.97902
HydroReservoir | FR | 2018-03-18 17:00 | 0.97902
HydroReservoir | FR | 2018-03-18 18:00 | 0.97902
HydroReservoir | FR | 2018-03-18 19:00 | 0.97902
HydroReservoir | FR | 2018-03-18 20:00 | 0.97902
HydroReservoir | FR | 2018-03-18 21:00 | 0.97902
HydroReservoir | FR | 2018-03-18 22:00 | 0.97902
HydroReservoir | FR | 2018-03-18 23:00 | 0.97902
HydroReservoir | FR | 2018-03-19 | 0.97902
HydroReservoir | FR | 2018-03-19 01:00 | 0.97902
HydroReservoir | FR | 2018-03-19 02:00 | 0.97902
HydroReservoir | FR | 2018-03-19 03:00 | 0.97902
HydroReservoir | FR | 2018-03-19 04:00 | 0.97902
HydroReservoir | FR | 2018-03-19 05:00 | 0.97902
HydroReservoir | FR | 2018-03-19 06:00 | 0.97902
HydroReservoir | FR | 2018-03-19 07:00 | 0.97902
HydroReservoir | FR | 2018-03-19 08:00 | 0.97902
HydroReservoir | FR | 2018-03-19 09:00 | 0.97902
HydroReservoir | FR | 2018-03-19 10:00 | 0.97902
HydroReservoir | FR | 2018-03-19 11:00 | 0.97902
HydroReservoir | FR | 2018-03-19 12:00 | 0.97902
HydroReservoir | FR | 2018-03-19 13:00 | 0.97902
HydroReservoir | FR | 2018-03-19 14:00 | 0.96736
HydroReservoir | FR | 2018-03-19 15:00 | 0.96736
HydroReservoir | FR | 2018-03-19 16:00 | 0.96736
HydroReservoir | FR | 2018-03-19 17:00 | 0.96736
HydroReservoir | FR | 2018-03-19 18:00 | 0.97902
HydroReservoir | FR | 2018-03-19 19:00 | 0.97902
HydroReservoir | FR | 2018-03-19 20:00 | 0.97902
HydroReservoir | FR | 2018-03-19 21:00 | 0.97902
HydroReservoir | FR | 2018-03-19 22:00 | 0.97902
HydroReservoir | FR | 2018-03-19 23:00 | 0.97902
HydroReservoir | FR | 2018-03-20 | 0.97902
HydroReservoir | FR | 2018-03-20 01:00 | 0.97902
HydroReservoir | FR | 2018-03-20 02:00 | 0.97902
HydroReservoir | FR | 2018-03-20 03:00 | 0.97902
HydroReservoir | FR | 2018-03-20 04:00 | 0.97902
HydroReservoir | FR | 2018-03-20 05:00 | 0.97902
HydroReservoir | FR | 2018-03-20 06:00 | 0.97902
HydroReservoir | FR | 2018-03-20 07:00 | 0.96736
HydroReservoir | FR | 2018-03-20 08:00 | 0.94943
HydroReservoir | FR | 2018-03-20 09:00 | 0.94943
HydroReservoir | FR | 2018-03-20 10:00 | 0.94943
HydroReservoir | FR | 2018-03-20 11:00 | 0.94943
HydroReservoir | FR | 2018-03-20 12:00 | 0.94943
HydroReservoir | FR | 2018-03-20 13:00 | 0.94943
HydroReservoir | FR | 2018-03-20 14:00 | 0.96736
HydroReservoir | FR | 2018-03-20 15:00 | 0.97902
HydroReservoir | FR | 2018-03-20 16:00 | 0.97902
HydroReservoir | FR | 2018-03-20 17:00 | 0.96433
HydroReservoir | FR | 2018-03-20 18:00 | 0.96433
HydroReservoir | FR | 2018-03-20 19:00 | 0.96433
HydroReservoir | FR | 2018-03-20 20:00 | 0.96433
HydroReservoir | FR | 2018-03-20 21:00 | 0.96433
HydroReservoir | FR | 2018-03-20 22:00 | 0.96433
HydroReservoir | FR | 2018-03-20 23:00 | 0.96433
HydroReservoir | FR | 2018-03-21 | 0.96433
HydroReservoir | FR | 2018-03-21 01:00 | 0.96433
HydroReservoir | FR | 2018-03-21 02:00 | 0.96433
HydroReservoir | FR | 2018-03-21 03:00 | 0.96433
HydroReservoir | FR | 2018-03-21 04:00 | 0.94498
HydroReservoir | FR | 2018-03-21 05:00 | 0.94498
HydroReservoir | FR | 2018-03-21 06:00 | 0.94498
HydroReservoir | FR | 2018-03-21 07:00 | 0.93332
HydroReservoir | FR | 2018-03-21 08:00 | 0.93332
HydroReservoir | FR | 2018-03-21 09:00 | 0.93332
HydroReservoir | FR | 2018-03-21 10:00 | 0.93332
HydroReservoir | FR | 2018-03-21 11:00 | 0.93332
HydroReservoir | FR | 2018-03-21 12:00 | 0.94801
HydroReservoir | FR | 2018-03-21 13:00 | 0.94801
HydroReservoir | FR | 2018-03-21 14:00 | 0.94801
HydroReservoir | FR | 2018-03-21 15:00 | 0.95966
HydroReservoir | FR | 2018-03-21 16:00 | 0.95966
HydroReservoir | FR | 2018-03-21 17:00 | 0.95966
HydroReservoir | FR | 2018-03-21 18:00 | 0.97902
HydroReservoir | FR | 2018-03-21 19:00 | 0.97902
HydroReservoir | FR | 2018-03-21 20:00 | 0.97902
HydroReservoir | FR | 2018-03-21 21:00 | 0.97902
HydroReservoir | FR | 2018-03-21 22:00 | 0.97902
HydroReservoir | FR | 2018-03-21 23:00 | 0.97902
HydroReservoir | FR | 2018-03-22 | 0.97902
HydroReservoir | FR | 2018-03-22 01:00 | 0.97902
HydroReservoir | FR | 2018-03-22 02:00 | 0.97902
HydroReservoir | FR | 2018-03-22 03:00 | 0.97902
HydroReservoir | FR | 2018-03-22 04:00 | 0.97902
HydroReservoir | FR | 2018-03-22 05:00 | 0.97902
HydroReservoir | FR | 2018-03-22 06:00 | 0.97902
HydroReservoir | FR | 2018-03-22 07:00 | 0.96736
HydroReservoir | FR | 2018-03-22 08:00 | 0.96736
HydroReservoir | FR | 2018-03-22 09:00 | 0.96736
HydroReservoir | FR | 2018-03-22 10:00 | 0.94404
HydroReservoir | FR | 2018-03-22 11:00 | 0.94404
HydroReservoir | FR | 2018-03-22 12:00 | 0.94404
HydroReservoir | FR | 2018-03-22 13:00 | 0.94404
HydroReservoir | FR | 2018-03-22 14:00 | 0.94404
HydroReservoir | FR | 2018-03-22 15:00 | 0.9557
HydroReservoir | FR | 2018-03-22 16:00 | 0.9557
HydroReservoir | FR | 2018-03-22 17:00 | 0.97902
HydroReservoir | FR | 2018-03-22 18:00 | 0.97902
HydroReservoir | FR | 2018-03-22 19:00 | 0.97902
HydroReservoir | FR | 2018-03-22 20:00 | 0.97902
HydroReservoir | FR | 2018-03-22 21:00 | 0.97902
HydroReservoir | FR | 2018-03-22 22:00 | 0.97902
HydroReservoir | FR | 2018-03-22 23:00 | 0.97902
HydroReservoir | FR | 2018-03-23 | 0.97902
HydroReservoir | FR | 2018-03-23 01:00 | 0.97902
HydroReservoir | FR | 2018-03-23 02:00 | 0.97902
HydroReservoir | FR | 2018-03-23 03:00 | 0.97902
HydroReservoir | FR | 2018-03-23 04:00 | 0.97902
HydroReservoir | FR | 2018-03-23 05:00 | 0.97902
HydroReservoir | FR | 2018-03-23 06:00 | 0.97902
HydroReservoir | FR | 2018-03-23 07:00 | 0.96736
HydroReservoir | FR | 2018-03-23 08:00 | 0.96736
HydroReservoir | FR | 2018-03-23 09:00 | 0.96736
HydroReservoir | FR | 2018-03-23 10:00 | 0.96736
HydroReservoir | FR | 2018-03-23 11:00 | 0.96736
HydroReservoir | FR | 2018-03-23 12:00 | 0.96736
HydroReservoir | FR | 2018-03-23 13:00 | 0.96736
HydroReservoir | FR | 2018-03-23 14:00 | 0.96736
HydroReservoir | FR | 2018-03-23 15:00 | 0.97902
HydroReservoir | FR | 2018-03-23 16:00 | 0.97902
HydroReservoir | FR | 2018-03-23 17:00 | 0.97902
HydroReservoir | FR | 2018-03-23 18:00 | 0.97902
HydroReservoir | FR | 2018-03-23 19:00 | 0.97902
HydroReservoir | FR | 2018-03-23 20:00 | 0.97902
HydroReservoir | FR | 2018-03-23 21:00 | 0.97902
HydroReservoir | FR | 2018-03-23 22:00 | 0.97902
HydroReservoir | FR | 2018-03-23 23:00 | 0.97902
HydroReservoir | FR | 2018-03-24 | 0.97902
HydroReservoir | FR | 2018-03-24 01:00 | 0.97902
HydroReservoir | FR | 2018-03-24 02:00 | 0.97902
HydroReservoir | FR | 2018-03-24 03:00 | 0.97902
HydroReservoir | FR | 2018-03-24 04:00 | 0.97902
HydroReservoir | FR | 2018-03-24 05:00 | 0.97902
HydroReservoir | FR | 2018-03-24 06:00 | 0.97902
HydroReservoir | FR | 2018-03-24 07:00 | 0.97902
HydroReservoir | FR | 2018-03-24 08:00 | 0.97902
HydroReservoir | FR | 2018-03-24 09:00 | 0.97902
HydroReservoir | FR | 2018-03-24 10:00 | 0.97902
HydroReservoir | FR | 2018-03-24 11:00 | 0.97902
HydroReservoir | FR | 2018-03-24 12:00 | 0.97902
HydroReservoir | FR | 2018-03-24 13:00 | 0.97902
HydroReservoir | FR | 2018-03-24 14:00 | 0.97902
HydroReservoir | FR | 2018-03-24 15:00 | 0.97902
HydroReservoir | FR | 2018-03-24 16:00 | 0.97902
HydroReservoir | FR | 2018-03-24 17:00 | 0.97902
HydroReservoir | FR | 2018-03-24 18:00 | 0.97902
HydroReservoir | FR | 2018-03-24 19:00 | 0.97902
HydroReservoir | FR | 2018-03-24 20:00 | 0.97902
HydroReservoir | FR | 2018-03-24 21:00 | 0.97902
HydroReservoir | FR | 2018-03-24 22:00 | 0.97902
HydroReservoir | FR | 2018-03-24 23:00 | 0.97902
HydroReservoir | FR | 2018-03-25 | 0.97902
HydroReservoir | FR | 2018-03-25 01:00 | 0.97902
HydroReservoir | FR | 2018-03-25 02:00 | 0.97902
HydroReservoir | FR | 2018-03-25 03:00 | 0.97902
HydroReservoir | FR | 2018-03-25 04:00 | 0.97902
HydroReservoir | FR | 2018-03-25 05:00 | 0.97902
HydroReservoir | FR | 2018-03-25 06:00 | 0.97902
HydroReservoir | FR | 2018-03-25 07:00 | 0.97902
HydroReservoir | FR | 2018-03-25 08:00 | 0.97902
HydroReservoir | FR | 2018-03-25 09:00 | 0.97902
HydroReservoir | FR | 2018-03-25 10:00 | 0.97902
HydroReservoir | FR | 2018-03-25 11:00 | 0.97902
HydroReservoir | FR | 2018-03-25 12:00 | 0.97902
HydroReservoir | FR | 2018-03-25 13:00 | 0.97902
HydroReservoir | FR | 2018-03-25 14:00 | 0.97902
HydroReservoir | FR | 2018-03-25 15:00 | 0.97902
HydroReservoir | FR | 2018-03-25 16:00 | 0.97902
HydroReservoir | FR | 2018-03-25 17:00 | 0.97902
HydroReservoir | FR | 2018-03-25 18:00 | 0.97902
HydroReservoir | FR | 2018-03-25 19:00 | 0.97902
HydroReservoir | FR | 2018-03-25 20:00 | 0.97902
HydroReservoir | FR | 2018-03-25 21:00 | 0.97902
HydroReservoir | FR | 2018-03-25 22:00 | 0.97902
HydroReservoir | FR | 2018-03-25 23:00 | 0.97902
HydroReservoir | FR | 2018-03-26 | 0.97902
HydroReservoir | FR | 2018-03-26 01:00 | 0.97902
HydroReservoir | FR | 2018-03-26 02:00 | 0.97902
HydroReservoir | FR | 2018-03-26 03:00 | 0.97902
HydroReservoir | FR | 2018-03-26 04:00 | 0.97902
HydroReservoir | FR | 2018-03-26 05:00 | 0.97902
HydroReservoir | FR | 2018-03-26 06:00 | 0.97902
HydroReservoir | FR | 2018-03-26 07:00 | 0.96468
HydroReservoir | FR | 2018-03-26 08:00 | 0.95092
HydroReservoir | FR | 2018-03-26 09:00 | 0.95092
HydroReservoir | FR | 2018-03-26 10:00 | 0.95092
HydroReservoir | FR | 2018-03-26 11:00 | 0.95092
HydroReservoir | FR | 2018-03-26 12:00 | 0.95092
HydroReservoir | FR | 2018-03-26 13:00 | 0.95092
HydroReservoir | FR | 2018-03-26 14:00 | 0.95092
HydroReservoir | FR | 2018-03-26 15:00 | 0.9177
HydroReservoir | FR | 2018-03-26 16:00 | 0.95092
HydroReservoir | FR | 2018-03-26 17:00 | 0.96526
HydroReservoir | FR | 2018-03-26 18:00 | 0.96526
HydroReservoir | FR | 2018-03-26 19:00 | 0.96526
HydroReservoir | FR | 2018-03-26 20:00 | 0.96526
HydroReservoir | FR | 2018-03-26 21:00 | 0.96526
HydroReservoir | FR | 2018-03-26 22:00 | 0.96526
HydroReservoir | FR | 2018-03-26 23:00 | 0.96526
HydroReservoir | FR | 2018-03-27 | 0.96526
HydroReservoir | FR | 2018-03-27 01:00 | 0.96526
HydroReservoir | FR | 2018-03-27 02:00 | 0.96526
HydroReservoir | FR | 2018-03-27 03:00 | 0.96526
HydroReservoir | FR | 2018-03-27 04:00 | 0.96526
HydroReservoir | FR | 2018-03-27 05:00 | 0.96526
HydroReservoir | FR | 2018-03-27 06:00 | 0.96526
HydroReservoir | FR | 2018-03-27 07:00 | 0.95092
HydroReservoir | FR | 2018-03-27 08:00 | 0.95092
HydroReservoir | FR | 2018-03-27 09:00 | 0.95092
HydroReservoir | FR | 2018-03-27 10:00 | 0.95092
HydroReservoir | FR | 2018-03-27 11:00 | 0.95092
HydroReservoir | FR | 2018-03-27 12:00 | 0.95092
HydroReservoir | FR | 2018-03-27 13:00 | 0.95092
HydroReservoir | FR | 2018-03-27 14:00 | 0.95092
HydroReservoir | FR | 2018-03-27 15:00 | 0.95092
HydroReservoir | FR | 2018-03-27 16:00 | 0.95092
HydroReservoir | FR | 2018-03-27 17:00 | 0.96526
HydroReservoir | FR | 2018-03-27 18:00 | 0.96526
HydroReservoir | FR | 2018-03-27 19:00 | 0.96526
HydroReservoir | FR | 2018-03-27 20:00 | 0.96526
HydroReservoir | FR | 2018-03-27 21:00 | 0.96526
HydroReservoir | FR | 2018-03-27 22:00 | 0.96526
HydroReservoir | FR | 2018-03-27 23:00 | 0.96526
HydroReservoir | FR | 2018-03-28 | 0.96526
HydroReservoir | FR | 2018-03-28 01:00 | 0.96526
HydroReservoir | FR | 2018-03-28 02:00 | 0.96526
HydroReservoir | FR | 2018-03-28 03:00 | 0.96526
HydroReservoir | FR | 2018-03-28 04:00 | 0.96526
HydroReservoir | FR | 2018-03-28 05:00 | 0.96526
HydroReservoir | FR | 2018-03-28 06:00 | 0.96526
HydroReservoir | FR | 2018-03-28 07:00 | 0.93763
HydroReservoir | FR | 2018-03-28 08:00 | 0.95092
HydroReservoir | FR | 2018-03-28 09:00 | 0.95092
HydroReservoir | FR | 2018-03-28 10:00 | 0.95087
HydroReservoir | FR | 2018-03-28 11:00 | 0.95087
HydroReservoir | FR | 2018-03-28 12:00 | 0.95087
HydroReservoir | FR | 2018-03-28 13:00 | 0.95087
HydroReservoir | FR | 2018-03-28 14:00 | 0.95087
HydroReservoir | FR | 2018-03-28 15:00 | 0.95087
HydroReservoir | FR | 2018-03-28 16:00 | 0.95087
HydroReservoir | FR | 2018-03-28 17:00 | 0.96521
HydroReservoir | FR | 2018-03-28 18:00 | 0.96526
HydroReservoir | FR | 2018-03-28 19:00 | 0.96526
HydroReservoir | FR | 2018-03-28 20:00 | 0.96526
HydroReservoir | FR | 2018-03-28 21:00 | 0.96526
HydroReservoir | FR | 2018-03-28 22:00 | 0.96526
HydroReservoir | FR | 2018-03-28 23:00 | 0.96526
HydroReservoir | FR | 2018-03-29 | 0.96526
HydroReservoir | FR | 2018-03-29 01:00 | 0.96526
HydroReservoir | FR | 2018-03-29 02:00 | 0.96526
HydroReservoir | FR | 2018-03-29 03:00 | 0.96526
HydroReservoir | FR | 2018-03-29 04:00 | 0.96526
HydroReservoir | FR | 2018-03-29 05:00 | 0.96526
HydroReservoir | FR | 2018-03-29 06:00 | 0.96526
HydroReservoir | FR | 2018-03-29 07:00 | 0.93763
HydroReservoir | FR | 2018-03-29 08:00 | 0.93623
HydroReservoir | FR | 2018-03-29 09:00 | 0.95092
HydroReservoir | FR | 2018-03-29 10:00 | 0.95092
HydroReservoir | FR | 2018-03-29 11:00 | 0.95092
HydroReservoir | FR | 2018-03-29 12:00 | 0.95092
HydroReservoir | FR | 2018-03-29 13:00 | 0.95092
HydroReservoir | FR | 2018-03-29 14:00 | 0.95092
HydroReservoir | FR | 2018-03-29 15:00 | 0.87375
HydroReservoir | FR | 2018-03-29 16:00 | 0.87375
HydroReservoir | FR | 2018-03-29 17:00 | 0.96526
HydroReservoir | FR | 2018-03-29 18:00 | 0.96526
HydroReservoir | FR | 2018-03-29 19:00 | 0.96526
HydroReservoir | FR | 2018-03-29 20:00 | 0.96526
HydroReservoir | FR | 2018-03-29 21:00 | 0.96526
HydroReservoir | FR | 2018-03-29 22:00 | 0.96526
HydroReservoir | FR | 2018-03-29 23:00 | 0.96526
HydroReservoir | FR | 2018-03-30 | 0.96526
HydroReservoir | FR | 2018-03-30 01:00 | 0.96526
HydroReservoir | FR | 2018-03-30 02:00 | 0.96526
HydroReservoir | FR | 2018-03-30 03:00 | 0.96526
HydroReservoir | FR | 2018-03-30 04:00 | 0.96526
HydroReservoir | FR | 2018-03-30 05:00 | 0.96526
HydroReservoir | FR | 2018-03-30 06:00 | 0.96526
HydroReservoir | FR | 2018-03-30 07:00 | 0.95092
HydroReservoir | FR | 2018-03-30 08:00 | 0.95092
HydroReservoir | FR | 2018-03-30 09:00 | 0.95092
HydroReservoir | FR | 2018-03-30 10:00 | 0.95092
HydroReservoir | FR | 2018-03-30 11:00 | 0.95092
HydroReservoir | FR | 2018-03-30 12:00 | 0.95092
HydroReservoir | FR | 2018-03-30 13:00 | 0.95092
HydroReservoir | FR | 2018-03-30 14:00 | 0.95092
HydroReservoir | FR | 2018-03-30 15:00 | 0.95092
HydroReservoir | FR | 2018-03-30 16:00 | 0.95092
HydroReservoir | FR | 2018-03-30 17:00 | 0.96526
HydroReservoir | FR | 2018-03-30 18:00 | 0.96526
HydroReservoir | FR | 2018-03-30 19:00 | 0.96526
HydroReservoir | FR | 2018-03-30 20:00 | 0.96526
HydroReservoir | FR | 2018-03-30 21:00 | 0.96526
HydroReservoir | FR | 2018-03-30 22:00 | 0.96526
HydroReservoir | FR | 2018-03-30 23:00 | 0.96526
HydroReservoir | FR | 2018-03-31 | 0.96526
HydroReservoir | FR | 2018-03-31 01:00 | 0.96526
HydroReservoir | FR | 2018-03-31 02:00 | 0.96526
HydroReservoir | FR | 2018-03-31 03:00 | 0.96526
HydroReservoir | FR | 2018-03-31 04:00 | 0.96526
HydroReservoir | FR | 2018-03-31 05:00 | 0.96526
HydroReservoir | FR | 2018-03-31 06:00 | 0.96526
HydroReservoir | FR | 2018-03-31 07:00 | 0.96526
HydroReservoir | FR | 2018-03-31 08:00 | 0.96526
HydroReservoir | FR | 2018-03-31 09:00 | 0.96526
HydroReservoir | FR | 2018-03-31 10:00 | 0.96526
HydroReservoir | FR | 2018-03-31 11:00 | 0.96526
HydroReservoir | FR | 2018-03-31 12:00 | 0.96526
HydroReservoir | FR | 2018-03-31 13:00 | 0.96526
HydroReservoir | FR | 2018-03-31 14:00 | 0.96526
HydroReservoir | FR | 2018-03-31 15:00 | 0.96526
HydroReservoir | FR | 2018-03-31 16:00 | 0.96526
HydroReservoir | FR | 2018-03-31 17:00 | 0.96526
HydroReservoir | FR | 2018-03-31 18:00 | 0.96526
HydroReservoir | FR | 2018-03-31 19:00 | 0.96526
HydroReservoir | FR | 2018-03-31 20:00 | 0.96526
HydroReservoir | FR | 2018-03-31 21:00 | 0.96526
HydroReservoir | FR | 2018-03-31 22:00 | 0.96526
HydroReservoir | FR | 2018-03-31 23:00 | 0.96526
HydroReservoir | FR | 2018-04-01 | 0.96526
HydroReservoir | FR | 2018-04-01 01:00 | 0.96526
HydroReservoir | FR | 2018-04-01 02:00 | 0.96526
HydroReservoir | FR | 2018-04-01 03:00 | 0.96526
HydroReservoir | FR | 2018-04-01 04:00 | 0.96526
HydroReservoir | FR | 2018-04-01 05:00 | 0.96526
HydroReservoir | FR | 2018-04-01 06:00 | 0.96526
HydroReservoir | FR | 2018-04-01 07:00 | 0.96526
HydroReservoir | FR | 2018-04-01 08:00 | 0.96526
HydroReservoir | FR | 2018-04-01 09:00 | 0.96526
HydroReservoir | FR | 2018-04-01 10:00 | 0.96526
HydroReservoir | FR | 2018-04-01 11:00 | 0.96526
HydroReservoir | FR | 2018-04-01 12:00 | 0.96526
HydroReservoir | FR | 2018-04-01 13:00 | 0.96526
HydroReservoir | FR | 2018-04-01 14:00 | 0.96526
HydroReservoir | FR | 2018-04-01 15:00 | 0.96526
HydroReservoir | FR | 2018-04-01 16:00 | 0.96526
HydroReservoir | FR | 2018-04-01 17:00 | 0.96526
HydroReservoir | FR | 2018-04-01 18:00 | 0.96526
HydroReservoir | FR | 2018-04-01 19:00 | 0.96526
HydroReservoir | FR | 2018-04-01 20:00 | 0.96526
HydroReservoir | FR | 2018-04-01 21:00 | 0.96526
HydroReservoir | FR | 2018-04-01 22:00 | 0.96526
HydroReservoir | FR | 2018-04-01 23:00 | 0.96526
HydroReservoir | FR | 2018-04-02 | 0.96526
HydroReservoir | FR | 2018-04-02 01:00 | 0.96526
HydroReservoir | FR | 2018-04-02 02:00 | 0.96526
HydroReservoir | FR | 2018-04-02 03:00 | 0.96526
HydroReservoir | FR | 2018-04-02 04:00 | 0.96526
HydroReservoir | FR | 2018-04-02 05:00 | 0.96526
HydroReservoir | FR | 2018-04-02 06:00 | 0.96526
HydroReservoir | FR | 2018-04-02 07:00 | 0.96526
HydroReservoir | FR | 2018-04-02 08:00 | 0.96526
HydroReservoir | FR | 2018-04-02 09:00 | 0.96526
HydroReservoir | FR | 2018-04-02 10:00 | 0.96526
HydroReservoir | FR | 2018-04-02 11:00 | 0.96526
HydroReservoir | FR | 2018-04-02 12:00 | 0.96526
HydroReservoir | FR | 2018-04-02 13:00 | 0.96526
HydroReservoir | FR | 2018-04-02 14:00 | 0.96526
HydroReservoir | FR | 2018-04-02 15:00 | 0.96526
HydroReservoir | FR | 2018-04-02 16:00 | 0.96526
HydroReservoir | FR | 2018-04-02 17:00 | 0.96526
HydroReservoir | FR | 2018-04-02 18:00 | 0.96526
HydroReservoir | FR | 2018-04-02 19:00 | 0.96526
HydroReservoir | FR | 2018-04-02 20:00 | 0.96526
HydroReservoir | FR | 2018-04-02 21:00 | 0.96526
HydroReservoir | FR | 2018-04-02 22:00 | 0.96526
HydroReservoir | FR | 2018-04-02 23:00 | 0.96526
HydroReservoir | FR | 2018-04-03 | 0.96526
HydroReservoir | FR | 2018-04-03 01:00 | 0.96526
HydroReservoir | FR | 2018-04-03 02:00 | 0.96526
HydroReservoir | FR | 2018-04-03 03:00 | 0.96526
HydroReservoir | FR | 2018-04-03 04:00 | 0.96526
HydroReservoir | FR | 2018-04-03 05:00 | 0.96526
HydroReservoir | FR | 2018-04-03 06:00 | 0.96526
HydroReservoir | FR | 2018-04-03 07:00 | 0.94428
HydroReservoir | FR | 2018-04-03 08:00 | 0.94428
HydroReservoir | FR | 2018-04-03 09:00 | 0.94428
HydroReservoir | FR | 2018-04-03 10:00 | 0.94428
HydroReservoir | FR | 2018-04-03 11:00 | 0.94428
HydroReservoir | FR | 2018-04-03 12:00 | 0.94428
HydroReservoir | FR | 2018-04-03 13:00 | 0.94428
HydroReservoir | FR | 2018-04-03 14:00 | 0.94428
HydroReservoir | FR | 2018-04-03 15:00 | 0.94428
HydroReservoir | FR | 2018-04-03 16:00 | 0.94428
HydroReservoir | FR | 2018-04-03 17:00 | 0.94428
HydroReservoir | FR | 2018-04-03 18:00 | 0.94428
HydroReservoir | FR | 2018-04-03 19:00 | 0.94428
HydroReservoir | FR | 2018-04-03 20:00 | 0.94428
HydroReservoir | FR | 2018-04-03 21:00 | 0.94428
HydroReservoir | FR | 2018-04-03 22:00 | 0.94428
HydroReservoir | FR | 2018-04-03 23:00 | 0.94428
HydroReservoir | FR | 2018-04-04 | 0.94428
HydroReservoir | FR | 2018-04-04 01:00 | 0.94428
HydroReservoir | FR | 2018-04-04 02:00 | 0.94428
HydroReservoir | FR | 2018-04-04 03:00 | 0.94428
HydroReservoir | FR | 2018-04-04 04:00 | 0.94428
HydroReservoir | FR | 2018-04-04 05:00 | 0.94428
HydroReservoir | FR | 2018-04-04 06:00 | 0.94428
HydroReservoir | FR | 2018-04-04 07:00 | 0.94428
HydroReservoir | FR | 2018-04-04 08:00 | 0.91665
HydroReservoir | FR | 2018-04-04 09:00 | 0.91665
HydroReservoir | FR | 2018-04-04 10:00 | 0.90499
HydroReservoir | FR | 2018-04-04 11:00 | 0.91665
HydroReservoir | FR | 2018-04-04 12:00 | 0.91665
HydroReservoir | FR | 2018-04-04 13:00 | 0.91665
HydroReservoir | FR | 2018-04-04 14:00 | 0.91665
HydroReservoir | FR | 2018-04-04 15:00 | 0.91665
HydroReservoir | FR | 2018-04-04 16:00 | 0.91665
HydroReservoir | FR | 2018-04-04 17:00 | 0.94428
HydroReservoir | FR | 2018-04-04 18:00 | 0.94428
HydroReservoir | FR | 2018-04-04 19:00 | 0.94428
HydroReservoir | FR | 2018-04-04 20:00 | 0.94428
HydroReservoir | FR | 2018-04-04 21:00 | 0.94428
HydroReservoir | FR | 2018-04-04 22:00 | 0.94428
HydroReservoir | FR | 2018-04-04 23:00 | 0.94428
HydroReservoir | FR | 2018-04-05 | 0.94428
HydroReservoir | FR | 2018-04-05 01:00 | 0.94428
HydroReservoir | FR | 2018-04-05 02:00 | 0.94428
HydroReservoir | FR | 2018-04-05 03:00 | 0.94428
HydroReservoir | FR | 2018-04-05 04:00 | 0.94428
HydroReservoir | FR | 2018-04-05 05:00 | 0.94428
HydroReservoir | FR | 2018-04-05 06:00 | 0.94428
HydroReservoir | FR | 2018-04-05 07:00 | 0.94428
HydroReservoir | FR | 2018-04-05 08:00 | 0.92994
HydroReservoir | FR | 2018-04-05 09:00 | 0.92994
HydroReservoir | FR | 2018-04-05 10:00 | 0.92994
HydroReservoir | FR | 2018-04-05 11:00 | 0.92994
HydroReservoir | FR | 2018-04-05 12:00 | 0.92994
HydroReservoir | FR | 2018-04-05 13:00 | 0.92994
HydroReservoir | FR | 2018-04-05 14:00 | 0.85276
HydroReservoir | FR | 2018-04-05 15:00 | 0.85276
HydroReservoir | FR | 2018-04-05 16:00 | 0.85276
HydroReservoir | FR | 2018-04-05 17:00 | 0.94428
HydroReservoir | FR | 2018-04-05 18:00 | 0.94428
HydroReservoir | FR | 2018-04-05 19:00 | 0.94428
HydroReservoir | FR | 2018-04-05 20:00 | 0.94428
HydroReservoir | FR | 2018-04-05 21:00 | 0.94428
HydroReservoir | FR | 2018-04-05 22:00 | 0.94428
HydroReservoir | FR | 2018-04-05 23:00 | 0.94428
HydroReservoir | FR | 2018-04-06 | 0.94428
HydroReservoir | FR | 2018-04-06 01:00 | 0.94428
HydroReservoir | FR | 2018-04-06 02:00 | 0.94428
HydroReservoir | FR | 2018-04-06 03:00 | 0.94428
HydroReservoir | FR | 2018-04-06 04:00 | 0.94428
HydroReservoir | FR | 2018-04-06 05:00 | 0.94428
HydroReservoir | FR | 2018-04-06 06:00 | 0.94428
HydroReservoir | FR | 2018-04-06 07:00 | 0.94428
HydroReservoir | FR | 2018-04-06 08:00 | 0.92994
HydroReservoir | FR | 2018-04-06 09:00 | 0.92994
HydroReservoir | FR | 2018-04-06 10:00 | 0.92994
HydroReservoir | FR | 2018-04-06 11:00 | 0.92994
HydroReservoir | FR | 2018-04-06 12:00 | 0.92994
HydroReservoir | FR | 2018-04-06 13:00 | 0.92994
HydroReservoir | FR | 2018-04-06 14:00 | 0.92994
HydroReservoir | FR | 2018-04-06 15:00 | 0.92994
HydroReservoir | FR | 2018-04-06 16:00 | 0.92994
HydroReservoir | FR | 2018-04-06 17:00 | 0.95803
HydroReservoir | FR | 2018-04-06 18:00 | 0.95803
HydroReservoir | FR | 2018-04-06 19:00 | 0.95803
HydroReservoir | FR | 2018-04-06 20:00 | 0.95803
HydroReservoir | FR | 2018-04-06 21:00 | 0.95803
HydroReservoir | FR | 2018-04-06 22:00 | 0.95803
HydroReservoir | FR | 2018-04-06 23:00 | 0.95803
HydroReservoir | FR | 2018-04-07 | 0.93909
HydroReservoir | FR | 2018-04-07 01:00 | 0.93909
HydroReservoir | FR | 2018-04-07 02:00 | 0.93909
HydroReservoir | FR | 2018-04-07 03:00 | 0.93909
HydroReservoir | FR | 2018-04-07 04:00 | 0.93909
HydroReservoir | FR | 2018-04-07 05:00 | 0.93909
HydroReservoir | FR | 2018-04-07 06:00 | 0.93909
HydroReservoir | FR | 2018-04-07 07:00 | 0.93909
HydroReservoir | FR | 2018-04-07 08:00 | 0.93909
HydroReservoir | FR | 2018-04-07 09:00 | 0.93909
HydroReservoir | FR | 2018-04-07 10:00 | 0.93909
HydroReservoir | FR | 2018-04-07 11:00 | 0.93909
HydroReservoir | FR | 2018-04-07 12:00 | 0.93909
HydroReservoir | FR | 2018-04-07 13:00 | 0.93909
HydroReservoir | FR | 2018-04-07 14:00 | 0.93909
HydroReservoir | FR | 2018-04-07 15:00 | 0.93909
HydroReservoir | FR | 2018-04-07 16:00 | 0.93909
HydroReservoir | FR | 2018-04-07 17:00 | 0.93909
HydroReservoir | FR | 2018-04-07 18:00 | 0.93909
HydroReservoir | FR | 2018-04-07 19:00 | 0.93909
HydroReservoir | FR | 2018-04-07 20:00 | 0.93909
HydroReservoir | FR | 2018-04-07 21:00 | 0.93909
HydroReservoir | FR | 2018-04-07 22:00 | 0.93909
HydroReservoir | FR | 2018-04-07 23:00 | 0.93909
HydroReservoir | FR | 2018-04-08 | 0.93909
HydroReservoir | FR | 2018-04-08 01:00 | 0.93909
HydroReservoir | FR | 2018-04-08 02:00 | 0.93909
HydroReservoir | FR | 2018-04-08 03:00 | 0.93909
HydroReservoir | FR | 2018-04-08 04:00 | 0.93909
HydroReservoir | FR | 2018-04-08 05:00 | 0.93909
HydroReservoir | FR | 2018-04-08 06:00 | 0.93909
HydroReservoir | FR | 2018-04-08 07:00 | 0.93909
HydroReservoir | FR | 2018-04-08 08:00 | 0.93909
HydroReservoir | FR | 2018-04-08 09:00 | 0.93909
HydroReservoir | FR | 2018-04-08 10:00 | 0.93909
HydroReservoir | FR | 2018-04-08 11:00 | 0.93909
HydroReservoir | FR | 2018-04-08 12:00 | 0.93909
HydroReservoir | FR | 2018-04-08 13:00 | 0.93909
HydroReservoir | FR | 2018-04-08 14:00 | 0.93909
HydroReservoir | FR | 2018-04-08 15:00 | 0.93909
HydroReservoir | FR | 2018-04-08 16:00 | 0.93909
HydroReservoir | FR | 2018-04-08 17:00 | 0.93909
HydroReservoir | FR | 2018-04-08 18:00 | 0.93909
HydroReservoir | FR | 2018-04-08 19:00 | 0.93909
HydroReservoir | FR | 2018-04-08 20:00 | 0.93909
HydroReservoir | FR | 2018-04-08 21:00 | 0.93909
HydroReservoir | FR | 2018-04-08 22:00 | 0.93909
HydroReservoir | FR | 2018-04-08 23:00 | 0.93909
HydroReservoir | FR | 2018-04-09 | 0.93909
HydroReservoir | FR | 2018-04-09 01:00 | 0.93909
HydroReservoir | FR | 2018-04-09 02:00 | 0.93909
HydroReservoir | FR | 2018-04-09 03:00 | 0.93909
HydroReservoir | FR | 2018-04-09 04:00 | 0.93909
HydroReservoir | FR | 2018-04-09 05:00 | 0.93909
HydroReservoir | FR | 2018-04-09 06:00 | 0.93909
HydroReservoir | FR | 2018-04-09 07:00 | 0.87847
HydroReservoir | FR | 2018-04-09 08:00 | 0.82354
HydroReservoir | FR | 2018-04-09 09:00 | 0.82354
HydroReservoir | FR | 2018-04-09 10:00 | 0.82354
HydroReservoir | FR | 2018-04-09 11:00 | 0.82354
HydroReservoir | FR | 2018-04-09 12:00 | 0.82354
HydroReservoir | FR | 2018-04-09 13:00 | 0.82354
HydroReservoir | FR | 2018-04-09 14:00 | 0.82354
HydroReservoir | FR | 2018-04-09 15:00 | 0.82354
HydroReservoir | FR | 2018-04-09 16:00 | 0.85037
HydroReservoir | FR | 2018-04-09 17:00 | 0.86471
HydroReservoir | FR | 2018-04-09 18:00 | 0.87847
HydroReservoir | FR | 2018-04-09 19:00 | 0.87847
HydroReservoir | FR | 2018-04-09 20:00 | 0.87847
HydroReservoir | FR | 2018-04-09 21:00 | 0.87847
HydroReservoir | FR | 2018-04-09 22:00 | 0.87847
HydroReservoir | FR | 2018-04-09 23:00 | 0.87847
HydroReservoir | FR | 2018-04-10 | 0.87847
HydroReservoir | FR | 2018-04-10 01:00 | 0.86471
HydroReservoir | FR | 2018-04-10 02:00 | 0.87847
HydroReservoir | FR | 2018-04-10 03:00 | 0.87847
HydroReservoir | FR | 2018-04-10 04:00 | 0.87847
HydroReservoir | FR | 2018-04-10 05:00 | 0.87847
HydroReservoir | FR | 2018-04-10 06:00 | 0.87847
HydroReservoir | FR | 2018-04-10 07:00 | 0.87847
HydroReservoir | FR | 2018-04-10 08:00 | 0.74823
HydroReservoir | FR | 2018-04-10 09:00 | 0.74823
HydroReservoir | FR | 2018-04-10 10:00 | 0.73377
HydroReservoir | FR | 2018-04-10 11:00 | 0.73377
HydroReservoir | FR | 2018-04-10 12:00 | 0.73377
HydroReservoir | FR | 2018-04-10 13:00 | 0.73377
HydroReservoir | FR | 2018-04-10 14:00 | 0.73377
HydroReservoir | FR | 2018-04-10 15:00 | 0.73377
HydroReservoir | FR | 2018-04-10 16:00 | 0.76061
HydroReservoir | FR | 2018-04-10 17:00 | 0.86471
HydroReservoir | FR | 2018-04-10 18:00 | 0.87847
HydroReservoir | FR | 2018-04-10 19:00 | 0.87847
HydroReservoir | FR | 2018-04-10 20:00 | 0.87847
HydroReservoir | FR | 2018-04-10 21:00 | 0.87847
HydroReservoir | FR | 2018-04-10 22:00 | 0.87847
HydroReservoir | FR | 2018-04-10 23:00 | 0.87847
HydroReservoir | FR | 2018-04-11 | 0.87847
HydroReservoir | FR | 2018-04-11 01:00 | 0.87847
HydroReservoir | FR | 2018-04-11 02:00 | 0.87847
HydroReservoir | FR | 2018-04-11 03:00 | 0.87847
HydroReservoir | FR | 2018-04-11 04:00 | 0.87847
HydroReservoir | FR | 2018-04-11 05:00 | 0.87847
HydroReservoir | FR | 2018-04-11 06:00 | 0.87847
HydroReservoir | FR | 2018-04-11 07:00 | 0.87847
HydroReservoir | FR | 2018-04-11 08:00 | 0.82354
HydroReservoir | FR | 2018-04-11 09:00 | 0.82354
HydroReservoir | FR | 2018-04-11 10:00 | 0.82354
HydroReservoir | FR | 2018-04-11 11:00 | 0.82354
HydroReservoir | FR | 2018-04-11 12:00 | 0.82354
HydroReservoir | FR | 2018-04-11 13:00 | 0.82354
HydroReservoir | FR | 2018-04-11 14:00 | 0.8092
HydroReservoir | FR | 2018-04-11 15:00 | 0.82354
HydroReservoir | FR | 2018-04-11 16:00 | 0.85037
HydroReservoir | FR | 2018-04-11 17:00 | 0.86471
HydroReservoir | FR | 2018-04-11 18:00 | 0.87847
HydroReservoir | FR | 2018-04-11 19:00 | 0.87847
HydroReservoir | FR | 2018-04-11 20:00 | 0.87847
HydroReservoir | FR | 2018-04-11 21:00 | 0.87847
HydroReservoir | FR | 2018-04-11 22:00 | 0.87847
HydroReservoir | FR | 2018-04-11 23:00 | 0.87847
HydroReservoir | FR | 2018-04-12 | 0.87847
HydroReservoir | FR | 2018-04-12 01:00 | 0.87847
HydroReservoir | FR | 2018-04-12 02:00 | 0.87847
HydroReservoir | FR | 2018-04-12 03:00 | 0.87847
HydroReservoir | FR | 2018-04-12 04:00 | 0.87847
HydroReservoir | FR | 2018-04-12 05:00 | 0.87847
HydroReservoir | FR | 2018-04-12 06:00 | 0.87847
HydroReservoir | FR | 2018-04-12 07:00 | 0.87847
HydroReservoir | FR | 2018-04-12 08:00 | 0.82354
HydroReservoir | FR | 2018-04-12 09:00 | 0.82354
HydroReservoir | FR | 2018-04-12 10:00 | 0.82354
HydroReservoir | FR | 2018-04-12 11:00 | 0.82354
HydroReservoir | FR | 2018-04-12 12:00 | 0.82354
HydroReservoir | FR | 2018-04-12 13:00 | 0.82354
HydroReservoir | FR | 2018-04-12 14:00 | 0.8092
HydroReservoir | FR | 2018-04-12 15:00 | 0.83788
HydroReservoir | FR | 2018-04-12 16:00 | 0.86471
HydroReservoir | FR | 2018-04-12 17:00 | 0.86471
HydroReservoir | FR | 2018-04-12 18:00 | 0.86413
HydroReservoir | FR | 2018-04-12 19:00 | 0.86413
HydroReservoir | FR | 2018-04-12 20:00 | 0.86413
HydroReservoir | FR | 2018-04-12 21:00 | 0.87847
HydroReservoir | FR | 2018-04-12 22:00 | 0.87847
HydroReservoir | FR | 2018-04-12 23:00 | 0.87847
HydroReservoir | FR | 2018-04-13 | 0.87847
HydroReservoir | FR | 2018-04-13 01:00 | 0.87847
HydroReservoir | FR | 2018-04-13 02:00 | 0.87847
HydroReservoir | FR | 2018-04-13 03:00 | 0.87847
HydroReservoir | FR | 2018-04-13 04:00 | 0.87847
HydroReservoir | FR | 2018-04-13 05:00 | 0.87847
HydroReservoir | FR | 2018-04-13 06:00 | 0.91309
HydroReservoir | FR | 2018-04-13 07:00 | 0.91309
HydroReservoir | FR | 2018-04-13 08:00 | 0.88626
HydroReservoir | FR | 2018-04-13 09:00 | 0.88626
HydroReservoir | FR | 2018-04-13 10:00 | 0.88626
HydroReservoir | FR | 2018-04-13 11:00 | 0.88626
HydroReservoir | FR | 2018-04-13 12:00 | 0.88626
HydroReservoir | FR | 2018-04-13 13:00 | 0.88626
HydroReservoir | FR | 2018-04-13 14:00 | 0.88626
HydroReservoir | FR | 2018-04-13 15:00 | 0.88626
HydroReservoir | FR | 2018-04-13 16:00 | 0.91309
HydroReservoir | FR | 2018-04-13 17:00 | 0.91309
HydroReservoir | FR | 2018-04-13 18:00 | 0.91309
HydroReservoir | FR | 2018-04-13 19:00 | 0.91309
HydroReservoir | FR | 2018-04-13 20:00 | 0.91309
HydroReservoir | FR | 2018-04-13 21:00 | 0.91309
HydroReservoir | FR | 2018-04-13 22:00 | 0.91309
HydroReservoir | FR | 2018-04-13 23:00 | 0.91309
HydroReservoir | FR | 2018-04-14 | 0.91309
HydroReservoir | FR | 2018-04-14 01:00 | 0.91309
HydroReservoir | FR | 2018-04-14 02:00 | 0.91309
HydroReservoir | FR | 2018-04-14 03:00 | 0.91309
HydroReservoir | FR | 2018-04-14 04:00 | 0.91309
HydroReservoir | FR | 2018-04-14 05:00 | 0.91309
HydroReservoir | FR | 2018-04-14 06:00 | 0.91309
HydroReservoir | FR | 2018-04-14 07:00 | 0.91309
HydroReservoir | FR | 2018-04-14 08:00 | 0.91309
HydroReservoir | FR | 2018-04-14 09:00 | 0.91309
HydroReservoir | FR | 2018-04-14 10:00 | 0.91309
HydroReservoir | FR | 2018-04-14 11:00 | 0.91309
HydroReservoir | FR | 2018-04-14 12:00 | 0.91309
HydroReservoir | FR | 2018-04-14 13:00 | 0.91309
HydroReservoir | FR | 2018-04-14 14:00 | 0.91309
HydroReservoir | FR | 2018-04-14 15:00 | 0.91309
HydroReservoir | FR | 2018-04-14 16:00 | 0.91309
HydroReservoir | FR | 2018-04-14 17:00 | 0.91309
HydroReservoir | FR | 2018-04-14 18:00 | 0.91309
HydroReservoir | FR | 2018-04-14 19:00 | 0.91309
HydroReservoir | FR | 2018-04-14 20:00 | 0.91309
HydroReservoir | FR | 2018-04-14 21:00 | 0.91309
HydroReservoir | FR | 2018-04-14 22:00 | 0.91309
HydroReservoir | FR | 2018-04-14 23:00 | 0.91309
HydroReservoir | FR | 2018-04-15 | 0.91309
HydroReservoir | FR | 2018-04-15 01:00 | 0.91309
HydroReservoir | FR | 2018-04-15 02:00 | 0.91309
HydroReservoir | FR | 2018-04-15 03:00 | 0.91309
HydroReservoir | FR | 2018-04-15 04:00 | 0.91309
HydroReservoir | FR | 2018-04-15 05:00 | 0.91309
HydroReservoir | FR | 2018-04-15 06:00 | 0.91309
HydroReservoir | FR | 2018-04-15 07:00 | 0.91309
HydroReservoir | FR | 2018-04-15 08:00 | 0.91309
HydroReservoir | FR | 2018-04-15 09:00 | 0.91309
HydroReservoir | FR | 2018-04-15 10:00 | 0.91309
HydroReservoir | FR | 2018-04-15 11:00 | 0.91309
HydroReservoir | FR | 2018-04-15 12:00 | 0.91309
HydroReservoir | FR | 2018-04-15 13:00 | 0.91309
HydroReservoir | FR | 2018-04-15 14:00 | 0.91309
HydroReservoir | FR | 2018-04-15 15:00 | 0.91309
HydroReservoir | FR | 2018-04-15 16:00 | 0.91309
HydroReservoir | FR | 2018-04-15 17:00 | 0.91309
HydroReservoir | FR | 2018-04-15 18:00 | 0.91309
HydroReservoir | FR | 2018-04-15 19:00 | 0.91309
HydroReservoir | FR | 2018-04-15 20:00 | 0.91309
HydroReservoir | FR | 2018-04-15 21:00 | 0.91309
HydroReservoir | FR | 2018-04-15 22:00 | 0.91309
HydroReservoir | FR | 2018-04-15 23:00 | 0.91309
HydroReservoir | FR | 2018-04-16 | 0.91309
HydroReservoir | FR | 2018-04-16 01:00 | 0.91309
HydroReservoir | FR | 2018-04-16 02:00 | 0.91309
HydroReservoir | FR | 2018-04-16 03:00 | 0.91309
HydroReservoir | FR | 2018-04-16 04:00 | 0.91309
HydroReservoir | FR | 2018-04-16 05:00 | 0.91309
HydroReservoir | FR | 2018-04-16 06:00 | 0.91309
HydroReservoir | FR | 2018-04-16 07:00 | 0.8998
HydroReservoir | FR | 2018-04-16 08:00 | 0.8998
HydroReservoir | FR | 2018-04-16 09:00 | 0.8998
HydroReservoir | FR | 2018-04-16 10:00 | 0.8998
HydroReservoir | FR | 2018-04-16 11:00 | 0.8998
HydroReservoir | FR | 2018-04-16 12:00 | 0.8998
HydroReservoir | FR | 2018-04-16 13:00 | 0.8998
HydroReservoir | FR | 2018-04-16 14:00 | 0.8098
HydroReservoir | FR | 2018-04-16 15:00 | 0.8098
HydroReservoir | FR | 2018-04-16 16:00 | 0.81112
HydroReservoir | FR | 2018-04-16 17:00 | 0.8998
HydroReservoir | FR | 2018-04-16 18:00 | 0.8998
HydroReservoir | FR | 2018-04-16 19:00 | 0.8998
HydroReservoir | FR | 2018-04-16 20:00 | 0.8998
HydroReservoir | FR | 2018-04-16 21:00 | 0.8998
HydroReservoir | FR | 2018-04-16 22:00 | 0.8998
HydroReservoir | FR | 2018-04-16 23:00 | 0.8998
HydroReservoir | FR | 2018-04-17 | 0.8998
HydroReservoir | FR | 2018-04-17 01:00 | 0.8998
HydroReservoir | FR | 2018-04-17 02:00 | 0.8998
HydroReservoir | FR | 2018-04-17 03:00 | 0.8998
HydroReservoir | FR | 2018-04-17 04:00 | 0.8998
HydroReservoir | FR | 2018-04-17 05:00 | 0.8998
HydroReservoir | FR | 2018-04-17 06:00 | 0.8998
HydroReservoir | FR | 2018-04-17 07:00 | 0.8998
HydroReservoir | FR | 2018-04-17 08:00 | 0.88643
HydroReservoir | FR | 2018-04-17 09:00 | 0.88643
HydroReservoir | FR | 2018-04-17 10:00 | 0.88643
HydroReservoir | FR | 2018-04-17 11:00 | 0.88643
HydroReservoir | FR | 2018-04-17 12:00 | 0.8998
HydroReservoir | FR | 2018-04-17 13:00 | 0.8998
HydroReservoir | FR | 2018-04-17 14:00 | 0.88643
HydroReservoir | FR | 2018-04-17 15:00 | 0.88643
HydroReservoir | FR | 2018-04-17 16:00 | 0.8998
HydroReservoir | FR | 2018-04-17 17:00 | 0.8998
HydroReservoir | FR | 2018-04-17 18:00 | 0.8998
HydroReservoir | FR | 2018-04-17 19:00 | 0.8998
HydroReservoir | FR | 2018-04-17 20:00 | 0.8998
HydroReservoir | FR | 2018-04-17 21:00 | 0.8998
HydroReservoir | FR | 2018-04-17 22:00 | 0.8998
HydroReservoir | FR | 2018-04-17 23:00 | 0.8998
HydroReservoir | FR | 2018-04-18 | 0.8998
HydroReservoir | FR | 2018-04-18 01:00 | 0.8998
HydroReservoir | FR | 2018-04-18 02:00 | 0.8998
HydroReservoir | FR | 2018-04-18 03:00 | 0.8998
HydroReservoir | FR | 2018-04-18 04:00 | 0.8998
HydroReservoir | FR | 2018-04-18 05:00 | 0.8998
HydroReservoir | FR | 2018-04-18 06:00 | 0.8998
HydroReservoir | FR | 2018-04-18 07:00 | 0.8998
HydroReservoir | FR | 2018-04-18 08:00 | 0.8998
HydroReservoir | FR | 2018-04-18 09:00 | 0.88511
HydroReservoir | FR | 2018-04-18 10:00 | 0.8998
HydroReservoir | FR | 2018-04-18 11:00 | 0.8998
HydroReservoir | FR | 2018-04-18 12:00 | 0.8998
HydroReservoir | FR | 2018-04-18 13:00 | 0.8998
HydroReservoir | FR | 2018-04-18 14:00 | 0.8998
HydroReservoir | FR | 2018-04-18 15:00 | 0.8998
HydroReservoir | FR | 2018-04-18 16:00 | 0.8998
HydroReservoir | FR | 2018-04-18 17:00 | 0.8998
HydroReservoir | FR | 2018-04-18 18:00 | 0.8998
HydroReservoir | FR | 2018-04-18 19:00 | 0.8998
HydroReservoir | FR | 2018-04-18 20:00 | 0.8998
HydroReservoir | FR | 2018-04-18 21:00 | 0.8998
HydroReservoir | FR | 2018-04-18 22:00 | 0.8998
HydroReservoir | FR | 2018-04-18 23:00 | 0.8998
HydroReservoir | FR | 2018-04-19 | 0.8998
HydroReservoir | FR | 2018-04-19 01:00 | 0.8998
HydroReservoir | FR | 2018-04-19 02:00 | 0.8998
HydroReservoir | FR | 2018-04-19 03:00 | 0.8998
HydroReservoir | FR | 2018-04-19 04:00 | 0.8998
HydroReservoir | FR | 2018-04-19 05:00 | 0.8998
HydroReservoir | FR | 2018-04-19 06:00 | 0.8998
HydroReservoir | FR | 2018-04-19 07:00 | 0.8998
HydroReservoir | FR | 2018-04-19 08:00 | 0.8998
HydroReservoir | FR | 2018-04-19 09:00 | 0.8998
HydroReservoir | FR | 2018-04-19 10:00 | 0.8998
HydroReservoir | FR | 2018-04-19 11:00 | 0.8998
HydroReservoir | FR | 2018-04-19 12:00 | 0.8998
HydroReservoir | FR | 2018-04-19 13:00 | 0.8998
HydroReservoir | FR | 2018-04-19 14:00 | 0.8998
HydroReservoir | FR | 2018-04-19 15:00 | 0.8998
HydroReservoir | FR | 2018-04-19 16:00 | 0.8998
HydroReservoir | FR | 2018-04-19 17:00 | 0.8998
HydroReservoir | FR | 2018-04-19 18:00 | 0.8998
HydroReservoir | FR | 2018-04-19 19:00 | 0.8998
HydroReservoir | FR | 2018-04-19 20:00 | 0.8998
HydroReservoir | FR | 2018-04-19 21:00 | 0.8998
HydroReservoir | FR | 2018-04-19 22:00 | 0.8998
HydroReservoir | FR | 2018-04-19 23:00 | 0.8998
HydroReservoir | FR | 2018-04-20 | 0.8998
HydroReservoir | FR | 2018-04-20 01:00 | 0.8998
HydroReservoir | FR | 2018-04-20 02:00 | 0.8998
HydroReservoir | FR | 2018-04-20 03:00 | 0.8998
HydroReservoir | FR | 2018-04-20 04:00 | 0.8998
HydroReservoir | FR | 2018-04-20 05:00 | 0.8998
HydroReservoir | FR | 2018-04-20 06:00 | 0.8998
HydroReservoir | FR | 2018-04-20 07:00 | 0.8998
HydroReservoir | FR | 2018-04-20 08:00 | 0.8998
HydroReservoir | FR | 2018-04-20 09:00 | 0.8998
HydroReservoir | FR | 2018-04-20 10:00 | 0.88546
HydroReservoir | FR | 2018-04-20 11:00 | 0.88546
HydroReservoir | FR | 2018-04-20 12:00 | 0.8998
HydroReservoir | FR | 2018-04-20 13:00 | 0.8998
HydroReservoir | FR | 2018-04-20 14:00 | 0.8998
HydroReservoir | FR | 2018-04-20 15:00 | 0.8998
HydroReservoir | FR | 2018-04-20 16:00 | 0.8998
HydroReservoir | FR | 2018-04-20 17:00 | 0.87917
HydroReservoir | FR | 2018-04-20 18:00 | 0.87917
HydroReservoir | FR | 2018-04-20 19:00 | 0.87917
HydroReservoir | FR | 2018-04-20 20:00 | 0.87917
HydroReservoir | FR | 2018-04-20 21:00 | 0.87917
HydroReservoir | FR | 2018-04-20 22:00 | 0.87917
HydroReservoir | FR | 2018-04-20 23:00 | 0.87917
HydroReservoir | FR | 2018-04-21 | 0.87917
HydroReservoir | FR | 2018-04-21 01:00 | 0.87917
HydroReservoir | FR | 2018-04-21 02:00 | 0.87917
HydroReservoir | FR | 2018-04-21 03:00 | 0.87917
HydroReservoir | FR | 2018-04-21 04:00 | 0.87917
HydroReservoir | FR | 2018-04-21 05:00 | 0.87917
HydroReservoir | FR | 2018-04-21 06:00 | 0.87917
HydroReservoir | FR | 2018-04-21 07:00 | 0.87917
HydroReservoir | FR | 2018-04-21 08:00 | 0.87917
HydroReservoir | FR | 2018-04-21 09:00 | 0.87917
HydroReservoir | FR | 2018-04-21 10:00 | 0.87917
HydroReservoir | FR | 2018-04-21 11:00 | 0.87917
HydroReservoir | FR | 2018-04-21 12:00 | 0.87917
HydroReservoir | FR | 2018-04-21 13:00 | 0.87917
HydroReservoir | FR | 2018-04-21 14:00 | 0.87917
HydroReservoir | FR | 2018-04-21 15:00 | 0.87917
HydroReservoir | FR | 2018-04-21 16:00 | 0.87917
HydroReservoir | FR | 2018-04-21 17:00 | 0.87917
HydroReservoir | FR | 2018-04-21 18:00 | 0.87917
HydroReservoir | FR | 2018-04-21 19:00 | 0.87917
HydroReservoir | FR | 2018-04-21 20:00 | 0.87917
HydroReservoir | FR | 2018-04-21 21:00 | 0.87917
HydroReservoir | FR | 2018-04-21 22:00 | 0.87917
HydroReservoir | FR | 2018-04-21 23:00 | 0.87917
HydroReservoir | FR | 2018-04-22 | 0.87917
HydroReservoir | FR | 2018-04-22 01:00 | 0.87917
HydroReservoir | FR | 2018-04-22 02:00 | 0.87917
HydroReservoir | FR | 2018-04-22 03:00 | 0.87917
HydroReservoir | FR | 2018-04-22 04:00 | 0.87917
HydroReservoir | FR | 2018-04-22 05:00 | 0.87917
HydroReservoir | FR | 2018-04-22 06:00 | 0.87917
HydroReservoir | FR | 2018-04-22 07:00 | 0.87917
HydroReservoir | FR | 2018-04-22 08:00 | 0.87917
HydroReservoir | FR | 2018-04-22 09:00 | 0.87917
HydroReservoir | FR | 2018-04-22 10:00 | 0.87917
HydroReservoir | FR | 2018-04-22 11:00 | 0.87917
HydroReservoir | FR | 2018-04-22 12:00 | 0.87917
HydroReservoir | FR | 2018-04-22 13:00 | 0.87917
HydroReservoir | FR | 2018-04-22 14:00 | 0.87917
HydroReservoir | FR | 2018-04-22 15:00 | 0.87917
HydroReservoir | FR | 2018-04-22 16:00 | 0.87917
HydroReservoir | FR | 2018-04-22 17:00 | 0.87917
HydroReservoir | FR | 2018-04-22 18:00 | 0.87917
HydroReservoir | FR | 2018-04-22 19:00 | 0.87917
HydroReservoir | FR | 2018-04-22 20:00 | 0.87917
HydroReservoir | FR | 2018-04-22 21:00 | 0.87917
HydroReservoir | FR | 2018-04-22 22:00 | 0.87917
HydroReservoir | FR | 2018-04-22 23:00 | 0.87917
HydroReservoir | FR | 2018-04-23 | 0.87917
HydroReservoir | FR | 2018-04-23 01:00 | 0.87917
HydroReservoir | FR | 2018-04-23 02:00 | 0.87917
HydroReservoir | FR | 2018-04-23 03:00 | 0.87917
HydroReservoir | FR | 2018-04-23 04:00 | 0.87917
HydroReservoir | FR | 2018-04-23 05:00 | 0.87917
HydroReservoir | FR | 2018-04-23 06:00 | 0.87917
HydroReservoir | FR | 2018-04-23 07:00 | 0.84583
HydroReservoir | FR | 2018-04-23 08:00 | 0.81645
HydroReservoir | FR | 2018-04-23 09:00 | 0.81645
HydroReservoir | FR | 2018-04-23 10:00 | 0.81645
HydroReservoir | FR | 2018-04-23 11:00 | 0.81645
HydroReservoir | FR | 2018-04-23 12:00 | 0.81645
HydroReservoir | FR | 2018-04-23 13:00 | 0.81645
HydroReservoir | FR | 2018-04-23 14:00 | 0.81645
HydroReservoir | FR | 2018-04-23 15:00 | 0.81645
HydroReservoir | FR | 2018-04-23 16:00 | 0.81645
HydroReservoir | FR | 2018-04-23 17:00 | 0.83114
HydroReservoir | FR | 2018-04-23 18:00 | 0.86448
HydroReservoir | FR | 2018-04-23 19:00 | 0.86448
HydroReservoir | FR | 2018-04-23 20:00 | 0.86448
HydroReservoir | FR | 2018-04-23 21:00 | 0.86448
HydroReservoir | FR | 2018-04-23 22:00 | 0.86448
HydroReservoir | FR | 2018-04-23 23:00 | 0.86448
HydroReservoir | FR | 2018-04-24 | 0.86448
HydroReservoir | FR | 2018-04-24 01:00 | 0.86448
HydroReservoir | FR | 2018-04-24 02:00 | 0.86448
HydroReservoir | FR | 2018-04-24 03:00 | 0.86448
HydroReservoir | FR | 2018-04-24 04:00 | 0.86448
HydroReservoir | FR | 2018-04-24 05:00 | 0.86448
HydroReservoir | FR | 2018-04-24 06:00 | 0.86448
HydroReservoir | FR | 2018-04-24 07:00 | 0.83114
HydroReservoir | FR | 2018-04-24 08:00 | 0.7894
HydroReservoir | FR | 2018-04-24 09:00 | 0.7894
HydroReservoir | FR | 2018-04-24 10:00 | 0.7894
HydroReservoir | FR | 2018-04-24 11:00 | 0.79659
HydroReservoir | FR | 2018-04-24 12:00 | 0.81738
HydroReservoir | FR | 2018-04-24 13:00 | 0.81738
HydroReservoir | FR | 2018-04-24 14:00 | 0.80176
HydroReservoir | FR | 2018-04-24 15:00 | 0.80176
HydroReservoir | FR | 2018-04-24 16:00 | 0.80176
HydroReservoir | FR | 2018-04-24 17:00 | 0.81738
HydroReservoir | FR | 2018-04-24 18:00 | 0.86448
HydroReservoir | FR | 2018-04-24 19:00 | 0.86448
HydroReservoir | FR | 2018-04-24 20:00 | 0.86448
HydroReservoir | FR | 2018-04-24 21:00 | 0.86448
HydroReservoir | FR | 2018-04-24 22:00 | 0.86448
HydroReservoir | FR | 2018-04-24 23:00 | 0.86448
HydroReservoir | FR | 2018-04-25 | 0.86448
HydroReservoir | FR | 2018-04-25 01:00 | 0.86448
HydroReservoir | FR | 2018-04-25 02:00 | 0.86448
HydroReservoir | FR | 2018-04-25 03:00 | 0.86448
HydroReservoir | FR | 2018-04-25 04:00 | 0.86448
HydroReservoir | FR | 2018-04-25 05:00 | 0.86448
HydroReservoir | FR | 2018-04-25 06:00 | 0.86448
HydroReservoir | FR | 2018-04-25 07:00 | 0.83114
HydroReservoir | FR | 2018-04-25 08:00 | 0.83114
HydroReservoir | FR | 2018-04-25 09:00 | 0.83114
HydroReservoir | FR | 2018-04-25 10:00 | 0.83114
HydroReservoir | FR | 2018-04-25 11:00 | 0.83114
HydroReservoir | FR | 2018-04-25 12:00 | 0.83114
HydroReservoir | FR | 2018-04-25 13:00 | 0.83114
HydroReservoir | FR | 2018-04-25 14:00 | 0.83114
HydroReservoir | FR | 2018-04-25 15:00 | 0.83114
HydroReservoir | FR | 2018-04-25 16:00 | 0.83114
HydroReservoir | FR | 2018-04-25 17:00 | 0.83114
HydroReservoir | FR | 2018-04-25 18:00 | 0.86448
HydroReservoir | FR | 2018-04-25 19:00 | 0.86448
HydroReservoir | FR | 2018-04-25 20:00 | 0.86448
HydroReservoir | FR | 2018-04-25 21:00 | 0.86448
HydroReservoir | FR | 2018-04-25 22:00 | 0.86448
HydroReservoir | FR | 2018-04-25 23:00 | 0.86448
HydroReservoir | FR | 2018-04-26 | 0.86448
HydroReservoir | FR | 2018-04-26 01:00 | 0.86448
HydroReservoir | FR | 2018-04-26 02:00 | 0.86448
HydroReservoir | FR | 2018-04-26 03:00 | 0.86448
HydroReservoir | FR | 2018-04-26 04:00 | 0.86448
HydroReservoir | FR | 2018-04-26 05:00 | 0.86448
HydroReservoir | FR | 2018-04-26 06:00 | 0.86448
HydroReservoir | FR | 2018-04-26 07:00 | 0.83114
HydroReservoir | FR | 2018-04-26 08:00 | 0.77518
HydroReservoir | FR | 2018-04-26 09:00 | 0.77518
HydroReservoir | FR | 2018-04-26 10:00 | 0.77518
HydroReservoir | FR | 2018-04-26 11:00 | 0.78236
HydroReservoir | FR | 2018-04-26 12:00 | 0.80316
HydroReservoir | FR | 2018-04-26 13:00 | 0.80316
HydroReservoir | FR | 2018-04-26 14:00 | 0.80316
HydroReservoir | FR | 2018-04-26 15:00 | 0.81785
HydroReservoir | FR | 2018-04-26 16:00 | 0.85947
HydroReservoir | FR | 2018-04-26 17:00 | 0.85947
HydroReservoir | FR | 2018-04-26 18:00 | 0.89281
HydroReservoir | FR | 2018-04-26 19:00 | 0.89281
HydroReservoir | FR | 2018-04-26 20:00 | 0.89281
HydroReservoir | FR | 2018-04-26 21:00 | 0.89281
HydroReservoir | FR | 2018-04-26 22:00 | 0.89281
HydroReservoir | FR | 2018-04-26 23:00 | 0.89281
HydroReservoir | FR | 2018-04-27 | 0.89281
HydroReservoir | FR | 2018-04-27 01:00 | 0.89281
HydroReservoir | FR | 2018-04-27 02:00 | 0.89281
HydroReservoir | FR | 2018-04-27 03:00 | 0.89281
HydroReservoir | FR | 2018-04-27 04:00 | 0.89281
HydroReservoir | FR | 2018-04-27 05:00 | 0.89281
HydroReservoir | FR | 2018-04-27 06:00 | 0.89281
HydroReservoir | FR | 2018-04-27 07:00 | 0.89281
HydroReservoir | FR | 2018-04-27 08:00 | 0.89281
HydroReservoir | FR | 2018-04-27 09:00 | 0.89281
HydroReservoir | FR | 2018-04-27 10:00 | 0.89281
HydroReservoir | FR | 2018-04-27 11:00 | 0.89281
HydroReservoir | FR | 2018-04-27 12:00 | 0.89281
HydroReservoir | FR | 2018-04-27 13:00 | 0.89281
HydroReservoir | FR | 2018-04-27 14:00 | 0.89281
HydroReservoir | FR | 2018-04-27 15:00 | 0.89281
HydroReservoir | FR | 2018-04-27 16:00 | 0.89281
HydroReservoir | FR | 2018-04-27 17:00 | 0.90715
HydroReservoir | FR | 2018-04-27 18:00 | 0.90715
HydroReservoir | FR | 2018-04-27 19:00 | 0.90715
HydroReservoir | FR | 2018-04-27 20:00 | 0.90715
HydroReservoir | FR | 2018-04-27 21:00 | 0.90715
HydroReservoir | FR | 2018-04-27 22:00 | 0.90715
HydroReservoir | FR | 2018-04-27 23:00 | 0.90715
HydroReservoir | FR | 2018-04-28 | 0.90715
HydroReservoir | FR | 2018-04-28 01:00 | 0.90715
HydroReservoir | FR | 2018-04-28 02:00 | 0.92609
HydroReservoir | FR | 2018-04-28 03:00 | 0.92609
HydroReservoir | FR | 2018-04-28 04:00 | 0.92609
HydroReservoir | FR | 2018-04-28 05:00 | 0.92609
HydroReservoir | FR | 2018-04-28 06:00 | 0.92609
HydroReservoir | FR | 2018-04-28 07:00 | 0.92609
HydroReservoir | FR | 2018-04-28 08:00 | 0.92609
HydroReservoir | FR | 2018-04-28 09:00 | 0.92609
HydroReservoir | FR | 2018-04-28 10:00 | 0.95407
HydroReservoir | FR | 2018-04-28 11:00 | 0.95407
HydroReservoir | FR | 2018-04-28 12:00 | 0.95407
HydroReservoir | FR | 2018-04-28 13:00 | 0.95407
HydroReservoir | FR | 2018-04-28 14:00 | 0.95407
HydroReservoir | FR | 2018-04-28 15:00 | 0.95407
HydroReservoir | FR | 2018-04-28 16:00 | 0.95407
HydroReservoir | FR | 2018-04-28 17:00 | 0.95407
HydroReservoir | FR | 2018-04-28 18:00 | 0.95407
HydroReservoir | FR | 2018-04-28 19:00 | 0.95407
HydroReservoir | FR | 2018-04-28 20:00 | 0.95407
HydroReservoir | FR | 2018-04-28 21:00 | 0.95407
HydroReservoir | FR | 2018-04-28 22:00 | 0.95407
HydroReservoir | FR | 2018-04-28 23:00 | 0.95407
HydroReservoir | FR | 2018-04-29 | 0.95407
HydroReservoir | FR | 2018-04-29 01:00 | 0.95407
HydroReservoir | FR | 2018-04-29 02:00 | 0.95407
HydroReservoir | FR | 2018-04-29 03:00 | 0.95407
HydroReservoir | FR | 2018-04-29 04:00 | 0.95407
HydroReservoir | FR | 2018-04-29 05:00 | 0.95407
HydroReservoir | FR | 2018-04-29 06:00 | 0.95407
HydroReservoir | FR | 2018-04-29 07:00 | 0.95407
HydroReservoir | FR | 2018-04-29 08:00 | 0.95407
HydroReservoir | FR | 2018-04-29 09:00 | 0.95407
HydroReservoir | FR | 2018-04-29 10:00 | 0.95407
HydroReservoir | FR | 2018-04-29 11:00 | 0.95407
HydroReservoir | FR | 2018-04-29 12:00 | 0.95407
HydroReservoir | FR | 2018-04-29 13:00 | 0.95407
HydroReservoir | FR | 2018-04-29 14:00 | 0.95407
HydroReservoir | FR | 2018-04-29 15:00 | 0.95407
HydroReservoir | FR | 2018-04-29 16:00 | 0.95407
HydroReservoir | FR | 2018-04-29 17:00 | 0.95407
HydroReservoir | FR | 2018-04-29 18:00 | 0.95407
HydroReservoir | FR | 2018-04-29 19:00 | 0.95407
HydroReservoir | FR | 2018-04-29 20:00 | 0.95407
HydroReservoir | FR | 2018-04-29 21:00 | 0.95407
HydroReservoir | FR | 2018-04-29 22:00 | 0.95407
HydroReservoir | FR | 2018-04-29 23:00 | 0.95407
HydroReservoir | FR | 2018-04-30 | 0.93512
HydroReservoir | FR | 2018-04-30 01:00 | 0.93512
HydroReservoir | FR | 2018-04-30 02:00 | 0.93512
HydroReservoir | FR | 2018-04-30 03:00 | 0.93512
HydroReservoir | FR | 2018-04-30 04:00 | 0.93512
HydroReservoir | FR | 2018-04-30 05:00 | 0.93512
HydroReservoir | FR | 2018-04-30 06:00 | 0.93512
HydroReservoir | FR | 2018-04-30 07:00 | 0.93512
HydroReservoir | FR | 2018-04-30 08:00 | 0.93512
HydroReservoir | FR | 2018-04-30 09:00 | 0.93512
HydroReservoir | FR | 2018-04-30 10:00 | 0.93512
HydroReservoir | FR | 2018-04-30 11:00 | 0.93512
HydroReservoir | FR | 2018-04-30 12:00 | 0.93512
HydroReservoir | FR | 2018-04-30 13:00 | 0.93512
HydroReservoir | FR | 2018-04-30 14:00 | 0.93512
HydroReservoir | FR | 2018-04-30 15:00 | 0.93512
HydroReservoir | FR | 2018-04-30 16:00 | 0.93512
HydroReservoir | FR | 2018-04-30 17:00 | 0.93512
HydroReservoir | FR | 2018-04-30 18:00 | 0.93512
HydroReservoir | FR | 2018-04-30 19:00 | 0.93512
HydroReservoir | FR | 2018-04-30 20:00 | 0.93512
HydroReservoir | FR | 2018-04-30 21:00 | 0.93512
HydroReservoir | FR | 2018-04-30 22:00 | 0.93512
HydroReservoir | FR | 2018-04-30 23:00 | 0.93512
HydroReservoir | FR | 2018-05-01 | 0.93512
HydroReservoir | FR | 2018-05-01 01:00 | 0.93512
HydroReservoir | FR | 2018-05-01 02:00 | 0.93512
HydroReservoir | FR | 2018-05-01 03:00 | 0.93512
HydroReservoir | FR | 2018-05-01 04:00 | 0.93512
HydroReservoir | FR | 2018-05-01 05:00 | 0.93512
HydroReservoir | FR | 2018-05-01 06:00 | 0.93512
HydroReservoir | FR | 2018-05-01 07:00 | 0.93512
HydroReservoir | FR | 2018-05-01 08:00 | 0.93512
HydroReservoir | FR | 2018-05-01 09:00 | 0.93512
HydroReservoir | FR | 2018-05-01 10:00 | 0.93512
HydroReservoir | FR | 2018-05-01 11:00 | 0.93512
HydroReservoir | FR | 2018-05-01 12:00 | 0.93512
HydroReservoir | FR | 2018-05-01 13:00 | 0.93512
HydroReservoir | FR | 2018-05-01 14:00 | 0.93512
HydroReservoir | FR | 2018-05-01 15:00 | 0.93512
HydroReservoir | FR | 2018-05-01 16:00 | 0.93512
HydroReservoir | FR | 2018-05-01 17:00 | 0.93512
HydroReservoir | FR | 2018-05-01 18:00 | 0.93512
HydroReservoir | FR | 2018-05-01 19:00 | 0.93512
HydroReservoir | FR | 2018-05-01 20:00 | 0.93512
HydroReservoir | FR | 2018-05-01 21:00 | 0.93512
HydroReservoir | FR | 2018-05-01 22:00 | 0.93512
HydroReservoir | FR | 2018-05-01 23:00 | 0.93512
HydroReservoir | FR | 2018-05-02 | 0.92347
HydroReservoir | FR | 2018-05-02 01:00 | 0.93512
HydroReservoir | FR | 2018-05-02 02:00 | 0.93512
HydroReservoir | FR | 2018-05-02 03:00 | 0.93512
HydroReservoir | FR | 2018-05-02 04:00 | 0.93512
HydroReservoir | FR | 2018-05-02 05:00 | 0.93512
HydroReservoir | FR | 2018-05-02 06:00 | 0.93512
HydroReservoir | FR | 2018-05-02 07:00 | 0.93512
HydroReservoir | FR | 2018-05-02 08:00 | 0.93512
HydroReservoir | FR | 2018-05-02 09:00 | 0.93512
HydroReservoir | FR | 2018-05-02 10:00 | 0.93512
HydroReservoir | FR | 2018-05-02 11:00 | 0.93512
HydroReservoir | FR | 2018-05-02 12:00 | 0.95407
HydroReservoir | FR | 2018-05-02 13:00 | 0.95407
HydroReservoir | FR | 2018-05-02 14:00 | 0.94031
HydroReservoir | FR | 2018-05-02 15:00 | 0.94031
HydroReservoir | FR | 2018-05-02 16:00 | 0.94031
HydroReservoir | FR | 2018-05-02 17:00 | 0.95407
HydroReservoir | FR | 2018-05-02 18:00 | 0.95407
HydroReservoir | FR | 2018-05-02 19:00 | 0.95407
HydroReservoir | FR | 2018-05-02 20:00 | 0.95407
HydroReservoir | FR | 2018-05-02 21:00 | 0.95407
HydroReservoir | FR | 2018-05-02 22:00 | 0.95407
HydroReservoir | FR | 2018-05-02 23:00 | 0.95407
HydroReservoir | FR | 2018-05-03 | 0.95407
HydroReservoir | FR | 2018-05-03 01:00 | 0.95407
HydroReservoir | FR | 2018-05-03 02:00 | 0.95407
HydroReservoir | FR | 2018-05-03 03:00 | 0.95407
HydroReservoir | FR | 2018-05-03 04:00 | 0.95407
HydroReservoir | FR | 2018-05-03 05:00 | 0.95407
HydroReservoir | FR | 2018-05-03 06:00 | 0.95407
HydroReservoir | FR | 2018-05-03 07:00 | 0.95407
HydroReservoir | FR | 2018-05-03 08:00 | 0.92609
HydroReservoir | FR | 2018-05-03 09:00 | 0.92609
HydroReservoir | FR | 2018-05-03 10:00 | 0.92609
HydroReservoir | FR | 2018-05-03 11:00 | 0.92609
HydroReservoir | FR | 2018-05-03 12:00 | 0.92609
HydroReservoir | FR | 2018-05-03 13:00 | 0.90347
HydroReservoir | FR | 2018-05-03 14:00 | 0.90347
HydroReservoir | FR | 2018-05-03 15:00 | 0.90347
HydroReservoir | FR | 2018-05-03 16:00 | 0.92609
HydroReservoir | FR | 2018-05-03 17:00 | 0.95407
HydroReservoir | FR | 2018-05-03 18:00 | 0.95407
HydroReservoir | FR | 2018-05-03 19:00 | 0.95407
HydroReservoir | FR | 2018-05-03 20:00 | 0.95407
HydroReservoir | FR | 2018-05-03 21:00 | 0.95407
HydroReservoir | FR | 2018-05-03 22:00 | 0.95407
HydroReservoir | FR | 2018-05-03 23:00 | 0.95407
HydroReservoir | FR | 2018-05-04 | 0.95407
HydroReservoir | FR | 2018-05-04 01:00 | 0.95407
HydroReservoir | FR | 2018-05-04 02:00 | 0.95407
HydroReservoir | FR | 2018-05-04 03:00 | 0.95407
HydroReservoir | FR | 2018-05-04 04:00 | 0.95407
HydroReservoir | FR | 2018-05-04 05:00 | 0.95407
HydroReservoir | FR | 2018-05-04 06:00 | 0.95407
HydroReservoir | FR | 2018-05-04 07:00 | 0.95407
HydroReservoir | FR | 2018-05-04 08:00 | 0.92073
HydroReservoir | FR | 2018-05-04 09:00 | 0.90697
HydroReservoir | FR | 2018-05-04 10:00 | 0.90697
HydroReservoir | FR | 2018-05-04 11:00 | 0.90697
HydroReservoir | FR | 2018-05-04 12:00 | 0.95407
HydroReservoir | FR | 2018-05-04 13:00 | 0.95407
HydroReservoir | FR | 2018-05-04 14:00 | 0.95407
HydroReservoir | FR | 2018-05-04 15:00 | 0.95407
HydroReservoir | FR | 2018-05-04 16:00 | 0.95407
HydroReservoir | FR | 2018-05-04 17:00 | 0.95407
HydroReservoir | FR | 2018-05-04 18:00 | 0.95407
HydroReservoir | FR | 2018-05-04 19:00 | 0.95407
HydroReservoir | FR | 2018-05-04 20:00 | 0.95407
HydroReservoir | FR | 2018-05-04 21:00 | 0.95407
HydroReservoir | FR | 2018-05-04 22:00 | 0.95407
HydroReservoir | FR | 2018-05-04 23:00 | 0.95407
HydroReservoir | FR | 2018-05-05 | 0.95407
HydroReservoir | FR | 2018-05-05 01:00 | 0.95407
HydroReservoir | FR | 2018-05-05 02:00 | 0.95407
HydroReservoir | FR | 2018-05-05 03:00 | 0.95407
HydroReservoir | FR | 2018-05-05 04:00 | 0.95407
HydroReservoir | FR | 2018-05-05 05:00 | 0.95407
HydroReservoir | FR | 2018-05-05 06:00 | 0.95407
HydroReservoir | FR | 2018-05-05 07:00 | 0.95407
HydroReservoir | FR | 2018-05-05 08:00 | 0.95407
HydroReservoir | FR | 2018-05-05 09:00 | 0.95407
HydroReservoir | FR | 2018-05-05 10:00 | 0.95407
HydroReservoir | FR | 2018-05-05 11:00 | 0.95407
HydroReservoir | FR | 2018-05-05 12:00 | 0.95407
HydroReservoir | FR | 2018-05-05 13:00 | 0.95407
HydroReservoir | FR | 2018-05-05 14:00 | 0.95407
HydroReservoir | FR | 2018-05-05 15:00 | 0.92073
HydroReservoir | FR | 2018-05-05 16:00 | 0.92073
HydroReservoir | FR | 2018-05-05 17:00 | 0.92073
HydroReservoir | FR | 2018-05-05 18:00 | 0.92073
HydroReservoir | FR | 2018-05-05 19:00 | 0.92073
HydroReservoir | FR | 2018-05-05 20:00 | 0.92073
HydroReservoir | FR | 2018-05-05 21:00 | 0.95407
HydroReservoir | FR | 2018-05-05 22:00 | 0.95407
HydroReservoir | FR | 2018-05-05 23:00 | 0.95407
HydroReservoir | FR | 2018-05-06 | 0.95407
HydroReservoir | FR | 2018-05-06 01:00 | 0.95407
HydroReservoir | FR | 2018-05-06 02:00 | 0.95407
HydroReservoir | FR | 2018-05-06 03:00 | 0.95407
HydroReservoir | FR | 2018-05-06 04:00 | 0.95407
HydroReservoir | FR | 2018-05-06 05:00 | 0.95407
HydroReservoir | FR | 2018-05-06 06:00 | 0.95407
HydroReservoir | FR | 2018-05-06 07:00 | 0.95407
HydroReservoir | FR | 2018-05-06 08:00 | 0.95407
HydroReservoir | FR | 2018-05-06 09:00 | 0.95407
HydroReservoir | FR | 2018-05-06 10:00 | 0.95407
HydroReservoir | FR | 2018-05-06 11:00 | 0.95407
HydroReservoir | FR | 2018-05-06 12:00 | 0.95407
HydroReservoir | FR | 2018-05-06 13:00 | 0.95407
HydroReservoir | FR | 2018-05-06 14:00 | 0.95407
HydroReservoir | FR | 2018-05-06 15:00 | 0.95407
HydroReservoir | FR | 2018-05-06 16:00 | 0.95407
HydroReservoir | FR | 2018-05-06 17:00 | 0.95407
HydroReservoir | FR | 2018-05-06 18:00 | 0.95407
HydroReservoir | FR | 2018-05-06 19:00 | 0.95407
HydroReservoir | FR | 2018-05-06 20:00 | 0.95407
HydroReservoir | FR | 2018-05-06 21:00 | 0.95407
HydroReservoir | FR | 2018-05-06 22:00 | 0.95407
HydroReservoir | FR | 2018-05-06 23:00 | 0.95407
HydroReservoir | FR | 2018-05-07 | 0.95407
HydroReservoir | FR | 2018-05-07 01:00 | 0.95407
HydroReservoir | FR | 2018-05-07 02:00 | 0.95407
HydroReservoir | FR | 2018-05-07 03:00 | 0.95407
HydroReservoir | FR | 2018-05-07 04:00 | 0.95407
HydroReservoir | FR | 2018-05-07 05:00 | 0.95407
HydroReservoir | FR | 2018-05-07 06:00 | 0.95407
HydroReservoir | FR | 2018-05-07 07:00 | 0.95407
HydroReservoir | FR | 2018-05-07 08:00 | 0.95407
HydroReservoir | FR | 2018-05-07 09:00 | 0.95407
HydroReservoir | FR | 2018-05-07 10:00 | 0.95407
HydroReservoir | FR | 2018-05-07 11:00 | 0.95407
HydroReservoir | FR | 2018-05-07 12:00 | 0.95407
HydroReservoir | FR | 2018-05-07 13:00 | 0.95407
HydroReservoir | FR | 2018-05-07 14:00 | 0.95407
HydroReservoir | FR | 2018-05-07 15:00 | 0.95407
HydroReservoir | FR | 2018-05-07 16:00 | 0.95407
HydroReservoir | FR | 2018-05-07 17:00 | 0.95407
HydroReservoir | FR | 2018-05-07 18:00 | 0.95407
HydroReservoir | FR | 2018-05-07 19:00 | 0.95407
HydroReservoir | FR | 2018-05-07 20:00 | 0.95407
HydroReservoir | FR | 2018-05-07 21:00 | 0.95407
HydroReservoir | FR | 2018-05-07 22:00 | 0.95407
HydroReservoir | FR | 2018-05-07 23:00 | 0.92213
HydroReservoir | FR | 2018-05-08 | 0.92213
HydroReservoir | FR | 2018-05-08 01:00 | 0.92213
HydroReservoir | FR | 2018-05-08 02:00 | 0.9501
HydroReservoir | FR | 2018-05-08 03:00 | 0.9501
HydroReservoir | FR | 2018-05-08 04:00 | 0.9501
HydroReservoir | FR | 2018-05-08 05:00 | 0.9501
HydroReservoir | FR | 2018-05-08 06:00 | 0.9501
HydroReservoir | FR | 2018-05-08 07:00 | 0.9501
HydroReservoir | FR | 2018-05-08 08:00 | 0.9501
HydroReservoir | FR | 2018-05-08 09:00 | 0.9501
HydroReservoir | FR | 2018-05-08 10:00 | 0.9501
HydroReservoir | FR | 2018-05-08 11:00 | 0.93425
HydroReservoir | FR | 2018-05-08 12:00 | 0.93425
HydroReservoir | FR | 2018-05-08 13:00 | 0.93425
HydroReservoir | FR | 2018-05-08 14:00 | 0.93425
HydroReservoir | FR | 2018-05-08 15:00 | 0.93425
HydroReservoir | FR | 2018-05-08 16:00 | 0.93425
HydroReservoir | FR | 2018-05-08 17:00 | 0.93425
HydroReservoir | FR | 2018-05-08 18:00 | 0.93425
HydroReservoir | FR | 2018-05-08 19:00 | 0.93425
HydroReservoir | FR | 2018-05-08 20:00 | 0.93425
HydroReservoir | FR | 2018-05-08 21:00 | 0.93425
HydroReservoir | FR | 2018-05-08 22:00 | 0.93425
HydroReservoir | FR | 2018-05-08 23:00 | 0.93821
HydroReservoir | FR | 2018-05-09 | 0.93821
HydroReservoir | FR | 2018-05-09 01:00 | 0.93821
HydroReservoir | FR | 2018-05-09 02:00 | 0.93821
HydroReservoir | FR | 2018-05-09 03:00 | 0.93821
HydroReservoir | FR | 2018-05-09 04:00 | 0.93821
HydroReservoir | FR | 2018-05-09 05:00 | 0.93821
HydroReservoir | FR | 2018-05-09 06:00 | 0.93821
HydroReservoir | FR | 2018-05-09 07:00 | 0.93821
HydroReservoir | FR | 2018-05-09 08:00 | 0.91222
HydroReservoir | FR | 2018-05-09 09:00 | 0.92388
HydroReservoir | FR | 2018-05-09 10:00 | 0.92388
HydroReservoir | FR | 2018-05-09 11:00 | 0.92388
HydroReservoir | FR | 2018-05-09 12:00 | 0.92388
HydroReservoir | FR | 2018-05-09 13:00 | 0.92388
HydroReservoir | FR | 2018-05-09 14:00 | 0.92388
HydroReservoir | FR | 2018-05-09 15:00 | 0.92388
HydroReservoir | FR | 2018-05-09 16:00 | 0.93821
HydroReservoir | FR | 2018-05-09 17:00 | 0.93821
HydroReservoir | FR | 2018-05-09 18:00 | 0.93821
HydroReservoir | FR | 2018-05-09 19:00 | 0.95407
HydroReservoir | FR | 2018-05-09 20:00 | 0.95407
HydroReservoir | FR | 2018-05-09 21:00 | 0.95407
HydroReservoir | FR | 2018-05-09 22:00 | 0.95407
HydroReservoir | FR | 2018-05-09 23:00 | 0.95407
HydroReservoir | FR | 2018-05-10 | 0.95407
HydroReservoir | FR | 2018-05-10 01:00 | 0.95407
HydroReservoir | FR | 2018-05-10 02:00 | 0.95407
HydroReservoir | FR | 2018-05-10 03:00 | 0.95407
HydroReservoir | FR | 2018-05-10 04:00 | 0.95407
HydroReservoir | FR | 2018-05-10 05:00 | 0.95407
HydroReservoir | FR | 2018-05-10 06:00 | 0.95407
HydroReservoir | FR | 2018-05-10 07:00 | 0.95407
HydroReservoir | FR | 2018-05-10 08:00 | 0.95407
HydroReservoir | FR | 2018-05-10 09:00 | 0.95407
HydroReservoir | FR | 2018-05-10 10:00 | 0.95407
HydroReservoir | FR | 2018-05-10 11:00 | 0.95407
HydroReservoir | FR | 2018-05-10 12:00 | 0.95407
HydroReservoir | FR | 2018-05-10 13:00 | 0.95407
HydroReservoir | FR | 2018-05-10 14:00 | 0.95407
HydroReservoir | FR | 2018-05-10 15:00 | 0.95407
HydroReservoir | FR | 2018-05-10 16:00 | 0.95407
HydroReservoir | FR | 2018-05-10 17:00 | 0.95407
HydroReservoir | FR | 2018-05-10 18:00 | 0.95407
HydroReservoir | FR | 2018-05-10 19:00 | 0.95407
HydroReservoir | FR | 2018-05-10 20:00 | 0.95407
HydroReservoir | FR | 2018-05-10 21:00 | 0.95407
HydroReservoir | FR | 2018-05-10 22:00 | 0.95407
HydroReservoir | FR | 2018-05-10 23:00 | 0.95407
HydroReservoir | FR | 2018-05-11 | 0.95407
HydroReservoir | FR | 2018-05-11 01:00 | 0.95407
HydroReservoir | FR | 2018-05-11 02:00 | 0.95407
HydroReservoir | FR | 2018-05-11 03:00 | 0.95407
HydroReservoir | FR | 2018-05-11 04:00 | 0.95407
HydroReservoir | FR | 2018-05-11 05:00 | 0.95407
HydroReservoir | FR | 2018-05-11 06:00 | 0.95407
HydroReservoir | FR | 2018-05-11 07:00 | 0.95407
HydroReservoir | FR | 2018-05-11 08:00 | 0.95407
HydroReservoir | FR | 2018-05-11 09:00 | 0.95407
HydroReservoir | FR | 2018-05-11 10:00 | 0.95407
HydroReservoir | FR | 2018-05-11 11:00 | 0.95407
HydroReservoir | FR | 2018-05-11 12:00 | 0.95407
HydroReservoir | FR | 2018-05-11 13:00 | 0.95407
HydroReservoir | FR | 2018-05-11 14:00 | 0.95407
HydroReservoir | FR | 2018-05-11 15:00 | 0.95407
HydroReservoir | FR | 2018-05-11 16:00 | 0.95407
HydroReservoir | FR | 2018-05-11 17:00 | 0.95407
HydroReservoir | FR | 2018-05-11 18:00 | 0.95407
HydroReservoir | FR | 2018-05-11 19:00 | 0.95407
HydroReservoir | FR | 2018-05-11 20:00 | 0.87876
HydroReservoir | FR | 2018-05-11 21:00 | 0.87876
HydroReservoir | FR | 2018-05-11 22:00 | 0.87876
HydroReservoir | FR | 2018-05-11 23:00 | 0.87876
HydroReservoir | FR | 2018-05-12 | 0.87876
HydroReservoir | FR | 2018-05-12 01:00 | 0.87876
HydroReservoir | FR | 2018-05-12 02:00 | 0.87876
HydroReservoir | FR | 2018-05-12 03:00 | 0.87876
HydroReservoir | FR | 2018-05-12 04:00 | 0.87876
HydroReservoir | FR | 2018-05-12 05:00 | 0.87876
HydroReservoir | FR | 2018-05-12 06:00 | 0.87876
HydroReservoir | FR | 2018-05-12 07:00 | 0.87876
HydroReservoir | FR | 2018-05-12 08:00 | 0.87876
HydroReservoir | FR | 2018-05-12 09:00 | 0.87876
HydroReservoir | FR | 2018-05-12 10:00 | 0.87876
HydroReservoir | FR | 2018-05-12 11:00 | 0.87876
HydroReservoir | FR | 2018-05-12 12:00 | 0.87876
HydroReservoir | FR | 2018-05-12 13:00 | 0.87876
HydroReservoir | FR | 2018-05-12 14:00 | 0.87876
HydroReservoir | FR | 2018-05-12 15:00 | 0.87876
HydroReservoir | FR | 2018-05-12 16:00 | 0.87876
HydroReservoir | FR | 2018-05-12 17:00 | 0.87876
HydroReservoir | FR | 2018-05-12 18:00 | 0.95407
HydroReservoir | FR | 2018-05-12 19:00 | 0.95407
HydroReservoir | FR | 2018-05-12 20:00 | 0.95407
HydroReservoir | FR | 2018-05-12 21:00 | 0.95407
HydroReservoir | FR | 2018-05-12 22:00 | 0.95407
HydroReservoir | FR | 2018-05-12 23:00 | 0.95407
HydroReservoir | FR | 2018-05-13 | 0.95407
HydroReservoir | FR | 2018-05-13 01:00 | 0.95407
HydroReservoir | FR | 2018-05-13 02:00 | 0.95407
HydroReservoir | FR | 2018-05-13 03:00 | 0.95407
HydroReservoir | FR | 2018-05-13 04:00 | 0.95407
HydroReservoir | FR | 2018-05-13 05:00 | 0.95407
HydroReservoir | FR | 2018-05-13 06:00 | 0.95407
HydroReservoir | FR | 2018-05-13 07:00 | 0.95407
HydroReservoir | FR | 2018-05-13 08:00 | 0.95407
HydroReservoir | FR | 2018-05-13 09:00 | 0.95407
HydroReservoir | FR | 2018-05-13 10:00 | 0.95407
HydroReservoir | FR | 2018-05-13 11:00 | 0.95407
HydroReservoir | FR | 2018-05-13 12:00 | 0.95407
HydroReservoir | FR | 2018-05-13 13:00 | 0.95407
HydroReservoir | FR | 2018-05-13 14:00 | 0.95407
HydroReservoir | FR | 2018-05-13 15:00 | 0.95407
HydroReservoir | FR | 2018-05-13 16:00 | 0.95407
HydroReservoir | FR | 2018-05-13 17:00 | 0.95407
HydroReservoir | FR | 2018-05-13 18:00 | 0.95407
HydroReservoir | FR | 2018-05-13 19:00 | 0.95407
HydroReservoir | FR | 2018-05-13 20:00 | 0.95407
HydroReservoir | FR | 2018-05-13 21:00 | 0.95407
HydroReservoir | FR | 2018-05-13 22:00 | 0.95407
HydroReservoir | FR | 2018-05-13 23:00 | 0.95407
HydroReservoir | FR | 2018-05-14 | 0.95407
HydroReservoir | FR | 2018-05-14 01:00 | 0.95407
HydroReservoir | FR | 2018-05-14 02:00 | 0.95407
HydroReservoir | FR | 2018-05-14 03:00 | 0.95407
HydroReservoir | FR | 2018-05-14 04:00 | 0.95407
HydroReservoir | FR | 2018-05-14 05:00 | 0.95407
HydroReservoir | FR | 2018-05-14 06:00 | 0.95407
HydroReservoir | FR | 2018-05-14 07:00 | 0.95407
HydroReservoir | FR | 2018-05-14 08:00 | 0.94078
HydroReservoir | FR | 2018-05-14 09:00 | 0.90744
HydroReservoir | FR | 2018-05-14 10:00 | 0.90744
HydroReservoir | FR | 2018-05-14 11:00 | 0.90744
HydroReservoir | FR | 2018-05-14 12:00 | 0.90744
HydroReservoir | FR | 2018-05-14 13:00 | 0.90744
HydroReservoir | FR | 2018-05-14 14:00 | 0.89042
HydroReservoir | FR | 2018-05-14 15:00 | 0.89042
HydroReservoir | FR | 2018-05-14 16:00 | 0.92376
HydroReservoir | FR | 2018-05-14 17:00 | 0.94078
HydroReservoir | FR | 2018-05-14 18:00 | 0.94078
HydroReservoir | FR | 2018-05-14 19:00 | 0.94078
HydroReservoir | FR | 2018-05-14 20:00 | 0.94078
HydroReservoir | FR | 2018-05-14 21:00 | 0.94078
HydroReservoir | FR | 2018-05-14 22:00 | 0.94078
HydroReservoir | FR | 2018-05-14 23:00 | 0.94078
HydroReservoir | FR | 2018-05-15 | 0.94078
HydroReservoir | FR | 2018-05-15 01:00 | 0.94078
HydroReservoir | FR | 2018-05-15 02:00 | 0.94078
HydroReservoir | FR | 2018-05-15 03:00 | 0.94078
HydroReservoir | FR | 2018-05-15 04:00 | 0.94078
HydroReservoir | FR | 2018-05-15 05:00 | 0.94078
HydroReservoir | FR | 2018-05-15 06:00 | 0.94078
HydroReservoir | FR | 2018-05-15 07:00 | 0.92376
HydroReservoir | FR | 2018-05-15 08:00 | 0.90907
HydroReservoir | FR | 2018-05-15 09:00 | 0.87573
HydroReservoir | FR | 2018-05-15 10:00 | 0.87573
HydroReservoir | FR | 2018-05-15 11:00 | 0.87573
HydroReservoir | FR | 2018-05-15 12:00 | 0.87573
HydroReservoir | FR | 2018-05-15 13:00 | 0.87573
HydroReservoir | FR | 2018-05-15 14:00 | 0.87573
HydroReservoir | FR | 2018-05-15 15:00 | 0.87573
HydroReservoir | FR | 2018-05-15 16:00 | 0.92376
HydroReservoir | FR | 2018-05-15 17:00 | 0.94078
HydroReservoir | FR | 2018-05-15 18:00 | 0.94078
HydroReservoir | FR | 2018-05-15 19:00 | 0.94078
HydroReservoir | FR | 2018-05-15 20:00 | 0.94078
HydroReservoir | FR | 2018-05-15 21:00 | 0.94078
HydroReservoir | FR | 2018-05-15 22:00 | 0.94078
HydroReservoir | FR | 2018-05-15 23:00 | 0.94078
HydroReservoir | FR | 2018-05-16 | 0.94078
HydroReservoir | FR | 2018-05-16 01:00 | 0.94078
HydroReservoir | FR | 2018-05-16 02:00 | 0.94078
HydroReservoir | FR | 2018-05-16 03:00 | 0.94078
HydroReservoir | FR | 2018-05-16 04:00 | 0.94078
HydroReservoir | FR | 2018-05-16 05:00 | 0.94078
HydroReservoir | FR | 2018-05-16 06:00 | 0.94078
HydroReservoir | FR | 2018-05-16 07:00 | 0.92376
HydroReservoir | FR | 2018-05-16 08:00 | 0.81383
HydroReservoir | FR | 2018-05-16 09:00 | 0.78048
HydroReservoir | FR | 2018-05-16 10:00 | 0.78048
HydroReservoir | FR | 2018-05-16 11:00 | 0.78048
HydroReservoir | FR | 2018-05-16 12:00 | 0.84857
HydroReservoir | FR | 2018-05-16 13:00 | 0.84857
HydroReservoir | FR | 2018-05-16 14:00 | 0.83555
HydroReservoir | FR | 2018-05-16 15:00 | 0.81802
HydroReservoir | FR | 2018-05-16 16:00 | 0.91074
HydroReservoir | FR | 2018-05-16 17:00 | 0.94078
HydroReservoir | FR | 2018-05-16 18:00 | 0.94078
HydroReservoir | FR | 2018-05-16 19:00 | 0.94078
HydroReservoir | FR | 2018-05-16 20:00 | 0.94078
HydroReservoir | FR | 2018-05-16 21:00 | 0.94078
HydroReservoir | FR | 2018-05-16 22:00 | 0.94078
HydroReservoir | FR | 2018-05-16 23:00 | 0.94078
HydroReservoir | FR | 2018-05-17 | 0.94078
HydroReservoir | FR | 2018-05-17 01:00 | 0.94078
HydroReservoir | FR | 2018-05-17 02:00 | 0.94078
HydroReservoir | FR | 2018-05-17 03:00 | 0.94078
HydroReservoir | FR | 2018-05-17 04:00 | 0.94078
HydroReservoir | FR | 2018-05-17 05:00 | 0.94078
HydroReservoir | FR | 2018-05-17 06:00 | 0.94078
HydroReservoir | FR | 2018-05-17 07:00 | 0.90942
HydroReservoir | FR | 2018-05-17 08:00 | 0.88202
HydroReservoir | FR | 2018-05-17 09:00 | 0.83702
HydroReservoir | FR | 2018-05-17 10:00 | 0.83702
HydroReservoir | FR | 2018-05-17 11:00 | 0.83702
HydroReservoir | FR | 2018-05-17 12:00 | 0.84868
HydroReservoir | FR | 2018-05-17 13:00 | 0.84868
HydroReservoir | FR | 2018-05-17 14:00 | 0.83423
HydroReservoir | FR | 2018-05-17 15:00 | 0.84868
HydroReservoir | FR | 2018-05-17 16:00 | 0.90942
HydroReservoir | FR | 2018-05-17 17:00 | 0.94078
HydroReservoir | FR | 2018-05-17 18:00 | 0.94078
HydroReservoir | FR | 2018-05-17 19:00 | 0.94078
HydroReservoir | FR | 2018-05-17 20:00 | 0.94078
HydroReservoir | FR | 2018-05-17 21:00 | 0.94078
HydroReservoir | FR | 2018-05-17 22:00 | 0.94078
HydroReservoir | FR | 2018-05-17 23:00 | 0.94078
HydroReservoir | FR | 2018-05-18 | 0.94078
HydroReservoir | FR | 2018-05-18 01:00 | 0.94078
HydroReservoir | FR | 2018-05-18 02:00 | 0.94078
HydroReservoir | FR | 2018-05-18 03:00 | 0.94078
HydroReservoir | FR | 2018-05-18 04:00 | 0.94078
HydroReservoir | FR | 2018-05-18 05:00 | 0.94078
HydroReservoir | FR | 2018-05-18 06:00 | 0.94078
HydroReservoir | FR | 2018-05-18 07:00 | 0.94078
HydroReservoir | FR | 2018-05-18 08:00 | 0.92376
HydroReservoir | FR | 2018-05-18 09:00 | 0.89042
HydroReservoir | FR | 2018-05-18 10:00 | 0.89042
HydroReservoir | FR | 2018-05-18 11:00 | 0.89042
HydroReservoir | FR | 2018-05-18 12:00 | 0.90744
HydroReservoir | FR | 2018-05-18 13:00 | 0.90744
HydroReservoir | FR | 2018-05-18 14:00 | 0.90744
HydroReservoir | FR | 2018-05-18 15:00 | 0.90744
HydroReservoir | FR | 2018-05-18 16:00 | 0.94078
HydroReservoir | FR | 2018-05-18 17:00 | 0.95407
HydroReservoir | FR | 2018-05-18 18:00 | 0.95407
HydroReservoir | FR | 2018-05-18 19:00 | 0.95407
HydroReservoir | FR | 2018-05-18 20:00 | 0.95407
HydroReservoir | FR | 2018-05-18 21:00 | 0.95407
HydroReservoir | FR | 2018-05-18 22:00 | 0.95407
HydroReservoir | FR | 2018-05-18 23:00 | 0.95407
HydroReservoir | FR | 2018-05-19 | 0.95407
HydroReservoir | FR | 2018-05-19 01:00 | 0.95407
HydroReservoir | FR | 2018-05-19 02:00 | 0.95407
HydroReservoir | FR | 2018-05-19 03:00 | 0.95407
HydroReservoir | FR | 2018-05-19 04:00 | 0.95407
HydroReservoir | FR | 2018-05-19 05:00 | 0.95407
HydroReservoir | FR | 2018-05-19 06:00 | 0.95407
HydroReservoir | FR | 2018-05-19 07:00 | 0.95407
HydroReservoir | FR | 2018-05-19 08:00 | 0.95407
HydroReservoir | FR | 2018-05-19 09:00 | 0.95407
HydroReservoir | FR | 2018-05-19 10:00 | 0.95407
HydroReservoir | FR | 2018-05-19 11:00 | 0.95407
HydroReservoir | FR | 2018-05-19 12:00 | 0.95407
HydroReservoir | FR | 2018-05-19 13:00 | 0.95407
HydroReservoir | FR | 2018-05-19 14:00 | 0.95407
HydroReservoir | FR | 2018-05-19 15:00 | 0.95407
HydroReservoir | FR | 2018-05-19 16:00 | 0.95407
HydroReservoir | FR | 2018-05-19 17:00 | 0.95407
HydroReservoir | FR | 2018-05-19 18:00 | 0.95407
HydroReservoir | FR | 2018-05-19 19:00 | 0.95407
HydroReservoir | FR | 2018-05-19 20:00 | 0.95407
HydroReservoir | FR | 2018-05-19 21:00 | 0.95407
HydroReservoir | FR | 2018-05-19 22:00 | 0.95407
HydroReservoir | FR | 2018-05-19 23:00 | 0.95407
HydroReservoir | FR | 2018-05-20 | 0.95407
HydroReservoir | FR | 2018-05-20 01:00 | 0.95407
HydroReservoir | FR | 2018-05-20 02:00 | 0.95407
HydroReservoir | FR | 2018-05-20 03:00 | 0.95407
HydroReservoir | FR | 2018-05-20 04:00 | 0.95407
HydroReservoir | FR | 2018-05-20 05:00 | 0.95407
HydroReservoir | FR | 2018-05-20 06:00 | 0.95407
HydroReservoir | FR | 2018-05-20 07:00 | 0.95407
HydroReservoir | FR | 2018-05-20 08:00 | 0.95407
HydroReservoir | FR | 2018-05-20 09:00 | 0.95407
HydroReservoir | FR | 2018-05-20 10:00 | 0.95407
HydroReservoir | FR | 2018-05-20 11:00 | 0.95407
HydroReservoir | FR | 2018-05-20 12:00 | 0.95407
HydroReservoir | FR | 2018-05-20 13:00 | 0.95407
HydroReservoir | FR | 2018-05-20 14:00 | 0.95407
HydroReservoir | FR | 2018-05-20 15:00 | 0.95407
HydroReservoir | FR | 2018-05-20 16:00 | 0.95407
HydroReservoir | FR | 2018-05-20 17:00 | 0.95407
HydroReservoir | FR | 2018-05-20 18:00 | 0.95407
HydroReservoir | FR | 2018-05-20 19:00 | 0.95407
HydroReservoir | FR | 2018-05-20 20:00 | 0.95407
HydroReservoir | FR | 2018-05-20 21:00 | 0.95407
HydroReservoir | FR | 2018-05-20 22:00 | 0.95407
HydroReservoir | FR | 2018-05-20 23:00 | 0.95407
HydroReservoir | FR | 2018-05-21 | 0.95407
HydroReservoir | FR | 2018-05-21 01:00 | 0.95407
HydroReservoir | FR | 2018-05-21 02:00 | 0.95407
HydroReservoir | FR | 2018-05-21 03:00 | 0.95407
HydroReservoir | FR | 2018-05-21 04:00 | 0.95407
HydroReservoir | FR | 2018-05-21 05:00 | 0.95407
HydroReservoir | FR | 2018-05-21 06:00 | 0.95407
HydroReservoir | FR | 2018-05-21 07:00 | 0.95407
HydroReservoir | FR | 2018-05-21 08:00 | 0.95407
HydroReservoir | FR | 2018-05-21 09:00 | 0.95407
HydroReservoir | FR | 2018-05-21 10:00 | 0.95407
HydroReservoir | FR | 2018-05-21 11:00 | 0.95407
HydroReservoir | FR | 2018-05-21 12:00 | 0.95407
HydroReservoir | FR | 2018-05-21 13:00 | 0.95407
HydroReservoir | FR | 2018-05-21 14:00 | 0.95407
HydroReservoir | FR | 2018-05-21 15:00 | 0.95407
HydroReservoir | FR | 2018-05-21 16:00 | 0.95407
HydroReservoir | FR | 2018-05-21 17:00 | 0.95407
HydroReservoir | FR | 2018-05-21 18:00 | 0.95407
HydroReservoir | FR | 2018-05-21 19:00 | 0.95407
HydroReservoir | FR | 2018-05-21 20:00 | 0.95407
HydroReservoir | FR | 2018-05-21 21:00 | 0.95407
HydroReservoir | FR | 2018-05-21 22:00 | 0.95407
HydroReservoir | FR | 2018-05-21 23:00 | 0.95407
HydroReservoir | FR | 2018-05-22 | 0.95407
HydroReservoir | FR | 2018-05-22 01:00 | 0.95407
HydroReservoir | FR | 2018-05-22 02:00 | 0.95407
HydroReservoir | FR | 2018-05-22 03:00 | 0.95407
HydroReservoir | FR | 2018-05-22 04:00 | 0.95407
HydroReservoir | FR | 2018-05-22 05:00 | 0.95407
HydroReservoir | FR | 2018-05-22 06:00 | 0.95407
HydroReservoir | FR | 2018-05-22 07:00 | 0.93308
HydroReservoir | FR | 2018-05-22 08:00 | 0.88832
HydroReservoir | FR | 2018-05-22 09:00 | 0.88832
HydroReservoir | FR | 2018-05-22 10:00 | 0.88832
HydroReservoir | FR | 2018-05-22 11:00 | 0.88832
HydroReservoir | FR | 2018-05-22 12:00 | 0.88832
HydroReservoir | FR | 2018-05-22 13:00 | 0.88832
HydroReservoir | FR | 2018-05-22 14:00 | 0.84076
HydroReservoir | FR | 2018-05-22 15:00 | 0.84076
HydroReservoir | FR | 2018-05-22 16:00 | 0.95407
HydroReservoir | FR | 2018-05-22 17:00 | 0.95407
HydroReservoir | FR | 2018-05-22 18:00 | 0.95407
HydroReservoir | FR | 2018-05-22 19:00 | 0.95407
HydroReservoir | FR | 2018-05-22 20:00 | 0.95407
HydroReservoir | FR | 2018-05-22 21:00 | 0.95407
HydroReservoir | FR | 2018-05-22 22:00 | 0.95407
HydroReservoir | FR | 2018-05-22 23:00 | 0.95407
HydroReservoir | FR | 2018-05-23 | 0.95407
HydroReservoir | FR | 2018-05-23 01:00 | 0.95407
HydroReservoir | FR | 2018-05-23 02:00 | 0.95407
HydroReservoir | FR | 2018-05-23 03:00 | 0.95407
HydroReservoir | FR | 2018-05-23 04:00 | 0.95407
HydroReservoir | FR | 2018-05-23 05:00 | 0.95407
HydroReservoir | FR | 2018-05-23 06:00 | 0.95407
HydroReservoir | FR | 2018-05-23 07:00 | 0.95407
HydroReservoir | FR | 2018-05-23 08:00 | 0.95407
HydroReservoir | FR | 2018-05-23 09:00 | 0.95407
HydroReservoir | FR | 2018-05-23 10:00 | 0.95407
HydroReservoir | FR | 2018-05-23 11:00 | 0.95407
HydroReservoir | FR | 2018-05-23 12:00 | 0.95407
HydroReservoir | FR | 2018-05-23 13:00 | 0.95407
HydroReservoir | FR | 2018-05-23 14:00 | 0.95407
HydroReservoir | FR | 2018-05-23 15:00 | 0.95407
HydroReservoir | FR | 2018-05-23 16:00 | 0.95407
HydroReservoir | FR | 2018-05-23 17:00 | 0.95407
HydroReservoir | FR | 2018-05-23 18:00 | 0.95407
HydroReservoir | FR | 2018-05-23 19:00 | 0.95407
HydroReservoir | FR | 2018-05-23 20:00 | 0.95407
HydroReservoir | FR | 2018-05-23 21:00 | 0.95407
HydroReservoir | FR | 2018-05-23 22:00 | 0.95407
HydroReservoir | FR | 2018-05-23 23:00 | 0.95407
HydroReservoir | FR | 2018-05-24 | 0.95407
HydroReservoir | FR | 2018-05-24 01:00 | 0.95407
HydroReservoir | FR | 2018-05-24 02:00 | 0.95407
HydroReservoir | FR | 2018-05-24 03:00 | 0.95407
HydroReservoir | FR | 2018-05-24 04:00 | 0.95407
HydroReservoir | FR | 2018-05-24 05:00 | 0.95407
HydroReservoir | FR | 2018-05-24 06:00 | 0.95407
HydroReservoir | FR | 2018-05-24 07:00 | 0.95407
HydroReservoir | FR | 2018-05-24 08:00 | 0.95407
HydroReservoir | FR | 2018-05-24 09:00 | 0.95407
HydroReservoir | FR | 2018-05-24 10:00 | 0.95407
HydroReservoir | FR | 2018-05-24 11:00 | 0.95407
HydroReservoir | FR | 2018-05-24 12:00 | 0.92084
HydroReservoir | FR | 2018-05-24 13:00 | 0.92084
HydroReservoir | FR | 2018-05-24 14:00 | 0.92084
HydroReservoir | FR | 2018-05-24 15:00 | 0.92084
HydroReservoir | FR | 2018-05-24 16:00 | 0.92084
HydroReservoir | FR | 2018-05-24 17:00 | 0.95407
HydroReservoir | FR | 2018-05-24 18:00 | 0.95407
HydroReservoir | FR | 2018-05-24 19:00 | 0.95407
HydroReservoir | FR | 2018-05-24 20:00 | 0.95407
HydroReservoir | FR | 2018-05-24 21:00 | 0.95407
HydroReservoir | FR | 2018-05-24 22:00 | 0.95407
HydroReservoir | FR | 2018-05-24 23:00 | 0.95407
HydroReservoir | FR | 2018-05-25 | 0.95407
HydroReservoir | FR | 2018-05-25 01:00 | 0.95407
HydroReservoir | FR | 2018-05-25 02:00 | 0.95407
HydroReservoir | FR | 2018-05-25 03:00 | 0.95407
HydroReservoir | FR | 2018-05-25 04:00 | 0.95407
HydroReservoir | FR | 2018-05-25 05:00 | 0.95407
HydroReservoir | FR | 2018-05-25 06:00 | 0.95407
HydroReservoir | FR | 2018-05-25 07:00 | 0.95407
HydroReservoir | FR | 2018-05-25 08:00 | 0.95407
HydroReservoir | FR | 2018-05-25 09:00 | 0.95407
HydroReservoir | FR | 2018-05-25 10:00 | 0.95407
HydroReservoir | FR | 2018-05-25 11:00 | 0.95407
HydroReservoir | FR | 2018-05-25 12:00 | 0.95407
HydroReservoir | FR | 2018-05-25 13:00 | 0.95407
HydroReservoir | FR | 2018-05-25 14:00 | 0.95407
HydroReservoir | FR | 2018-05-25 15:00 | 0.95407
HydroReservoir | FR | 2018-05-25 16:00 | 0.96573
HydroReservoir | FR | 2018-05-25 17:00 | 0.96573
HydroReservoir | FR | 2018-05-25 18:00 | 0.96573
HydroReservoir | FR | 2018-05-25 19:00 | 0.96573
HydroReservoir | FR | 2018-05-25 20:00 | 0.96573
HydroReservoir | FR | 2018-05-25 21:00 | 0.96573
HydroReservoir | FR | 2018-05-25 22:00 | 0.96573
HydroReservoir | FR | 2018-05-25 23:00 | 0.96573
HydroReservoir | FR | 2018-05-26 | 0.96573
HydroReservoir | FR | 2018-05-26 01:00 | 0.96573
HydroReservoir | FR | 2018-05-26 02:00 | 0.96573
HydroReservoir | FR | 2018-05-26 03:00 | 0.96573
HydroReservoir | FR | 2018-05-26 04:00 | 0.96573
HydroReservoir | FR | 2018-05-26 05:00 | 0.96573
HydroReservoir | FR | 2018-05-26 06:00 | 0.96573
HydroReservoir | FR | 2018-05-26 07:00 | 0.96573
HydroReservoir | FR | 2018-05-26 08:00 | 0.96573
HydroReservoir | FR | 2018-05-26 09:00 | 0.96573
HydroReservoir | FR | 2018-05-26 10:00 | 0.96573
HydroReservoir | FR | 2018-05-26 11:00 | 0.96573
HydroReservoir | FR | 2018-05-26 12:00 | 0.96573
HydroReservoir | FR | 2018-05-26 13:00 | 0.96573
HydroReservoir | FR | 2018-05-26 14:00 | 0.96573
HydroReservoir | FR | 2018-05-26 15:00 | 0.9191
HydroReservoir | FR | 2018-05-26 16:00 | 0.9191
HydroReservoir | FR | 2018-05-26 17:00 | 0.9191
HydroReservoir | FR | 2018-05-26 18:00 | 0.96573
HydroReservoir | FR | 2018-05-26 19:00 | 0.96573
HydroReservoir | FR | 2018-05-26 20:00 | 0.95407
HydroReservoir | FR | 2018-05-26 21:00 | 0.95407
HydroReservoir | FR | 2018-05-26 22:00 | 0.95407
HydroReservoir | FR | 2018-05-26 23:00 | 0.95407
HydroReservoir | FR | 2018-05-27 | 0.95407
HydroReservoir | FR | 2018-05-27 01:00 | 0.95407
HydroReservoir | FR | 2018-05-27 02:00 | 0.95407
HydroReservoir | FR | 2018-05-27 03:00 | 0.95407
HydroReservoir | FR | 2018-05-27 04:00 | 0.95407
HydroReservoir | FR | 2018-05-27 05:00 | 0.95407
HydroReservoir | FR | 2018-05-27 06:00 | 0.95407
HydroReservoir | FR | 2018-05-27 07:00 | 0.95407
HydroReservoir | FR | 2018-05-27 08:00 | 0.95407
HydroReservoir | FR | 2018-05-27 09:00 | 0.95407
HydroReservoir | FR | 2018-05-27 10:00 | 0.95407
HydroReservoir | FR | 2018-05-27 11:00 | 0.95407
HydroReservoir | FR | 2018-05-27 12:00 | 0.95407
HydroReservoir | FR | 2018-05-27 13:00 | 0.95407
HydroReservoir | FR | 2018-05-27 14:00 | 0.95407
HydroReservoir | FR | 2018-05-27 15:00 | 0.95407
HydroReservoir | FR | 2018-05-27 16:00 | 0.95407
HydroReservoir | FR | 2018-05-27 17:00 | 0.95407
HydroReservoir | FR | 2018-05-27 18:00 | 0.95407
HydroReservoir | FR | 2018-05-27 19:00 | 0.95407
HydroReservoir | FR | 2018-05-27 20:00 | 0.95407
HydroReservoir | FR | 2018-05-27 21:00 | 0.95407
HydroReservoir | FR | 2018-05-27 22:00 | 0.95407
HydroReservoir | FR | 2018-05-27 23:00 | 0.95407
HydroReservoir | FR | 2018-05-28 | 0.95407
HydroReservoir | FR | 2018-05-28 01:00 | 0.95407
HydroReservoir | FR | 2018-05-28 02:00 | 0.95407
HydroReservoir | FR | 2018-05-28 03:00 | 0.95407
HydroReservoir | FR | 2018-05-28 04:00 | 0.95407
HydroReservoir | FR | 2018-05-28 05:00 | 0.95407
HydroReservoir | FR | 2018-05-28 06:00 | 0.95407
HydroReservoir | FR | 2018-05-28 07:00 | 0.93973
HydroReservoir | FR | 2018-05-28 08:00 | 0.93973
HydroReservoir | FR | 2018-05-28 09:00 | 0.93973
HydroReservoir | FR | 2018-05-28 10:00 | 0.93973
HydroReservoir | FR | 2018-05-28 11:00 | 0.93973
HydroReservoir | FR | 2018-05-28 12:00 | 0.93973
HydroReservoir | FR | 2018-05-28 13:00 | 0.93973
HydroReservoir | FR | 2018-05-28 14:00 | 0.90651
HydroReservoir | FR | 2018-05-28 15:00 | 0.90651
HydroReservoir | FR | 2018-05-28 16:00 | 0.96573
HydroReservoir | FR | 2018-05-28 17:00 | 0.96573
HydroReservoir | FR | 2018-05-28 18:00 | 0.96573
HydroReservoir | FR | 2018-05-28 19:00 | 0.96573
HydroReservoir | FR | 2018-05-28 20:00 | 0.96573
HydroReservoir | FR | 2018-05-28 21:00 | 0.96573
HydroReservoir | FR | 2018-05-28 22:00 | 0.96573
HydroReservoir | FR | 2018-05-28 23:00 | 0.96573
HydroReservoir | FR | 2018-05-29 | 0.96573
HydroReservoir | FR | 2018-05-29 01:00 | 0.96573
HydroReservoir | FR | 2018-05-29 02:00 | 0.96573
HydroReservoir | FR | 2018-05-29 03:00 | 0.96573
HydroReservoir | FR | 2018-05-29 04:00 | 0.96573
HydroReservoir | FR | 2018-05-29 05:00 | 0.96573
HydroReservoir | FR | 2018-05-29 06:00 | 0.96573
HydroReservoir | FR | 2018-05-29 07:00 | 0.94241
HydroReservoir | FR | 2018-05-29 08:00 | 0.91443
HydroReservoir | FR | 2018-05-29 09:00 | 0.91443
HydroReservoir | FR | 2018-05-29 10:00 | 0.91443
HydroReservoir | FR | 2018-05-29 11:00 | 0.91443
HydroReservoir | FR | 2018-05-29 12:00 | 0.94241
HydroReservoir | FR | 2018-05-29 13:00 | 0.94241
HydroReservoir | FR | 2018-05-29 14:00 | 0.92446
HydroReservoir | FR | 2018-05-29 15:00 | 0.92446
HydroReservoir | FR | 2018-05-29 16:00 | 0.96573
HydroReservoir | FR | 2018-05-29 17:00 | 0.96573
HydroReservoir | FR | 2018-05-29 18:00 | 0.96573
HydroReservoir | FR | 2018-05-29 19:00 | 0.96573
HydroReservoir | FR | 2018-05-29 20:00 | 0.96573
HydroReservoir | FR | 2018-05-29 21:00 | 0.96573
HydroReservoir | FR | 2018-05-29 22:00 | 0.96573
HydroReservoir | FR | 2018-05-29 23:00 | 0.96573
HydroReservoir | FR | 2018-05-30 | 0.96573
HydroReservoir | FR | 2018-05-30 01:00 | 0.96573
HydroReservoir | FR | 2018-05-30 02:00 | 0.96573
HydroReservoir | FR | 2018-05-30 03:00 | 0.96573
HydroReservoir | FR | 2018-05-30 04:00 | 0.96573
HydroReservoir | FR | 2018-05-30 05:00 | 0.96573
HydroReservoir | FR | 2018-05-30 06:00 | 0.96573
HydroReservoir | FR | 2018-05-30 07:00 | 0.96573
HydroReservoir | FR | 2018-05-30 08:00 | 0.93775
HydroReservoir | FR | 2018-05-30 09:00 | 0.93775
HydroReservoir | FR | 2018-05-30 10:00 | 0.93775
HydroReservoir | FR | 2018-05-30 11:00 | 0.93775
HydroReservoir | FR | 2018-05-30 12:00 | 0.96573
HydroReservoir | FR | 2018-05-30 13:00 | 0.96573
HydroReservoir | FR | 2018-05-30 14:00 | 0.9325
HydroReservoir | FR | 2018-05-30 15:00 | 0.9325
HydroReservoir | FR | 2018-05-30 16:00 | 0.96573
HydroReservoir | FR | 2018-05-30 17:00 | 0.96573
HydroReservoir | FR | 2018-05-30 18:00 | 0.96573
HydroReservoir | FR | 2018-05-30 19:00 | 0.96573
HydroReservoir | FR | 2018-05-30 20:00 | 0.96573
HydroReservoir | FR | 2018-05-30 21:00 | 0.96573
HydroReservoir | FR | 2018-05-30 22:00 | 0.96573
HydroReservoir | FR | 2018-05-30 23:00 | 0.96573
HydroReservoir | FR | 2018-05-31 | 0.96573
HydroReservoir | FR | 2018-05-31 01:00 | 0.96573
HydroReservoir | FR | 2018-05-31 02:00 | 0.96573
HydroReservoir | FR | 2018-05-31 03:00 | 0.96573
HydroReservoir | FR | 2018-05-31 04:00 | 0.96573
HydroReservoir | FR | 2018-05-31 05:00 | 0.96573
HydroReservoir | FR | 2018-05-31 06:00 | 0.96573
HydroReservoir | FR | 2018-05-31 07:00 | 0.96573
HydroReservoir | FR | 2018-05-31 08:00 | 0.89765
HydroReservoir | FR | 2018-05-31 09:00 | 0.89765
HydroReservoir | FR | 2018-05-31 10:00 | 0.89765
HydroReservoir | FR | 2018-05-31 11:00 | 0.96573
HydroReservoir | FR | 2018-05-31 12:00 | 0.96573
HydroReservoir | FR | 2018-05-31 13:00 | 0.96573
HydroReservoir | FR | 2018-05-31 14:00 | 0.96573
HydroReservoir | FR | 2018-05-31 15:00 | 0.96573
HydroReservoir | FR | 2018-05-31 16:00 | 0.96573
HydroReservoir | FR | 2018-05-31 17:00 | 0.96573
HydroReservoir | FR | 2018-05-31 18:00 | 0.96573
HydroReservoir | FR | 2018-05-31 19:00 | 0.96573
HydroReservoir | FR | 2018-05-31 20:00 | 0.96573
HydroReservoir | FR | 2018-05-31 21:00 | 0.96573
HydroReservoir | FR | 2018-05-31 22:00 | 0.96573
HydroReservoir | FR | 2018-05-31 23:00 | 0.96573
HydroReservoir | FR | 2018-06-01 | 0.96573
HydroReservoir | FR | 2018-06-01 01:00 | 0.96573
HydroReservoir | FR | 2018-06-01 02:00 | 0.96573
HydroReservoir | FR | 2018-06-01 03:00 | 0.96573
HydroReservoir | FR | 2018-06-01 04:00 | 0.96573
HydroReservoir | FR | 2018-06-01 05:00 | 0.96573
HydroReservoir | FR | 2018-06-01 06:00 | 0.96573
HydroReservoir | FR | 2018-06-01 07:00 | 0.96573
HydroReservoir | FR | 2018-06-01 08:00 | 0.96573
HydroReservoir | FR | 2018-06-01 09:00 | 0.96573
HydroReservoir | FR | 2018-06-01 10:00 | 0.96573
HydroReservoir | FR | 2018-06-01 11:00 | 0.96573
HydroReservoir | FR | 2018-06-01 12:00 | 0.96573
HydroReservoir | FR | 2018-06-01 13:00 | 0.96573
HydroReservoir | FR | 2018-06-01 14:00 | 0.96573
HydroReservoir | FR | 2018-06-01 15:00 | 0.96573
HydroReservoir | FR | 2018-06-01 16:00 | 0.96573
HydroReservoir | FR | 2018-06-01 17:00 | 0.96573
HydroReservoir | FR | 2018-06-01 18:00 | 0.96573
HydroReservoir | FR | 2018-06-01 19:00 | 0.96573
HydroReservoir | FR | 2018-06-01 20:00 | 0.96573
HydroReservoir | FR | 2018-06-01 21:00 | 0.96573
HydroReservoir | FR | 2018-06-01 22:00 | 0.96573
HydroReservoir | FR | 2018-06-01 23:00 | 0.96573
HydroReservoir | FR | 2018-06-02 | 0.96573
HydroReservoir | FR | 2018-06-02 01:00 | 0.96573
HydroReservoir | FR | 2018-06-02 02:00 | 0.96573
HydroReservoir | FR | 2018-06-02 03:00 | 0.96573
HydroReservoir | FR | 2018-06-02 04:00 | 0.96573
HydroReservoir | FR | 2018-06-02 05:00 | 0.96573
HydroReservoir | FR | 2018-06-02 06:00 | 0.96573
HydroReservoir | FR | 2018-06-02 07:00 | 0.96573
HydroReservoir | FR | 2018-06-02 08:00 | 0.96573
HydroReservoir | FR | 2018-06-02 09:00 | 0.96573
HydroReservoir | FR | 2018-06-02 10:00 | 0.96573
HydroReservoir | FR | 2018-06-02 11:00 | 0.96573
HydroReservoir | FR | 2018-06-02 12:00 | 0.96573
HydroReservoir | FR | 2018-06-02 13:00 | 0.96573
HydroReservoir | FR | 2018-06-02 14:00 | 0.96573
HydroReservoir | FR | 2018-06-02 15:00 | 0.96573
HydroReservoir | FR | 2018-06-02 16:00 | 0.96573
HydroReservoir | FR | 2018-06-02 17:00 | 0.96573
HydroReservoir | FR | 2018-06-02 18:00 | 0.96573
HydroReservoir | FR | 2018-06-02 19:00 | 0.96573
HydroReservoir | FR | 2018-06-02 20:00 | 0.96573
HydroReservoir | FR | 2018-06-02 21:00 | 0.96573
HydroReservoir | FR | 2018-06-02 22:00 | 0.96573
HydroReservoir | FR | 2018-06-02 23:00 | 0.96573
HydroReservoir | FR | 2018-06-03 | 0.96573
HydroReservoir | FR | 2018-06-03 01:00 | 0.96573
HydroReservoir | FR | 2018-06-03 02:00 | 0.96573
HydroReservoir | FR | 2018-06-03 03:00 | 0.96573
HydroReservoir | FR | 2018-06-03 04:00 | 0.96573
HydroReservoir | FR | 2018-06-03 05:00 | 0.96573
HydroReservoir | FR | 2018-06-03 06:00 | 0.96573
HydroReservoir | FR | 2018-06-03 07:00 | 0.96573
HydroReservoir | FR | 2018-06-03 08:00 | 0.96573
HydroReservoir | FR | 2018-06-03 09:00 | 0.96573
HydroReservoir | FR | 2018-06-03 10:00 | 0.96573
HydroReservoir | FR | 2018-06-03 11:00 | 0.96573
HydroReservoir | FR | 2018-06-03 12:00 | 0.96573
HydroReservoir | FR | 2018-06-03 13:00 | 0.96573
HydroReservoir | FR | 2018-06-03 14:00 | 0.96573
HydroReservoir | FR | 2018-06-03 15:00 | 0.96573
HydroReservoir | FR | 2018-06-03 16:00 | 0.96573
HydroReservoir | FR | 2018-06-03 17:00 | 0.96573
HydroReservoir | FR | 2018-06-03 18:00 | 0.96573
HydroReservoir | FR | 2018-06-03 19:00 | 0.96573
HydroReservoir | FR | 2018-06-03 20:00 | 0.96573
HydroReservoir | FR | 2018-06-03 21:00 | 0.96573
HydroReservoir | FR | 2018-06-03 22:00 | 0.96573
HydroReservoir | FR | 2018-06-03 23:00 | 0.96573
HydroReservoir | FR | 2018-06-04 | 0.96573
HydroReservoir | FR | 2018-06-04 01:00 | 0.96573
HydroReservoir | FR | 2018-06-04 02:00 | 0.96573
HydroReservoir | FR | 2018-06-04 03:00 | 0.96573
HydroReservoir | FR | 2018-06-04 04:00 | 0.96573
HydroReservoir | FR | 2018-06-04 05:00 | 0.96573
HydroReservoir | FR | 2018-06-04 06:00 | 0.96573
HydroReservoir | FR | 2018-06-04 07:00 | 0.86722
HydroReservoir | FR | 2018-06-04 08:00 | 0.8536
HydroReservoir | FR | 2018-06-04 09:00 | 0.8536
HydroReservoir | FR | 2018-06-04 10:00 | 0.86722
HydroReservoir | FR | 2018-06-04 11:00 | 0.86722
HydroReservoir | FR | 2018-06-04 12:00 | 0.86722
HydroReservoir | FR | 2018-06-04 13:00 | 0.86722
HydroReservoir | FR | 2018-06-04 14:00 | 0.83924
HydroReservoir | FR | 2018-06-04 15:00 | 0.86722
HydroReservoir | FR | 2018-06-04 16:00 | 0.86722
HydroReservoir | FR | 2018-06-04 17:00 | 0.95045
HydroReservoir | FR | 2018-06-04 18:00 | 0.95045
HydroReservoir | FR | 2018-06-04 19:00 | 0.95045
HydroReservoir | FR | 2018-06-04 20:00 | 0.95045
HydroReservoir | FR | 2018-06-04 21:00 | 0.95045
HydroReservoir | FR | 2018-06-04 22:00 | 0.95045
HydroReservoir | FR | 2018-06-04 23:00 | 0.95045
HydroReservoir | FR | 2018-06-05 | 0.95045
HydroReservoir | FR | 2018-06-05 01:00 | 0.95045
HydroReservoir | FR | 2018-06-05 02:00 | 0.95045
HydroReservoir | FR | 2018-06-05 03:00 | 0.95045
HydroReservoir | FR | 2018-06-05 04:00 | 0.95045
HydroReservoir | FR | 2018-06-05 05:00 | 0.95045
HydroReservoir | FR | 2018-06-05 06:00 | 0.95045
HydroReservoir | FR | 2018-06-05 07:00 | 0.86722
HydroReservoir | FR | 2018-06-05 08:00 | 0.81117
HydroReservoir | FR | 2018-06-05 09:00 | 0.81117
HydroReservoir | FR | 2018-06-05 10:00 | 0.81117
HydroReservoir | FR | 2018-06-05 11:00 | 0.81117
HydroReservoir | FR | 2018-06-05 12:00 | 0.82563
HydroReservoir | FR | 2018-06-05 13:00 | 0.84626
HydroReservoir | FR | 2018-06-05 14:00 | 0.84626
HydroReservoir | FR | 2018-06-05 15:00 | 0.84626
HydroReservoir | FR | 2018-06-05 16:00 | 0.84626
HydroReservoir | FR | 2018-06-05 17:00 | 0.92248
HydroReservoir | FR | 2018-06-05 18:00 | 0.95045
HydroReservoir | FR | 2018-06-05 19:00 | 0.95045
HydroReservoir | FR | 2018-06-05 20:00 | 0.95045
HydroReservoir | FR | 2018-06-05 21:00 | 0.95045
HydroReservoir | FR | 2018-06-05 22:00 | 0.95045
HydroReservoir | FR | 2018-06-05 23:00 | 0.95045
HydroReservoir | FR | 2018-06-06 | 0.95045
HydroReservoir | FR | 2018-06-06 01:00 | 0.95045
HydroReservoir | FR | 2018-06-06 02:00 | 0.95045
HydroReservoir | FR | 2018-06-06 03:00 | 0.95045
HydroReservoir | FR | 2018-06-06 04:00 | 0.95045
HydroReservoir | FR | 2018-06-06 05:00 | 0.95045
HydroReservoir | FR | 2018-06-06 06:00 | 0.95045
HydroReservoir | FR | 2018-06-06 07:00 | 0.95045
HydroReservoir | FR | 2018-06-06 08:00 | 0.90886
HydroReservoir | FR | 2018-06-06 09:00 | 0.90886
HydroReservoir | FR | 2018-06-06 10:00 | 0.90886
HydroReservoir | FR | 2018-06-06 11:00 | 0.90886
HydroReservoir | FR | 2018-06-06 12:00 | 0.90886
HydroReservoir | FR | 2018-06-06 13:00 | 0.75451
HydroReservoir | FR | 2018-06-06 14:00 | 0.83169
HydroReservoir | FR | 2018-06-06 15:00 | 0.83169
HydroReservoir | FR | 2018-06-06 16:00 | 0.83169
HydroReservoir | FR | 2018-06-06 17:00 | 0.8453
HydroReservoir | FR | 2018-06-06 18:00 | 0.95045
HydroReservoir | FR | 2018-06-06 19:00 | 0.95045
HydroReservoir | FR | 2018-06-06 20:00 | 0.95045
HydroReservoir | FR | 2018-06-06 21:00 | 0.95045
HydroReservoir | FR | 2018-06-06 22:00 | 0.95045
HydroReservoir | FR | 2018-06-06 23:00 | 0.95045
HydroReservoir | FR | 2018-06-07 | 0.95045
HydroReservoir | FR | 2018-06-07 01:00 | 0.95045
HydroReservoir | FR | 2018-06-07 02:00 | 0.95045
HydroReservoir | FR | 2018-06-07 03:00 | 0.95045
HydroReservoir | FR | 2018-06-07 04:00 | 0.95045
HydroReservoir | FR | 2018-06-07 05:00 | 0.95045
HydroReservoir | FR | 2018-06-07 06:00 | 0.95045
HydroReservoir | FR | 2018-06-07 07:00 | 0.92248
HydroReservoir | FR | 2018-06-07 08:00 | 0.88088
HydroReservoir | FR | 2018-06-07 09:00 | 0.88088
HydroReservoir | FR | 2018-06-07 10:00 | 0.88088
HydroReservoir | FR | 2018-06-07 11:00 | 0.88088
HydroReservoir | FR | 2018-06-07 12:00 | 0.88088
HydroReservoir | FR | 2018-06-07 13:00 | 0.88088
HydroReservoir | FR | 2018-06-07 14:00 | 0.88088
HydroReservoir | FR | 2018-06-07 15:00 | 0.88088
HydroReservoir | FR | 2018-06-07 16:00 | 0.88088
HydroReservoir | FR | 2018-06-07 17:00 | 0.8945
HydroReservoir | FR | 2018-06-07 18:00 | 0.92248
HydroReservoir | FR | 2018-06-07 19:00 | 0.92248
HydroReservoir | FR | 2018-06-07 20:00 | 0.92248
HydroReservoir | FR | 2018-06-07 21:00 | 0.92248
HydroReservoir | FR | 2018-06-07 22:00 | 0.92248
HydroReservoir | FR | 2018-06-07 23:00 | 0.92248
HydroReservoir | FR | 2018-06-08 | 0.92248
HydroReservoir | FR | 2018-06-08 01:00 | 0.92248
HydroReservoir | FR | 2018-06-08 02:00 | 0.92248
HydroReservoir | FR | 2018-06-08 03:00 | 0.92248
HydroReservoir | FR | 2018-06-08 04:00 | 0.92248
HydroReservoir | FR | 2018-06-08 05:00 | 0.92248
HydroReservoir | FR | 2018-06-08 06:00 | 0.92248
HydroReservoir | FR | 2018-06-08 07:00 | 0.92248
HydroReservoir | FR | 2018-06-08 08:00 | 0.88088
HydroReservoir | FR | 2018-06-08 09:00 | 0.88088
HydroReservoir | FR | 2018-06-08 10:00 | 0.88088
HydroReservoir | FR | 2018-06-08 11:00 | 0.88088
HydroReservoir | FR | 2018-06-08 12:00 | 0.90886
HydroReservoir | FR | 2018-06-08 13:00 | 0.90886
HydroReservoir | FR | 2018-06-08 14:00 | 0.90886
HydroReservoir | FR | 2018-06-08 15:00 | 0.90886
HydroReservoir | FR | 2018-06-08 16:00 | 0.90886
HydroReservoir | FR | 2018-06-08 17:00 | 0.92248
HydroReservoir | FR | 2018-06-08 18:00 | 0.8945
HydroReservoir | FR | 2018-06-08 19:00 | 0.8945
HydroReservoir | FR | 2018-06-08 20:00 | 0.8945
HydroReservoir | FR | 2018-06-08 21:00 | 0.8945
HydroReservoir | FR | 2018-06-08 22:00 | 0.8945
HydroReservoir | FR | 2018-06-08 23:00 | 0.8945
HydroReservoir | FR | 2018-06-09 | 0.92248
HydroReservoir | FR | 2018-06-09 01:00 | 0.92248
HydroReservoir | FR | 2018-06-09 02:00 | 0.92248
HydroReservoir | FR | 2018-06-09 03:00 | 0.92248
HydroReservoir | FR | 2018-06-09 04:00 | 0.92248
HydroReservoir | FR | 2018-06-09 05:00 | 0.92248
HydroReservoir | FR | 2018-06-09 06:00 | 0.92248
HydroReservoir | FR | 2018-06-09 07:00 | 0.92248
HydroReservoir | FR | 2018-06-09 08:00 | 0.92248
HydroReservoir | FR | 2018-06-09 09:00 | 0.92248
HydroReservoir | FR | 2018-06-09 10:00 | 0.92248
HydroReservoir | FR | 2018-06-09 11:00 | 0.92248
HydroReservoir | FR | 2018-06-09 12:00 | 0.92248
HydroReservoir | FR | 2018-06-09 13:00 | 0.92248
HydroReservoir | FR | 2018-06-09 14:00 | 0.92248
HydroReservoir | FR | 2018-06-09 15:00 | 0.92248
HydroReservoir | FR | 2018-06-09 16:00 | 0.92248
HydroReservoir | FR | 2018-06-09 17:00 | 0.92248
HydroReservoir | FR | 2018-06-09 18:00 | 0.92248
HydroReservoir | FR | 2018-06-09 19:00 | 0.92248
HydroReservoir | FR | 2018-06-09 20:00 | 0.92248
HydroReservoir | FR | 2018-06-09 21:00 | 0.92248
HydroReservoir | FR | 2018-06-09 22:00 | 0.92248
HydroReservoir | FR | 2018-06-09 23:00 | 0.92248
HydroReservoir | FR | 2018-06-10 | 0.92248
HydroReservoir | FR | 2018-06-10 01:00 | 0.92248
HydroReservoir | FR | 2018-06-10 02:00 | 0.92248
HydroReservoir | FR | 2018-06-10 03:00 | 0.92248
HydroReservoir | FR | 2018-06-10 04:00 | 0.92248
HydroReservoir | FR | 2018-06-10 05:00 | 0.92248
HydroReservoir | FR | 2018-06-10 06:00 | 0.92248
HydroReservoir | FR | 2018-06-10 07:00 | 0.92248
HydroReservoir | FR | 2018-06-10 08:00 | 0.92248
HydroReservoir | FR | 2018-06-10 09:00 | 0.92248
HydroReservoir | FR | 2018-06-10 10:00 | 0.92248
HydroReservoir | FR | 2018-06-10 11:00 | 0.92248
HydroReservoir | FR | 2018-06-10 12:00 | 0.92248
HydroReservoir | FR | 2018-06-10 13:00 | 0.92248
HydroReservoir | FR | 2018-06-10 14:00 | 0.92248
HydroReservoir | FR | 2018-06-10 15:00 | 0.92248
HydroReservoir | FR | 2018-06-10 16:00 | 0.92248
HydroReservoir | FR | 2018-06-10 17:00 | 0.92248
HydroReservoir | FR | 2018-06-10 18:00 | 0.92248
HydroReservoir | FR | 2018-06-10 19:00 | 0.92248
HydroReservoir | FR | 2018-06-10 20:00 | 0.92248
HydroReservoir | FR | 2018-06-10 21:00 | 0.92248
HydroReservoir | FR | 2018-06-10 22:00 | 0.92248
HydroReservoir | FR | 2018-06-10 23:00 | 0.92248
HydroReservoir | FR | 2018-06-11 | 0.92248
HydroReservoir | FR | 2018-06-11 01:00 | 0.92248
HydroReservoir | FR | 2018-06-11 02:00 | 0.92248
HydroReservoir | FR | 2018-06-11 03:00 | 0.92248
HydroReservoir | FR | 2018-06-11 04:00 | 0.92248
HydroReservoir | FR | 2018-06-11 05:00 | 0.92248
HydroReservoir | FR | 2018-06-11 06:00 | 0.92248
HydroReservoir | FR | 2018-06-11 07:00 | 0.91082
HydroReservoir | FR | 2018-06-11 08:00 | 0.89613
HydroReservoir | FR | 2018-06-11 09:00 | 0.89613
HydroReservoir | FR | 2018-06-11 10:00 | 0.89613
HydroReservoir | FR | 2018-06-11 11:00 | 0.89613
HydroReservoir | FR | 2018-06-11 12:00 | 0.91082
HydroReservoir | FR | 2018-06-11 13:00 | 0.91082
HydroReservoir | FR | 2018-06-11 14:00 | 0.91082
HydroReservoir | FR | 2018-06-11 15:00 | 0.91082
HydroReservoir | FR | 2018-06-11 16:00 | 0.91082
HydroReservoir | FR | 2018-06-11 17:00 | 0.91082
HydroReservoir | FR | 2018-06-11 18:00 | 0.91082
HydroReservoir | FR | 2018-06-11 19:00 | 0.91082
HydroReservoir | FR | 2018-06-11 20:00 | 0.91082
HydroReservoir | FR | 2018-06-11 21:00 | 0.91082
HydroReservoir | FR | 2018-06-11 22:00 | 0.91082
HydroReservoir | FR | 2018-06-11 23:00 | 0.91082
HydroReservoir | FR | 2018-06-12 | 0.91082
HydroReservoir | FR | 2018-06-12 01:00 | 0.91082
HydroReservoir | FR | 2018-06-12 02:00 | 0.91082
HydroReservoir | FR | 2018-06-12 03:00 | 0.91082
HydroReservoir | FR | 2018-06-12 04:00 | 0.91082
HydroReservoir | FR | 2018-06-12 05:00 | 0.91082
HydroReservoir | FR | 2018-06-12 06:00 | 0.91082
HydroReservoir | FR | 2018-06-12 07:00 | 0.91082
HydroReservoir | FR | 2018-06-12 08:00 | 0.89613
HydroReservoir | FR | 2018-06-12 09:00 | 0.89613
HydroReservoir | FR | 2018-06-12 10:00 | 0.89613
HydroReservoir | FR | 2018-06-12 11:00 | 0.89613
HydroReservoir | FR | 2018-06-12 12:00 | 0.91082
HydroReservoir | FR | 2018-06-12 13:00 | 0.91082
HydroReservoir | FR | 2018-06-12 14:00 | 0.91082
HydroReservoir | FR | 2018-06-12 15:00 | 0.91082
HydroReservoir | FR | 2018-06-12 16:00 | 0.91082
HydroReservoir | FR | 2018-06-12 17:00 | 0.91082
HydroReservoir | FR | 2018-06-12 18:00 | 0.91082
HydroReservoir | FR | 2018-06-12 19:00 | 0.91082
HydroReservoir | FR | 2018-06-12 20:00 | 0.91082
HydroReservoir | FR | 2018-06-12 21:00 | 0.91082
HydroReservoir | FR | 2018-06-12 22:00 | 0.91082
HydroReservoir | FR | 2018-06-12 23:00 | 0.91082
HydroReservoir | FR | 2018-06-13 | 0.91082
HydroReservoir | FR | 2018-06-13 01:00 | 0.91082
HydroReservoir | FR | 2018-06-13 02:00 | 0.91082
HydroReservoir | FR | 2018-06-13 03:00 | 0.91082
HydroReservoir | FR | 2018-06-13 04:00 | 0.91082
HydroReservoir | FR | 2018-06-13 05:00 | 0.91082
HydroReservoir | FR | 2018-06-13 06:00 | 0.91082
HydroReservoir | FR | 2018-06-13 07:00 | 0.91082
HydroReservoir | FR | 2018-06-13 08:00 | 0.89613
HydroReservoir | FR | 2018-06-13 09:00 | 0.86815
HydroReservoir | FR | 2018-06-13 10:00 | 0.86815
HydroReservoir | FR | 2018-06-13 11:00 | 0.86815
HydroReservoir | FR | 2018-06-13 12:00 | 0.88284
HydroReservoir | FR | 2018-06-13 13:00 | 0.88284
HydroReservoir | FR | 2018-06-13 14:00 | 0.88284
HydroReservoir | FR | 2018-06-13 15:00 | 0.88284
HydroReservoir | FR | 2018-06-13 16:00 | 0.88284
HydroReservoir | FR | 2018-06-13 17:00 | 0.88284
HydroReservoir | FR | 2018-06-13 18:00 | 0.9388
HydroReservoir | FR | 2018-06-13 19:00 | 0.9388
HydroReservoir | FR | 2018-06-13 20:00 | 0.9388
HydroReservoir | FR | 2018-06-13 21:00 | 0.9388
HydroReservoir | FR | 2018-06-13 22:00 | 0.9388
HydroReservoir | FR | 2018-06-13 23:00 | 0.9388
HydroReservoir | FR | 2018-06-14 | 0.9388
HydroReservoir | FR | 2018-06-14 01:00 | 0.9388
HydroReservoir | FR | 2018-06-14 02:00 | 0.9388
HydroReservoir | FR | 2018-06-14 03:00 | 0.9388
HydroReservoir | FR | 2018-06-14 04:00 | 0.9388
HydroReservoir | FR | 2018-06-14 05:00 | 0.9388
HydroReservoir | FR | 2018-06-14 06:00 | 0.9388
HydroReservoir | FR | 2018-06-14 07:00 | 0.9388
HydroReservoir | FR | 2018-06-14 08:00 | 0.90266
HydroReservoir | FR | 2018-06-14 09:00 | 0.90266
HydroReservoir | FR | 2018-06-14 10:00 | 0.90266
HydroReservoir | FR | 2018-06-14 11:00 | 0.90266
HydroReservoir | FR | 2018-06-14 12:00 | 0.91735
HydroReservoir | FR | 2018-06-14 13:00 | 0.91735
HydroReservoir | FR | 2018-06-14 14:00 | 0.91735
HydroReservoir | FR | 2018-06-14 15:00 | 0.91735
HydroReservoir | FR | 2018-06-14 16:00 | 0.91735
HydroReservoir | FR | 2018-06-14 17:00 | 0.9388
HydroReservoir | FR | 2018-06-14 18:00 | 0.9388
HydroReservoir | FR | 2018-06-14 19:00 | 0.9388
HydroReservoir | FR | 2018-06-14 20:00 | 0.9388
HydroReservoir | FR | 2018-06-14 21:00 | 0.9388
HydroReservoir | FR | 2018-06-14 22:00 | 0.9388
HydroReservoir | FR | 2018-06-14 23:00 | 0.9388
HydroReservoir | FR | 2018-06-15 | 0.9388
HydroReservoir | FR | 2018-06-15 01:00 | 0.9388
HydroReservoir | FR | 2018-06-15 02:00 | 0.9388
HydroReservoir | FR | 2018-06-15 03:00 | 0.9388
HydroReservoir | FR | 2018-06-15 04:00 | 0.9388
HydroReservoir | FR | 2018-06-15 05:00 | 0.9388
HydroReservoir | FR | 2018-06-15 06:00 | 0.9388
HydroReservoir | FR | 2018-06-15 07:00 | 0.9388
HydroReservoir | FR | 2018-06-15 08:00 | 0.92411
HydroReservoir | FR | 2018-06-15 09:00 | 0.92411
HydroReservoir | FR | 2018-06-15 10:00 | 0.92411
HydroReservoir | FR | 2018-06-15 11:00 | 0.92411
HydroReservoir | FR | 2018-06-15 12:00 | 0.9388
HydroReservoir | FR | 2018-06-15 13:00 | 0.9388
HydroReservoir | FR | 2018-06-15 14:00 | 0.9388
HydroReservoir | FR | 2018-06-15 15:00 | 0.9388
HydroReservoir | FR | 2018-06-15 16:00 | 0.9388
HydroReservoir | FR | 2018-06-15 17:00 | 0.9388
HydroReservoir | FR | 2018-06-15 18:00 | 0.9388
HydroReservoir | FR | 2018-06-15 19:00 | 0.9388
HydroReservoir | FR | 2018-06-15 20:00 | 0.9388
HydroReservoir | FR | 2018-06-15 21:00 | 0.9388
HydroReservoir | FR | 2018-06-15 22:00 | 0.9388
HydroReservoir | FR | 2018-06-15 23:00 | 0.9388
HydroReservoir | FR | 2018-06-16 | 0.9388
HydroReservoir | FR | 2018-06-16 01:00 | 0.9388
HydroReservoir | FR | 2018-06-16 02:00 | 0.9388
HydroReservoir | FR | 2018-06-16 03:00 | 0.9388
HydroReservoir | FR | 2018-06-16 04:00 | 0.9388
HydroReservoir | FR | 2018-06-16 05:00 | 0.9388
HydroReservoir | FR | 2018-06-16 06:00 | 0.9388
HydroReservoir | FR | 2018-06-16 07:00 | 0.9388
HydroReservoir | FR | 2018-06-16 08:00 | 0.9388
HydroReservoir | FR | 2018-06-16 09:00 | 0.9388
HydroReservoir | FR | 2018-06-16 10:00 | 0.9388
HydroReservoir | FR | 2018-06-16 11:00 | 0.9388
HydroReservoir | FR | 2018-06-16 12:00 | 0.9388
HydroReservoir | FR | 2018-06-16 13:00 | 0.9388
HydroReservoir | FR | 2018-06-16 14:00 | 0.9388
HydroReservoir | FR | 2018-06-16 15:00 | 0.9388
HydroReservoir | FR | 2018-06-16 16:00 | 0.9388
HydroReservoir | FR | 2018-06-16 17:00 | 0.9388
HydroReservoir | FR | 2018-06-16 18:00 | 0.9388
HydroReservoir | FR | 2018-06-16 19:00 | 0.9388
HydroReservoir | FR | 2018-06-16 20:00 | 0.9388
HydroReservoir | FR | 2018-06-16 21:00 | 0.9388
HydroReservoir | FR | 2018-06-16 22:00 | 0.9388
HydroReservoir | FR | 2018-06-16 23:00 | 0.9388
HydroReservoir | FR | 2018-06-17 | 0.9388
HydroReservoir | FR | 2018-06-17 01:00 | 0.9388
HydroReservoir | FR | 2018-06-17 02:00 | 0.9388
HydroReservoir | FR | 2018-06-17 03:00 | 0.9388
HydroReservoir | FR | 2018-06-17 04:00 | 0.9388
HydroReservoir | FR | 2018-06-17 05:00 | 0.9388
HydroReservoir | FR | 2018-06-17 06:00 | 0.9388
HydroReservoir | FR | 2018-06-17 07:00 | 0.9388
HydroReservoir | FR | 2018-06-17 08:00 | 0.9388
HydroReservoir | FR | 2018-06-17 09:00 | 0.9388
HydroReservoir | FR | 2018-06-17 10:00 | 0.9388
HydroReservoir | FR | 2018-06-17 11:00 | 0.9388
HydroReservoir | FR | 2018-06-17 12:00 | 0.9388
HydroReservoir | FR | 2018-06-17 13:00 | 0.9388
HydroReservoir | FR | 2018-06-17 14:00 | 0.9388
HydroReservoir | FR | 2018-06-17 15:00 | 0.9388
HydroReservoir | FR | 2018-06-17 16:00 | 0.9388
HydroReservoir | FR | 2018-06-17 17:00 | 0.9388
HydroReservoir | FR | 2018-06-17 18:00 | 0.9388
HydroReservoir | FR | 2018-06-17 19:00 | 0.9388
HydroReservoir | FR | 2018-06-17 20:00 | 0.9388
HydroReservoir | FR | 2018-06-17 21:00 | 0.9388
HydroReservoir | FR | 2018-06-17 22:00 | 0.9388
HydroReservoir | FR | 2018-06-17 23:00 | 0.9388
HydroReservoir | FR | 2018-06-18 | 0.9388
HydroReservoir | FR | 2018-06-18 01:00 | 0.9388
HydroReservoir | FR | 2018-06-18 02:00 | 0.9388
HydroReservoir | FR | 2018-06-18 03:00 | 0.9388
HydroReservoir | FR | 2018-06-18 04:00 | 0.9388
HydroReservoir | FR | 2018-06-18 05:00 | 0.9388
HydroReservoir | FR | 2018-06-18 06:00 | 0.9388
HydroReservoir | FR | 2018-06-18 07:00 | 0.9388
HydroReservoir | FR | 2018-06-18 08:00 | 0.92504
HydroReservoir | FR | 2018-06-18 09:00 | 0.92504
HydroReservoir | FR | 2018-06-18 10:00 | 0.92504
HydroReservoir | FR | 2018-06-18 11:00 | 0.92504
HydroReservoir | FR | 2018-06-18 12:00 | 0.92504
HydroReservoir | FR | 2018-06-18 13:00 | 0.92504
HydroReservoir | FR | 2018-06-18 14:00 | 0.92504
HydroReservoir | FR | 2018-06-18 15:00 | 0.92504
HydroReservoir | FR | 2018-06-18 16:00 | 0.9388
HydroReservoir | FR | 2018-06-18 17:00 | 0.9388
HydroReservoir | FR | 2018-06-18 18:00 | 0.9388
HydroReservoir | FR | 2018-06-18 19:00 | 0.9388
HydroReservoir | FR | 2018-06-18 20:00 | 0.9388
HydroReservoir | FR | 2018-06-18 21:00 | 0.9388
HydroReservoir | FR | 2018-06-18 22:00 | 0.9388
HydroReservoir | FR | 2018-06-18 23:00 | 0.9388
HydroReservoir | FR | 2018-06-19 | 0.88284
HydroReservoir | FR | 2018-06-19 01:00 | 0.88284
HydroReservoir | FR | 2018-06-19 02:00 | 0.88284
HydroReservoir | FR | 2018-06-19 03:00 | 0.88284
HydroReservoir | FR | 2018-06-19 04:00 | 0.88284
HydroReservoir | FR | 2018-06-19 05:00 | 0.88284
HydroReservoir | FR | 2018-06-19 06:00 | 0.88284
HydroReservoir | FR | 2018-06-19 07:00 | 0.88284
HydroReservoir | FR | 2018-06-19 08:00 | 0.86908
HydroReservoir | FR | 2018-06-19 09:00 | 0.86908
HydroReservoir | FR | 2018-06-19 10:00 | 0.86908
HydroReservoir | FR | 2018-06-19 11:00 | 0.86908
HydroReservoir | FR | 2018-06-19 12:00 | 0.86908
HydroReservoir | FR | 2018-06-19 13:00 | 0.86908
HydroReservoir | FR | 2018-06-19 14:00 | 0.86908
HydroReservoir | FR | 2018-06-19 15:00 | 0.86908
HydroReservoir | FR | 2018-06-19 16:00 | 0.88284
HydroReservoir | FR | 2018-06-19 17:00 | 0.88284
HydroReservoir | FR | 2018-06-19 18:00 | 0.88284
HydroReservoir | FR | 2018-06-19 19:00 | 0.88284
HydroReservoir | FR | 2018-06-19 20:00 | 0.88284
HydroReservoir | FR | 2018-06-19 21:00 | 0.88284
HydroReservoir | FR | 2018-06-19 22:00 | 0.9388
HydroReservoir | FR | 2018-06-19 23:00 | 0.9388
HydroReservoir | FR | 2018-06-20 | 0.9388
HydroReservoir | FR | 2018-06-20 01:00 | 0.9388
HydroReservoir | FR | 2018-06-20 02:00 | 0.9388
HydroReservoir | FR | 2018-06-20 03:00 | 0.9388
HydroReservoir | FR | 2018-06-20 04:00 | 0.9388
HydroReservoir | FR | 2018-06-20 05:00 | 0.9388
HydroReservoir | FR | 2018-06-20 06:00 | 0.9388
HydroReservoir | FR | 2018-06-20 07:00 | 0.9388
HydroReservoir | FR | 2018-06-20 08:00 | 0.92504
HydroReservoir | FR | 2018-06-20 09:00 | 0.92504
HydroReservoir | FR | 2018-06-20 10:00 | 0.92504
HydroReservoir | FR | 2018-06-20 11:00 | 0.92504
HydroReservoir | FR | 2018-06-20 12:00 | 0.92504
HydroReservoir | FR | 2018-06-20 13:00 | 0.92504
HydroReservoir | FR | 2018-06-20 14:00 | 0.92504
HydroReservoir | FR | 2018-06-20 15:00 | 0.92504
HydroReservoir | FR | 2018-06-20 16:00 | 0.9388
HydroReservoir | FR | 2018-06-20 17:00 | 0.9388
HydroReservoir | FR | 2018-06-20 18:00 | 0.9388
HydroReservoir | FR | 2018-06-20 19:00 | 0.9388
HydroReservoir | FR | 2018-06-20 20:00 | 0.9388
HydroReservoir | FR | 2018-06-20 21:00 | 0.9388
HydroReservoir | FR | 2018-06-20 22:00 | 0.9388
HydroReservoir | FR | 2018-06-20 23:00 | 0.9388
HydroReservoir | FR | 2018-06-21 | 0.9388
HydroReservoir | FR | 2018-06-21 01:00 | 0.9388
HydroReservoir | FR | 2018-06-21 02:00 | 0.9388
HydroReservoir | FR | 2018-06-21 03:00 | 0.9388
HydroReservoir | FR | 2018-06-21 04:00 | 0.9388
HydroReservoir | FR | 2018-06-21 05:00 | 0.9388
HydroReservoir | FR | 2018-06-21 06:00 | 0.9388
HydroReservoir | FR | 2018-06-21 07:00 | 0.9388
HydroReservoir | FR | 2018-06-21 08:00 | 0.92504
HydroReservoir | FR | 2018-06-21 09:00 | 0.92504
HydroReservoir | FR | 2018-06-21 10:00 | 0.92504
HydroReservoir | FR | 2018-06-21 11:00 | 0.92504
HydroReservoir | FR | 2018-06-21 12:00 | 0.92504
HydroReservoir | FR | 2018-06-21 13:00 | 0.92504
HydroReservoir | FR | 2018-06-21 14:00 | 0.92504
HydroReservoir | FR | 2018-06-21 15:00 | 0.92504
HydroReservoir | FR | 2018-06-21 16:00 | 0.9388
HydroReservoir | FR | 2018-06-21 17:00 | 0.9388
HydroReservoir | FR | 2018-06-21 18:00 | 0.9388
HydroReservoir | FR | 2018-06-21 19:00 | 0.9388
HydroReservoir | FR | 2018-06-21 20:00 | 0.9388
HydroReservoir | FR | 2018-06-21 21:00 | 0.9388
HydroReservoir | FR | 2018-06-21 22:00 | 0.9388
HydroReservoir | FR | 2018-06-21 23:00 | 0.9388
HydroReservoir | FR | 2018-06-22 | 0.9388
HydroReservoir | FR | 2018-06-22 01:00 | 0.9388
HydroReservoir | FR | 2018-06-22 02:00 | 0.9388
HydroReservoir | FR | 2018-06-22 03:00 | 0.9388
HydroReservoir | FR | 2018-06-22 04:00 | 0.9388
HydroReservoir | FR | 2018-06-22 05:00 | 0.9388
HydroReservoir | FR | 2018-06-22 06:00 | 0.9388
HydroReservoir | FR | 2018-06-22 07:00 | 0.9388
HydroReservoir | FR | 2018-06-22 08:00 | 0.9388
HydroReservoir | FR | 2018-06-22 09:00 | 0.9388
HydroReservoir | FR | 2018-06-22 10:00 | 0.9388
HydroReservoir | FR | 2018-06-22 11:00 | 0.9388
HydroReservoir | FR | 2018-06-22 12:00 | 0.9388
HydroReservoir | FR | 2018-06-22 13:00 | 0.9388
HydroReservoir | FR | 2018-06-22 14:00 | 0.9388
HydroReservoir | FR | 2018-06-22 15:00 | 0.9388
HydroReservoir | FR | 2018-06-22 16:00 | 0.9388
HydroReservoir | FR | 2018-06-22 17:00 | 0.9388
HydroReservoir | FR | 2018-06-22 18:00 | 0.9388
HydroReservoir | FR | 2018-06-22 19:00 | 0.9388
HydroReservoir | FR | 2018-06-22 20:00 | 0.9388
HydroReservoir | FR | 2018-06-22 21:00 | 0.9388
HydroReservoir | FR | 2018-06-22 22:00 | 0.9388
HydroReservoir | FR | 2018-06-22 23:00 | 0.9388
HydroReservoir | FR | 2018-06-23 | 0.92446
HydroReservoir | FR | 2018-06-23 01:00 | 0.92446
HydroReservoir | FR | 2018-06-23 02:00 | 0.92446
HydroReservoir | FR | 2018-06-23 03:00 | 0.92446
HydroReservoir | FR | 2018-06-23 04:00 | 0.92446
HydroReservoir | FR | 2018-06-23 05:00 | 0.92446
HydroReservoir | FR | 2018-06-23 06:00 | 0.92446
HydroReservoir | FR | 2018-06-23 07:00 | 0.92446
HydroReservoir | FR | 2018-06-23 08:00 | 0.92446
HydroReservoir | FR | 2018-06-23 09:00 | 0.9388
HydroReservoir | FR | 2018-06-23 10:00 | 0.9388
HydroReservoir | FR | 2018-06-23 11:00 | 0.9388
HydroReservoir | FR | 2018-06-23 12:00 | 0.9388
HydroReservoir | FR | 2018-06-23 13:00 | 0.9388
HydroReservoir | FR | 2018-06-23 14:00 | 0.9388
HydroReservoir | FR | 2018-06-23 15:00 | 0.9388
HydroReservoir | FR | 2018-06-23 16:00 | 0.9388
HydroReservoir | FR | 2018-06-23 17:00 | 0.9388
HydroReservoir | FR | 2018-06-23 18:00 | 0.9388
HydroReservoir | FR | 2018-06-23 19:00 | 0.9388
HydroReservoir | FR | 2018-06-23 20:00 | 0.9388
HydroReservoir | FR | 2018-06-23 21:00 | 0.9388
HydroReservoir | FR | 2018-06-23 22:00 | 0.9388
HydroReservoir | FR | 2018-06-23 23:00 | 0.9388
HydroReservoir | FR | 2018-06-24 | 0.9388
HydroReservoir | FR | 2018-06-24 01:00 | 0.9388
HydroReservoir | FR | 2018-06-24 02:00 | 0.9388
HydroReservoir | FR | 2018-06-24 03:00 | 0.9388
HydroReservoir | FR | 2018-06-24 04:00 | 0.9388
HydroReservoir | FR | 2018-06-24 05:00 | 0.9388
HydroReservoir | FR | 2018-06-24 06:00 | 0.9388
HydroReservoir | FR | 2018-06-24 07:00 | 0.9388
HydroReservoir | FR | 2018-06-24 08:00 | 0.9388
HydroReservoir | FR | 2018-06-24 09:00 | 0.9388
HydroReservoir | FR | 2018-06-24 10:00 | 0.9388
HydroReservoir | FR | 2018-06-24 11:00 | 0.9388
HydroReservoir | FR | 2018-06-24 12:00 | 0.9388
HydroReservoir | FR | 2018-06-24 13:00 | 0.9388
HydroReservoir | FR | 2018-06-24 14:00 | 0.9388
HydroReservoir | FR | 2018-06-24 15:00 | 0.9388
HydroReservoir | FR | 2018-06-24 16:00 | 0.9388
HydroReservoir | FR | 2018-06-24 17:00 | 0.9388
HydroReservoir | FR | 2018-06-24 18:00 | 0.9388
HydroReservoir | FR | 2018-06-24 19:00 | 0.9388
HydroReservoir | FR | 2018-06-24 20:00 | 0.9388
HydroReservoir | FR | 2018-06-24 21:00 | 0.9388
HydroReservoir | FR | 2018-06-24 22:00 | 0.9388
HydroReservoir | FR | 2018-06-24 23:00 | 0.9388
HydroReservoir | FR | 2018-06-25 | 0.9388
HydroReservoir | FR | 2018-06-25 01:00 | 0.9388
HydroReservoir | FR | 2018-06-25 02:00 | 0.9388
HydroReservoir | FR | 2018-06-25 03:00 | 0.9388
HydroReservoir | FR | 2018-06-25 04:00 | 0.9388
HydroReservoir | FR | 2018-06-25 05:00 | 0.9388
HydroReservoir | FR | 2018-06-25 06:00 | 0.9388
HydroReservoir | FR | 2018-06-25 07:00 | 0.92434
HydroReservoir | FR | 2018-06-25 08:00 | 0.91
HydroReservoir | FR | 2018-06-25 09:00 | 0.91
HydroReservoir | FR | 2018-06-25 10:00 | 0.91
HydroReservoir | FR | 2018-06-25 11:00 | 0.91
HydroReservoir | FR | 2018-06-25 12:00 | 0.91
HydroReservoir | FR | 2018-06-25 13:00 | 0.91
HydroReservoir | FR | 2018-06-25 14:00 | 0.83283
HydroReservoir | FR | 2018-06-25 15:00 | 0.83283
HydroReservoir | FR | 2018-06-25 16:00 | 0.91
HydroReservoir | FR | 2018-06-25 17:00 | 0.92434
HydroReservoir | FR | 2018-06-25 18:00 | 0.92434
HydroReservoir | FR | 2018-06-25 19:00 | 0.92434
HydroReservoir | FR | 2018-06-25 20:00 | 0.92434
HydroReservoir | FR | 2018-06-25 21:00 | 0.92434
HydroReservoir | FR | 2018-06-25 22:00 | 0.92434
HydroReservoir | FR | 2018-06-25 23:00 | 0.92434
HydroReservoir | FR | 2018-06-26 | 0.92434
HydroReservoir | FR | 2018-06-26 01:00 | 0.92434
HydroReservoir | FR | 2018-06-26 02:00 | 0.92434
HydroReservoir | FR | 2018-06-26 03:00 | 0.92434
HydroReservoir | FR | 2018-06-26 04:00 | 0.92434
HydroReservoir | FR | 2018-06-26 05:00 | 0.92434
HydroReservoir | FR | 2018-06-26 06:00 | 0.92434
HydroReservoir | FR | 2018-06-26 07:00 | 0.92434
HydroReservoir | FR | 2018-06-26 08:00 | 0.91105
HydroReservoir | FR | 2018-06-26 09:00 | 0.91105
HydroReservoir | FR | 2018-06-26 10:00 | 0.91105
HydroReservoir | FR | 2018-06-26 11:00 | 0.91105
HydroReservoir | FR | 2018-06-26 12:00 | 0.91105
HydroReservoir | FR | 2018-06-26 13:00 | 0.91105
HydroReservoir | FR | 2018-06-26 14:00 | 0.86116
HydroReservoir | FR | 2018-06-26 15:00 | 0.86116
HydroReservoir | FR | 2018-06-26 16:00 | 0.91105
HydroReservoir | FR | 2018-06-26 17:00 | 0.92434
HydroReservoir | FR | 2018-06-26 18:00 | 0.92434
HydroReservoir | FR | 2018-06-26 19:00 | 0.92434
HydroReservoir | FR | 2018-06-26 20:00 | 0.92434
HydroReservoir | FR | 2018-06-26 21:00 | 0.92434
HydroReservoir | FR | 2018-06-26 22:00 | 0.92434
HydroReservoir | FR | 2018-06-26 23:00 | 0.92434
HydroReservoir | FR | 2018-06-27 | 0.92434
HydroReservoir | FR | 2018-06-27 01:00 | 0.92434
HydroReservoir | FR | 2018-06-27 02:00 | 0.92434
HydroReservoir | FR | 2018-06-27 03:00 | 0.92434
HydroReservoir | FR | 2018-06-27 04:00 | 0.92434
HydroReservoir | FR | 2018-06-27 05:00 | 0.92434
HydroReservoir | FR | 2018-06-27 06:00 | 0.92434
HydroReservoir | FR | 2018-06-27 07:00 | 0.92434
HydroReservoir | FR | 2018-06-27 08:00 | 0.87771
HydroReservoir | FR | 2018-06-27 09:00 | 0.87771
HydroReservoir | FR | 2018-06-27 10:00 | 0.87771
HydroReservoir | FR | 2018-06-27 11:00 | 0.87771
HydroReservoir | FR | 2018-06-27 12:00 | 0.87771
HydroReservoir | FR | 2018-06-27 13:00 | 0.87771
HydroReservoir | FR | 2018-06-27 14:00 | 0.87771
HydroReservoir | FR | 2018-06-27 15:00 | 0.87771
HydroReservoir | FR | 2018-06-27 16:00 | 0.87771
HydroReservoir | FR | 2018-06-27 17:00 | 0.91105
HydroReservoir | FR | 2018-06-27 18:00 | 0.91105
HydroReservoir | FR | 2018-06-27 19:00 | 0.91105
HydroReservoir | FR | 2018-06-27 20:00 | 0.91105
HydroReservoir | FR | 2018-06-27 21:00 | 0.91105
HydroReservoir | FR | 2018-06-27 22:00 | 0.91105
HydroReservoir | FR | 2018-06-27 23:00 | 0.91105
HydroReservoir | FR | 2018-06-28 | 0.91105
HydroReservoir | FR | 2018-06-28 01:00 | 0.91105
HydroReservoir | FR | 2018-06-28 02:00 | 0.91105
HydroReservoir | FR | 2018-06-28 03:00 | 0.91105
HydroReservoir | FR | 2018-06-28 04:00 | 0.91105
HydroReservoir | FR | 2018-06-28 05:00 | 0.91105
HydroReservoir | FR | 2018-06-28 06:00 | 0.91105
HydroReservoir | FR | 2018-06-28 07:00 | 0.91105
HydroReservoir | FR | 2018-06-28 08:00 | 0.91105
HydroReservoir | FR | 2018-06-28 09:00 | 0.91105
HydroReservoir | FR | 2018-06-28 10:00 | 0.91105
HydroReservoir | FR | 2018-06-28 11:00 | 0.91105
HydroReservoir | FR | 2018-06-28 12:00 | 0.91105
HydroReservoir | FR | 2018-06-28 13:00 | 0.91105
HydroReservoir | FR | 2018-06-28 14:00 | 0.91105
HydroReservoir | FR | 2018-06-28 15:00 | 0.91105
HydroReservoir | FR | 2018-06-28 16:00 | 0.91105
HydroReservoir | FR | 2018-06-28 17:00 | 0.92434
HydroReservoir | FR | 2018-06-28 18:00 | 0.92434
HydroReservoir | FR | 2018-06-28 19:00 | 0.92434
HydroReservoir | FR | 2018-06-28 20:00 | 0.92434
HydroReservoir | FR | 2018-06-28 21:00 | 0.92434
HydroReservoir | FR | 2018-06-28 22:00 | 0.92434
HydroReservoir | FR | 2018-06-28 23:00 | 0.92434
HydroReservoir | FR | 2018-06-29 | 0.92434
HydroReservoir | FR | 2018-06-29 01:00 | 0.92434
HydroReservoir | FR | 2018-06-29 02:00 | 0.92434
HydroReservoir | FR | 2018-06-29 03:00 | 0.92434
HydroReservoir | FR | 2018-06-29 04:00 | 0.92434
HydroReservoir | FR | 2018-06-29 05:00 | 0.92434
HydroReservoir | FR | 2018-06-29 06:00 | 0.92434
HydroReservoir | FR | 2018-06-29 07:00 | 0.92434
HydroReservoir | FR | 2018-06-29 08:00 | 0.84903
HydroReservoir | FR | 2018-06-29 09:00 | 0.84903
HydroReservoir | FR | 2018-06-29 10:00 | 0.84903
HydroReservoir | FR | 2018-06-29 11:00 | 0.84903
HydroReservoir | FR | 2018-06-29 12:00 | 0.91688
HydroReservoir | FR | 2018-06-29 13:00 | 0.91688
HydroReservoir | FR | 2018-06-29 14:00 | 0.91688
HydroReservoir | FR | 2018-06-29 15:00 | 0.91688
HydroReservoir | FR | 2018-06-29 16:00 | 0.91688
HydroReservoir | FR | 2018-06-29 17:00 | 0.91688
HydroReservoir | FR | 2018-06-29 18:00 | 0.91688
HydroReservoir | FR | 2018-06-29 19:00 | 0.91688
HydroReservoir | FR | 2018-06-29 20:00 | 0.91688
HydroReservoir | FR | 2018-06-29 21:00 | 0.91688
HydroReservoir | FR | 2018-06-29 22:00 | 0.91688
HydroReservoir | FR | 2018-06-29 23:00 | 0.91688
HydroReservoir | FR | 2018-06-30 | 0.91688
HydroReservoir | FR | 2018-06-30 01:00 | 0.91688
HydroReservoir | FR | 2018-06-30 02:00 | 0.91688
HydroReservoir | FR | 2018-06-30 03:00 | 0.91688
HydroReservoir | FR | 2018-06-30 04:00 | 0.91688
HydroReservoir | FR | 2018-06-30 05:00 | 0.91688
HydroReservoir | FR | 2018-06-30 06:00 | 0.91688
HydroReservoir | FR | 2018-06-30 07:00 | 0.91688
HydroReservoir | FR | 2018-06-30 08:00 | 0.91688
HydroReservoir | FR | 2018-06-30 09:00 | 0.91688
HydroReservoir | FR | 2018-06-30 10:00 | 0.91688
HydroReservoir | FR | 2018-06-30 11:00 | 0.91688
HydroReservoir | FR | 2018-06-30 12:00 | 0.91688
HydroReservoir | FR | 2018-06-30 13:00 | 0.91688
HydroReservoir | FR | 2018-06-30 14:00 | 0.91688
HydroReservoir | FR | 2018-06-30 15:00 | 0.91688
HydroReservoir | FR | 2018-06-30 16:00 | 0.91688
HydroReservoir | FR | 2018-06-30 17:00 | 0.91688
HydroReservoir | FR | 2018-06-30 18:00 | 0.91688
HydroReservoir | FR | 2018-06-30 19:00 | 0.91688
HydroReservoir | FR | 2018-06-30 20:00 | 0.91688
HydroReservoir | FR | 2018-06-30 21:00 | 0.91688
HydroReservoir | FR | 2018-06-30 22:00 | 0.91688
HydroReservoir | FR | 2018-06-30 23:00 | 0.91688
HydroReservoir | FR | 2018-07-01 | 0.9093
HydroReservoir | FR | 2018-07-01 01:00 | 0.9093
HydroReservoir | FR | 2018-07-01 02:00 | 0.9093
HydroReservoir | FR | 2018-07-01 03:00 | 0.9093
HydroReservoir | FR | 2018-07-01 04:00 | 0.9093
HydroReservoir | FR | 2018-07-01 05:00 | 0.9093
HydroReservoir | FR | 2018-07-01 06:00 | 0.9093
HydroReservoir | FR | 2018-07-01 07:00 | 0.9093
HydroReservoir | FR | 2018-07-01 08:00 | 0.9093
HydroReservoir | FR | 2018-07-01 09:00 | 0.9093
HydroReservoir | FR | 2018-07-01 10:00 | 0.9093
HydroReservoir | FR | 2018-07-01 11:00 | 0.9093
HydroReservoir | FR | 2018-07-01 12:00 | 0.9093
HydroReservoir | FR | 2018-07-01 13:00 | 0.9093
HydroReservoir | FR | 2018-07-01 14:00 | 0.9093
HydroReservoir | FR | 2018-07-01 15:00 | 0.9093
HydroReservoir | FR | 2018-07-01 16:00 | 0.9093
HydroReservoir | FR | 2018-07-01 17:00 | 0.9093
HydroReservoir | FR | 2018-07-01 18:00 | 0.9093
HydroReservoir | FR | 2018-07-01 19:00 | 0.9093
HydroReservoir | FR | 2018-07-01 20:00 | 0.9093
HydroReservoir | FR | 2018-07-01 21:00 | 0.9093
HydroReservoir | FR | 2018-07-01 22:00 | 0.9093
HydroReservoir | FR | 2018-07-01 23:00 | 0.9093
HydroReservoir | FR | 2018-07-02 | 0.91688
HydroReservoir | FR | 2018-07-02 01:00 | 0.91688
HydroReservoir | FR | 2018-07-02 02:00 | 0.91688
HydroReservoir | FR | 2018-07-02 03:00 | 0.91688
HydroReservoir | FR | 2018-07-02 04:00 | 0.91688
HydroReservoir | FR | 2018-07-02 05:00 | 0.88366
HydroReservoir | FR | 2018-07-02 06:00 | 0.88366
HydroReservoir | FR | 2018-07-02 07:00 | 0.88366
HydroReservoir | FR | 2018-07-02 08:00 | 0.86151
HydroReservoir | FR | 2018-07-02 09:00 | 0.86151
HydroReservoir | FR | 2018-07-02 10:00 | 0.86151
HydroReservoir | FR | 2018-07-02 11:00 | 0.86151
HydroReservoir | FR | 2018-07-02 12:00 | 0.86151
HydroReservoir | FR | 2018-07-02 13:00 | 0.86151
HydroReservoir | FR | 2018-07-02 14:00 | 0.86151
HydroReservoir | FR | 2018-07-02 15:00 | 0.86151
HydroReservoir | FR | 2018-07-02 16:00 | 0.86151
HydroReservoir | FR | 2018-07-02 17:00 | 0.86151
HydroReservoir | FR | 2018-07-02 18:00 | 0.86151
HydroReservoir | FR | 2018-07-02 19:00 | 0.86151
HydroReservoir | FR | 2018-07-02 20:00 | 0.86151
HydroReservoir | FR | 2018-07-02 21:00 | 0.86151
HydroReservoir | FR | 2018-07-02 22:00 | 0.86151
HydroReservoir | FR | 2018-07-02 23:00 | 0.86151
HydroReservoir | FR | 2018-07-03 | 0.86151
HydroReservoir | FR | 2018-07-03 01:00 | 0.86151
HydroReservoir | FR | 2018-07-03 02:00 | 0.86151
HydroReservoir | FR | 2018-07-03 03:00 | 0.86151
HydroReservoir | FR | 2018-07-03 04:00 | 0.86151
HydroReservoir | FR | 2018-07-03 05:00 | 0.86151
HydroReservoir | FR | 2018-07-03 06:00 | 0.86151
HydroReservoir | FR | 2018-07-03 07:00 | 0.84495
HydroReservoir | FR | 2018-07-03 08:00 | 0.84495
HydroReservoir | FR | 2018-07-03 09:00 | 0.84495
HydroReservoir | FR | 2018-07-03 10:00 | 0.84495
HydroReservoir | FR | 2018-07-03 11:00 | 0.84495
HydroReservoir | FR | 2018-07-03 12:00 | 0.84495
HydroReservoir | FR | 2018-07-03 13:00 | 0.84495
HydroReservoir | FR | 2018-07-03 14:00 | 0.84495
HydroReservoir | FR | 2018-07-03 15:00 | 0.84495
HydroReservoir | FR | 2018-07-03 16:00 | 0.84495
HydroReservoir | FR | 2018-07-03 17:00 | 0.84495
HydroReservoir | FR | 2018-07-03 18:00 | 0.84495
HydroReservoir | FR | 2018-07-03 19:00 | 0.84495
HydroReservoir | FR | 2018-07-03 20:00 | 0.84495
HydroReservoir | FR | 2018-07-03 21:00 | 0.84495
HydroReservoir | FR | 2018-07-03 22:00 | 0.84495
HydroReservoir | FR | 2018-07-03 23:00 | 0.84495
HydroReservoir | FR | 2018-07-04 | 0.84495
HydroReservoir | FR | 2018-07-04 01:00 | 0.84495
HydroReservoir | FR | 2018-07-04 02:00 | 0.84495
HydroReservoir | FR | 2018-07-04 03:00 | 0.84495
HydroReservoir | FR | 2018-07-04 04:00 | 0.84495
HydroReservoir | FR | 2018-07-04 05:00 | 0.84495
HydroReservoir | FR | 2018-07-04 06:00 | 0.84495
HydroReservoir | FR | 2018-07-04 07:00 | 0.84495
HydroReservoir | FR | 2018-07-04 08:00 | 0.84495
HydroReservoir | FR | 2018-07-04 09:00 | 0.84495
HydroReservoir | FR | 2018-07-04 10:00 | 0.83134
HydroReservoir | FR | 2018-07-04 11:00 | 0.83134
HydroReservoir | FR | 2018-07-04 12:00 | 0.83134
HydroReservoir | FR | 2018-07-04 13:00 | 0.83134
HydroReservoir | FR | 2018-07-04 14:00 | 0.83134
HydroReservoir | FR | 2018-07-04 15:00 | 0.84495
HydroReservoir | FR | 2018-07-04 16:00 | 0.84495
HydroReservoir | FR | 2018-07-04 17:00 | 0.84495
HydroReservoir | FR | 2018-07-04 18:00 | 0.84495
HydroReservoir | FR | 2018-07-04 19:00 | 0.84495
HydroReservoir | FR | 2018-07-04 20:00 | 0.84495
HydroReservoir | FR | 2018-07-04 21:00 | 0.84495
HydroReservoir | FR | 2018-07-04 22:00 | 0.84495
HydroReservoir | FR | 2018-07-04 23:00 | 0.84495
HydroReservoir | FR | 2018-07-05 | 0.84495
HydroReservoir | FR | 2018-07-05 01:00 | 0.84495
HydroReservoir | FR | 2018-07-05 02:00 | 0.84495
HydroReservoir | FR | 2018-07-05 03:00 | 0.84495
HydroReservoir | FR | 2018-07-05 04:00 | 0.84495
HydroReservoir | FR | 2018-07-05 05:00 | 0.84495
HydroReservoir | FR | 2018-07-05 06:00 | 0.84495
HydroReservoir | FR | 2018-07-05 07:00 | 0.84495
HydroReservoir | FR | 2018-07-05 08:00 | 0.84495
HydroReservoir | FR | 2018-07-05 09:00 | 0.84495
HydroReservoir | FR | 2018-07-05 10:00 | 0.84495
HydroReservoir | FR | 2018-07-05 11:00 | 0.84495
HydroReservoir | FR | 2018-07-05 12:00 | 0.84495
HydroReservoir | FR | 2018-07-05 13:00 | 0.84495
HydroReservoir | FR | 2018-07-05 14:00 | 0.84495
HydroReservoir | FR | 2018-07-05 15:00 | 0.84495
HydroReservoir | FR | 2018-07-05 16:00 | 0.84495
HydroReservoir | FR | 2018-07-05 17:00 | 0.86151
HydroReservoir | FR | 2018-07-05 18:00 | 0.86151
HydroReservoir | FR | 2018-07-05 19:00 | 0.86151
HydroReservoir | FR | 2018-07-05 20:00 | 0.86151
HydroReservoir | FR | 2018-07-05 21:00 | 0.86151
HydroReservoir | FR | 2018-07-05 22:00 | 0.86151
HydroReservoir | FR | 2018-07-05 23:00 | 0.86151
HydroReservoir | FR | 2018-07-06 | 0.86151
HydroReservoir | FR | 2018-07-06 01:00 | 0.86151
HydroReservoir | FR | 2018-07-06 02:00 | 0.86151
HydroReservoir | FR | 2018-07-06 03:00 | 0.86151
HydroReservoir | FR | 2018-07-06 04:00 | 0.86151
HydroReservoir | FR | 2018-07-06 05:00 | 0.86151
HydroReservoir | FR | 2018-07-06 06:00 | 0.86151
HydroReservoir | FR | 2018-07-06 07:00 | 0.86151
HydroReservoir | FR | 2018-07-06 08:00 | 0.86151
HydroReservoir | FR | 2018-07-06 09:00 | 0.86151
HydroReservoir | FR | 2018-07-06 10:00 | 0.86151
HydroReservoir | FR | 2018-07-06 11:00 | 0.86151
HydroReservoir | FR | 2018-07-06 12:00 | 0.86151
HydroReservoir | FR | 2018-07-06 13:00 | 0.86151
HydroReservoir | FR | 2018-07-06 14:00 | 0.86151
HydroReservoir | FR | 2018-07-06 15:00 | 0.86151
HydroReservoir | FR | 2018-07-06 16:00 | 0.88366
HydroReservoir | FR | 2018-07-06 17:00 | 0.88366
HydroReservoir | FR | 2018-07-06 18:00 | 0.88366
HydroReservoir | FR | 2018-07-06 19:00 | 0.88366
HydroReservoir | FR | 2018-07-06 20:00 | 0.88366
HydroReservoir | FR | 2018-07-06 21:00 | 0.88366
HydroReservoir | FR | 2018-07-06 22:00 | 0.88366
HydroReservoir | FR | 2018-07-06 23:00 | 0.88366
HydroReservoir | FR | 2018-07-07 | 0.88366
HydroReservoir | FR | 2018-07-07 01:00 | 0.88366
HydroReservoir | FR | 2018-07-07 02:00 | 0.88366
HydroReservoir | FR | 2018-07-07 03:00 | 0.88366
HydroReservoir | FR | 2018-07-07 04:00 | 0.88366
HydroReservoir | FR | 2018-07-07 05:00 | 0.88366
HydroReservoir | FR | 2018-07-07 06:00 | 0.88366
HydroReservoir | FR | 2018-07-07 07:00 | 0.88366
HydroReservoir | FR | 2018-07-07 08:00 | 0.88366
HydroReservoir | FR | 2018-07-07 09:00 | 0.88366
HydroReservoir | FR | 2018-07-07 10:00 | 0.88366
HydroReservoir | FR | 2018-07-07 11:00 | 0.88366
HydroReservoir | FR | 2018-07-07 12:00 | 0.8692
HydroReservoir | FR | 2018-07-07 13:00 | 0.8692
HydroReservoir | FR | 2018-07-07 14:00 | 0.8692
HydroReservoir | FR | 2018-07-07 15:00 | 0.88366
HydroReservoir | FR | 2018-07-07 16:00 | 0.88366
HydroReservoir | FR | 2018-07-07 17:00 | 0.88366
HydroReservoir | FR | 2018-07-07 18:00 | 0.88366
HydroReservoir | FR | 2018-07-07 19:00 | 0.88366
HydroReservoir | FR | 2018-07-07 20:00 | 0.88366
HydroReservoir | FR | 2018-07-07 21:00 | 0.88366
HydroReservoir | FR | 2018-07-07 22:00 | 0.88366
HydroReservoir | FR | 2018-07-07 23:00 | 0.88366
HydroReservoir | FR | 2018-07-08 | 0.88366
HydroReservoir | FR | 2018-07-08 01:00 | 0.88366
HydroReservoir | FR | 2018-07-08 02:00 | 0.88366
HydroReservoir | FR | 2018-07-08 03:00 | 0.88366
HydroReservoir | FR | 2018-07-08 04:00 | 0.88366
HydroReservoir | FR | 2018-07-08 05:00 | 0.88366
HydroReservoir | FR | 2018-07-08 06:00 | 0.88366
HydroReservoir | FR | 2018-07-08 07:00 | 0.88366
HydroReservoir | FR | 2018-07-08 08:00 | 0.88366
HydroReservoir | FR | 2018-07-08 09:00 | 0.88366
HydroReservoir | FR | 2018-07-08 10:00 | 0.88366
HydroReservoir | FR | 2018-07-08 11:00 | 0.88366
HydroReservoir | FR | 2018-07-08 12:00 | 0.88366
HydroReservoir | FR | 2018-07-08 13:00 | 0.88366
HydroReservoir | FR | 2018-07-08 14:00 | 0.88366
HydroReservoir | FR | 2018-07-08 15:00 | 0.88366
HydroReservoir | FR | 2018-07-08 16:00 | 0.88366
HydroReservoir | FR | 2018-07-08 17:00 | 0.88366
HydroReservoir | FR | 2018-07-08 18:00 | 0.88366
HydroReservoir | FR | 2018-07-08 19:00 | 0.88366
HydroReservoir | FR | 2018-07-08 20:00 | 0.88366
HydroReservoir | FR | 2018-07-08 21:00 | 0.88366
HydroReservoir | FR | 2018-07-08 22:00 | 0.88366
HydroReservoir | FR | 2018-07-08 23:00 | 0.88366
HydroReservoir | FR | 2018-07-09 | 0.88366
HydroReservoir | FR | 2018-07-09 01:00 | 0.88366
HydroReservoir | FR | 2018-07-09 02:00 | 0.88366
HydroReservoir | FR | 2018-07-09 03:00 | 0.88366
HydroReservoir | FR | 2018-07-09 04:00 | 0.88366
HydroReservoir | FR | 2018-07-09 05:00 | 0.88366
HydroReservoir | FR | 2018-07-09 06:00 | 0.88366
HydroReservoir | FR | 2018-07-09 07:00 | 0.88366
HydroReservoir | FR | 2018-07-09 08:00 | 0.84682
HydroReservoir | FR | 2018-07-09 09:00 | 0.84682
HydroReservoir | FR | 2018-07-09 10:00 | 0.84682
HydroReservoir | FR | 2018-07-09 11:00 | 0.84682
HydroReservoir | FR | 2018-07-09 12:00 | 0.84682
HydroReservoir | FR | 2018-07-09 13:00 | 0.84682
HydroReservoir | FR | 2018-07-09 14:00 | 0.84682
HydroReservoir | FR | 2018-07-09 15:00 | 0.84682
HydroReservoir | FR | 2018-07-09 16:00 | 0.84682
HydroReservoir | FR | 2018-07-09 17:00 | 0.85428
HydroReservoir | FR | 2018-07-09 18:00 | 0.85428
HydroReservoir | FR | 2018-07-09 19:00 | 0.85428
HydroReservoir | FR | 2018-07-09 20:00 | 0.85428
HydroReservoir | FR | 2018-07-09 21:00 | 0.85428
HydroReservoir | FR | 2018-07-09 22:00 | 0.85428
HydroReservoir | FR | 2018-07-09 23:00 | 0.85428
HydroReservoir | FR | 2018-07-10 | 0.85428
HydroReservoir | FR | 2018-07-10 01:00 | 0.85428
HydroReservoir | FR | 2018-07-10 02:00 | 0.85428
HydroReservoir | FR | 2018-07-10 03:00 | 0.85428
HydroReservoir | FR | 2018-07-10 04:00 | 0.85428
HydroReservoir | FR | 2018-07-10 05:00 | 0.85428
HydroReservoir | FR | 2018-07-10 06:00 | 0.8263
HydroReservoir | FR | 2018-07-10 07:00 | 0.79925
HydroReservoir | FR | 2018-07-10 08:00 | 0.79925
HydroReservoir | FR | 2018-07-10 09:00 | 0.79925
HydroReservoir | FR | 2018-07-10 10:00 | 0.79925
HydroReservoir | FR | 2018-07-10 11:00 | 0.79925
HydroReservoir | FR | 2018-07-10 12:00 | 0.79925
HydroReservoir | FR | 2018-07-10 13:00 | 0.79925
HydroReservoir | FR | 2018-07-10 14:00 | 0.82723
HydroReservoir | FR | 2018-07-10 15:00 | 0.82723
HydroReservoir | FR | 2018-07-10 16:00 | 0.82723
HydroReservoir | FR | 2018-07-10 17:00 | 0.85428
HydroReservoir | FR | 2018-07-10 18:00 | 0.85428
HydroReservoir | FR | 2018-07-10 19:00 | 0.85428
HydroReservoir | FR | 2018-07-10 20:00 | 0.85428
HydroReservoir | FR | 2018-07-10 21:00 | 0.85428
HydroReservoir | FR | 2018-07-10 22:00 | 0.85428
HydroReservoir | FR | 2018-07-10 23:00 | 0.85428
HydroReservoir | FR | 2018-07-11 | 0.85428
HydroReservoir | FR | 2018-07-11 01:00 | 0.85428
HydroReservoir | FR | 2018-07-11 02:00 | 0.85428
HydroReservoir | FR | 2018-07-11 03:00 | 0.85428
HydroReservoir | FR | 2018-07-11 04:00 | 0.85428
HydroReservoir | FR | 2018-07-11 05:00 | 0.85428
HydroReservoir | FR | 2018-07-11 06:00 | 0.8263
HydroReservoir | FR | 2018-07-11 07:00 | 0.76731
HydroReservoir | FR | 2018-07-11 08:00 | 0.76731
HydroReservoir | FR | 2018-07-11 09:00 | 0.76731
HydroReservoir | FR | 2018-07-11 10:00 | 0.76731
HydroReservoir | FR | 2018-07-11 11:00 | 0.76731
HydroReservoir | FR | 2018-07-11 12:00 | 0.76731
HydroReservoir | FR | 2018-07-11 13:00 | 0.76731
HydroReservoir | FR | 2018-07-11 14:00 | 0.79529
HydroReservoir | FR | 2018-07-11 15:00 | 0.79529
HydroReservoir | FR | 2018-07-11 16:00 | 0.79529
HydroReservoir | FR | 2018-07-11 17:00 | 0.85428
HydroReservoir | FR | 2018-07-11 18:00 | 0.85428
HydroReservoir | FR | 2018-07-11 19:00 | 0.85428
HydroReservoir | FR | 2018-07-11 20:00 | 0.85428
HydroReservoir | FR | 2018-07-11 21:00 | 0.85428
HydroReservoir | FR | 2018-07-11 22:00 | 0.83982
HydroReservoir | FR | 2018-07-11 23:00 | 0.83982
HydroReservoir | FR | 2018-07-12 | 0.85428
HydroReservoir | FR | 2018-07-12 01:00 | 0.85428
HydroReservoir | FR | 2018-07-12 02:00 | 0.85428
HydroReservoir | FR | 2018-07-12 03:00 | 0.85428
HydroReservoir | FR | 2018-07-12 04:00 | 0.85428
HydroReservoir | FR | 2018-07-12 05:00 | 0.85428
HydroReservoir | FR | 2018-07-12 06:00 | 0.8263
HydroReservoir | FR | 2018-07-12 07:00 | 0.8263
HydroReservoir | FR | 2018-07-12 08:00 | 0.8263
HydroReservoir | FR | 2018-07-12 09:00 | 0.8263
HydroReservoir | FR | 2018-07-12 10:00 | 0.8263
HydroReservoir | FR | 2018-07-12 11:00 | 0.8263
HydroReservoir | FR | 2018-07-12 12:00 | 0.8263
HydroReservoir | FR | 2018-07-12 13:00 | 0.8263
HydroReservoir | FR | 2018-07-12 14:00 | 0.85428
HydroReservoir | FR | 2018-07-12 15:00 | 0.85428
HydroReservoir | FR | 2018-07-12 16:00 | 0.85428
HydroReservoir | FR | 2018-07-12 17:00 | 0.85428
HydroReservoir | FR | 2018-07-12 18:00 | 0.86594
HydroReservoir | FR | 2018-07-12 19:00 | 0.88121
HydroReservoir | FR | 2018-07-12 20:00 | 0.88121
HydroReservoir | FR | 2018-07-12 21:00 | 0.88121
HydroReservoir | FR | 2018-07-12 22:00 | 0.88121
HydroReservoir | FR | 2018-07-12 23:00 | 0.88121
HydroReservoir | FR | 2018-07-13 | 0.88121
HydroReservoir | FR | 2018-07-13 01:00 | 0.88121
HydroReservoir | FR | 2018-07-13 02:00 | 0.88121
HydroReservoir | FR | 2018-07-13 03:00 | 0.88121
HydroReservoir | FR | 2018-07-13 04:00 | 0.88121
HydroReservoir | FR | 2018-07-13 05:00 | 0.88121
HydroReservoir | FR | 2018-07-13 06:00 | 0.88121
HydroReservoir | FR | 2018-07-13 07:00 | 0.88121
HydroReservoir | FR | 2018-07-13 08:00 | 0.88121
HydroReservoir | FR | 2018-07-13 09:00 | 0.88121
HydroReservoir | FR | 2018-07-13 10:00 | 0.88121
HydroReservoir | FR | 2018-07-13 11:00 | 0.88121
HydroReservoir | FR | 2018-07-13 12:00 | 0.88121
HydroReservoir | FR | 2018-07-13 13:00 | 0.88121
HydroReservoir | FR | 2018-07-13 14:00 | 0.88121
HydroReservoir | FR | 2018-07-13 15:00 | 0.8959
HydroReservoir | FR | 2018-07-13 16:00 | 0.92912
HydroReservoir | FR | 2018-07-13 17:00 | 0.92912
HydroReservoir | FR | 2018-07-13 18:00 | 0.92912
HydroReservoir | FR | 2018-07-13 19:00 | 0.92912
HydroReservoir | FR | 2018-07-13 20:00 | 0.92912
HydroReservoir | FR | 2018-07-13 21:00 | 0.92912
HydroReservoir | FR | 2018-07-13 22:00 | 0.92912
HydroReservoir | FR | 2018-07-13 23:00 | 0.92912
HydroReservoir | FR | 2018-07-14 | 0.92912
HydroReservoir | FR | 2018-07-14 01:00 | 0.92912
HydroReservoir | FR | 2018-07-14 02:00 | 0.92912
HydroReservoir | FR | 2018-07-14 03:00 | 0.92912
HydroReservoir | FR | 2018-07-14 04:00 | 0.92912
HydroReservoir | FR | 2018-07-14 05:00 | 0.92912
HydroReservoir | FR | 2018-07-14 06:00 | 0.92912
HydroReservoir | FR | 2018-07-14 07:00 | 0.92912
HydroReservoir | FR | 2018-07-14 08:00 | 0.92912
HydroReservoir | FR | 2018-07-14 09:00 | 0.92912
HydroReservoir | FR | 2018-07-14 10:00 | 0.92912
HydroReservoir | FR | 2018-07-14 11:00 | 0.92912
HydroReservoir | FR | 2018-07-14 12:00 | 0.92912
HydroReservoir | FR | 2018-07-14 13:00 | 0.92912
HydroReservoir | FR | 2018-07-14 14:00 | 0.92912
HydroReservoir | FR | 2018-07-14 15:00 | 0.92912
HydroReservoir | FR | 2018-07-14 16:00 | 0.92912
HydroReservoir | FR | 2018-07-14 17:00 | 0.92912
HydroReservoir | FR | 2018-07-14 18:00 | 0.92912
HydroReservoir | FR | 2018-07-14 19:00 | 0.92912
HydroReservoir | FR | 2018-07-14 20:00 | 0.92912
HydroReservoir | FR | 2018-07-14 21:00 | 0.92912
HydroReservoir | FR | 2018-07-14 22:00 | 0.92912
HydroReservoir | FR | 2018-07-14 23:00 | 0.92912
HydroReservoir | FR | 2018-07-15 | 0.92912
HydroReservoir | FR | 2018-07-15 01:00 | 0.92912
HydroReservoir | FR | 2018-07-15 02:00 | 0.92912
HydroReservoir | FR | 2018-07-15 03:00 | 0.92912
HydroReservoir | FR | 2018-07-15 04:00 | 0.92912
HydroReservoir | FR | 2018-07-15 05:00 | 0.92912
HydroReservoir | FR | 2018-07-15 06:00 | 0.92912
HydroReservoir | FR | 2018-07-15 07:00 | 0.92912
HydroReservoir | FR | 2018-07-15 08:00 | 0.92912
HydroReservoir | FR | 2018-07-15 09:00 | 0.92912
HydroReservoir | FR | 2018-07-15 10:00 | 0.92912
HydroReservoir | FR | 2018-07-15 11:00 | 0.92912
HydroReservoir | FR | 2018-07-15 12:00 | 0.92912
HydroReservoir | FR | 2018-07-15 13:00 | 0.92912
HydroReservoir | FR | 2018-07-15 14:00 | 0.92912
HydroReservoir | FR | 2018-07-15 15:00 | 0.92912
HydroReservoir | FR | 2018-07-15 16:00 | 0.92912
HydroReservoir | FR | 2018-07-15 17:00 | 0.92912
HydroReservoir | FR | 2018-07-15 18:00 | 0.92912
HydroReservoir | FR | 2018-07-15 19:00 | 0.92912
HydroReservoir | FR | 2018-07-15 20:00 | 0.92912
HydroReservoir | FR | 2018-07-15 21:00 | 0.92912
HydroReservoir | FR | 2018-07-15 22:00 | 0.92912
HydroReservoir | FR | 2018-07-15 23:00 | 0.92912
HydroReservoir | FR | 2018-07-16 | 0.84811
HydroReservoir | FR | 2018-07-16 01:00 | 0.84811
HydroReservoir | FR | 2018-07-16 02:00 | 0.84811
HydroReservoir | FR | 2018-07-16 03:00 | 0.84811
HydroReservoir | FR | 2018-07-16 04:00 | 0.84811
HydroReservoir | FR | 2018-07-16 05:00 | 0.84811
HydroReservoir | FR | 2018-07-16 06:00 | 0.84811
HydroReservoir | FR | 2018-07-16 07:00 | 0.83645
HydroReservoir | FR | 2018-07-16 08:00 | 0.83645
HydroReservoir | FR | 2018-07-16 09:00 | 0.83645
HydroReservoir | FR | 2018-07-16 10:00 | 0.83645
HydroReservoir | FR | 2018-07-16 11:00 | 0.83645
HydroReservoir | FR | 2018-07-16 12:00 | 0.83645
HydroReservoir | FR | 2018-07-16 13:00 | 0.83645
HydroReservoir | FR | 2018-07-16 14:00 | 0.822
HydroReservoir | FR | 2018-07-16 15:00 | 0.822
HydroReservoir | FR | 2018-07-16 16:00 | 0.83366
HydroReservoir | FR | 2018-07-16 17:00 | 0.83366
HydroReservoir | FR | 2018-07-16 18:00 | 0.84811
HydroReservoir | FR | 2018-07-16 19:00 | 0.92912
HydroReservoir | FR | 2018-07-16 20:00 | 0.92912
HydroReservoir | FR | 2018-07-16 21:00 | 0.92912
HydroReservoir | FR | 2018-07-16 22:00 | 0.92912
HydroReservoir | FR | 2018-07-16 23:00 | 0.92912
HydroReservoir | FR | 2018-07-17 | 0.92912
HydroReservoir | FR | 2018-07-17 01:00 | 0.92912
HydroReservoir | FR | 2018-07-17 02:00 | 0.92912
HydroReservoir | FR | 2018-07-17 03:00 | 0.92912
HydroReservoir | FR | 2018-07-17 04:00 | 0.92912
HydroReservoir | FR | 2018-07-17 05:00 | 0.92912
HydroReservoir | FR | 2018-07-17 06:00 | 0.92912
HydroReservoir | FR | 2018-07-17 07:00 | 0.91746
HydroReservoir | FR | 2018-07-17 08:00 | 0.90301
HydroReservoir | FR | 2018-07-17 09:00 | 0.90301
HydroReservoir | FR | 2018-07-17 10:00 | 0.90301
HydroReservoir | FR | 2018-07-17 11:00 | 0.90301
HydroReservoir | FR | 2018-07-17 12:00 | 0.90301
HydroReservoir | FR | 2018-07-17 13:00 | 0.90301
HydroReservoir | FR | 2018-07-17 14:00 | 0.90301
HydroReservoir | FR | 2018-07-17 15:00 | 0.90301
HydroReservoir | FR | 2018-07-17 16:00 | 0.91467
HydroReservoir | FR | 2018-07-17 17:00 | 0.91467
HydroReservoir | FR | 2018-07-17 18:00 | 0.91467
HydroReservoir | FR | 2018-07-17 19:00 | 0.91467
HydroReservoir | FR | 2018-07-17 20:00 | 0.91467
HydroReservoir | FR | 2018-07-17 21:00 | 0.91467
HydroReservoir | FR | 2018-07-17 22:00 | 0.91467
HydroReservoir | FR | 2018-07-17 23:00 | 0.91467
HydroReservoir | FR | 2018-07-18 | 0.91467
HydroReservoir | FR | 2018-07-18 01:00 | 0.91467
HydroReservoir | FR | 2018-07-18 02:00 | 0.91467
HydroReservoir | FR | 2018-07-18 03:00 | 0.91467
HydroReservoir | FR | 2018-07-18 04:00 | 0.91467
HydroReservoir | FR | 2018-07-18 05:00 | 0.91467
HydroReservoir | FR | 2018-07-18 06:00 | 0.91467
HydroReservoir | FR | 2018-07-18 07:00 | 0.90301
HydroReservoir | FR | 2018-07-18 08:00 | 0.90301
HydroReservoir | FR | 2018-07-18 09:00 | 0.90301
HydroReservoir | FR | 2018-07-18 10:00 | 0.90301
HydroReservoir | FR | 2018-07-18 11:00 | 0.90301
HydroReservoir | FR | 2018-07-18 12:00 | 0.90301
HydroReservoir | FR | 2018-07-18 13:00 | 0.90301
HydroReservoir | FR | 2018-07-18 14:00 | 0.90301
HydroReservoir | FR | 2018-07-18 15:00 | 0.90301
HydroReservoir | FR | 2018-07-18 16:00 | 0.91467
HydroReservoir | FR | 2018-07-18 17:00 | 0.91467
HydroReservoir | FR | 2018-07-18 18:00 | 0.91467
HydroReservoir | FR | 2018-07-18 19:00 | 0.91467
HydroReservoir | FR | 2018-07-18 20:00 | 0.91467
HydroReservoir | FR | 2018-07-18 21:00 | 0.91467
HydroReservoir | FR | 2018-07-18 22:00 | 0.91467
HydroReservoir | FR | 2018-07-18 23:00 | 0.91467
HydroReservoir | FR | 2018-07-19 | 0.91467
HydroReservoir | FR | 2018-07-19 01:00 | 0.91467
HydroReservoir | FR | 2018-07-19 02:00 | 0.91467
HydroReservoir | FR | 2018-07-19 03:00 | 0.91467
HydroReservoir | FR | 2018-07-19 04:00 | 0.91467
HydroReservoir | FR | 2018-07-19 05:00 | 0.91467
HydroReservoir | FR | 2018-07-19 06:00 | 0.91467
HydroReservoir | FR | 2018-07-19 07:00 | 0.90301
HydroReservoir | FR | 2018-07-19 08:00 | 0.90301
HydroReservoir | FR | 2018-07-19 09:00 | 0.90301
HydroReservoir | FR | 2018-07-19 10:00 | 0.90301
HydroReservoir | FR | 2018-07-19 11:00 | 0.90301
HydroReservoir | FR | 2018-07-19 12:00 | 0.88599
HydroReservoir | FR | 2018-07-19 13:00 | 0.88599
HydroReservoir | FR | 2018-07-19 14:00 | 0.8741
HydroReservoir | FR | 2018-07-19 15:00 | 0.8741
HydroReservoir | FR | 2018-07-19 16:00 | 0.88575
HydroReservoir | FR | 2018-07-19 17:00 | 0.91723
HydroReservoir | FR | 2018-07-19 18:00 | 0.92912
HydroReservoir | FR | 2018-07-19 19:00 | 0.92912
HydroReservoir | FR | 2018-07-19 20:00 | 0.92912
HydroReservoir | FR | 2018-07-19 21:00 | 0.92912
HydroReservoir | FR | 2018-07-19 22:00 | 0.92912
HydroReservoir | FR | 2018-07-19 23:00 | 0.92912
HydroReservoir | FR | 2018-07-20 | 0.92912
HydroReservoir | FR | 2018-07-20 01:00 | 0.92912
HydroReservoir | FR | 2018-07-20 02:00 | 0.92912
HydroReservoir | FR | 2018-07-20 03:00 | 0.92912
HydroReservoir | FR | 2018-07-20 04:00 | 0.92912
HydroReservoir | FR | 2018-07-20 05:00 | 0.92912
HydroReservoir | FR | 2018-07-20 06:00 | 0.92912
HydroReservoir | FR | 2018-07-20 07:00 | 0.90312
HydroReservoir | FR | 2018-07-20 08:00 | 0.90312
HydroReservoir | FR | 2018-07-20 09:00 | 0.90312
HydroReservoir | FR | 2018-07-20 10:00 | 0.90312
HydroReservoir | FR | 2018-07-20 11:00 | 0.90312
HydroReservoir | FR | 2018-07-20 12:00 | 0.90312
HydroReservoir | FR | 2018-07-20 13:00 | 0.90312
HydroReservoir | FR | 2018-07-20 14:00 | 0.8699
HydroReservoir | FR | 2018-07-20 15:00 | 0.90312
HydroReservoir | FR | 2018-07-20 16:00 | 0.92912
HydroReservoir | FR | 2018-07-20 17:00 | 0.92912
HydroReservoir | FR | 2018-07-20 18:00 | 0.92912
HydroReservoir | FR | 2018-07-20 19:00 | 0.92912
HydroReservoir | FR | 2018-07-20 20:00 | 0.92912
HydroReservoir | FR | 2018-07-20 21:00 | 0.92912
HydroReservoir | FR | 2018-07-20 22:00 | 0.92912
HydroReservoir | FR | 2018-07-20 23:00 | 0.92912
HydroReservoir | FR | 2018-07-21 | 0.92912
HydroReservoir | FR | 2018-07-21 01:00 | 0.92912
HydroReservoir | FR | 2018-07-21 02:00 | 0.92912
HydroReservoir | FR | 2018-07-21 03:00 | 0.92912
HydroReservoir | FR | 2018-07-21 04:00 | 0.92912
HydroReservoir | FR | 2018-07-21 05:00 | 0.92912
HydroReservoir | FR | 2018-07-21 06:00 | 0.92912
HydroReservoir | FR | 2018-07-21 07:00 | 0.92912
HydroReservoir | FR | 2018-07-21 08:00 | 0.92912
HydroReservoir | FR | 2018-07-21 09:00 | 0.92912
HydroReservoir | FR | 2018-07-21 10:00 | 0.92912
HydroReservoir | FR | 2018-07-21 11:00 | 0.92912
HydroReservoir | FR | 2018-07-21 12:00 | 0.92912
HydroReservoir | FR | 2018-07-21 13:00 | 0.92912
HydroReservoir | FR | 2018-07-21 14:00 | 0.92912
HydroReservoir | FR | 2018-07-21 15:00 | 0.92912
HydroReservoir | FR | 2018-07-21 16:00 | 0.92912
HydroReservoir | FR | 2018-07-21 17:00 | 0.92912
HydroReservoir | FR | 2018-07-21 18:00 | 0.92912
HydroReservoir | FR | 2018-07-21 19:00 | 0.92912
HydroReservoir | FR | 2018-07-21 20:00 | 0.92912
HydroReservoir | FR | 2018-07-21 21:00 | 0.92912
HydroReservoir | FR | 2018-07-21 22:00 | 0.92912
HydroReservoir | FR | 2018-07-21 23:00 | 0.92912
HydroReservoir | FR | 2018-07-22 | 0.92912
HydroReservoir | FR | 2018-07-22 01:00 | 0.92912
HydroReservoir | FR | 2018-07-22 02:00 | 0.92912
HydroReservoir | FR | 2018-07-22 03:00 | 0.92912
HydroReservoir | FR | 2018-07-22 04:00 | 0.92912
HydroReservoir | FR | 2018-07-22 05:00 | 0.92912
HydroReservoir | FR | 2018-07-22 06:00 | 0.92912
HydroReservoir | FR | 2018-07-22 07:00 | 0.92912
HydroReservoir | FR | 2018-07-22 08:00 | 0.92912
HydroReservoir | FR | 2018-07-22 09:00 | 0.92912
HydroReservoir | FR | 2018-07-22 10:00 | 0.92912
HydroReservoir | FR | 2018-07-22 11:00 | 0.92912
HydroReservoir | FR | 2018-07-22 12:00 | 0.92912
HydroReservoir | FR | 2018-07-22 13:00 | 0.92912
HydroReservoir | FR | 2018-07-22 14:00 | 0.92912
HydroReservoir | FR | 2018-07-22 15:00 | 0.92912
HydroReservoir | FR | 2018-07-22 16:00 | 0.92912
HydroReservoir | FR | 2018-07-22 17:00 | 0.92912
HydroReservoir | FR | 2018-07-22 18:00 | 0.92912
HydroReservoir | FR | 2018-07-22 19:00 | 0.92912
HydroReservoir | FR | 2018-07-22 20:00 | 0.92912
HydroReservoir | FR | 2018-07-22 21:00 | 0.92912
HydroReservoir | FR | 2018-07-22 22:00 | 0.92912
HydroReservoir | FR | 2018-07-22 23:00 | 0.92912
HydroReservoir | FR | 2018-07-23 | 0.92912
HydroReservoir | FR | 2018-07-23 01:00 | 0.92912
HydroReservoir | FR | 2018-07-23 02:00 | 0.92912
HydroReservoir | FR | 2018-07-23 03:00 | 0.92912
HydroReservoir | FR | 2018-07-23 04:00 | 0.92912
HydroReservoir | FR | 2018-07-23 05:00 | 0.92912
HydroReservoir | FR | 2018-07-23 06:00 | 0.92912
HydroReservoir | FR | 2018-07-23 07:00 | 0.91746
HydroReservoir | FR | 2018-07-23 08:00 | 0.91746
HydroReservoir | FR | 2018-07-23 09:00 | 0.91746
HydroReservoir | FR | 2018-07-23 10:00 | 0.91746
HydroReservoir | FR | 2018-07-23 11:00 | 0.91746
HydroReservoir | FR | 2018-07-23 12:00 | 0.91746
HydroReservoir | FR | 2018-07-23 13:00 | 0.91746
HydroReservoir | FR | 2018-07-23 14:00 | 0.91746
HydroReservoir | FR | 2018-07-23 15:00 | 0.91746
HydroReservoir | FR | 2018-07-23 16:00 | 0.92912
HydroReservoir | FR | 2018-07-23 17:00 | 0.92912
HydroReservoir | FR | 2018-07-23 18:00 | 0.92912
HydroReservoir | FR | 2018-07-23 19:00 | 0.92912
HydroReservoir | FR | 2018-07-23 20:00 | 0.92912
HydroReservoir | FR | 2018-07-23 21:00 | 0.92912
HydroReservoir | FR | 2018-07-23 22:00 | 0.92912
HydroReservoir | FR | 2018-07-23 23:00 | 0.92912
HydroReservoir | FR | 2018-07-24 | 0.92912
HydroReservoir | FR | 2018-07-24 01:00 | 0.92912
HydroReservoir | FR | 2018-07-24 02:00 | 0.92912
HydroReservoir | FR | 2018-07-24 03:00 | 0.92912
HydroReservoir | FR | 2018-07-24 04:00 | 0.92912
HydroReservoir | FR | 2018-07-24 05:00 | 0.90674
HydroReservoir | FR | 2018-07-24 06:00 | 0.84379
HydroReservoir | FR | 2018-07-24 07:00 | 0.83213
HydroReservoir | FR | 2018-07-24 08:00 | 0.78946
HydroReservoir | FR | 2018-07-24 09:00 | 0.83609
HydroReservoir | FR | 2018-07-24 10:00 | 0.83609
HydroReservoir | FR | 2018-07-24 11:00 | 0.83609
HydroReservoir | FR | 2018-07-24 12:00 | 0.89205
HydroReservoir | FR | 2018-07-24 13:00 | 0.89205
HydroReservoir | FR | 2018-07-24 14:00 | 0.89205
HydroReservoir | FR | 2018-07-24 15:00 | 0.89205
HydroReservoir | FR | 2018-07-24 16:00 | 0.90371
HydroReservoir | FR | 2018-07-24 17:00 | 0.92912
HydroReservoir | FR | 2018-07-24 18:00 | 0.92912
HydroReservoir | FR | 2018-07-24 19:00 | 0.92912
HydroReservoir | FR | 2018-07-24 20:00 | 0.92912
HydroReservoir | FR | 2018-07-24 21:00 | 0.92912
HydroReservoir | FR | 2018-07-24 22:00 | 0.92912
HydroReservoir | FR | 2018-07-24 23:00 | 0.91478
HydroReservoir | FR | 2018-07-25 | 0.91478
HydroReservoir | FR | 2018-07-25 01:00 | 0.91478
HydroReservoir | FR | 2018-07-25 02:00 | 0.91478
HydroReservoir | FR | 2018-07-25 03:00 | 0.91478
HydroReservoir | FR | 2018-07-25 04:00 | 0.91478
HydroReservoir | FR | 2018-07-25 05:00 | 0.91478
HydroReservoir | FR | 2018-07-25 06:00 | 0.91478
HydroReservoir | FR | 2018-07-25 07:00 | 0.90312
HydroReservoir | FR | 2018-07-25 08:00 | 0.81907
HydroReservoir | FR | 2018-07-25 09:00 | 0.81907
HydroReservoir | FR | 2018-07-25 10:00 | 0.81907
HydroReservoir | FR | 2018-07-25 11:00 | 0.81907
HydroReservoir | FR | 2018-07-25 12:00 | 0.81907
HydroReservoir | FR | 2018-07-25 13:00 | 0.81907
HydroReservoir | FR | 2018-07-25 14:00 | 0.81907
HydroReservoir | FR | 2018-07-25 15:00 | 0.81907
HydroReservoir | FR | 2018-07-25 16:00 | 0.83073
HydroReservoir | FR | 2018-07-25 17:00 | 0.91478
HydroReservoir | FR | 2018-07-25 18:00 | 0.92912
HydroReservoir | FR | 2018-07-25 19:00 | 0.92912
HydroReservoir | FR | 2018-07-25 20:00 | 0.90814
HydroReservoir | FR | 2018-07-25 21:00 | 0.90814
HydroReservoir | FR | 2018-07-25 22:00 | 0.90814
HydroReservoir | FR | 2018-07-25 23:00 | 0.90114
HydroReservoir | FR | 2018-07-26 | 0.92912
HydroReservoir | FR | 2018-07-26 01:00 | 0.92912
HydroReservoir | FR | 2018-07-26 02:00 | 0.92912
HydroReservoir | FR | 2018-07-26 03:00 | 0.92912
HydroReservoir | FR | 2018-07-26 04:00 | 0.92912
HydroReservoir | FR | 2018-07-26 05:00 | 0.92912
HydroReservoir | FR | 2018-07-26 06:00 | 0.92912
HydroReservoir | FR | 2018-07-26 07:00 | 0.91746
HydroReservoir | FR | 2018-07-26 08:00 | 0.87585
HydroReservoir | FR | 2018-07-26 09:00 | 0.84787
HydroReservoir | FR | 2018-07-26 10:00 | 0.84787
HydroReservoir | FR | 2018-07-26 11:00 | 0.84787
HydroReservoir | FR | 2018-07-26 12:00 | 0.84787
HydroReservoir | FR | 2018-07-26 13:00 | 0.84787
HydroReservoir | FR | 2018-07-26 14:00 | 0.84787
HydroReservoir | FR | 2018-07-26 15:00 | 0.84787
HydroReservoir | FR | 2018-07-26 16:00 | 0.8875
HydroReservoir | FR | 2018-07-26 17:00 | 0.92912
HydroReservoir | FR | 2018-07-26 18:00 | 0.92912
HydroReservoir | FR | 2018-07-26 19:00 | 0.92912
HydroReservoir | FR | 2018-07-26 20:00 | 0.92912
HydroReservoir | FR | 2018-07-26 21:00 | 0.92912
HydroReservoir | FR | 2018-07-26 22:00 | 0.92912
HydroReservoir | FR | 2018-07-26 23:00 | 0.92912
HydroReservoir | FR | 2018-07-27 | 0.92912
HydroReservoir | FR | 2018-07-27 01:00 | 0.92912
HydroReservoir | FR | 2018-07-27 02:00 | 0.92912
HydroReservoir | FR | 2018-07-27 03:00 | 0.92912
HydroReservoir | FR | 2018-07-27 04:00 | 0.92912
HydroReservoir | FR | 2018-07-27 05:00 | 0.92912
HydroReservoir | FR | 2018-07-27 06:00 | 0.92912
HydroReservoir | FR | 2018-07-27 07:00 | 0.92912
HydroReservoir | FR | 2018-07-27 08:00 | 0.85381
HydroReservoir | FR | 2018-07-27 09:00 | 0.85381
HydroReservoir | FR | 2018-07-27 10:00 | 0.85381
HydroReservoir | FR | 2018-07-27 11:00 | 0.85381
HydroReservoir | FR | 2018-07-27 12:00 | 0.85381
HydroReservoir | FR | 2018-07-27 13:00 | 0.81849
HydroReservoir | FR | 2018-07-27 14:00 | 0.81849
HydroReservoir | FR | 2018-07-27 15:00 | 0.81849
HydroReservoir | FR | 2018-07-27 16:00 | 0.81849
HydroReservoir | FR | 2018-07-27 17:00 | 0.84064
HydroReservoir | FR | 2018-07-27 18:00 | 0.85498
HydroReservoir | FR | 2018-07-27 19:00 | 0.85498
HydroReservoir | FR | 2018-07-27 20:00 | 0.85498
HydroReservoir | FR | 2018-07-27 21:00 | 0.8643
HydroReservoir | FR | 2018-07-27 22:00 | 0.87596
HydroReservoir | FR | 2018-07-27 23:00 | 0.87596
HydroReservoir | FR | 2018-07-28 | 0.87596
HydroReservoir | FR | 2018-07-28 01:00 | 0.87596
HydroReservoir | FR | 2018-07-28 02:00 | 0.87596
HydroReservoir | FR | 2018-07-28 03:00 | 0.87596
HydroReservoir | FR | 2018-07-28 04:00 | 0.87596
HydroReservoir | FR | 2018-07-28 05:00 | 0.87596
HydroReservoir | FR | 2018-07-28 06:00 | 0.87596
HydroReservoir | FR | 2018-07-28 07:00 | 0.87596
HydroReservoir | FR | 2018-07-28 08:00 | 0.87596
HydroReservoir | FR | 2018-07-28 09:00 | 0.87596
HydroReservoir | FR | 2018-07-28 10:00 | 0.87596
HydroReservoir | FR | 2018-07-28 11:00 | 0.87596
HydroReservoir | FR | 2018-07-28 12:00 | 0.87596
HydroReservoir | FR | 2018-07-28 13:00 | 0.87596
HydroReservoir | FR | 2018-07-28 14:00 | 0.87596
HydroReservoir | FR | 2018-07-28 15:00 | 0.87596
HydroReservoir | FR | 2018-07-28 16:00 | 0.87596
HydroReservoir | FR | 2018-07-28 17:00 | 0.87596
HydroReservoir | FR | 2018-07-28 18:00 | 0.87596
HydroReservoir | FR | 2018-07-28 19:00 | 0.87596
HydroReservoir | FR | 2018-07-28 20:00 | 0.87596
HydroReservoir | FR | 2018-07-28 21:00 | 0.87596
HydroReservoir | FR | 2018-07-28 22:00 | 0.87596
HydroReservoir | FR | 2018-07-28 23:00 | 0.87596
HydroReservoir | FR | 2018-07-29 | 0.87596
HydroReservoir | FR | 2018-07-29 01:00 | 0.87596
HydroReservoir | FR | 2018-07-29 02:00 | 0.87596
HydroReservoir | FR | 2018-07-29 03:00 | 0.87596
HydroReservoir | FR | 2018-07-29 04:00 | 0.87596
HydroReservoir | FR | 2018-07-29 05:00 | 0.87596
HydroReservoir | FR | 2018-07-29 06:00 | 0.87596
HydroReservoir | FR | 2018-07-29 07:00 | 0.87596
HydroReservoir | FR | 2018-07-29 08:00 | 0.87596
HydroReservoir | FR | 2018-07-29 09:00 | 0.87596
HydroReservoir | FR | 2018-07-29 10:00 | 0.87596
HydroReservoir | FR | 2018-07-29 11:00 | 0.87596
HydroReservoir | FR | 2018-07-29 12:00 | 0.87596
HydroReservoir | FR | 2018-07-29 13:00 | 0.87596
HydroReservoir | FR | 2018-07-29 14:00 | 0.87596
HydroReservoir | FR | 2018-07-29 15:00 | 0.87596
HydroReservoir | FR | 2018-07-29 16:00 | 0.87596
HydroReservoir | FR | 2018-07-29 17:00 | 0.87596
HydroReservoir | FR | 2018-07-29 18:00 | 0.87596
HydroReservoir | FR | 2018-07-29 19:00 | 0.87596
HydroReservoir | FR | 2018-07-29 20:00 | 0.87596
HydroReservoir | FR | 2018-07-29 21:00 | 0.87596
HydroReservoir | FR | 2018-07-29 22:00 | 0.87596
HydroReservoir | FR | 2018-07-29 23:00 | 0.87596
HydroReservoir | FR | 2018-07-30 | 0.87596
HydroReservoir | FR | 2018-07-30 01:00 | 0.87596
HydroReservoir | FR | 2018-07-30 02:00 | 0.87596
HydroReservoir | FR | 2018-07-30 03:00 | 0.87596
HydroReservoir | FR | 2018-07-30 04:00 | 0.87596
HydroReservoir | FR | 2018-07-30 05:00 | 0.87596
HydroReservoir | FR | 2018-07-30 06:00 | 0.87596
HydroReservoir | FR | 2018-07-30 07:00 | 0.8643
HydroReservoir | FR | 2018-07-30 08:00 | 0.83096
HydroReservoir | FR | 2018-07-30 09:00 | 0.83096
HydroReservoir | FR | 2018-07-30 10:00 | 0.83096
HydroReservoir | FR | 2018-07-30 11:00 | 0.83096
HydroReservoir | FR | 2018-07-30 12:00 | 0.83096
HydroReservoir | FR | 2018-07-30 13:00 | 0.83096
HydroReservoir | FR | 2018-07-30 14:00 | 0.83096
HydroReservoir | FR | 2018-07-30 15:00 | 0.83096
HydroReservoir | FR | 2018-07-30 16:00 | 0.83096
HydroReservoir | FR | 2018-07-30 17:00 | 0.83096
HydroReservoir | FR | 2018-07-30 18:00 | 0.8643
HydroReservoir | FR | 2018-07-30 19:00 | 0.8643
HydroReservoir | FR | 2018-07-30 20:00 | 0.8643
HydroReservoir | FR | 2018-07-30 21:00 | 0.8643
HydroReservoir | FR | 2018-07-30 22:00 | 0.8643
HydroReservoir | FR | 2018-07-30 23:00 | 0.8643
HydroReservoir | FR | 2018-07-31 | 0.8643
HydroReservoir | FR | 2018-07-31 01:00 | 0.8643
HydroReservoir | FR | 2018-07-31 02:00 | 0.8643
HydroReservoir | FR | 2018-07-31 03:00 | 0.8643
HydroReservoir | FR | 2018-07-31 04:00 | 0.8643
HydroReservoir | FR | 2018-07-31 05:00 | 0.8643
HydroReservoir | FR | 2018-07-31 06:00 | 0.8643
HydroReservoir | FR | 2018-07-31 07:00 | 0.8643
HydroReservoir | FR | 2018-07-31 08:00 | 0.81651
HydroReservoir | FR | 2018-07-31 09:00 | 0.81651
HydroReservoir | FR | 2018-07-31 10:00 | 0.81651
HydroReservoir | FR | 2018-07-31 11:00 | 0.81651
HydroReservoir | FR | 2018-07-31 12:00 | 0.81651
HydroReservoir | FR | 2018-07-31 13:00 | 0.81651
HydroReservoir | FR | 2018-07-31 14:00 | 0.81651
HydroReservoir | FR | 2018-07-31 15:00 | 0.81651
HydroReservoir | FR | 2018-07-31 16:00 | 0.83096
HydroReservoir | FR | 2018-07-31 17:00 | 0.83096
HydroReservoir | FR | 2018-07-31 18:00 | 0.8643
HydroReservoir | FR | 2018-07-31 19:00 | 0.8643
HydroReservoir | FR | 2018-07-31 20:00 | 0.8643
HydroReservoir | FR | 2018-07-31 21:00 | 0.8643
HydroReservoir | FR | 2018-07-31 22:00 | 0.8643
HydroReservoir | FR | 2018-07-31 23:00 | 0.8643
HydroReservoir | FR | 2018-08-01 | 0.8643
HydroReservoir | FR | 2018-08-01 01:00 | 0.8643
HydroReservoir | FR | 2018-08-01 02:00 | 0.8643
HydroReservoir | FR | 2018-08-01 03:00 | 0.8643
HydroReservoir | FR | 2018-08-01 04:00 | 0.8643
HydroReservoir | FR | 2018-08-01 05:00 | 0.8643
HydroReservoir | FR | 2018-08-01 06:00 | 0.8643
HydroReservoir | FR | 2018-08-01 07:00 | 0.8643
HydroReservoir | FR | 2018-08-01 08:00 | 0.8643
HydroReservoir | FR | 2018-08-01 09:00 | 0.8643
HydroReservoir | FR | 2018-08-01 10:00 | 0.8643
HydroReservoir | FR | 2018-08-01 11:00 | 0.8643
HydroReservoir | FR | 2018-08-01 12:00 | 0.8643
HydroReservoir | FR | 2018-08-01 13:00 | 0.8643
HydroReservoir | FR | 2018-08-01 14:00 | 0.8643
HydroReservoir | FR | 2018-08-01 15:00 | 0.8643
HydroReservoir | FR | 2018-08-01 16:00 | 0.8643
HydroReservoir | FR | 2018-08-01 17:00 | 0.8643
HydroReservoir | FR | 2018-08-01 18:00 | 0.8643
HydroReservoir | FR | 2018-08-01 19:00 | 0.8643
HydroReservoir | FR | 2018-08-01 20:00 | 0.8643
HydroReservoir | FR | 2018-08-01 21:00 | 0.8643
HydroReservoir | FR | 2018-08-01 22:00 | 0.8643
HydroReservoir | FR | 2018-08-01 23:00 | 0.8643
HydroReservoir | FR | 2018-08-02 | 0.84332
HydroReservoir | FR | 2018-08-02 01:00 | 0.84332
HydroReservoir | FR | 2018-08-02 02:00 | 0.84332
HydroReservoir | FR | 2018-08-02 03:00 | 0.8643
HydroReservoir | FR | 2018-08-02 04:00 | 0.8643
HydroReservoir | FR | 2018-08-02 05:00 | 0.8643
HydroReservoir | FR | 2018-08-02 06:00 | 0.8643
HydroReservoir | FR | 2018-08-02 07:00 | 0.8643
HydroReservoir | FR | 2018-08-02 08:00 | 0.8643
HydroReservoir | FR | 2018-08-02 09:00 | 0.8643
HydroReservoir | FR | 2018-08-02 10:00 | 0.8643
HydroReservoir | FR | 2018-08-02 11:00 | 0.8643
HydroReservoir | FR | 2018-08-02 12:00 | 0.8643
HydroReservoir | FR | 2018-08-02 13:00 | 0.8643
HydroReservoir | FR | 2018-08-02 14:00 | 0.8643
HydroReservoir | FR | 2018-08-02 15:00 | 0.8643
HydroReservoir | FR | 2018-08-02 16:00 | 0.8643
HydroReservoir | FR | 2018-08-02 17:00 | 0.8643
HydroReservoir | FR | 2018-08-02 18:00 | 0.8643
HydroReservoir | FR | 2018-08-02 19:00 | 0.8643
HydroReservoir | FR | 2018-08-02 20:00 | 0.8643
HydroReservoir | FR | 2018-08-02 21:00 | 0.8643
HydroReservoir | FR | 2018-08-02 22:00 | 0.8643
HydroReservoir | FR | 2018-08-02 23:00 | 0.8643
HydroReservoir | FR | 2018-08-03 | 0.8643
HydroReservoir | FR | 2018-08-03 01:00 | 0.8643
HydroReservoir | FR | 2018-08-03 02:00 | 0.8643
HydroReservoir | FR | 2018-08-03 03:00 | 0.8643
HydroReservoir | FR | 2018-08-03 04:00 | 0.8643
HydroReservoir | FR | 2018-08-03 05:00 | 0.8643
HydroReservoir | FR | 2018-08-03 06:00 | 0.8643
HydroReservoir | FR | 2018-08-03 07:00 | 0.8643
HydroReservoir | FR | 2018-08-03 08:00 | 0.8643
HydroReservoir | FR | 2018-08-03 09:00 | 0.8643
HydroReservoir | FR | 2018-08-03 10:00 | 0.8643
HydroReservoir | FR | 2018-08-03 11:00 | 0.8643
HydroReservoir | FR | 2018-08-03 12:00 | 0.8643
HydroReservoir | FR | 2018-08-03 13:00 | 0.8643
HydroReservoir | FR | 2018-08-03 14:00 | 0.8643
HydroReservoir | FR | 2018-08-03 15:00 | 0.8643
HydroReservoir | FR | 2018-08-03 16:00 | 0.8643
HydroReservoir | FR | 2018-08-03 17:00 | 0.8643
HydroReservoir | FR | 2018-08-03 18:00 | 0.8643
HydroReservoir | FR | 2018-08-03 19:00 | 0.84332
HydroReservoir | FR | 2018-08-03 20:00 | 0.8643
HydroReservoir | FR | 2018-08-03 21:00 | 0.8643
HydroReservoir | FR | 2018-08-03 22:00 | 0.8643
HydroReservoir | FR | 2018-08-03 23:00 | 0.8643
HydroReservoir | FR | 2018-08-04 | 0.8643
HydroReservoir | FR | 2018-08-04 01:00 | 0.8643
HydroReservoir | FR | 2018-08-04 02:00 | 0.8643
HydroReservoir | FR | 2018-08-04 03:00 | 0.8643
HydroReservoir | FR | 2018-08-04 04:00 | 0.8643
HydroReservoir | FR | 2018-08-04 05:00 | 0.8643
HydroReservoir | FR | 2018-08-04 06:00 | 0.8643
HydroReservoir | FR | 2018-08-04 07:00 | 0.8643
HydroReservoir | FR | 2018-08-04 08:00 | 0.8643
HydroReservoir | FR | 2018-08-04 09:00 | 0.8643
HydroReservoir | FR | 2018-08-04 10:00 | 0.8643
HydroReservoir | FR | 2018-08-04 11:00 | 0.8643
HydroReservoir | FR | 2018-08-04 12:00 | 0.8643
HydroReservoir | FR | 2018-08-04 13:00 | 0.8643
HydroReservoir | FR | 2018-08-04 14:00 | 0.8643
HydroReservoir | FR | 2018-08-04 15:00 | 0.8643
HydroReservoir | FR | 2018-08-04 16:00 | 0.8643
HydroReservoir | FR | 2018-08-04 17:00 | 0.8643
HydroReservoir | FR | 2018-08-04 18:00 | 0.8643
HydroReservoir | FR | 2018-08-04 19:00 | 0.8643
HydroReservoir | FR | 2018-08-04 20:00 | 0.8643
HydroReservoir | FR | 2018-08-04 21:00 | 0.8643
HydroReservoir | FR | 2018-08-04 22:00 | 0.8643
HydroReservoir | FR | 2018-08-04 23:00 | 0.8643
HydroReservoir | FR | 2018-08-05 | 0.8643
HydroReservoir | FR | 2018-08-05 01:00 | 0.8643
HydroReservoir | FR | 2018-08-05 02:00 | 0.8643
HydroReservoir | FR | 2018-08-05 03:00 | 0.8643
HydroReservoir | FR | 2018-08-05 04:00 | 0.8643
HydroReservoir | FR | 2018-08-05 05:00 | 0.8643
HydroReservoir | FR | 2018-08-05 06:00 | 0.8643
HydroReservoir | FR | 2018-08-05 07:00 | 0.8643
HydroReservoir | FR | 2018-08-05 08:00 | 0.8643
HydroReservoir | FR | 2018-08-05 09:00 | 0.8643
HydroReservoir | FR | 2018-08-05 10:00 | 0.8643
HydroReservoir | FR | 2018-08-05 11:00 | 0.8643
HydroReservoir | FR | 2018-08-05 12:00 | 0.8643
HydroReservoir | FR | 2018-08-05 13:00 | 0.8643
HydroReservoir | FR | 2018-08-05 14:00 | 0.8643
HydroReservoir | FR | 2018-08-05 15:00 | 0.8643
HydroReservoir | FR | 2018-08-05 16:00 | 0.8643
HydroReservoir | FR | 2018-08-05 17:00 | 0.8643
HydroReservoir | FR | 2018-08-05 18:00 | 0.8643
HydroReservoir | FR | 2018-08-05 19:00 | 0.8643
HydroReservoir | FR | 2018-08-05 20:00 | 0.8643
HydroReservoir | FR | 2018-08-05 21:00 | 0.8643
HydroReservoir | FR | 2018-08-05 22:00 | 0.8643
HydroReservoir | FR | 2018-08-05 23:00 | 0.8643
HydroReservoir | FR | 2018-08-06 | 0.8643
HydroReservoir | FR | 2018-08-06 01:00 | 0.8643
HydroReservoir | FR | 2018-08-06 02:00 | 0.8643
HydroReservoir | FR | 2018-08-06 03:00 | 0.8643
HydroReservoir | FR | 2018-08-06 04:00 | 0.8643
HydroReservoir | FR | 2018-08-06 05:00 | 0.8643
HydroReservoir | FR | 2018-08-06 06:00 | 0.8643
HydroReservoir | FR | 2018-08-06 07:00 | 0.8643
HydroReservoir | FR | 2018-08-06 08:00 | 0.84962
HydroReservoir | FR | 2018-08-06 09:00 | 0.84962
HydroReservoir | FR | 2018-08-06 10:00 | 0.84962
HydroReservoir | FR | 2018-08-06 11:00 | 0.84962
HydroReservoir | FR | 2018-08-06 12:00 | 0.8643
HydroReservoir | FR | 2018-08-06 13:00 | 0.8643
HydroReservoir | FR | 2018-08-06 14:00 | 0.8643
HydroReservoir | FR | 2018-08-06 15:00 | 0.8643
HydroReservoir | FR | 2018-08-06 16:00 | 0.8643
HydroReservoir | FR | 2018-08-06 17:00 | 0.8643
HydroReservoir | FR | 2018-08-06 18:00 | 0.8643
HydroReservoir | FR | 2018-08-06 19:00 | 0.8643
HydroReservoir | FR | 2018-08-06 20:00 | 0.8643
HydroReservoir | FR | 2018-08-06 21:00 | 0.8643
HydroReservoir | FR | 2018-08-06 22:00 | 0.8643
HydroReservoir | FR | 2018-08-06 23:00 | 0.8643
HydroReservoir | FR | 2018-08-07 | 0.8643
HydroReservoir | FR | 2018-08-07 01:00 | 0.8643
HydroReservoir | FR | 2018-08-07 02:00 | 0.8643
HydroReservoir | FR | 2018-08-07 03:00 | 0.8643
HydroReservoir | FR | 2018-08-07 04:00 | 0.8643
HydroReservoir | FR | 2018-08-07 05:00 | 0.8643
HydroReservoir | FR | 2018-08-07 06:00 | 0.8643
HydroReservoir | FR | 2018-08-07 07:00 | 0.8643
HydroReservoir | FR | 2018-08-07 08:00 | 0.84903
HydroReservoir | FR | 2018-08-07 09:00 | 0.84903
HydroReservoir | FR | 2018-08-07 10:00 | 0.84903
HydroReservoir | FR | 2018-08-07 11:00 | 0.84903
HydroReservoir | FR | 2018-08-07 12:00 | 0.84903
HydroReservoir | FR | 2018-08-07 13:00 | 0.82642
HydroReservoir | FR | 2018-08-07 14:00 | 0.79319
HydroReservoir | FR | 2018-08-07 15:00 | 0.79319
HydroReservoir | FR | 2018-08-07 16:00 | 0.8643
HydroReservoir | FR | 2018-08-07 17:00 | 0.8643
HydroReservoir | FR | 2018-08-07 18:00 | 0.8643
HydroReservoir | FR | 2018-08-07 19:00 | 0.8643
HydroReservoir | FR | 2018-08-07 20:00 | 0.8643
HydroReservoir | FR | 2018-08-07 21:00 | 0.8643
HydroReservoir | FR | 2018-08-07 22:00 | 0.8643
HydroReservoir | FR | 2018-08-07 23:00 | 0.8643
HydroReservoir | FR | 2018-08-08 | 0.8643
HydroReservoir | FR | 2018-08-08 01:00 | 0.8643
HydroReservoir | FR | 2018-08-08 02:00 | 0.8643
HydroReservoir | FR | 2018-08-08 03:00 | 0.8643
HydroReservoir | FR | 2018-08-08 04:00 | 0.8643
HydroReservoir | FR | 2018-08-08 05:00 | 0.8643
HydroReservoir | FR | 2018-08-08 06:00 | 0.8643
HydroReservoir | FR | 2018-08-08 07:00 | 0.8643
HydroReservoir | FR | 2018-08-08 08:00 | 0.8643
HydroReservoir | FR | 2018-08-08 09:00 | 0.8643
HydroReservoir | FR | 2018-08-08 10:00 | 0.8643
HydroReservoir | FR | 2018-08-08 11:00 | 0.8643
HydroReservoir | FR | 2018-08-08 12:00 | 0.8643
HydroReservoir | FR | 2018-08-08 13:00 | 0.8643
HydroReservoir | FR | 2018-08-08 14:00 | 0.8643
HydroReservoir | FR | 2018-08-08 15:00 | 0.8643
HydroReservoir | FR | 2018-08-08 16:00 | 0.8643
HydroReservoir | FR | 2018-08-08 17:00 | 0.8643
HydroReservoir | FR | 2018-08-08 18:00 | 0.8643
HydroReservoir | FR | 2018-08-08 19:00 | 0.8643
HydroReservoir | FR | 2018-08-08 20:00 | 0.8643
HydroReservoir | FR | 2018-08-08 21:00 | 0.8643
HydroReservoir | FR | 2018-08-08 22:00 | 0.8643
HydroReservoir | FR | 2018-08-08 23:00 | 0.8643
HydroReservoir | FR | 2018-08-09 | 0.8643
HydroReservoir | FR | 2018-08-09 01:00 | 0.8643
HydroReservoir | FR | 2018-08-09 02:00 | 0.8643
HydroReservoir | FR | 2018-08-09 03:00 | 0.8643
HydroReservoir | FR | 2018-08-09 04:00 | 0.8643
HydroReservoir | FR | 2018-08-09 05:00 | 0.8643
HydroReservoir | FR | 2018-08-09 06:00 | 0.8643
HydroReservoir | FR | 2018-08-09 07:00 | 0.84332
HydroReservoir | FR | 2018-08-09 08:00 | 0.84332
HydroReservoir | FR | 2018-08-09 09:00 | 0.84332
HydroReservoir | FR | 2018-08-09 10:00 | 0.84332
HydroReservoir | FR | 2018-08-09 11:00 | 0.84332
HydroReservoir | FR | 2018-08-09 12:00 | 0.84332
HydroReservoir | FR | 2018-08-09 13:00 | 0.84332
HydroReservoir | FR | 2018-08-09 14:00 | 0.8101
HydroReservoir | FR | 2018-08-09 15:00 | 0.84332
HydroReservoir | FR | 2018-08-09 16:00 | 0.84332
HydroReservoir | FR | 2018-08-09 17:00 | 0.8643
HydroReservoir | FR | 2018-08-09 18:00 | 0.8643
HydroReservoir | FR | 2018-08-09 19:00 | 0.8643
HydroReservoir | FR | 2018-08-09 20:00 | 0.8643
HydroReservoir | FR | 2018-08-09 21:00 | 0.8643
HydroReservoir | FR | 2018-08-09 22:00 | 0.8643
HydroReservoir | FR | 2018-08-09 23:00 | 0.8643
HydroReservoir | FR | 2018-08-10 | 0.8643
HydroReservoir | FR | 2018-08-10 01:00 | 0.8643
HydroReservoir | FR | 2018-08-10 02:00 | 0.8643
HydroReservoir | FR | 2018-08-10 03:00 | 0.8643
HydroReservoir | FR | 2018-08-10 04:00 | 0.8643
HydroReservoir | FR | 2018-08-10 05:00 | 0.8643
HydroReservoir | FR | 2018-08-10 06:00 | 0.8643
HydroReservoir | FR | 2018-08-10 07:00 | 0.8643
HydroReservoir | FR | 2018-08-10 08:00 | 0.84332
HydroReservoir | FR | 2018-08-10 09:00 | 0.84332
HydroReservoir | FR | 2018-08-10 10:00 | 0.84332
HydroReservoir | FR | 2018-08-10 11:00 | 0.84332
HydroReservoir | FR | 2018-08-10 12:00 | 0.8643
HydroReservoir | FR | 2018-08-10 13:00 | 0.8643
HydroReservoir | FR | 2018-08-10 14:00 | 0.8643
HydroReservoir | FR | 2018-08-10 15:00 | 0.8643
HydroReservoir | FR | 2018-08-10 16:00 | 0.8643
HydroReservoir | FR | 2018-08-10 17:00 | 0.8643
HydroReservoir | FR | 2018-08-10 18:00 | 0.8643
HydroReservoir | FR | 2018-08-10 19:00 | 0.8643
HydroReservoir | FR | 2018-08-10 20:00 | 0.8643
HydroReservoir | FR | 2018-08-10 21:00 | 0.8643
HydroReservoir | FR | 2018-08-10 22:00 | 0.8643
HydroReservoir | FR | 2018-08-10 23:00 | 0.8643
HydroReservoir | FR | 2018-08-11 | 0.8643
HydroReservoir | FR | 2018-08-11 01:00 | 0.8643
HydroReservoir | FR | 2018-08-11 02:00 | 0.8643
HydroReservoir | FR | 2018-08-11 03:00 | 0.8643
HydroReservoir | FR | 2018-08-11 04:00 | 0.8643
HydroReservoir | FR | 2018-08-11 05:00 | 0.8643
HydroReservoir | FR | 2018-08-11 06:00 | 0.8643
HydroReservoir | FR | 2018-08-11 07:00 | 0.8643
HydroReservoir | FR | 2018-08-11 08:00 | 0.8643
HydroReservoir | FR | 2018-08-11 09:00 | 0.8643
HydroReservoir | FR | 2018-08-11 10:00 | 0.8643
HydroReservoir | FR | 2018-08-11 11:00 | 0.8643
HydroReservoir | FR | 2018-08-11 12:00 | 0.8643
HydroReservoir | FR | 2018-08-11 13:00 | 0.8643
HydroReservoir | FR | 2018-08-11 14:00 | 0.8643
HydroReservoir | FR | 2018-08-11 15:00 | 0.8643
HydroReservoir | FR | 2018-08-11 16:00 | 0.8643
HydroReservoir | FR | 2018-08-11 17:00 | 0.8643
HydroReservoir | FR | 2018-08-11 18:00 | 0.8643
HydroReservoir | FR | 2018-08-11 19:00 | 0.8643
HydroReservoir | FR | 2018-08-11 20:00 | 0.8643
HydroReservoir | FR | 2018-08-11 21:00 | 0.8643
HydroReservoir | FR | 2018-08-11 22:00 | 0.8643
HydroReservoir | FR | 2018-08-11 23:00 | 0.8643
HydroReservoir | FR | 2018-08-12 | 0.8643
HydroReservoir | FR | 2018-08-12 01:00 | 0.8643
HydroReservoir | FR | 2018-08-12 02:00 | 0.8643
HydroReservoir | FR | 2018-08-12 03:00 | 0.8643
HydroReservoir | FR | 2018-08-12 04:00 | 0.8643
HydroReservoir | FR | 2018-08-12 05:00 | 0.8643
HydroReservoir | FR | 2018-08-12 06:00 | 0.8643
HydroReservoir | FR | 2018-08-12 07:00 | 0.8643
HydroReservoir | FR | 2018-08-12 08:00 | 0.8643
HydroReservoir | FR | 2018-08-12 09:00 | 0.8643
HydroReservoir | FR | 2018-08-12 10:00 | 0.8643
HydroReservoir | FR | 2018-08-12 11:00 | 0.8643
HydroReservoir | FR | 2018-08-12 12:00 | 0.8643
HydroReservoir | FR | 2018-08-12 13:00 | 0.8643
HydroReservoir | FR | 2018-08-12 14:00 | 0.8643
HydroReservoir | FR | 2018-08-12 15:00 | 0.8643
HydroReservoir | FR | 2018-08-12 16:00 | 0.8643
HydroReservoir | FR | 2018-08-12 17:00 | 0.8643
HydroReservoir | FR | 2018-08-12 18:00 | 0.8643
HydroReservoir | FR | 2018-08-12 19:00 | 0.8643
HydroReservoir | FR | 2018-08-12 20:00 | 0.8643
HydroReservoir | FR | 2018-08-12 21:00 | 0.8643
HydroReservoir | FR | 2018-08-12 22:00 | 0.8643
HydroReservoir | FR | 2018-08-12 23:00 | 0.8643
HydroReservoir | FR | 2018-08-13 | 0.8643
HydroReservoir | FR | 2018-08-13 01:00 | 0.8643
HydroReservoir | FR | 2018-08-13 02:00 | 0.8643
HydroReservoir | FR | 2018-08-13 03:00 | 0.8643
HydroReservoir | FR | 2018-08-13 04:00 | 0.8643
HydroReservoir | FR | 2018-08-13 05:00 | 0.8643
HydroReservoir | FR | 2018-08-13 06:00 | 0.8643
HydroReservoir | FR | 2018-08-13 07:00 | 0.8643
HydroReservoir | FR | 2018-08-13 08:00 | 0.8643
HydroReservoir | FR | 2018-08-13 09:00 | 0.8643
HydroReservoir | FR | 2018-08-13 10:00 | 0.8643
HydroReservoir | FR | 2018-08-13 11:00 | 0.8643
HydroReservoir | FR | 2018-08-13 12:00 | 0.8643
HydroReservoir | FR | 2018-08-13 13:00 | 0.8643
HydroReservoir | FR | 2018-08-13 14:00 | 0.84763
HydroReservoir | FR | 2018-08-13 15:00 | 0.8643
HydroReservoir | FR | 2018-08-13 16:00 | 0.8643
HydroReservoir | FR | 2018-08-13 17:00 | 0.8643
HydroReservoir | FR | 2018-08-13 18:00 | 0.8643
HydroReservoir | FR | 2018-08-13 19:00 | 0.8643
HydroReservoir | FR | 2018-08-13 20:00 | 0.8643
HydroReservoir | FR | 2018-08-13 21:00 | 0.8643
HydroReservoir | FR | 2018-08-13 22:00 | 0.8643
HydroReservoir | FR | 2018-08-13 23:00 | 0.8643
HydroReservoir | FR | 2018-08-14 | 0.8643
HydroReservoir | FR | 2018-08-14 01:00 | 0.8643
HydroReservoir | FR | 2018-08-14 02:00 | 0.8643
HydroReservoir | FR | 2018-08-14 03:00 | 0.8643
HydroReservoir | FR | 2018-08-14 04:00 | 0.8643
HydroReservoir | FR | 2018-08-14 05:00 | 0.8643
HydroReservoir | FR | 2018-08-14 06:00 | 0.8643
HydroReservoir | FR | 2018-08-14 07:00 | 0.8643
HydroReservoir | FR | 2018-08-14 08:00 | 0.8643
HydroReservoir | FR | 2018-08-14 09:00 | 0.8643
HydroReservoir | FR | 2018-08-14 10:00 | 0.8643
HydroReservoir | FR | 2018-08-14 11:00 | 0.8643
HydroReservoir | FR | 2018-08-14 12:00 | 0.8643
HydroReservoir | FR | 2018-08-14 13:00 | 0.8643
HydroReservoir | FR | 2018-08-14 14:00 | 0.8643
HydroReservoir | FR | 2018-08-14 15:00 | 0.8643
HydroReservoir | FR | 2018-08-14 16:00 | 0.8643
HydroReservoir | FR | 2018-08-14 17:00 | 0.8643
HydroReservoir | FR | 2018-08-14 18:00 | 0.8643
HydroReservoir | FR | 2018-08-14 19:00 | 0.8643
HydroReservoir | FR | 2018-08-14 20:00 | 0.8643
HydroReservoir | FR | 2018-08-14 21:00 | 0.8643
HydroReservoir | FR | 2018-08-14 22:00 | 0.8643
HydroReservoir | FR | 2018-08-14 23:00 | 0.8643
HydroReservoir | FR | 2018-08-15 | 0.8643
HydroReservoir | FR | 2018-08-15 01:00 | 0.8643
HydroReservoir | FR | 2018-08-15 02:00 | 0.8643
HydroReservoir | FR | 2018-08-15 03:00 | 0.8643
HydroReservoir | FR | 2018-08-15 04:00 | 0.8643
HydroReservoir | FR | 2018-08-15 05:00 | 0.8643
HydroReservoir | FR | 2018-08-15 06:00 | 0.8643
HydroReservoir | FR | 2018-08-15 07:00 | 0.8643
HydroReservoir | FR | 2018-08-15 08:00 | 0.8643
HydroReservoir | FR | 2018-08-15 09:00 | 0.8643
HydroReservoir | FR | 2018-08-15 10:00 | 0.8643
HydroReservoir | FR | 2018-08-15 11:00 | 0.8643
HydroReservoir | FR | 2018-08-15 12:00 | 0.8643
HydroReservoir | FR | 2018-08-15 13:00 | 0.8643
HydroReservoir | FR | 2018-08-15 14:00 | 0.8643
HydroReservoir | FR | 2018-08-15 15:00 | 0.8643
HydroReservoir | FR | 2018-08-15 16:00 | 0.8643
HydroReservoir | FR | 2018-08-15 17:00 | 0.8643
HydroReservoir | FR | 2018-08-15 18:00 | 0.8643
HydroReservoir | FR | 2018-08-15 19:00 | 0.8643
HydroReservoir | FR | 2018-08-15 20:00 | 0.8643
HydroReservoir | FR | 2018-08-15 21:00 | 0.8643
HydroReservoir | FR | 2018-08-15 22:00 | 0.8643
HydroReservoir | FR | 2018-08-15 23:00 | 0.8643
HydroReservoir | FR | 2018-08-16 | 0.8643
HydroReservoir | FR | 2018-08-16 01:00 | 0.8643
HydroReservoir | FR | 2018-08-16 02:00 | 0.8643
HydroReservoir | FR | 2018-08-16 03:00 | 0.8643
HydroReservoir | FR | 2018-08-16 04:00 | 0.8643
HydroReservoir | FR | 2018-08-16 05:00 | 0.8643
HydroReservoir | FR | 2018-08-16 06:00 | 0.8643
HydroReservoir | FR | 2018-08-16 07:00 | 0.8643
HydroReservoir | FR | 2018-08-16 08:00 | 0.81954
HydroReservoir | FR | 2018-08-16 09:00 | 0.81954
HydroReservoir | FR | 2018-08-16 10:00 | 0.81954
HydroReservoir | FR | 2018-08-16 11:00 | 0.81954
HydroReservoir | FR | 2018-08-16 12:00 | 0.81954
HydroReservoir | FR | 2018-08-16 13:00 | 0.81954
HydroReservoir | FR | 2018-08-16 14:00 | 0.81954
HydroReservoir | FR | 2018-08-16 15:00 | 0.81954
HydroReservoir | FR | 2018-08-16 16:00 | 0.8643
HydroReservoir | FR | 2018-08-16 17:00 | 0.8643
HydroReservoir | FR | 2018-08-16 18:00 | 0.8643
HydroReservoir | FR | 2018-08-16 19:00 | 0.8643
HydroReservoir | FR | 2018-08-16 20:00 | 0.8643
HydroReservoir | FR | 2018-08-16 21:00 | 0.8643
HydroReservoir | FR | 2018-08-16 22:00 | 0.8643
HydroReservoir | FR | 2018-08-16 23:00 | 0.8643
HydroReservoir | FR | 2018-08-17 | 0.8643
HydroReservoir | FR | 2018-08-17 01:00 | 0.8643
HydroReservoir | FR | 2018-08-17 02:00 | 0.8643
HydroReservoir | FR | 2018-08-17 03:00 | 0.8643
HydroReservoir | FR | 2018-08-17 04:00 | 0.8643
HydroReservoir | FR | 2018-08-17 05:00 | 0.8643
HydroReservoir | FR | 2018-08-17 06:00 | 0.8643
HydroReservoir | FR | 2018-08-17 07:00 | 0.8643
HydroReservoir | FR | 2018-08-17 08:00 | 0.81954
HydroReservoir | FR | 2018-08-17 09:00 | 0.81954
HydroReservoir | FR | 2018-08-17 10:00 | 0.81954
HydroReservoir | FR | 2018-08-17 11:00 | 0.81954
HydroReservoir | FR | 2018-08-17 12:00 | 0.8312
HydroReservoir | FR | 2018-08-17 13:00 | 0.8312
HydroReservoir | FR | 2018-08-17 14:00 | 0.8312
HydroReservoir | FR | 2018-08-17 15:00 | 0.8312
HydroReservoir | FR | 2018-08-17 16:00 | 0.87596
HydroReservoir | FR | 2018-08-17 17:00 | 0.95127
HydroReservoir | FR | 2018-08-17 18:00 | 0.95127
HydroReservoir | FR | 2018-08-17 19:00 | 0.95127
HydroReservoir | FR | 2018-08-17 20:00 | 0.95127
HydroReservoir | FR | 2018-08-17 21:00 | 0.95127
HydroReservoir | FR | 2018-08-17 22:00 | 0.95127
HydroReservoir | FR | 2018-08-17 23:00 | 0.95127
HydroReservoir | FR | 2018-08-18 | 0.95127
HydroReservoir | FR | 2018-08-18 01:00 | 0.95127
HydroReservoir | FR | 2018-08-18 02:00 | 0.95127
HydroReservoir | FR | 2018-08-18 03:00 | 0.95127
HydroReservoir | FR | 2018-08-18 04:00 | 0.95127
HydroReservoir | FR | 2018-08-18 05:00 | 0.95127
HydroReservoir | FR | 2018-08-18 06:00 | 0.95127
HydroReservoir | FR | 2018-08-18 07:00 | 0.95127
HydroReservoir | FR | 2018-08-18 08:00 | 0.95127
HydroReservoir | FR | 2018-08-18 09:00 | 0.95127
HydroReservoir | FR | 2018-08-18 10:00 | 0.95127
HydroReservoir | FR | 2018-08-18 11:00 | 0.95127
HydroReservoir | FR | 2018-08-18 12:00 | 0.95127
HydroReservoir | FR | 2018-08-18 13:00 | 0.95127
HydroReservoir | FR | 2018-08-18 14:00 | 0.95127
HydroReservoir | FR | 2018-08-18 15:00 | 0.95127
HydroReservoir | FR | 2018-08-18 16:00 | 0.95127
HydroReservoir | FR | 2018-08-18 17:00 | 0.95127
HydroReservoir | FR | 2018-08-18 18:00 | 0.95127
HydroReservoir | FR | 2018-08-18 19:00 | 0.95127
HydroReservoir | FR | 2018-08-18 20:00 | 0.95127
HydroReservoir | FR | 2018-08-18 21:00 | 0.95127
HydroReservoir | FR | 2018-08-18 22:00 | 0.95127
HydroReservoir | FR | 2018-08-18 23:00 | 0.95127
HydroReservoir | FR | 2018-08-19 | 0.95127
HydroReservoir | FR | 2018-08-19 01:00 | 0.95127
HydroReservoir | FR | 2018-08-19 02:00 | 0.95127
HydroReservoir | FR | 2018-08-19 03:00 | 0.95127
HydroReservoir | FR | 2018-08-19 04:00 | 0.95127
HydroReservoir | FR | 2018-08-19 05:00 | 0.95127
HydroReservoir | FR | 2018-08-19 06:00 | 0.95127
HydroReservoir | FR | 2018-08-19 07:00 | 0.95127
HydroReservoir | FR | 2018-08-19 08:00 | 0.95127
HydroReservoir | FR | 2018-08-19 09:00 | 0.95127
HydroReservoir | FR | 2018-08-19 10:00 | 0.95127
HydroReservoir | FR | 2018-08-19 11:00 | 0.95127
HydroReservoir | FR | 2018-08-19 12:00 | 0.95127
HydroReservoir | FR | 2018-08-19 13:00 | 0.95127
HydroReservoir | FR | 2018-08-19 14:00 | 0.95127
HydroReservoir | FR | 2018-08-19 15:00 | 0.95127
HydroReservoir | FR | 2018-08-19 16:00 | 0.95127
HydroReservoir | FR | 2018-08-19 17:00 | 0.95127
HydroReservoir | FR | 2018-08-19 18:00 | 0.95127
HydroReservoir | FR | 2018-08-19 19:00 | 0.95127
HydroReservoir | FR | 2018-08-19 20:00 | 0.95127
HydroReservoir | FR | 2018-08-19 21:00 | 0.95127
HydroReservoir | FR | 2018-08-19 22:00 | 0.95127
HydroReservoir | FR | 2018-08-19 23:00 | 0.95127
HydroReservoir | FR | 2018-08-20 | 0.95127
HydroReservoir | FR | 2018-08-20 01:00 | 0.95127
HydroReservoir | FR | 2018-08-20 02:00 | 0.95127
HydroReservoir | FR | 2018-08-20 03:00 | 0.95127
HydroReservoir | FR | 2018-08-20 04:00 | 0.95127
HydroReservoir | FR | 2018-08-20 05:00 | 0.95127
HydroReservoir | FR | 2018-08-20 06:00 | 0.95127
HydroReservoir | FR | 2018-08-20 07:00 | 0.95127
HydroReservoir | FR | 2018-08-20 08:00 | 0.95127
HydroReservoir | FR | 2018-08-20 09:00 | 0.95127
HydroReservoir | FR | 2018-08-20 10:00 | 0.95127
HydroReservoir | FR | 2018-08-20 11:00 | 0.95127
HydroReservoir | FR | 2018-08-20 12:00 | 0.95127
HydroReservoir | FR | 2018-08-20 13:00 | 0.95127
HydroReservoir | FR | 2018-08-20 14:00 | 0.95127
HydroReservoir | FR | 2018-08-20 15:00 | 0.95127
HydroReservoir | FR | 2018-08-20 16:00 | 0.95127
HydroReservoir | FR | 2018-08-20 17:00 | 0.95127
HydroReservoir | FR | 2018-08-20 18:00 | 0.95127
HydroReservoir | FR | 2018-08-20 19:00 | 0.95127
HydroReservoir | FR | 2018-08-20 20:00 | 0.95127
HydroReservoir | FR | 2018-08-20 21:00 | 0.95127
HydroReservoir | FR | 2018-08-20 22:00 | 0.95127
HydroReservoir | FR | 2018-08-20 23:00 | 0.95127
HydroReservoir | FR | 2018-08-21 | 0.95127
HydroReservoir | FR | 2018-08-21 01:00 | 0.95127
HydroReservoir | FR | 2018-08-21 02:00 | 0.95127
HydroReservoir | FR | 2018-08-21 03:00 | 0.95127
HydroReservoir | FR | 2018-08-21 04:00 | 0.95127
HydroReservoir | FR | 2018-08-21 05:00 | 0.95127
HydroReservoir | FR | 2018-08-21 06:00 | 0.95127
HydroReservoir | FR | 2018-08-21 07:00 | 0.95127
HydroReservoir | FR | 2018-08-21 08:00 | 0.90778
HydroReservoir | FR | 2018-08-21 09:00 | 0.90778
HydroReservoir | FR | 2018-08-21 10:00 | 0.92212
HydroReservoir | FR | 2018-08-21 11:00 | 0.92212
HydroReservoir | FR | 2018-08-21 12:00 | 0.93646
HydroReservoir | FR | 2018-08-21 13:00 | 0.93646
HydroReservoir | FR | 2018-08-21 14:00 | 0.9227
HydroReservoir | FR | 2018-08-21 15:00 | 0.9227
HydroReservoir | FR | 2018-08-21 16:00 | 0.93646
HydroReservoir | FR | 2018-08-21 17:00 | 0.95127
HydroReservoir | FR | 2018-08-21 18:00 | 0.95127
HydroReservoir | FR | 2018-08-21 19:00 | 0.95127
HydroReservoir | FR | 2018-08-21 20:00 | 0.95127
HydroReservoir | FR | 2018-08-21 21:00 | 0.95127
HydroReservoir | FR | 2018-08-21 22:00 | 0.95127
HydroReservoir | FR | 2018-08-21 23:00 | 0.95127
HydroReservoir | FR | 2018-08-22 | 0.95127
HydroReservoir | FR | 2018-08-22 01:00 | 0.95127
HydroReservoir | FR | 2018-08-22 02:00 | 0.95127
HydroReservoir | FR | 2018-08-22 03:00 | 0.95127
HydroReservoir | FR | 2018-08-22 04:00 | 0.95127
HydroReservoir | FR | 2018-08-22 05:00 | 0.95127
HydroReservoir | FR | 2018-08-22 06:00 | 0.95127
HydroReservoir | FR | 2018-08-22 07:00 | 0.95127
HydroReservoir | FR | 2018-08-22 08:00 | 0.92248
HydroReservoir | FR | 2018-08-22 09:00 | 0.92248
HydroReservoir | FR | 2018-08-22 10:00 | 0.93682
HydroReservoir | FR | 2018-08-22 11:00 | 0.93682
HydroReservoir | FR | 2018-08-22 12:00 | 0.93682
HydroReservoir | FR | 2018-08-22 13:00 | 0.93682
HydroReservoir | FR | 2018-08-22 14:00 | 0.93682
HydroReservoir | FR | 2018-08-22 15:00 | 0.93682
HydroReservoir | FR | 2018-08-22 16:00 | 0.93682
HydroReservoir | FR | 2018-08-22 17:00 | 0.93682
HydroReservoir | FR | 2018-08-22 18:00 | 0.93682
HydroReservoir | FR | 2018-08-22 19:00 | 0.93682
HydroReservoir | FR | 2018-08-22 20:00 | 0.93682
HydroReservoir | FR | 2018-08-22 21:00 | 0.93682
HydroReservoir | FR | 2018-08-22 22:00 | 0.93682
HydroReservoir | FR | 2018-08-22 23:00 | 0.93682
HydroReservoir | FR | 2018-08-23 | 0.93682
HydroReservoir | FR | 2018-08-23 01:00 | 0.93682
HydroReservoir | FR | 2018-08-23 02:00 | 0.93682
HydroReservoir | FR | 2018-08-23 03:00 | 0.93682
HydroReservoir | FR | 2018-08-23 04:00 | 0.93682
HydroReservoir | FR | 2018-08-23 05:00 | 0.93682
HydroReservoir | FR | 2018-08-23 06:00 | 0.93682
HydroReservoir | FR | 2018-08-23 07:00 | 0.9135
HydroReservoir | FR | 2018-08-23 08:00 | 0.89916
HydroReservoir | FR | 2018-08-23 09:00 | 0.89916
HydroReservoir | FR | 2018-08-23 10:00 | 0.9135
HydroReservoir | FR | 2018-08-23 11:00 | 0.92516
HydroReservoir | FR | 2018-08-23 12:00 | 0.92516
HydroReservoir | FR | 2018-08-23 13:00 | 0.92516
HydroReservoir | FR | 2018-08-23 14:00 | 0.92516
HydroReservoir | FR | 2018-08-23 15:00 | 0.92516
HydroReservoir | FR | 2018-08-23 16:00 | 0.95127
HydroReservoir | FR | 2018-08-23 17:00 | 0.95127
HydroReservoir | FR | 2018-08-23 18:00 | 0.92329
HydroReservoir | FR | 2018-08-23 19:00 | 0.92329
HydroReservoir | FR | 2018-08-23 20:00 | 0.92329
HydroReservoir | FR | 2018-08-23 21:00 | 0.92329
HydroReservoir | FR | 2018-08-23 22:00 | 0.92329
HydroReservoir | FR | 2018-08-23 23:00 | 0.92329
HydroReservoir | FR | 2018-08-24 | 0.95127
HydroReservoir | FR | 2018-08-24 01:00 | 0.95127
HydroReservoir | FR | 2018-08-24 02:00 | 0.95127
HydroReservoir | FR | 2018-08-24 03:00 | 0.95127
HydroReservoir | FR | 2018-08-24 04:00 | 0.95127
HydroReservoir | FR | 2018-08-24 05:00 | 0.95127
HydroReservoir | FR | 2018-08-24 06:00 | 0.95127
HydroReservoir | FR | 2018-08-24 07:00 | 0.93961
HydroReservoir | FR | 2018-08-24 08:00 | 0.93961
HydroReservoir | FR | 2018-08-24 09:00 | 0.91093
HydroReservoir | FR | 2018-08-24 10:00 | 0.91093
HydroReservoir | FR | 2018-08-24 11:00 | 0.91093
HydroReservoir | FR | 2018-08-24 12:00 | 0.91093
HydroReservoir | FR | 2018-08-24 13:00 | 0.91093
HydroReservoir | FR | 2018-08-24 14:00 | 0.91093
HydroReservoir | FR | 2018-08-24 15:00 | 0.91093
HydroReservoir | FR | 2018-08-24 16:00 | 0.92259
HydroReservoir | FR | 2018-08-24 17:00 | 0.92259
HydroReservoir | FR | 2018-08-24 18:00 | 0.92259
HydroReservoir | FR | 2018-08-24 19:00 | 0.92259
HydroReservoir | FR | 2018-08-24 20:00 | 0.92259
HydroReservoir | FR | 2018-08-24 21:00 | 0.92259
HydroReservoir | FR | 2018-08-24 22:00 | 0.92259
HydroReservoir | FR | 2018-08-24 23:00 | 0.92259
HydroReservoir | FR | 2018-08-25 | 0.92259
HydroReservoir | FR | 2018-08-25 01:00 | 0.92259
HydroReservoir | FR | 2018-08-25 02:00 | 0.92259
HydroReservoir | FR | 2018-08-25 03:00 | 0.92259
HydroReservoir | FR | 2018-08-25 04:00 | 0.92259
HydroReservoir | FR | 2018-08-25 05:00 | 0.92259
HydroReservoir | FR | 2018-08-25 06:00 | 0.92259
HydroReservoir | FR | 2018-08-25 07:00 | 0.92259
HydroReservoir | FR | 2018-08-25 08:00 | 0.92259
HydroReservoir | FR | 2018-08-25 09:00 | 0.92259
HydroReservoir | FR | 2018-08-25 10:00 | 0.92259
HydroReservoir | FR | 2018-08-25 11:00 | 0.92259
HydroReservoir | FR | 2018-08-25 12:00 | 0.92259
HydroReservoir | FR | 2018-08-25 13:00 | 0.92259
HydroReservoir | FR | 2018-08-25 14:00 | 0.92259
HydroReservoir | FR | 2018-08-25 15:00 | 0.92259
HydroReservoir | FR | 2018-08-25 16:00 | 0.92259
HydroReservoir | FR | 2018-08-25 17:00 | 0.92259
HydroReservoir | FR | 2018-08-25 18:00 | 0.92259
HydroReservoir | FR | 2018-08-25 19:00 | 0.92259
HydroReservoir | FR | 2018-08-25 20:00 | 0.92259
HydroReservoir | FR | 2018-08-25 21:00 | 0.92259
HydroReservoir | FR | 2018-08-25 22:00 | 0.92259
HydroReservoir | FR | 2018-08-25 23:00 | 0.92259
HydroReservoir | FR | 2018-08-26 | 0.92259
HydroReservoir | FR | 2018-08-26 01:00 | 0.92259
HydroReservoir | FR | 2018-08-26 02:00 | 0.92259
HydroReservoir | FR | 2018-08-26 03:00 | 0.92259
HydroReservoir | FR | 2018-08-26 04:00 | 0.92259
HydroReservoir | FR | 2018-08-26 05:00 | 0.92259
HydroReservoir | FR | 2018-08-26 06:00 | 0.92259
HydroReservoir | FR | 2018-08-26 07:00 | 0.92259
HydroReservoir | FR | 2018-08-26 08:00 | 0.92259
HydroReservoir | FR | 2018-08-26 09:00 | 0.92259
HydroReservoir | FR | 2018-08-26 10:00 | 0.92259
HydroReservoir | FR | 2018-08-26 11:00 | 0.92259
HydroReservoir | FR | 2018-08-26 12:00 | 0.92259
HydroReservoir | FR | 2018-08-26 13:00 | 0.92259
HydroReservoir | FR | 2018-08-26 14:00 | 0.92259
HydroReservoir | FR | 2018-08-26 15:00 | 0.92259
HydroReservoir | FR | 2018-08-26 16:00 | 0.92259
HydroReservoir | FR | 2018-08-26 17:00 | 0.92259
HydroReservoir | FR | 2018-08-26 18:00 | 0.92259
HydroReservoir | FR | 2018-08-26 19:00 | 0.92259
HydroReservoir | FR | 2018-08-26 20:00 | 0.92259
HydroReservoir | FR | 2018-08-26 21:00 | 0.92259
HydroReservoir | FR | 2018-08-26 22:00 | 0.92259
HydroReservoir | FR | 2018-08-26 23:00 | 0.92259
HydroReservoir | FR | 2018-08-27 | 0.92259
HydroReservoir | FR | 2018-08-27 01:00 | 0.92259
HydroReservoir | FR | 2018-08-27 02:00 | 0.92259
HydroReservoir | FR | 2018-08-27 03:00 | 0.92259
HydroReservoir | FR | 2018-08-27 04:00 | 0.92259
HydroReservoir | FR | 2018-08-27 05:00 | 0.92259
HydroReservoir | FR | 2018-08-27 06:00 | 0.92259
HydroReservoir | FR | 2018-08-27 07:00 | 0.91093
HydroReservoir | FR | 2018-08-27 08:00 | 0.91082
HydroReservoir | FR | 2018-08-27 09:00 | 0.91082
HydroReservoir | FR | 2018-08-27 10:00 | 0.91082
HydroReservoir | FR | 2018-08-27 11:00 | 0.91082
HydroReservoir | FR | 2018-08-27 12:00 | 0.91082
HydroReservoir | FR | 2018-08-27 13:00 | 0.91082
HydroReservoir | FR | 2018-08-27 14:00 | 0.91082
HydroReservoir | FR | 2018-08-27 15:00 | 0.91082
HydroReservoir | FR | 2018-08-27 16:00 | 0.91082
HydroReservoir | FR | 2018-08-27 17:00 | 0.91082
HydroReservoir | FR | 2018-08-27 18:00 | 0.91082
HydroReservoir | FR | 2018-08-27 19:00 | 0.91082
HydroReservoir | FR | 2018-08-27 20:00 | 0.91082
HydroReservoir | FR | 2018-08-27 21:00 | 0.91082
HydroReservoir | FR | 2018-08-27 22:00 | 0.91082
HydroReservoir | FR | 2018-08-27 23:00 | 0.91082
HydroReservoir | FR | 2018-08-28 | 0.91082
HydroReservoir | FR | 2018-08-28 01:00 | 0.91082
HydroReservoir | FR | 2018-08-28 02:00 | 0.91082
HydroReservoir | FR | 2018-08-28 03:00 | 0.91082
HydroReservoir | FR | 2018-08-28 04:00 | 0.91082
HydroReservoir | FR | 2018-08-28 05:00 | 0.91082
HydroReservoir | FR | 2018-08-28 06:00 | 0.91082
HydroReservoir | FR | 2018-08-28 07:00 | 0.91082
HydroReservoir | FR | 2018-08-28 08:00 | 0.91082
HydroReservoir | FR | 2018-08-28 09:00 | 0.91082
HydroReservoir | FR | 2018-08-28 10:00 | 0.91082
HydroReservoir | FR | 2018-08-28 11:00 | 0.91082
HydroReservoir | FR | 2018-08-28 12:00 | 0.91082
HydroReservoir | FR | 2018-08-28 13:00 | 0.91082
HydroReservoir | FR | 2018-08-28 14:00 | 0.91082
HydroReservoir | FR | 2018-08-28 15:00 | 0.91082
HydroReservoir | FR | 2018-08-28 16:00 | 0.91082
HydroReservoir | FR | 2018-08-28 17:00 | 0.91082
HydroReservoir | FR | 2018-08-28 18:00 | 0.91082
HydroReservoir | FR | 2018-08-28 19:00 | 0.91082
HydroReservoir | FR | 2018-08-28 20:00 | 0.91082
HydroReservoir | FR | 2018-08-28 21:00 | 0.91082
HydroReservoir | FR | 2018-08-28 22:00 | 0.91082
HydroReservoir | FR | 2018-08-28 23:00 | 0.91082
HydroReservoir | FR | 2018-08-29 | 0.91082
HydroReservoir | FR | 2018-08-29 01:00 | 0.91082
HydroReservoir | FR | 2018-08-29 02:00 | 0.91082
HydroReservoir | FR | 2018-08-29 03:00 | 0.91082
HydroReservoir | FR | 2018-08-29 04:00 | 0.91082
HydroReservoir | FR | 2018-08-29 05:00 | 0.91082
HydroReservoir | FR | 2018-08-29 06:00 | 0.91082
HydroReservoir | FR | 2018-08-29 07:00 | 0.91082
HydroReservoir | FR | 2018-08-29 08:00 | 0.83551
HydroReservoir | FR | 2018-08-29 09:00 | 0.83551
HydroReservoir | FR | 2018-08-29 10:00 | 0.83551
HydroReservoir | FR | 2018-08-29 11:00 | 0.83551
HydroReservoir | FR | 2018-08-29 12:00 | 0.83551
HydroReservoir | FR | 2018-08-29 13:00 | 0.83551
HydroReservoir | FR | 2018-08-29 14:00 | 0.83551
HydroReservoir | FR | 2018-08-29 15:00 | 0.83551
HydroReservoir | FR | 2018-08-29 16:00 | 0.83551
HydroReservoir | FR | 2018-08-29 17:00 | 0.92411
HydroReservoir | FR | 2018-08-29 18:00 | 0.92411
HydroReservoir | FR | 2018-08-29 19:00 | 0.92411
HydroReservoir | FR | 2018-08-29 20:00 | 0.92411
HydroReservoir | FR | 2018-08-29 21:00 | 0.92411
HydroReservoir | FR | 2018-08-29 22:00 | 0.92411
HydroReservoir | FR | 2018-08-29 23:00 | 0.92411
HydroReservoir | FR | 2018-08-30 | 0.92411
HydroReservoir | FR | 2018-08-30 01:00 | 0.92411
HydroReservoir | FR | 2018-08-30 02:00 | 0.92411
HydroReservoir | FR | 2018-08-30 03:00 | 0.92411
HydroReservoir | FR | 2018-08-30 04:00 | 0.92411
HydroReservoir | FR | 2018-08-30 05:00 | 0.92411
HydroReservoir | FR | 2018-08-30 06:00 | 0.92411
HydroReservoir | FR | 2018-08-30 07:00 | 0.92411
HydroReservoir | FR | 2018-08-30 08:00 | 0.92411
HydroReservoir | FR | 2018-08-30 09:00 | 0.92411
HydroReservoir | FR | 2018-08-30 10:00 | 0.92411
HydroReservoir | FR | 2018-08-30 11:00 | 0.92411
HydroReservoir | FR | 2018-08-30 12:00 | 0.92411
HydroReservoir | FR | 2018-08-30 13:00 | 0.92411
HydroReservoir | FR | 2018-08-30 14:00 | 0.92411
HydroReservoir | FR | 2018-08-30 15:00 | 0.92411
HydroReservoir | FR | 2018-08-30 16:00 | 0.92411
HydroReservoir | FR | 2018-08-30 17:00 | 0.92411
HydroReservoir | FR | 2018-08-30 18:00 | 0.92411
HydroReservoir | FR | 2018-08-30 19:00 | 0.92411
HydroReservoir | FR | 2018-08-30 20:00 | 0.92411
HydroReservoir | FR | 2018-08-30 21:00 | 0.92411
HydroReservoir | FR | 2018-08-30 22:00 | 0.92411
HydroReservoir | FR | 2018-08-30 23:00 | 0.92411
HydroReservoir | FR | 2018-08-31 | 0.8431
HydroReservoir | FR | 2018-08-31 01:00 | 0.8431
HydroReservoir | FR | 2018-08-31 02:00 | 0.8431
HydroReservoir | FR | 2018-08-31 03:00 | 0.8431
HydroReservoir | FR | 2018-08-31 04:00 | 0.8431
HydroReservoir | FR | 2018-08-31 05:00 | 0.76209
HydroReservoir | FR | 2018-08-31 06:00 | 0.76209
HydroReservoir | FR | 2018-08-31 07:00 | 0.76209
HydroReservoir | FR | 2018-08-31 08:00 | 0.76209
HydroReservoir | FR | 2018-08-31 09:00 | 0.92411
HydroReservoir | FR | 2018-08-31 10:00 | 0.92411
HydroReservoir | FR | 2018-08-31 11:00 | 0.92411
HydroReservoir | FR | 2018-08-31 12:00 | 0.77654
HydroReservoir | FR | 2018-08-31 13:00 | 0.77654
HydroReservoir | FR | 2018-08-31 14:00 | 0.77654
HydroReservoir | FR | 2018-08-31 15:00 | 0.77654
HydroReservoir | FR | 2018-08-31 16:00 | 0.85755
HydroReservoir | FR | 2018-08-31 17:00 | 0.85755
HydroReservoir | FR | 2018-08-31 18:00 | 0.85755
HydroReservoir | FR | 2018-08-31 19:00 | 0.85755
HydroReservoir | FR | 2018-08-31 20:00 | 0.85755
HydroReservoir | FR | 2018-08-31 21:00 | 0.85755
HydroReservoir | FR | 2018-08-31 22:00 | 0.85755
HydroReservoir | FR | 2018-08-31 23:00 | 0.85755
HydroReservoir | FR | 2018-09-01 | 0.85755
HydroReservoir | FR | 2018-09-01 01:00 | 0.85755
HydroReservoir | FR | 2018-09-01 02:00 | 0.85755
HydroReservoir | FR | 2018-09-01 03:00 | 0.85755
HydroReservoir | FR | 2018-09-01 04:00 | 0.85755
HydroReservoir | FR | 2018-09-01 05:00 | 0.84193
HydroReservoir | FR | 2018-09-01 06:00 | 0.92294
HydroReservoir | FR | 2018-09-01 07:00 | 0.92294
HydroReservoir | FR | 2018-09-01 08:00 | 0.84064
HydroReservoir | FR | 2018-09-01 09:00 | 0.84064
HydroReservoir | FR | 2018-09-01 10:00 | 0.84064
HydroReservoir | FR | 2018-09-01 11:00 | 0.84064
HydroReservoir | FR | 2018-09-01 12:00 | 0.81406
HydroReservoir | FR | 2018-09-01 13:00 | 0.81406
HydroReservoir | FR | 2018-09-01 14:00 | 0.81406
HydroReservoir | FR | 2018-09-01 15:00 | 0.81406
HydroReservoir | FR | 2018-09-01 16:00 | 0.81406
HydroReservoir | FR | 2018-09-01 17:00 | 0.84064
HydroReservoir | FR | 2018-09-01 18:00 | 0.84064
HydroReservoir | FR | 2018-09-01 19:00 | 0.84064
HydroReservoir | FR | 2018-09-01 20:00 | 0.84064
HydroReservoir | FR | 2018-09-01 21:00 | 0.84064
HydroReservoir | FR | 2018-09-01 22:00 | 0.84064
HydroReservoir | FR | 2018-09-01 23:00 | 0.84064
HydroReservoir | FR | 2018-09-02 | 0.84064
HydroReservoir | FR | 2018-09-02 01:00 | 0.84064
HydroReservoir | FR | 2018-09-02 02:00 | 0.84064
HydroReservoir | FR | 2018-09-02 03:00 | 0.84064
HydroReservoir | FR | 2018-09-02 04:00 | 0.84064
HydroReservoir | FR | 2018-09-02 05:00 | 0.84064
HydroReservoir | FR | 2018-09-02 06:00 | 0.84064
HydroReservoir | FR | 2018-09-02 07:00 | 0.84064
HydroReservoir | FR | 2018-09-02 08:00 | 0.84064
HydroReservoir | FR | 2018-09-02 09:00 | 0.84064
HydroReservoir | FR | 2018-09-02 10:00 | 0.84064
HydroReservoir | FR | 2018-09-02 11:00 | 0.84064
HydroReservoir | FR | 2018-09-02 12:00 | 0.84064
HydroReservoir | FR | 2018-09-02 13:00 | 0.84064
HydroReservoir | FR | 2018-09-02 14:00 | 0.84064
HydroReservoir | FR | 2018-09-02 15:00 | 0.84064
HydroReservoir | FR | 2018-09-02 16:00 | 0.84064
HydroReservoir | FR | 2018-09-02 17:00 | 0.84064
HydroReservoir | FR | 2018-09-02 18:00 | 0.84064
HydroReservoir | FR | 2018-09-02 19:00 | 0.84064
HydroReservoir | FR | 2018-09-02 20:00 | 0.84064
HydroReservoir | FR | 2018-09-02 21:00 | 0.84064
HydroReservoir | FR | 2018-09-02 22:00 | 0.84064
HydroReservoir | FR | 2018-09-02 23:00 | 0.84064
HydroReservoir | FR | 2018-09-03 | 0.84064
HydroReservoir | FR | 2018-09-03 01:00 | 0.84064
HydroReservoir | FR | 2018-09-03 02:00 | 0.84064
HydroReservoir | FR | 2018-09-03 03:00 | 0.84064
HydroReservoir | FR | 2018-09-03 04:00 | 0.84064
HydroReservoir | FR | 2018-09-03 05:00 | 0.84064
HydroReservoir | FR | 2018-09-03 06:00 | 0.84064
HydroReservoir | FR | 2018-09-03 07:00 | 0.84064
HydroReservoir | FR | 2018-09-03 08:00 | 0.84064
HydroReservoir | FR | 2018-09-03 09:00 | 0.84064
HydroReservoir | FR | 2018-09-03 10:00 | 0.84064
HydroReservoir | FR | 2018-09-03 11:00 | 0.84064
HydroReservoir | FR | 2018-09-03 12:00 | 0.79297
HydroReservoir | FR | 2018-09-03 13:00 | 0.79297
HydroReservoir | FR | 2018-09-03 14:00 | 0.79297
HydroReservoir | FR | 2018-09-03 15:00 | 0.79297
HydroReservoir | FR | 2018-09-03 16:00 | 0.79297
HydroReservoir | FR | 2018-09-03 17:00 | 0.79297
HydroReservoir | FR | 2018-09-03 18:00 | 0.79297
HydroReservoir | FR | 2018-09-03 19:00 | 0.79297
HydroReservoir | FR | 2018-09-03 20:00 | 0.79297
HydroReservoir | FR | 2018-09-03 21:00 | 0.79297
HydroReservoir | FR | 2018-09-03 22:00 | 0.79297
HydroReservoir | FR | 2018-09-03 23:00 | 0.79297
HydroReservoir | FR | 2018-09-04 | 0.79297
HydroReservoir | FR | 2018-09-04 01:00 | 0.79297
HydroReservoir | FR | 2018-09-04 02:00 | 0.79297
HydroReservoir | FR | 2018-09-04 03:00 | 0.79297
HydroReservoir | FR | 2018-09-04 04:00 | 0.79297
HydroReservoir | FR | 2018-09-04 05:00 | 0.79297
HydroReservoir | FR | 2018-09-04 06:00 | 0.79297
HydroReservoir | FR | 2018-09-04 07:00 | 0.79297
HydroReservoir | FR | 2018-09-04 08:00 | 0.72344
HydroReservoir | FR | 2018-09-04 09:00 | 0.72344
HydroReservoir | FR | 2018-09-04 10:00 | 0.72344
HydroReservoir | FR | 2018-09-04 11:00 | 0.72344
HydroReservoir | FR | 2018-09-04 12:00 | 0.73778
HydroReservoir | FR | 2018-09-04 13:00 | 0.73778
HydroReservoir | FR | 2018-09-04 14:00 | 0.73778
HydroReservoir | FR | 2018-09-04 15:00 | 0.73778
HydroReservoir | FR | 2018-09-04 16:00 | 0.75317
HydroReservoir | FR | 2018-09-04 17:00 | 0.77397
HydroReservoir | FR | 2018-09-04 18:00 | 0.77397
HydroReservoir | FR | 2018-09-04 19:00 | 0.77397
HydroReservoir | FR | 2018-09-04 20:00 | 0.77397
HydroReservoir | FR | 2018-09-04 21:00 | 0.77397
HydroReservoir | FR | 2018-09-04 22:00 | 0.77397
HydroReservoir | FR | 2018-09-04 23:00 | 0.77397
HydroReservoir | FR | 2018-09-05 | 0.77397
HydroReservoir | FR | 2018-09-05 01:00 | 0.77397
HydroReservoir | FR | 2018-09-05 02:00 | 0.77397
HydroReservoir | FR | 2018-09-05 03:00 | 0.77397
HydroReservoir | FR | 2018-09-05 04:00 | 0.77397
HydroReservoir | FR | 2018-09-05 05:00 | 0.77397
HydroReservoir | FR | 2018-09-05 06:00 | 0.77397
HydroReservoir | FR | 2018-09-05 07:00 | 0.77397
HydroReservoir | FR | 2018-09-05 08:00 | 0.75963
HydroReservoir | FR | 2018-09-05 09:00 | 0.75963
HydroReservoir | FR | 2018-09-05 10:00 | 0.75963
HydroReservoir | FR | 2018-09-05 11:00 | 0.75963
HydroReservoir | FR | 2018-09-05 12:00 | 0.75963
HydroReservoir | FR | 2018-09-05 13:00 | 0.77397
HydroReservoir | FR | 2018-09-05 14:00 | 0.77397
HydroReservoir | FR | 2018-09-05 15:00 | 0.77397
HydroReservoir | FR | 2018-09-05 16:00 | 0.77397
HydroReservoir | FR | 2018-09-05 17:00 | 0.77397
HydroReservoir | FR | 2018-09-05 18:00 | 0.77397
HydroReservoir | FR | 2018-09-05 19:00 | 0.77397
HydroReservoir | FR | 2018-09-05 20:00 | 0.77397
HydroReservoir | FR | 2018-09-05 21:00 | 0.77397
HydroReservoir | FR | 2018-09-05 22:00 | 0.77397
HydroReservoir | FR | 2018-09-05 23:00 | 0.77397
HydroReservoir | FR | 2018-09-06 | 0.77397
HydroReservoir | FR | 2018-09-06 01:00 | 0.77397
HydroReservoir | FR | 2018-09-06 02:00 | 0.77397
HydroReservoir | FR | 2018-09-06 03:00 | 0.77397
HydroReservoir | FR | 2018-09-06 04:00 | 0.77397
HydroReservoir | FR | 2018-09-06 05:00 | 0.77397
HydroReservoir | FR | 2018-09-06 06:00 | 0.77397
HydroReservoir | FR | 2018-09-06 07:00 | 0.77397
HydroReservoir | FR | 2018-09-06 08:00 | 0.75317
HydroReservoir | FR | 2018-09-06 09:00 | 0.75317
HydroReservoir | FR | 2018-09-06 10:00 | 0.75317
HydroReservoir | FR | 2018-09-06 11:00 | 0.75317
HydroReservoir | FR | 2018-09-06 12:00 | 0.75317
HydroReservoir | FR | 2018-09-06 13:00 | 0.75317
HydroReservoir | FR | 2018-09-06 14:00 | 0.73965
HydroReservoir | FR | 2018-09-06 15:00 | 0.73965
HydroReservoir | FR | 2018-09-06 16:00 | 0.73965
HydroReservoir | FR | 2018-09-06 17:00 | 0.77397
HydroReservoir | FR | 2018-09-06 18:00 | 0.77397
HydroReservoir | FR | 2018-09-06 19:00 | 0.77397
HydroReservoir | FR | 2018-09-06 20:00 | 0.77397
HydroReservoir | FR | 2018-09-06 21:00 | 0.77397
HydroReservoir | FR | 2018-09-06 22:00 | 0.77397
HydroReservoir | FR | 2018-09-06 23:00 | 0.77397
HydroReservoir | FR | 2018-09-07 | 0.77397
HydroReservoir | FR | 2018-09-07 01:00 | 0.77397
HydroReservoir | FR | 2018-09-07 02:00 | 0.77397
HydroReservoir | FR | 2018-09-07 03:00 | 0.77397
HydroReservoir | FR | 2018-09-07 04:00 | 0.77397
HydroReservoir | FR | 2018-09-07 05:00 | 0.77397
HydroReservoir | FR | 2018-09-07 06:00 | 0.77397
HydroReservoir | FR | 2018-09-07 07:00 | 0.77397
HydroReservoir | FR | 2018-09-07 08:00 | 0.76068
HydroReservoir | FR | 2018-09-07 09:00 | 0.76068
HydroReservoir | FR | 2018-09-07 10:00 | 0.76068
HydroReservoir | FR | 2018-09-07 11:00 | 0.76068
HydroReservoir | FR | 2018-09-07 12:00 | 0.76068
HydroReservoir | FR | 2018-09-07 13:00 | 0.76068
HydroReservoir | FR | 2018-09-07 14:00 | 0.74692
HydroReservoir | FR | 2018-09-07 15:00 | 0.74692
HydroReservoir | FR | 2018-09-07 16:00 | 0.74692
HydroReservoir | FR | 2018-09-07 17:00 | 0.77397
HydroReservoir | FR | 2018-09-07 18:00 | 0.80731
HydroReservoir | FR | 2018-09-07 19:00 | 0.80731
HydroReservoir | FR | 2018-09-07 20:00 | 0.80731
HydroReservoir | FR | 2018-09-07 21:00 | 0.80731
HydroReservoir | FR | 2018-09-07 22:00 | 0.80731
HydroReservoir | FR | 2018-09-07 23:00 | 0.80731
HydroReservoir | FR | 2018-09-08 | 0.80731
HydroReservoir | FR | 2018-09-08 01:00 | 0.80731
HydroReservoir | FR | 2018-09-08 02:00 | 0.80731
HydroReservoir | FR | 2018-09-08 03:00 | 0.80731
HydroReservoir | FR | 2018-09-08 04:00 | 0.80731
HydroReservoir | FR | 2018-09-08 05:00 | 0.80731
HydroReservoir | FR | 2018-09-08 06:00 | 0.80731
HydroReservoir | FR | 2018-09-08 07:00 | 0.80731
HydroReservoir | FR | 2018-09-08 08:00 | 0.80731
HydroReservoir | FR | 2018-09-08 09:00 | 0.80731
HydroReservoir | FR | 2018-09-08 10:00 | 0.80731
HydroReservoir | FR | 2018-09-08 11:00 | 0.80731
HydroReservoir | FR | 2018-09-08 12:00 | 0.80731
HydroReservoir | FR | 2018-09-08 13:00 | 0.80731
HydroReservoir | FR | 2018-09-08 14:00 | 0.80731
HydroReservoir | FR | 2018-09-08 15:00 | 0.80731
HydroReservoir | FR | 2018-09-08 16:00 | 0.80731
HydroReservoir | FR | 2018-09-08 17:00 | 0.80731
HydroReservoir | FR | 2018-09-08 18:00 | 0.80731
HydroReservoir | FR | 2018-09-08 19:00 | 0.80731
HydroReservoir | FR | 2018-09-08 20:00 | 0.80731
HydroReservoir | FR | 2018-09-08 21:00 | 0.80731
HydroReservoir | FR | 2018-09-08 22:00 | 0.80731
HydroReservoir | FR | 2018-09-08 23:00 | 0.80731
HydroReservoir | FR | 2018-09-09 | 0.80731
HydroReservoir | FR | 2018-09-09 01:00 | 0.80731
HydroReservoir | FR | 2018-09-09 02:00 | 0.80731
HydroReservoir | FR | 2018-09-09 03:00 | 0.80731
HydroReservoir | FR | 2018-09-09 04:00 | 0.80731
HydroReservoir | FR | 2018-09-09 05:00 | 0.80731
HydroReservoir | FR | 2018-09-09 06:00 | 0.80731
HydroReservoir | FR | 2018-09-09 07:00 | 0.80731
HydroReservoir | FR | 2018-09-09 08:00 | 0.80731
HydroReservoir | FR | 2018-09-09 09:00 | 0.80731
HydroReservoir | FR | 2018-09-09 10:00 | 0.80731
HydroReservoir | FR | 2018-09-09 11:00 | 0.80731
HydroReservoir | FR | 2018-09-09 12:00 | 0.80731
HydroReservoir | FR | 2018-09-09 13:00 | 0.80731
HydroReservoir | FR | 2018-09-09 14:00 | 0.80731
HydroReservoir | FR | 2018-09-09 15:00 | 0.80731
HydroReservoir | FR | 2018-09-09 16:00 | 0.80731
HydroReservoir | FR | 2018-09-09 17:00 | 0.80731
HydroReservoir | FR | 2018-09-09 18:00 | 0.80731
HydroReservoir | FR | 2018-09-09 19:00 | 0.80731
HydroReservoir | FR | 2018-09-09 20:00 | 0.80731
HydroReservoir | FR | 2018-09-09 21:00 | 0.80731
HydroReservoir | FR | 2018-09-09 22:00 | 0.80731
HydroReservoir | FR | 2018-09-09 23:00 | 0.80731
HydroReservoir | FR | 2018-09-10 | 0.80731
HydroReservoir | FR | 2018-09-10 01:00 | 0.80731
HydroReservoir | FR | 2018-09-10 02:00 | 0.80731
HydroReservoir | FR | 2018-09-10 03:00 | 0.80731
HydroReservoir | FR | 2018-09-10 04:00 | 0.80731
HydroReservoir | FR | 2018-09-10 05:00 | 0.80731
HydroReservoir | FR | 2018-09-10 06:00 | 0.80731
HydroReservoir | FR | 2018-09-10 07:00 | 0.77595
HydroReservoir | FR | 2018-09-10 08:00 | 0.63489
HydroReservoir | FR | 2018-09-10 09:00 | 0.63489
HydroReservoir | FR | 2018-09-10 10:00 | 0.63489
HydroReservoir | FR | 2018-09-10 11:00 | 0.63489
HydroReservoir | FR | 2018-09-10 12:00 | 0.63489
HydroReservoir | FR | 2018-09-10 13:00 | 0.6202
HydroReservoir | FR | 2018-09-10 14:00 | 0.6202
HydroReservoir | FR | 2018-09-10 15:00 | 0.6202
HydroReservoir | FR | 2018-09-10 16:00 | 0.6202
HydroReservoir | FR | 2018-09-10 17:00 | 0.6202
HydroReservoir | FR | 2018-09-10 18:00 | 0.63489
HydroReservoir | FR | 2018-09-10 19:00 | 0.63489
HydroReservoir | FR | 2018-09-10 20:00 | 0.63489
HydroReservoir | FR | 2018-09-10 21:00 | 0.63489
HydroReservoir | FR | 2018-09-10 22:00 | 0.63489
HydroReservoir | FR | 2018-09-10 23:00 | 0.63489
HydroReservoir | FR | 2018-09-11 | 0.63489
HydroReservoir | FR | 2018-09-11 01:00 | 0.63489
HydroReservoir | FR | 2018-09-11 02:00 | 0.63489
HydroReservoir | FR | 2018-09-11 03:00 | 0.63489
HydroReservoir | FR | 2018-09-11 04:00 | 0.63489
HydroReservoir | FR | 2018-09-11 05:00 | 0.63489
HydroReservoir | FR | 2018-09-11 06:00 | 0.63489
HydroReservoir | FR | 2018-09-11 07:00 | 0.61158
HydroReservoir | FR | 2018-09-11 08:00 | 0.59689
HydroReservoir | FR | 2018-09-11 09:00 | 0.59689
HydroReservoir | FR | 2018-09-11 10:00 | 0.59689
HydroReservoir | FR | 2018-09-11 11:00 | 0.59689
HydroReservoir | FR | 2018-09-11 12:00 | 0.59689
HydroReservoir | FR | 2018-09-11 13:00 | 0.59689
HydroReservoir | FR | 2018-09-11 14:00 | 0.59689
HydroReservoir | FR | 2018-09-11 15:00 | 0.59689
HydroReservoir | FR | 2018-09-11 16:00 | 0.59689
HydroReservoir | FR | 2018-09-11 17:00 | 0.6202
HydroReservoir | FR | 2018-09-11 18:00 | 0.6202
HydroReservoir | FR | 2018-09-11 19:00 | 0.6202
HydroReservoir | FR | 2018-09-11 20:00 | 0.6202
HydroReservoir | FR | 2018-09-11 21:00 | 0.6202
HydroReservoir | FR | 2018-09-11 22:00 | 0.6202
HydroReservoir | FR | 2018-09-11 23:00 | 0.6202
HydroReservoir | FR | 2018-09-12 | 0.6202
HydroReservoir | FR | 2018-09-12 01:00 | 0.6202
HydroReservoir | FR | 2018-09-12 02:00 | 0.6202
HydroReservoir | FR | 2018-09-12 03:00 | 0.6202
HydroReservoir | FR | 2018-09-12 04:00 | 0.6202
HydroReservoir | FR | 2018-09-12 05:00 | 0.6202
HydroReservoir | FR | 2018-09-12 06:00 | 0.6202
HydroReservoir | FR | 2018-09-12 07:00 | 0.59689
HydroReservoir | FR | 2018-09-12 08:00 | 0.59689
HydroReservoir | FR | 2018-09-12 09:00 | 0.59689
HydroReservoir | FR | 2018-09-12 10:00 | 0.59689
HydroReservoir | FR | 2018-09-12 11:00 | 0.59689
HydroReservoir | FR | 2018-09-12 12:00 | 0.59689
HydroReservoir | FR | 2018-09-12 13:00 | 0.59689
HydroReservoir | FR | 2018-09-12 14:00 | 0.59689
HydroReservoir | FR | 2018-09-12 15:00 | 0.59689
HydroReservoir | FR | 2018-09-12 16:00 | 0.59689
HydroReservoir | FR | 2018-09-12 17:00 | 0.6202
HydroReservoir | FR | 2018-09-12 18:00 | 0.6202
HydroReservoir | FR | 2018-09-12 19:00 | 0.6202
HydroReservoir | FR | 2018-09-12 20:00 | 0.6202
HydroReservoir | FR | 2018-09-12 21:00 | 0.6202
HydroReservoir | FR | 2018-09-12 22:00 | 0.6202
HydroReservoir | FR | 2018-09-12 23:00 | 0.6202
HydroReservoir | FR | 2018-09-13 | 0.6202
HydroReservoir | FR | 2018-09-13 01:00 | 0.6202
HydroReservoir | FR | 2018-09-13 02:00 | 0.6202
HydroReservoir | FR | 2018-09-13 03:00 | 0.6202
HydroReservoir | FR | 2018-09-13 04:00 | 0.6202
HydroReservoir | FR | 2018-09-13 05:00 | 0.6202
HydroReservoir | FR | 2018-09-13 06:00 | 0.6202
HydroReservoir | FR | 2018-09-13 07:00 | 0.6202
HydroReservoir | FR | 2018-09-13 08:00 | 0.6202
HydroReservoir | FR | 2018-09-13 09:00 | 0.6202
HydroReservoir | FR | 2018-09-13 10:00 | 0.6202
HydroReservoir | FR | 2018-09-13 11:00 | 0.6202
HydroReservoir | FR | 2018-09-13 12:00 | 0.6202
HydroReservoir | FR | 2018-09-13 13:00 | 0.6202
HydroReservoir | FR | 2018-09-13 14:00 | 0.5933
HydroReservoir | FR | 2018-09-13 15:00 | 0.5933
HydroReservoir | FR | 2018-09-13 16:00 | 0.60691
HydroReservoir | FR | 2018-09-13 17:00 | 0.6202
HydroReservoir | FR | 2018-09-13 18:00 | 0.63489
HydroReservoir | FR | 2018-09-13 19:00 | 0.63489
HydroReservoir | FR | 2018-09-13 20:00 | 0.63489
HydroReservoir | FR | 2018-09-13 21:00 | 0.63489
HydroReservoir | FR | 2018-09-13 22:00 | 0.63489
HydroReservoir | FR | 2018-09-13 23:00 | 0.63489
HydroReservoir | FR | 2018-09-14 | 0.63489
HydroReservoir | FR | 2018-09-14 01:00 | 0.63489
HydroReservoir | FR | 2018-09-14 02:00 | 0.63489
HydroReservoir | FR | 2018-09-14 03:00 | 0.63489
HydroReservoir | FR | 2018-09-14 04:00 | 0.63489
HydroReservoir | FR | 2018-09-14 05:00 | 0.63489
HydroReservoir | FR | 2018-09-14 06:00 | 0.63489
HydroReservoir | FR | 2018-09-14 07:00 | 0.63489
HydroReservoir | FR | 2018-09-14 08:00 | 0.63489
HydroReservoir | FR | 2018-09-14 09:00 | 0.63489
HydroReservoir | FR | 2018-09-14 10:00 | 0.63489
HydroReservoir | FR | 2018-09-14 11:00 | 0.63489
HydroReservoir | FR | 2018-09-14 12:00 | 0.63489
HydroReservoir | FR | 2018-09-14 13:00 | 0.63489
HydroReservoir | FR | 2018-09-14 14:00 | 0.63489
HydroReservoir | FR | 2018-09-14 15:00 | 0.63489
HydroReservoir | FR | 2018-09-14 16:00 | 0.63489
HydroReservoir | FR | 2018-09-14 17:00 | 0.70297
HydroReservoir | FR | 2018-09-14 18:00 | 0.73631
HydroReservoir | FR | 2018-09-14 19:00 | 0.73631
HydroReservoir | FR | 2018-09-14 20:00 | 0.73631
HydroReservoir | FR | 2018-09-14 21:00 | 0.73631
HydroReservoir | FR | 2018-09-14 22:00 | 0.73631
HydroReservoir | FR | 2018-09-14 23:00 | 0.73631
HydroReservoir | FR | 2018-09-15 | 0.73631
HydroReservoir | FR | 2018-09-15 01:00 | 0.73631
HydroReservoir | FR | 2018-09-15 02:00 | 0.73631
HydroReservoir | FR | 2018-09-15 03:00 | 0.73631
HydroReservoir | FR | 2018-09-15 04:00 | 0.73631
HydroReservoir | FR | 2018-09-15 05:00 | 0.73631
HydroReservoir | FR | 2018-09-15 06:00 | 0.73631
HydroReservoir | FR | 2018-09-15 07:00 | 0.73631
HydroReservoir | FR | 2018-09-15 08:00 | 0.73631
HydroReservoir | FR | 2018-09-15 09:00 | 0.73631
HydroReservoir | FR | 2018-09-15 10:00 | 0.73631
HydroReservoir | FR | 2018-09-15 11:00 | 0.73631
HydroReservoir | FR | 2018-09-15 12:00 | 0.73631
HydroReservoir | FR | 2018-09-15 13:00 | 0.73631
HydroReservoir | FR | 2018-09-15 14:00 | 0.73631
HydroReservoir | FR | 2018-09-15 15:00 | 0.73631
HydroReservoir | FR | 2018-09-15 16:00 | 0.73631
HydroReservoir | FR | 2018-09-15 17:00 | 0.73631
HydroReservoir | FR | 2018-09-15 18:00 | 0.73631
HydroReservoir | FR | 2018-09-15 19:00 | 0.73631
HydroReservoir | FR | 2018-09-15 20:00 | 0.73631
HydroReservoir | FR | 2018-09-15 21:00 | 0.73631
HydroReservoir | FR | 2018-09-15 22:00 | 0.73631
HydroReservoir | FR | 2018-09-15 23:00 | 0.73631
HydroReservoir | FR | 2018-09-16 | 0.73631
HydroReservoir | FR | 2018-09-16 01:00 | 0.73631
HydroReservoir | FR | 2018-09-16 02:00 | 0.73631
HydroReservoir | FR | 2018-09-16 03:00 | 0.73631
HydroReservoir | FR | 2018-09-16 04:00 | 0.73631
HydroReservoir | FR | 2018-09-16 05:00 | 0.73631
HydroReservoir | FR | 2018-09-16 06:00 | 0.73631
HydroReservoir | FR | 2018-09-16 07:00 | 0.73631
HydroReservoir | FR | 2018-09-16 08:00 | 0.73631
HydroReservoir | FR | 2018-09-16 09:00 | 0.73631
HydroReservoir | FR | 2018-09-16 10:00 | 0.73631
HydroReservoir | FR | 2018-09-16 11:00 | 0.73631
HydroReservoir | FR | 2018-09-16 12:00 | 0.73631
HydroReservoir | FR | 2018-09-16 13:00 | 0.73631
HydroReservoir | FR | 2018-09-16 14:00 | 0.73631
HydroReservoir | FR | 2018-09-16 15:00 | 0.73631
HydroReservoir | FR | 2018-09-16 16:00 | 0.73631
HydroReservoir | FR | 2018-09-16 17:00 | 0.73631
HydroReservoir | FR | 2018-09-16 18:00 | 0.73631
HydroReservoir | FR | 2018-09-16 19:00 | 0.73631
HydroReservoir | FR | 2018-09-16 20:00 | 0.73631
HydroReservoir | FR | 2018-09-16 21:00 | 0.73631
HydroReservoir | FR | 2018-09-16 22:00 | 0.73631
HydroReservoir | FR | 2018-09-16 23:00 | 0.73631
HydroReservoir | FR | 2018-09-17 | 0.73631
HydroReservoir | FR | 2018-09-17 01:00 | 0.73631
HydroReservoir | FR | 2018-09-17 02:00 | 0.73631
HydroReservoir | FR | 2018-09-17 03:00 | 0.73631
HydroReservoir | FR | 2018-09-17 04:00 | 0.73631
HydroReservoir | FR | 2018-09-17 05:00 | 0.73631
HydroReservoir | FR | 2018-09-17 06:00 | 0.73631
HydroReservoir | FR | 2018-09-17 07:00 | 0.73631
HydroReservoir | FR | 2018-09-17 08:00 | 0.68852
HydroReservoir | FR | 2018-09-17 09:00 | 0.68852
HydroReservoir | FR | 2018-09-17 10:00 | 0.68852
HydroReservoir | FR | 2018-09-17 11:00 | 0.68852
HydroReservoir | FR | 2018-09-17 12:00 | 0.68852
HydroReservoir | FR | 2018-09-17 13:00 | 0.68852
HydroReservoir | FR | 2018-09-17 14:00 | 0.68852
HydroReservoir | FR | 2018-09-17 15:00 | 0.68852
HydroReservoir | FR | 2018-09-17 16:00 | 0.68852
HydroReservoir | FR | 2018-09-17 17:00 | 0.68852
HydroReservoir | FR | 2018-09-17 18:00 | 0.68852
HydroReservoir | FR | 2018-09-17 19:00 | 0.68852
HydroReservoir | FR | 2018-09-17 20:00 | 0.68852
HydroReservoir | FR | 2018-09-17 21:00 | 0.68852
HydroReservoir | FR | 2018-09-17 22:00 | 0.68852
HydroReservoir | FR | 2018-09-17 23:00 | 0.68852
HydroReservoir | FR | 2018-09-18 | 0.68852
HydroReservoir | FR | 2018-09-18 01:00 | 0.68852
HydroReservoir | FR | 2018-09-18 02:00 | 0.68852
HydroReservoir | FR | 2018-09-18 03:00 | 0.68852
HydroReservoir | FR | 2018-09-18 04:00 | 0.68852
HydroReservoir | FR | 2018-09-18 05:00 | 0.68852
HydroReservoir | FR | 2018-09-18 06:00 | 0.68852
HydroReservoir | FR | 2018-09-18 07:00 | 0.68852
HydroReservoir | FR | 2018-09-18 08:00 | 0.68852
HydroReservoir | FR | 2018-09-18 09:00 | 0.68852
HydroReservoir | FR | 2018-09-18 10:00 | 0.68852
HydroReservoir | FR | 2018-09-18 11:00 | 0.68852
HydroReservoir | FR | 2018-09-18 12:00 | 0.68852
HydroReservoir | FR | 2018-09-18 13:00 | 0.68852
HydroReservoir | FR | 2018-09-18 14:00 | 0.68852
HydroReservoir | FR | 2018-09-18 15:00 | 0.68852
HydroReservoir | FR | 2018-09-18 16:00 | 0.68852
HydroReservoir | FR | 2018-09-18 17:00 | 0.68852
HydroReservoir | FR | 2018-09-18 18:00 | 0.68852
HydroReservoir | FR | 2018-09-18 19:00 | 0.68852
HydroReservoir | FR | 2018-09-18 20:00 | 0.68852
HydroReservoir | FR | 2018-09-18 21:00 | 0.68852
HydroReservoir | FR | 2018-09-18 22:00 | 0.68852
HydroReservoir | FR | 2018-09-18 23:00 | 0.68852
HydroReservoir | FR | 2018-09-19 | 0.68852
HydroReservoir | FR | 2018-09-19 01:00 | 0.68852
HydroReservoir | FR | 2018-09-19 02:00 | 0.68852
HydroReservoir | FR | 2018-09-19 03:00 | 0.68852
HydroReservoir | FR | 2018-09-19 04:00 | 0.68852
HydroReservoir | FR | 2018-09-19 05:00 | 0.68852
HydroReservoir | FR | 2018-09-19 06:00 | 0.68852
HydroReservoir | FR | 2018-09-19 07:00 | 0.68852
HydroReservoir | FR | 2018-09-19 08:00 | 0.68852
HydroReservoir | FR | 2018-09-19 09:00 | 0.68852
HydroReservoir | FR | 2018-09-19 10:00 | 0.68852
HydroReservoir | FR | 2018-09-19 11:00 | 0.68852
HydroReservoir | FR | 2018-09-19 12:00 | 0.68852
HydroReservoir | FR | 2018-09-19 13:00 | 0.68852
HydroReservoir | FR | 2018-09-19 14:00 | 0.68852
HydroReservoir | FR | 2018-09-19 15:00 | 0.68852
HydroReservoir | FR | 2018-09-19 16:00 | 0.68852
HydroReservoir | FR | 2018-09-19 17:00 | 0.68852
HydroReservoir | FR | 2018-09-19 18:00 | 0.70297
HydroReservoir | FR | 2018-09-19 19:00 | 0.70297
HydroReservoir | FR | 2018-09-19 20:00 | 0.70297
HydroReservoir | FR | 2018-09-19 21:00 | 0.70297
HydroReservoir | FR | 2018-09-19 22:00 | 0.70297
HydroReservoir | FR | 2018-09-19 23:00 | 0.70297
HydroReservoir | FR | 2018-09-20 | 0.70297
HydroReservoir | FR | 2018-09-20 01:00 | 0.70297
HydroReservoir | FR | 2018-09-20 02:00 | 0.70297
HydroReservoir | FR | 2018-09-20 03:00 | 0.70297
HydroReservoir | FR | 2018-09-20 04:00 | 0.70297
HydroReservoir | FR | 2018-09-20 05:00 | 0.70297
HydroReservoir | FR | 2018-09-20 06:00 | 0.70297
HydroReservoir | FR | 2018-09-20 07:00 | 0.65599
HydroReservoir | FR | 2018-09-20 08:00 | 0.65599
HydroReservoir | FR | 2018-09-20 09:00 | 0.65599
HydroReservoir | FR | 2018-09-20 10:00 | 0.65599
HydroReservoir | FR | 2018-09-20 11:00 | 0.65599
HydroReservoir | FR | 2018-09-20 12:00 | 0.67698
HydroReservoir | FR | 2018-09-20 13:00 | 0.67698
HydroReservoir | FR | 2018-09-20 14:00 | 0.67698
HydroReservoir | FR | 2018-09-20 15:00 | 0.67698
HydroReservoir | FR | 2018-09-20 16:00 | 0.68863
HydroReservoir | FR | 2018-09-20 17:00 | 0.71463
HydroReservoir | FR | 2018-09-20 18:00 | 0.71463
HydroReservoir | FR | 2018-09-20 19:00 | 0.71463
HydroReservoir | FR | 2018-09-20 20:00 | 0.71463
HydroReservoir | FR | 2018-09-20 21:00 | 0.71463
HydroReservoir | FR | 2018-09-20 22:00 | 0.71463
HydroReservoir | FR | 2018-09-20 23:00 | 0.71463
HydroReservoir | FR | 2018-09-21 | 0.71463
HydroReservoir | FR | 2018-09-21 01:00 | 0.71463
HydroReservoir | FR | 2018-09-21 02:00 | 0.71463
HydroReservoir | FR | 2018-09-21 03:00 | 0.71463
HydroReservoir | FR | 2018-09-21 04:00 | 0.71463
HydroReservoir | FR | 2018-09-21 05:00 | 0.71463
HydroReservoir | FR | 2018-09-21 06:00 | 0.71463
HydroReservoir | FR | 2018-09-21 07:00 | 0.71463
HydroReservoir | FR | 2018-09-21 08:00 | 0.71463
HydroReservoir | FR | 2018-09-21 09:00 | 0.71463
HydroReservoir | FR | 2018-09-21 10:00 | 0.71463
HydroReservoir | FR | 2018-09-21 11:00 | 0.71463
HydroReservoir | FR | 2018-09-21 12:00 | 0.71463
HydroReservoir | FR | 2018-09-21 13:00 | 0.71463
HydroReservoir | FR | 2018-09-21 14:00 | 0.71463
HydroReservoir | FR | 2018-09-21 15:00 | 0.71463
HydroReservoir | FR | 2018-09-21 16:00 | 0.74261
HydroReservoir | FR | 2018-09-21 17:00 | 0.75963
HydroReservoir | FR | 2018-09-21 18:00 | 0.79297
HydroReservoir | FR | 2018-09-21 19:00 | 0.79297
HydroReservoir | FR | 2018-09-21 20:00 | 0.79297
HydroReservoir | FR | 2018-09-21 21:00 | 0.79297
HydroReservoir | FR | 2018-09-21 22:00 | 0.79297
HydroReservoir | FR | 2018-09-21 23:00 | 0.79297
HydroReservoir | FR | 2018-09-22 | 0.79297
HydroReservoir | FR | 2018-09-22 01:00 | 0.79297
HydroReservoir | FR | 2018-09-22 02:00 | 0.79297
HydroReservoir | FR | 2018-09-22 03:00 | 0.79297
HydroReservoir | FR | 2018-09-22 04:00 | 0.79297
HydroReservoir | FR | 2018-09-22 05:00 | 0.79297
HydroReservoir | FR | 2018-09-22 06:00 | 0.79297
HydroReservoir | FR | 2018-09-22 07:00 | 0.79297
HydroReservoir | FR | 2018-09-22 08:00 | 0.79297
HydroReservoir | FR | 2018-09-22 09:00 | 0.79297
HydroReservoir | FR | 2018-09-22 10:00 | 0.79297
HydroReservoir | FR | 2018-09-22 11:00 | 0.79297
HydroReservoir | FR | 2018-09-22 12:00 | 0.79297
HydroReservoir | FR | 2018-09-22 13:00 | 0.77851
HydroReservoir | FR | 2018-09-22 14:00 | 0.79297
HydroReservoir | FR | 2018-09-22 15:00 | 0.79297
HydroReservoir | FR | 2018-09-22 16:00 | 0.79297
HydroReservoir | FR | 2018-09-22 17:00 | 0.79297
HydroReservoir | FR | 2018-09-22 18:00 | 0.79297
HydroReservoir | FR | 2018-09-22 19:00 | 0.79297
HydroReservoir | FR | 2018-09-22 20:00 | 0.79297
HydroReservoir | FR | 2018-09-22 21:00 | 0.79297
HydroReservoir | FR | 2018-09-22 22:00 | 0.79297
HydroReservoir | FR | 2018-09-22 23:00 | 0.79297
HydroReservoir | FR | 2018-09-23 | 0.79297
HydroReservoir | FR | 2018-09-23 01:00 | 0.79297
HydroReservoir | FR | 2018-09-23 02:00 | 0.79297
HydroReservoir | FR | 2018-09-23 03:00 | 0.79297
HydroReservoir | FR | 2018-09-23 04:00 | 0.79297
HydroReservoir | FR | 2018-09-23 05:00 | 0.79297
HydroReservoir | FR | 2018-09-23 06:00 | 0.79297
HydroReservoir | FR | 2018-09-23 07:00 | 0.79297
HydroReservoir | FR | 2018-09-23 08:00 | 0.79297
HydroReservoir | FR | 2018-09-23 09:00 | 0.79297
HydroReservoir | FR | 2018-09-23 10:00 | 0.79297
HydroReservoir | FR | 2018-09-23 11:00 | 0.79297
HydroReservoir | FR | 2018-09-23 12:00 | 0.79297
HydroReservoir | FR | 2018-09-23 13:00 | 0.79297
HydroReservoir | FR | 2018-09-23 14:00 | 0.79297
HydroReservoir | FR | 2018-09-23 15:00 | 0.79297
HydroReservoir | FR | 2018-09-23 16:00 | 0.79297
HydroReservoir | FR | 2018-09-23 17:00 | 0.79297
HydroReservoir | FR | 2018-09-23 18:00 | 0.79297
HydroReservoir | FR | 2018-09-23 19:00 | 0.79297
HydroReservoir | FR | 2018-09-23 20:00 | 0.79297
HydroReservoir | FR | 2018-09-23 21:00 | 0.79297
HydroReservoir | FR | 2018-09-23 22:00 | 0.79297
HydroReservoir | FR | 2018-09-23 23:00 | 0.79297
HydroReservoir | FR | 2018-09-24 | 0.79297
HydroReservoir | FR | 2018-09-24 01:00 | 0.79297
HydroReservoir | FR | 2018-09-24 02:00 | 0.79297
HydroReservoir | FR | 2018-09-24 03:00 | 0.79297
HydroReservoir | FR | 2018-09-24 04:00 | 0.79297
HydroReservoir | FR | 2018-09-24 05:00 | 0.79297
HydroReservoir | FR | 2018-09-24 06:00 | 0.79297
HydroReservoir | FR | 2018-09-24 07:00 | 0.79297
HydroReservoir | FR | 2018-09-24 08:00 | 0.75963
HydroReservoir | FR | 2018-09-24 09:00 | 0.75963
HydroReservoir | FR | 2018-09-24 10:00 | 0.75963
HydroReservoir | FR | 2018-09-24 11:00 | 0.75963
HydroReservoir | FR | 2018-09-24 12:00 | 0.75963
HydroReservoir | FR | 2018-09-24 13:00 | 0.75963
HydroReservoir | FR | 2018-09-24 14:00 | 0.75963
HydroReservoir | FR | 2018-09-24 15:00 | 0.75963
HydroReservoir | FR | 2018-09-24 16:00 | 0.75963
HydroReservoir | FR | 2018-09-24 17:00 | 0.75963
HydroReservoir | FR | 2018-09-24 18:00 | 0.75963
HydroReservoir | FR | 2018-09-24 19:00 | 0.75963
HydroReservoir | FR | 2018-09-24 20:00 | 0.75963
HydroReservoir | FR | 2018-09-24 21:00 | 0.75963
HydroReservoir | FR | 2018-09-24 22:00 | 0.75963
HydroReservoir | FR | 2018-09-24 23:00 | 0.75963
HydroReservoir | FR | 2018-09-25 | 0.75963
HydroReservoir | FR | 2018-09-25 01:00 | 0.75963
HydroReservoir | FR | 2018-09-25 02:00 | 0.75963
HydroReservoir | FR | 2018-09-25 03:00 | 0.75963
HydroReservoir | FR | 2018-09-25 04:00 | 0.75963
HydroReservoir | FR | 2018-09-25 05:00 | 0.75963
HydroReservoir | FR | 2018-09-25 06:00 | 0.75963
HydroReservoir | FR | 2018-09-25 07:00 | 0.75963
HydroReservoir | FR | 2018-09-25 08:00 | 0.73165
HydroReservoir | FR | 2018-09-25 09:00 | 0.73165
HydroReservoir | FR | 2018-09-25 10:00 | 0.73165
HydroReservoir | FR | 2018-09-25 11:00 | 0.73165
HydroReservoir | FR | 2018-09-25 12:00 | 0.73165
HydroReservoir | FR | 2018-09-25 13:00 | 0.73165
HydroReservoir | FR | 2018-09-25 14:00 | 0.73165
HydroReservoir | FR | 2018-09-25 15:00 | 0.75963
HydroReservoir | FR | 2018-09-25 16:00 | 0.75963
HydroReservoir | FR | 2018-09-25 17:00 | 0.75963
HydroReservoir | FR | 2018-09-25 18:00 | 0.75963
HydroReservoir | FR | 2018-09-25 19:00 | 0.75963
HydroReservoir | FR | 2018-09-25 20:00 | 0.75963
HydroReservoir | FR | 2018-09-25 21:00 | 0.75963
HydroReservoir | FR | 2018-09-25 22:00 | 0.75963
HydroReservoir | FR | 2018-09-25 23:00 | 0.75963
HydroReservoir | FR | 2018-09-26 | 0.75963
HydroReservoir | FR | 2018-09-26 01:00 | 0.75963
HydroReservoir | FR | 2018-09-26 02:00 | 0.75963
HydroReservoir | FR | 2018-09-26 03:00 | 0.75963
HydroReservoir | FR | 2018-09-26 04:00 | 0.75963
HydroReservoir | FR | 2018-09-26 05:00 | 0.75963
HydroReservoir | FR | 2018-09-26 06:00 | 0.75963
HydroReservoir | FR | 2018-09-26 07:00 | 0.75963
HydroReservoir | FR | 2018-09-26 08:00 | 0.75963
HydroReservoir | FR | 2018-09-26 09:00 | 0.75963
HydroReservoir | FR | 2018-09-26 10:00 | 0.75963
HydroReservoir | FR | 2018-09-26 11:00 | 0.75963
HydroReservoir | FR | 2018-09-26 12:00 | 0.75963
HydroReservoir | FR | 2018-09-26 13:00 | 0.75963
HydroReservoir | FR | 2018-09-26 14:00 | 0.75963
HydroReservoir | FR | 2018-09-26 15:00 | 0.75963
HydroReservoir | FR | 2018-09-26 16:00 | 0.75963
HydroReservoir | FR | 2018-09-26 17:00 | 0.75963
HydroReservoir | FR | 2018-09-26 18:00 | 0.75963
HydroReservoir | FR | 2018-09-26 19:00 | 0.75963
HydroReservoir | FR | 2018-09-26 20:00 | 0.75963
HydroReservoir | FR | 2018-09-26 21:00 | 0.75963
HydroReservoir | FR | 2018-09-26 22:00 | 0.74797
HydroReservoir | FR | 2018-09-26 23:00 | 0.75963
HydroReservoir | FR | 2018-09-27 | 0.75963
HydroReservoir | FR | 2018-09-27 01:00 | 0.75963
HydroReservoir | FR | 2018-09-27 02:00 | 0.75963
HydroReservoir | FR | 2018-09-27 03:00 | 0.75963
HydroReservoir | FR | 2018-09-27 04:00 | 0.75963
HydroReservoir | FR | 2018-09-27 05:00 | 0.75963
HydroReservoir | FR | 2018-09-27 06:00 | 0.75963
HydroReservoir | FR | 2018-09-27 07:00 | 0.75963
HydroReservoir | FR | 2018-09-27 08:00 | 0.75963
HydroReservoir | FR | 2018-09-27 09:00 | 0.75963
HydroReservoir | FR | 2018-09-27 10:00 | 0.75963
HydroReservoir | FR | 2018-09-27 11:00 | 0.75963
HydroReservoir | FR | 2018-09-27 12:00 | 0.75963
HydroReservoir | FR | 2018-09-27 13:00 | 0.75963
HydroReservoir | FR | 2018-09-27 14:00 | 0.74797
HydroReservoir | FR | 2018-09-27 15:00 | 0.74797
HydroReservoir | FR | 2018-09-27 16:00 | 0.74797
HydroReservoir | FR | 2018-09-27 17:00 | 0.75963
HydroReservoir | FR | 2018-09-27 18:00 | 0.75963
HydroReservoir | FR | 2018-09-27 19:00 | 0.75963
HydroReservoir | FR | 2018-09-27 20:00 | 0.75963
HydroReservoir | FR | 2018-09-27 21:00 | 0.75963
HydroReservoir | FR | 2018-09-27 22:00 | 0.75963
HydroReservoir | FR | 2018-09-27 23:00 | 0.75963
HydroReservoir | FR | 2018-09-28 | 0.75963
HydroReservoir | FR | 2018-09-28 01:00 | 0.75963
HydroReservoir | FR | 2018-09-28 02:00 | 0.75963
HydroReservoir | FR | 2018-09-28 03:00 | 0.75963
HydroReservoir | FR | 2018-09-28 04:00 | 0.75963
HydroReservoir | FR | 2018-09-28 05:00 | 0.75963
HydroReservoir | FR | 2018-09-28 06:00 | 0.75963
HydroReservoir | FR | 2018-09-28 07:00 | 0.75963
HydroReservoir | FR | 2018-09-28 08:00 | 0.75963
HydroReservoir | FR | 2018-09-28 09:00 | 0.75963
HydroReservoir | FR | 2018-09-28 10:00 | 0.75963
HydroReservoir | FR | 2018-09-28 11:00 | 0.75963
HydroReservoir | FR | 2018-09-28 12:00 | 0.75963
HydroReservoir | FR | 2018-09-28 13:00 | 0.75963
HydroReservoir | FR | 2018-09-28 14:00 | 0.75963
HydroReservoir | FR | 2018-09-28 15:00 | 0.75963
HydroReservoir | FR | 2018-09-28 16:00 | 0.77129
HydroReservoir | FR | 2018-09-28 17:00 | 0.80463
HydroReservoir | FR | 2018-09-28 18:00 | 0.80463
HydroReservoir | FR | 2018-09-28 19:00 | 0.80463
HydroReservoir | FR | 2018-09-28 20:00 | 0.80463
HydroReservoir | FR | 2018-09-28 21:00 | 0.80463
HydroReservoir | FR | 2018-09-28 22:00 | 0.80463
HydroReservoir | FR | 2018-09-28 23:00 | 0.80463
HydroReservoir | FR | 2018-09-29 | 0.80463
HydroReservoir | FR | 2018-09-29 01:00 | 0.80463
HydroReservoir | FR | 2018-09-29 02:00 | 0.80463
HydroReservoir | FR | 2018-09-29 03:00 | 0.80463
HydroReservoir | FR | 2018-09-29 04:00 | 0.80463
HydroReservoir | FR | 2018-09-29 05:00 | 0.80463
HydroReservoir | FR | 2018-09-29 06:00 | 0.80463
HydroReservoir | FR | 2018-09-29 07:00 | 0.80463
HydroReservoir | FR | 2018-09-29 08:00 | 0.80463
HydroReservoir | FR | 2018-09-29 09:00 | 0.80463
HydroReservoir | FR | 2018-09-29 10:00 | 0.80463
HydroReservoir | FR | 2018-09-29 11:00 | 0.80463
HydroReservoir | FR | 2018-09-29 12:00 | 0.80463
HydroReservoir | FR | 2018-09-29 13:00 | 0.80463
HydroReservoir | FR | 2018-09-29 14:00 | 0.80463
HydroReservoir | FR | 2018-09-29 15:00 | 0.80463
HydroReservoir | FR | 2018-09-29 16:00 | 0.80463
HydroReservoir | FR | 2018-09-29 17:00 | 0.80463
HydroReservoir | FR | 2018-09-29 18:00 | 0.80463
HydroReservoir | FR | 2018-09-29 19:00 | 0.80463
HydroReservoir | FR | 2018-09-29 20:00 | 0.80463
HydroReservoir | FR | 2018-09-29 21:00 | 0.80463
HydroReservoir | FR | 2018-09-29 22:00 | 0.80463
HydroReservoir | FR | 2018-09-29 23:00 | 0.80463
HydroReservoir | FR | 2018-09-30 | 0.80463
HydroReservoir | FR | 2018-09-30 01:00 | 0.80463
HydroReservoir | FR | 2018-09-30 02:00 | 0.80463
HydroReservoir | FR | 2018-09-30 03:00 | 0.80463
HydroReservoir | FR | 2018-09-30 04:00 | 0.80463
HydroReservoir | FR | 2018-09-30 05:00 | 0.80463
HydroReservoir | FR | 2018-09-30 06:00 | 0.80463
HydroReservoir | FR | 2018-09-30 07:00 | 0.80463
HydroReservoir | FR | 2018-09-30 08:00 | 0.80463
HydroReservoir | FR | 2018-09-30 09:00 | 0.80463
HydroReservoir | FR | 2018-09-30 10:00 | 0.80463
HydroReservoir | FR | 2018-09-30 11:00 | 0.80463
HydroReservoir | FR | 2018-09-30 12:00 | 0.80463
HydroReservoir | FR | 2018-09-30 13:00 | 0.80463
HydroReservoir | FR | 2018-09-30 14:00 | 0.80463
HydroReservoir | FR | 2018-09-30 15:00 | 0.80463
HydroReservoir | FR | 2018-09-30 16:00 | 0.80463
HydroReservoir | FR | 2018-09-30 17:00 | 0.80463
HydroReservoir | FR | 2018-09-30 18:00 | 0.80463
HydroReservoir | FR | 2018-09-30 19:00 | 0.80463
HydroReservoir | FR | 2018-09-30 20:00 | 0.80463
HydroReservoir | FR | 2018-09-30 21:00 | 0.80463
HydroReservoir | FR | 2018-09-30 22:00 | 0.80463
HydroReservoir | FR | 2018-09-30 23:00 | 0.80463
HydroReservoir | FR | 2018-10-01 | 0.80463
HydroReservoir | FR | 2018-10-01 01:00 | 0.80463
HydroReservoir | FR | 2018-10-01 02:00 | 0.80463
HydroReservoir | FR | 2018-10-01 03:00 | 0.80463
HydroReservoir | FR | 2018-10-01 04:00 | 0.80463
HydroReservoir | FR | 2018-10-01 05:00 | 0.80463
HydroReservoir | FR | 2018-10-01 06:00 | 0.80463
HydroReservoir | FR | 2018-10-01 07:00 | 0.80463
HydroReservoir | FR | 2018-10-01 08:00 | 0.78364
HydroReservoir | FR | 2018-10-01 09:00 | 0.78364
HydroReservoir | FR | 2018-10-01 10:00 | 0.78364
HydroReservoir | FR | 2018-10-01 11:00 | 0.78364
HydroReservoir | FR | 2018-10-01 12:00 | 0.78364
HydroReservoir | FR | 2018-10-01 13:00 | 0.78364
HydroReservoir | FR | 2018-10-01 14:00 | 0.70834
HydroReservoir | FR | 2018-10-01 15:00 | 0.70834
HydroReservoir | FR | 2018-10-01 16:00 | 0.70834
HydroReservoir | FR | 2018-10-01 17:00 | 0.78364
HydroReservoir | FR | 2018-10-01 18:00 | 0.78364
HydroReservoir | FR | 2018-10-01 19:00 | 0.78364
HydroReservoir | FR | 2018-10-01 20:00 | 0.78364
HydroReservoir | FR | 2018-10-01 21:00 | 0.78364
HydroReservoir | FR | 2018-10-01 22:00 | 0.78364
HydroReservoir | FR | 2018-10-01 23:00 | 0.78364
HydroReservoir | FR | 2018-10-02 | 0.78364
HydroReservoir | FR | 2018-10-02 01:00 | 0.78364
HydroReservoir | FR | 2018-10-02 02:00 | 0.78364
HydroReservoir | FR | 2018-10-02 03:00 | 0.78364
HydroReservoir | FR | 2018-10-02 04:00 | 0.78364
HydroReservoir | FR | 2018-10-02 05:00 | 0.78364
HydroReservoir | FR | 2018-10-02 06:00 | 0.78364
HydroReservoir | FR | 2018-10-02 07:00 | 0.78364
HydroReservoir | FR | 2018-10-02 08:00 | 0.78364
HydroReservoir | FR | 2018-10-02 09:00 | 0.78364
HydroReservoir | FR | 2018-10-02 10:00 | 0.78364
HydroReservoir | FR | 2018-10-02 11:00 | 0.78364
HydroReservoir | FR | 2018-10-02 12:00 | 0.78364
HydroReservoir | FR | 2018-10-02 13:00 | 0.78364
HydroReservoir | FR | 2018-10-02 14:00 | 0.78364
HydroReservoir | FR | 2018-10-02 15:00 | 0.78364
HydroReservoir | FR | 2018-10-02 16:00 | 0.78364
HydroReservoir | FR | 2018-10-02 17:00 | 0.78364
HydroReservoir | FR | 2018-10-02 18:00 | 0.78364
HydroReservoir | FR | 2018-10-02 19:00 | 0.78364
HydroReservoir | FR | 2018-10-02 20:00 | 0.78364
HydroReservoir | FR | 2018-10-02 21:00 | 0.78364
HydroReservoir | FR | 2018-10-02 22:00 | 0.78364
HydroReservoir | FR | 2018-10-02 23:00 | 0.78364
HydroReservoir | FR | 2018-10-03 | 0.78364
HydroReservoir | FR | 2018-10-03 01:00 | 0.78364
HydroReservoir | FR | 2018-10-03 02:00 | 0.78364
HydroReservoir | FR | 2018-10-03 03:00 | 0.78364
HydroReservoir | FR | 2018-10-03 04:00 | 0.78364
HydroReservoir | FR | 2018-10-03 05:00 | 0.78364
HydroReservoir | FR | 2018-10-03 06:00 | 0.78364
HydroReservoir | FR | 2018-10-03 07:00 | 0.78364
HydroReservoir | FR | 2018-10-03 08:00 | 0.78364
HydroReservoir | FR | 2018-10-03 09:00 | 0.78364
HydroReservoir | FR | 2018-10-03 10:00 | 0.78364
HydroReservoir | FR | 2018-10-03 11:00 | 0.78364
HydroReservoir | FR | 2018-10-03 12:00 | 0.78364
HydroReservoir | FR | 2018-10-03 13:00 | 0.78364
HydroReservoir | FR | 2018-10-03 14:00 | 0.78364
HydroReservoir | FR | 2018-10-03 15:00 | 0.78364
HydroReservoir | FR | 2018-10-03 16:00 | 0.78364
HydroReservoir | FR | 2018-10-03 17:00 | 0.78364
HydroReservoir | FR | 2018-10-03 18:00 | 0.78364
HydroReservoir | FR | 2018-10-03 19:00 | 0.78364
HydroReservoir | FR | 2018-10-03 20:00 | 0.78364
HydroReservoir | FR | 2018-10-03 21:00 | 0.78364
HydroReservoir | FR | 2018-10-03 22:00 | 0.78364
HydroReservoir | FR | 2018-10-03 23:00 | 0.78364
HydroReservoir | FR | 2018-10-04 | 0.78364
HydroReservoir | FR | 2018-10-04 01:00 | 0.78364
HydroReservoir | FR | 2018-10-04 02:00 | 0.78364
HydroReservoir | FR | 2018-10-04 03:00 | 0.78364
HydroReservoir | FR | 2018-10-04 04:00 | 0.78364
HydroReservoir | FR | 2018-10-04 05:00 | 0.78364
HydroReservoir | FR | 2018-10-04 06:00 | 0.78364
HydroReservoir | FR | 2018-10-04 07:00 | 0.78364
HydroReservoir | FR | 2018-10-04 08:00 | 0.78364
HydroReservoir | FR | 2018-10-04 09:00 | 0.78364
HydroReservoir | FR | 2018-10-04 10:00 | 0.76662
HydroReservoir | FR | 2018-10-04 11:00 | 0.76662
HydroReservoir | FR | 2018-10-04 12:00 | 0.76662
HydroReservoir | FR | 2018-10-04 13:00 | 0.76662
HydroReservoir | FR | 2018-10-04 14:00 | 0.76662
HydroReservoir | FR | 2018-10-04 15:00 | 0.76662
HydroReservoir | FR | 2018-10-04 16:00 | 0.76662
HydroReservoir | FR | 2018-10-04 17:00 | 0.78364
HydroReservoir | FR | 2018-10-04 18:00 | 0.78364
HydroReservoir | FR | 2018-10-04 19:00 | 0.78364
HydroReservoir | FR | 2018-10-04 20:00 | 0.78364
HydroReservoir | FR | 2018-10-04 21:00 | 0.78364
HydroReservoir | FR | 2018-10-04 22:00 | 0.78364
HydroReservoir | FR | 2018-10-04 23:00 | 0.78364
HydroReservoir | FR | 2018-10-05 | 0.78364
HydroReservoir | FR | 2018-10-05 01:00 | 0.78364
HydroReservoir | FR | 2018-10-05 02:00 | 0.78364
HydroReservoir | FR | 2018-10-05 03:00 | 0.78364
HydroReservoir | FR | 2018-10-05 04:00 | 0.78364
HydroReservoir | FR | 2018-10-05 05:00 | 0.78364
HydroReservoir | FR | 2018-10-05 06:00 | 0.78364
HydroReservoir | FR | 2018-10-05 07:00 | 0.78364
HydroReservoir | FR | 2018-10-05 08:00 | 0.78364
HydroReservoir | FR | 2018-10-05 09:00 | 0.78364
HydroReservoir | FR | 2018-10-05 10:00 | 0.78364
HydroReservoir | FR | 2018-10-05 11:00 | 0.78364
HydroReservoir | FR | 2018-10-05 12:00 | 0.78364
HydroReservoir | FR | 2018-10-05 13:00 | 0.78364
HydroReservoir | FR | 2018-10-05 14:00 | 0.78364
HydroReservoir | FR | 2018-10-05 15:00 | 0.78364
HydroReservoir | FR | 2018-10-05 16:00 | 0.78364
HydroReservoir | FR | 2018-10-05 17:00 | 0.78364
HydroReservoir | FR | 2018-10-05 18:00 | 0.78364
HydroReservoir | FR | 2018-10-05 19:00 | 0.78364
HydroReservoir | FR | 2018-10-05 20:00 | 0.78364
HydroReservoir | FR | 2018-10-05 21:00 | 0.78364
HydroReservoir | FR | 2018-10-05 22:00 | 0.78364
HydroReservoir | FR | 2018-10-05 23:00 | 0.78364
HydroReservoir | FR | 2018-10-06 | 0.78364
HydroReservoir | FR | 2018-10-06 01:00 | 0.78364
HydroReservoir | FR | 2018-10-06 02:00 | 0.78364
HydroReservoir | FR | 2018-10-06 03:00 | 0.78364
HydroReservoir | FR | 2018-10-06 04:00 | 0.78364
HydroReservoir | FR | 2018-10-06 05:00 | 0.78364
HydroReservoir | FR | 2018-10-06 06:00 | 0.78364
HydroReservoir | FR | 2018-10-06 07:00 | 0.78364
HydroReservoir | FR | 2018-10-06 08:00 | 0.78364
HydroReservoir | FR | 2018-10-06 09:00 | 0.78364
HydroReservoir | FR | 2018-10-06 10:00 | 0.78364
HydroReservoir | FR | 2018-10-06 11:00 | 0.78364
HydroReservoir | FR | 2018-10-06 12:00 | 0.78364
HydroReservoir | FR | 2018-10-06 13:00 | 0.78364
HydroReservoir | FR | 2018-10-06 14:00 | 0.78364
HydroReservoir | FR | 2018-10-06 15:00 | 0.78364
HydroReservoir | FR | 2018-10-06 16:00 | 0.78364
HydroReservoir | FR | 2018-10-06 17:00 | 0.78364
HydroReservoir | FR | 2018-10-06 18:00 | 0.78364
HydroReservoir | FR | 2018-10-06 19:00 | 0.78364
HydroReservoir | FR | 2018-10-06 20:00 | 0.78364
HydroReservoir | FR | 2018-10-06 21:00 | 0.78364
HydroReservoir | FR | 2018-10-06 22:00 | 0.78364
HydroReservoir | FR | 2018-10-06 23:00 | 0.78364
HydroReservoir | FR | 2018-10-07 | 0.78364
HydroReservoir | FR | 2018-10-07 01:00 | 0.78364
HydroReservoir | FR | 2018-10-07 02:00 | 0.78364
HydroReservoir | FR | 2018-10-07 03:00 | 0.78364
HydroReservoir | FR | 2018-10-07 04:00 | 0.78364
HydroReservoir | FR | 2018-10-07 05:00 | 0.78364
HydroReservoir | FR | 2018-10-07 06:00 | 0.78364
HydroReservoir | FR | 2018-10-07 07:00 | 0.78364
HydroReservoir | FR | 2018-10-07 08:00 | 0.78364
HydroReservoir | FR | 2018-10-07 09:00 | 0.78364
HydroReservoir | FR | 2018-10-07 10:00 | 0.78364
HydroReservoir | FR | 2018-10-07 11:00 | 0.78364
HydroReservoir | FR | 2018-10-07 12:00 | 0.78364
HydroReservoir | FR | 2018-10-07 13:00 | 0.78364
HydroReservoir | FR | 2018-10-07 14:00 | 0.78364
HydroReservoir | FR | 2018-10-07 15:00 | 0.78364
HydroReservoir | FR | 2018-10-07 16:00 | 0.78364
HydroReservoir | FR | 2018-10-07 17:00 | 0.78364
HydroReservoir | FR | 2018-10-07 18:00 | 0.78364
HydroReservoir | FR | 2018-10-07 19:00 | 0.78364
HydroReservoir | FR | 2018-10-07 20:00 | 0.78364
HydroReservoir | FR | 2018-10-07 21:00 | 0.78364
HydroReservoir | FR | 2018-10-07 22:00 | 0.78364
HydroReservoir | FR | 2018-10-07 23:00 | 0.78364
HydroReservoir | FR | 2018-10-08 | 0.78364
HydroReservoir | FR | 2018-10-08 01:00 | 0.78364
HydroReservoir | FR | 2018-10-08 02:00 | 0.78364
HydroReservoir | FR | 2018-10-08 03:00 | 0.78364
HydroReservoir | FR | 2018-10-08 04:00 | 0.78364
HydroReservoir | FR | 2018-10-08 05:00 | 0.78364
HydroReservoir | FR | 2018-10-08 06:00 | 0.78364
HydroReservoir | FR | 2018-10-08 07:00 | 0.74098
HydroReservoir | FR | 2018-10-08 08:00 | 0.77618
HydroReservoir | FR | 2018-10-08 09:00 | 0.77618
HydroReservoir | FR | 2018-10-08 10:00 | 0.77618
HydroReservoir | FR | 2018-10-08 11:00 | 0.77618
HydroReservoir | FR | 2018-10-08 12:00 | 0.77618
HydroReservoir | FR | 2018-10-08 13:00 | 0.77618
HydroReservoir | FR | 2018-10-08 14:00 | 0.76289
HydroReservoir | FR | 2018-10-08 15:00 | 0.76289
HydroReservoir | FR | 2018-10-08 16:00 | 0.77665
HydroReservoir | FR | 2018-10-08 17:00 | 0.78994
HydroReservoir | FR | 2018-10-08 18:00 | 0.78994
HydroReservoir | FR | 2018-10-08 19:00 | 0.78994
HydroReservoir | FR | 2018-10-08 20:00 | 0.78994
HydroReservoir | FR | 2018-10-08 21:00 | 0.78994
HydroReservoir | FR | 2018-10-08 22:00 | 0.78994
HydroReservoir | FR | 2018-10-08 23:00 | 0.78994
HydroReservoir | FR | 2018-10-09 | 0.78994
HydroReservoir | FR | 2018-10-09 01:00 | 0.78994
HydroReservoir | FR | 2018-10-09 02:00 | 0.78994
HydroReservoir | FR | 2018-10-09 03:00 | 0.78994
HydroReservoir | FR | 2018-10-09 04:00 | 0.78994
HydroReservoir | FR | 2018-10-09 05:00 | 0.78994
HydroReservoir | FR | 2018-10-09 06:00 | 0.78994
HydroReservoir | FR | 2018-10-09 07:00 | 0.78994
HydroReservoir | FR | 2018-10-09 08:00 | 0.77618
HydroReservoir | FR | 2018-10-09 09:00 | 0.77618
HydroReservoir | FR | 2018-10-09 10:00 | 0.77618
HydroReservoir | FR | 2018-10-09 11:00 | 0.77618
HydroReservoir | FR | 2018-10-09 12:00 | 0.77618
HydroReservoir | FR | 2018-10-09 13:00 | 0.77618
HydroReservoir | FR | 2018-10-09 14:00 | 0.82385
HydroReservoir | FR | 2018-10-09 15:00 | 0.82385
HydroReservoir | FR | 2018-10-09 16:00 | 0.83761
HydroReservoir | FR | 2018-10-09 17:00 | 0.83761
HydroReservoir | FR | 2018-10-09 18:00 | 0.83761
HydroReservoir | FR | 2018-10-09 19:00 | 0.83761
HydroReservoir | FR | 2018-10-09 20:00 | 0.83761
HydroReservoir | FR | 2018-10-09 21:00 | 0.83761
HydroReservoir | FR | 2018-10-09 22:00 | 0.83761
HydroReservoir | FR | 2018-10-09 23:00 | 0.83761
HydroReservoir | FR | 2018-10-10 | 0.83761
HydroReservoir | FR | 2018-10-10 01:00 | 0.83761
HydroReservoir | FR | 2018-10-10 02:00 | 0.83761
HydroReservoir | FR | 2018-10-10 03:00 | 0.83761
HydroReservoir | FR | 2018-10-10 04:00 | 0.83761
HydroReservoir | FR | 2018-10-10 05:00 | 0.83761
HydroReservoir | FR | 2018-10-10 06:00 | 0.83761
HydroReservoir | FR | 2018-10-10 07:00 | 0.83761
HydroReservoir | FR | 2018-10-10 08:00 | 0.82385
HydroReservoir | FR | 2018-10-10 09:00 | 0.82385
HydroReservoir | FR | 2018-10-10 10:00 | 0.80833
HydroReservoir | FR | 2018-10-10 11:00 | 0.80833
HydroReservoir | FR | 2018-10-10 12:00 | 0.82385
HydroReservoir | FR | 2018-10-10 13:00 | 0.82385
HydroReservoir | FR | 2018-10-10 14:00 | 0.82385
HydroReservoir | FR | 2018-10-10 15:00 | 0.82385
HydroReservoir | FR | 2018-10-10 16:00 | 0.83761
HydroReservoir | FR | 2018-10-10 17:00 | 0.83761
HydroReservoir | FR | 2018-10-10 18:00 | 0.83761
HydroReservoir | FR | 2018-10-10 19:00 | 0.83761
HydroReservoir | FR | 2018-10-10 20:00 | 0.83761
HydroReservoir | FR | 2018-10-10 21:00 | 0.83761
HydroReservoir | FR | 2018-10-10 22:00 | 0.83761
HydroReservoir | FR | 2018-10-10 23:00 | 0.83761
HydroReservoir | FR | 2018-10-11 | 0.83761
HydroReservoir | FR | 2018-10-11 01:00 | 0.83761
HydroReservoir | FR | 2018-10-11 02:00 | 0.83761
HydroReservoir | FR | 2018-10-11 03:00 | 0.83761
HydroReservoir | FR | 2018-10-11 04:00 | 0.83761
HydroReservoir | FR | 2018-10-11 05:00 | 0.83761
HydroReservoir | FR | 2018-10-11 06:00 | 0.83761
HydroReservoir | FR | 2018-10-11 07:00 | 0.83761
HydroReservoir | FR | 2018-10-11 08:00 | 0.82385
HydroReservoir | FR | 2018-10-11 09:00 | 0.82385
HydroReservoir | FR | 2018-10-11 10:00 | 0.82385
HydroReservoir | FR | 2018-10-11 11:00 | 0.83819
HydroReservoir | FR | 2018-10-11 12:00 | 0.83819
HydroReservoir | FR | 2018-10-11 13:00 | 0.83819
HydroReservoir | FR | 2018-10-11 14:00 | 0.81721
HydroReservoir | FR | 2018-10-11 15:00 | 0.81721
HydroReservoir | FR | 2018-10-11 16:00 | 0.83096
HydroReservoir | FR | 2018-10-11 17:00 | 0.83096
HydroReservoir | FR | 2018-10-11 18:00 | 0.85195
HydroReservoir | FR | 2018-10-11 19:00 | 0.85195
HydroReservoir | FR | 2018-10-11 20:00 | 0.85195
HydroReservoir | FR | 2018-10-11 21:00 | 0.85195
HydroReservoir | FR | 2018-10-11 22:00 | 0.85195
HydroReservoir | FR | 2018-10-11 23:00 | 0.85195
HydroReservoir | FR | 2018-10-12 | 0.85195
HydroReservoir | FR | 2018-10-12 01:00 | 0.85195
HydroReservoir | FR | 2018-10-12 02:00 | 0.85195
HydroReservoir | FR | 2018-10-12 03:00 | 0.85195
HydroReservoir | FR | 2018-10-12 04:00 | 0.85195
HydroReservoir | FR | 2018-10-12 05:00 | 0.85195
HydroReservoir | FR | 2018-10-12 06:00 | 0.85195
HydroReservoir | FR | 2018-10-12 07:00 | 0.85195
HydroReservoir | FR | 2018-10-12 08:00 | 0.83819
HydroReservoir | FR | 2018-10-12 09:00 | 0.83819
HydroReservoir | FR | 2018-10-12 10:00 | 0.83819
HydroReservoir | FR | 2018-10-12 11:00 | 0.83819
HydroReservoir | FR | 2018-10-12 12:00 | 0.83819
HydroReservoir | FR | 2018-10-12 13:00 | 0.83819
HydroReservoir | FR | 2018-10-12 14:00 | 0.83819
HydroReservoir | FR | 2018-10-12 15:00 | 0.87153
HydroReservoir | FR | 2018-10-12 16:00 | 0.88529
HydroReservoir | FR | 2018-10-12 17:00 | 0.90627
HydroReservoir | FR | 2018-10-12 18:00 | 0.90627
HydroReservoir | FR | 2018-10-12 19:00 | 0.90627
HydroReservoir | FR | 2018-10-12 20:00 | 0.90627
HydroReservoir | FR | 2018-10-12 21:00 | 0.90627
HydroReservoir | FR | 2018-10-12 22:00 | 0.90627
HydroReservoir | FR | 2018-10-12 23:00 | 0.90627
HydroReservoir | FR | 2018-10-13 | 0.90627
HydroReservoir | FR | 2018-10-13 01:00 | 0.90627
HydroReservoir | FR | 2018-10-13 02:00 | 0.90627
HydroReservoir | FR | 2018-10-13 03:00 | 0.90627
HydroReservoir | FR | 2018-10-13 04:00 | 0.90627
HydroReservoir | FR | 2018-10-13 05:00 | 0.90627
HydroReservoir | FR | 2018-10-13 06:00 | 0.90627
HydroReservoir | FR | 2018-10-13 07:00 | 0.90627
HydroReservoir | FR | 2018-10-13 08:00 | 0.90627
HydroReservoir | FR | 2018-10-13 09:00 | 0.90627
HydroReservoir | FR | 2018-10-13 10:00 | 0.90627
HydroReservoir | FR | 2018-10-13 11:00 | 0.90627
HydroReservoir | FR | 2018-10-13 12:00 | 0.90627
HydroReservoir | FR | 2018-10-13 13:00 | 0.90627
HydroReservoir | FR | 2018-10-13 14:00 | 0.90627
HydroReservoir | FR | 2018-10-13 15:00 | 0.90627
HydroReservoir | FR | 2018-10-13 16:00 | 0.90627
HydroReservoir | FR | 2018-10-13 17:00 | 0.90627
HydroReservoir | FR | 2018-10-13 18:00 | 0.90627
HydroReservoir | FR | 2018-10-13 19:00 | 0.90627
HydroReservoir | FR | 2018-10-13 20:00 | 0.90627
HydroReservoir | FR | 2018-10-13 21:00 | 0.90627
HydroReservoir | FR | 2018-10-13 22:00 | 0.90627
HydroReservoir | FR | 2018-10-13 23:00 | 0.90627
HydroReservoir | FR | 2018-10-14 | 0.90627
HydroReservoir | FR | 2018-10-14 01:00 | 0.90627
HydroReservoir | FR | 2018-10-14 02:00 | 0.90627
HydroReservoir | FR | 2018-10-14 03:00 | 0.90627
HydroReservoir | FR | 2018-10-14 04:00 | 0.90627
HydroReservoir | FR | 2018-10-14 05:00 | 0.90627
HydroReservoir | FR | 2018-10-14 06:00 | 0.90627
HydroReservoir | FR | 2018-10-14 07:00 | 0.90627
HydroReservoir | FR | 2018-10-14 08:00 | 0.90627
HydroReservoir | FR | 2018-10-14 09:00 | 0.90627
HydroReservoir | FR | 2018-10-14 10:00 | 0.90627
HydroReservoir | FR | 2018-10-14 11:00 | 0.90627
HydroReservoir | FR | 2018-10-14 12:00 | 0.90627
HydroReservoir | FR | 2018-10-14 13:00 | 0.90627
HydroReservoir | FR | 2018-10-14 14:00 | 0.90627
HydroReservoir | FR | 2018-10-14 15:00 | 0.90627
HydroReservoir | FR | 2018-10-14 16:00 | 0.90627
HydroReservoir | FR | 2018-10-14 17:00 | 0.90627
HydroReservoir | FR | 2018-10-14 18:00 | 0.90627
HydroReservoir | FR | 2018-10-14 19:00 | 0.90627
HydroReservoir | FR | 2018-10-14 20:00 | 0.90627
HydroReservoir | FR | 2018-10-14 21:00 | 0.90627
HydroReservoir | FR | 2018-10-14 22:00 | 0.90627
HydroReservoir | FR | 2018-10-14 23:00 | 0.90627
HydroReservoir | FR | 2018-10-15 | 0.90627
HydroReservoir | FR | 2018-10-15 01:00 | 0.90627
HydroReservoir | FR | 2018-10-15 02:00 | 0.90627
HydroReservoir | FR | 2018-10-15 03:00 | 0.90627
HydroReservoir | FR | 2018-10-15 04:00 | 0.90627
HydroReservoir | FR | 2018-10-15 05:00 | 0.90627
HydroReservoir | FR | 2018-10-15 06:00 | 0.90627
HydroReservoir | FR | 2018-10-15 07:00 | 0.90627
HydroReservoir | FR | 2018-10-15 08:00 | 0.85055
HydroReservoir | FR | 2018-10-15 09:00 | 0.85055
HydroReservoir | FR | 2018-10-15 10:00 | 0.85055
HydroReservoir | FR | 2018-10-15 11:00 | 0.85055
HydroReservoir | FR | 2018-10-15 12:00 | 0.85055
HydroReservoir | FR | 2018-10-15 13:00 | 0.85055
HydroReservoir | FR | 2018-10-15 14:00 | 0.79459
HydroReservoir | FR | 2018-10-15 15:00 | 0.79459
HydroReservoir | FR | 2018-10-15 16:00 | 0.8643
HydroReservoir | FR | 2018-10-15 17:00 | 0.8643
HydroReservoir | FR | 2018-10-15 18:00 | 0.8643
HydroReservoir | FR | 2018-10-15 19:00 | 0.8643
HydroReservoir | FR | 2018-10-15 20:00 | 0.8643
HydroReservoir | FR | 2018-10-15 21:00 | 0.8643
HydroReservoir | FR | 2018-10-15 22:00 | 0.8643
HydroReservoir | FR | 2018-10-15 23:00 | 0.8643
HydroReservoir | FR | 2018-10-16 | 0.8643
HydroReservoir | FR | 2018-10-16 01:00 | 0.8643
HydroReservoir | FR | 2018-10-16 02:00 | 0.8643
HydroReservoir | FR | 2018-10-16 03:00 | 0.8643
HydroReservoir | FR | 2018-10-16 04:00 | 0.8643
HydroReservoir | FR | 2018-10-16 05:00 | 0.8643
HydroReservoir | FR | 2018-10-16 06:00 | 0.8643
HydroReservoir | FR | 2018-10-16 07:00 | 0.8643
HydroReservoir | FR | 2018-10-16 08:00 | 0.85055
HydroReservoir | FR | 2018-10-16 09:00 | 0.85055
HydroReservoir | FR | 2018-10-16 10:00 | 0.85055
HydroReservoir | FR | 2018-10-16 11:00 | 0.85055
HydroReservoir | FR | 2018-10-16 12:00 | 0.85055
HydroReservoir | FR | 2018-10-16 13:00 | 0.85055
HydroReservoir | FR | 2018-10-16 14:00 | 0.85055
HydroReservoir | FR | 2018-10-16 15:00 | 0.85055
HydroReservoir | FR | 2018-10-16 16:00 | 0.8643
HydroReservoir | FR | 2018-10-16 17:00 | 0.8643
HydroReservoir | FR | 2018-10-16 18:00 | 0.8643
HydroReservoir | FR | 2018-10-16 19:00 | 0.8643
HydroReservoir | FR | 2018-10-16 20:00 | 0.8643
HydroReservoir | FR | 2018-10-16 21:00 | 0.8643
HydroReservoir | FR | 2018-10-16 22:00 | 0.8643
HydroReservoir | FR | 2018-10-16 23:00 | 0.8643
HydroReservoir | FR | 2018-10-17 | 0.8643
HydroReservoir | FR | 2018-10-17 01:00 | 0.8643
HydroReservoir | FR | 2018-10-17 02:00 | 0.8643
HydroReservoir | FR | 2018-10-17 03:00 | 0.8643
HydroReservoir | FR | 2018-10-17 04:00 | 0.8643
HydroReservoir | FR | 2018-10-17 05:00 | 0.8643
HydroReservoir | FR | 2018-10-17 06:00 | 0.8643
HydroReservoir | FR | 2018-10-17 07:00 | 0.8643
HydroReservoir | FR | 2018-10-17 08:00 | 0.82956
HydroReservoir | FR | 2018-10-17 09:00 | 0.82956
HydroReservoir | FR | 2018-10-17 10:00 | 0.82956
HydroReservoir | FR | 2018-10-17 11:00 | 0.82956
HydroReservoir | FR | 2018-10-17 12:00 | 0.82956
HydroReservoir | FR | 2018-10-17 13:00 | 0.82956
HydroReservoir | FR | 2018-10-17 14:00 | 0.82956
HydroReservoir | FR | 2018-10-17 15:00 | 0.82956
HydroReservoir | FR | 2018-10-17 16:00 | 0.84332
HydroReservoir | FR | 2018-10-17 17:00 | 0.84332
HydroReservoir | FR | 2018-10-17 18:00 | 0.84332
HydroReservoir | FR | 2018-10-17 19:00 | 0.84332
HydroReservoir | FR | 2018-10-17 20:00 | 0.84332
HydroReservoir | FR | 2018-10-17 21:00 | 0.84332
HydroReservoir | FR | 2018-10-17 22:00 | 0.84332
HydroReservoir | FR | 2018-10-17 23:00 | 0.84332
HydroReservoir | FR | 2018-10-18 | 0.84332
HydroReservoir | FR | 2018-10-18 01:00 | 0.84332
HydroReservoir | FR | 2018-10-18 02:00 | 0.84332
HydroReservoir | FR | 2018-10-18 03:00 | 0.84332
HydroReservoir | FR | 2018-10-18 04:00 | 0.84332
HydroReservoir | FR | 2018-10-18 05:00 | 0.84332
HydroReservoir | FR | 2018-10-18 06:00 | 0.84332
HydroReservoir | FR | 2018-10-18 07:00 | 0.84332
HydroReservoir | FR | 2018-10-18 08:00 | 0.82956
HydroReservoir | FR | 2018-10-18 09:00 | 0.82956
HydroReservoir | FR | 2018-10-18 10:00 | 0.82956
HydroReservoir | FR | 2018-10-18 11:00 | 0.82956
HydroReservoir | FR | 2018-10-18 12:00 | 0.82956
HydroReservoir | FR | 2018-10-18 13:00 | 0.82956
HydroReservoir | FR | 2018-10-18 14:00 | 0.82956
HydroReservoir | FR | 2018-10-18 15:00 | 0.82956
HydroReservoir | FR | 2018-10-18 16:00 | 0.84332
HydroReservoir | FR | 2018-10-18 17:00 | 0.8643
HydroReservoir | FR | 2018-10-18 18:00 | 0.8643
HydroReservoir | FR | 2018-10-18 19:00 | 0.8643
HydroReservoir | FR | 2018-10-18 20:00 | 0.8643
HydroReservoir | FR | 2018-10-18 21:00 | 0.8643
HydroReservoir | FR | 2018-10-18 22:00 | 0.8643
HydroReservoir | FR | 2018-10-18 23:00 | 0.8643
HydroReservoir | FR | 2018-10-19 | 0.8643
HydroReservoir | FR | 2018-10-19 01:00 | 0.8643
HydroReservoir | FR | 2018-10-19 02:00 | 0.8643
HydroReservoir | FR | 2018-10-19 03:00 | 0.8643
HydroReservoir | FR | 2018-10-19 04:00 | 0.8643
HydroReservoir | FR | 2018-10-19 05:00 | 0.8643
HydroReservoir | FR | 2018-10-19 06:00 | 0.8643
HydroReservoir | FR | 2018-10-19 07:00 | 0.8643
HydroReservoir | FR | 2018-10-19 08:00 | 0.85055
HydroReservoir | FR | 2018-10-19 09:00 | 0.85055
HydroReservoir | FR | 2018-10-19 10:00 | 0.85055
HydroReservoir | FR | 2018-10-19 11:00 | 0.85055
HydroReservoir | FR | 2018-10-19 12:00 | 0.85055
HydroReservoir | FR | 2018-10-19 13:00 | 0.85055
HydroReservoir | FR | 2018-10-19 14:00 | 0.81732
HydroReservoir | FR | 2018-10-19 15:00 | 0.85055
HydroReservoir | FR | 2018-10-19 16:00 | 0.88529
HydroReservoir | FR | 2018-10-19 17:00 | 0.90627
HydroReservoir | FR | 2018-10-19 18:00 | 0.90627
HydroReservoir | FR | 2018-10-19 19:00 | 0.90627
HydroReservoir | FR | 2018-10-19 20:00 | 0.90627
HydroReservoir | FR | 2018-10-19 21:00 | 0.90627
HydroReservoir | FR | 2018-10-19 22:00 | 0.90627
HydroReservoir | FR | 2018-10-19 23:00 | 0.90627
HydroReservoir | FR | 2018-10-20 | 0.90627
HydroReservoir | FR | 2018-10-20 01:00 | 0.90627
HydroReservoir | FR | 2018-10-20 02:00 | 0.90627
HydroReservoir | FR | 2018-10-20 03:00 | 0.90627
HydroReservoir | FR | 2018-10-20 04:00 | 0.90627
HydroReservoir | FR | 2018-10-20 05:00 | 0.90627
HydroReservoir | FR | 2018-10-20 06:00 | 0.90627
HydroReservoir | FR | 2018-10-20 07:00 | 0.90627
HydroReservoir | FR | 2018-10-20 08:00 | 0.90627
HydroReservoir | FR | 2018-10-20 09:00 | 0.90627
HydroReservoir | FR | 2018-10-20 10:00 | 0.90627
HydroReservoir | FR | 2018-10-20 11:00 | 0.90627
HydroReservoir | FR | 2018-10-20 12:00 | 0.90627
HydroReservoir | FR | 2018-10-20 13:00 | 0.90627
HydroReservoir | FR | 2018-10-20 14:00 | 0.90627
HydroReservoir | FR | 2018-10-20 15:00 | 0.90627
HydroReservoir | FR | 2018-10-20 16:00 | 0.90627
HydroReservoir | FR | 2018-10-20 17:00 | 0.90627
HydroReservoir | FR | 2018-10-20 18:00 | 0.90627
HydroReservoir | FR | 2018-10-20 19:00 | 0.90627
HydroReservoir | FR | 2018-10-20 20:00 | 0.90627
HydroReservoir | FR | 2018-10-20 21:00 | 0.90627
HydroReservoir | FR | 2018-10-20 22:00 | 0.90627
HydroReservoir | FR | 2018-10-20 23:00 | 0.90627
HydroReservoir | FR | 2018-10-21 | 0.90627
HydroReservoir | FR | 2018-10-21 01:00 | 0.90627
HydroReservoir | FR | 2018-10-21 02:00 | 0.90627
HydroReservoir | FR | 2018-10-21 03:00 | 0.90627
HydroReservoir | FR | 2018-10-21 04:00 | 0.90627
HydroReservoir | FR | 2018-10-21 05:00 | 0.90627
HydroReservoir | FR | 2018-10-21 06:00 | 0.90627
HydroReservoir | FR | 2018-10-21 07:00 | 0.90627
HydroReservoir | FR | 2018-10-21 08:00 | 0.90627
HydroReservoir | FR | 2018-10-21 09:00 | 0.90627
HydroReservoir | FR | 2018-10-21 10:00 | 0.90627
HydroReservoir | FR | 2018-10-21 11:00 | 0.90627
HydroReservoir | FR | 2018-10-21 12:00 | 0.90627
HydroReservoir | FR | 2018-10-21 13:00 | 0.90627
HydroReservoir | FR | 2018-10-21 14:00 | 0.90627
HydroReservoir | FR | 2018-10-21 15:00 | 0.90627
HydroReservoir | FR | 2018-10-21 16:00 | 0.90627
HydroReservoir | FR | 2018-10-21 17:00 | 0.90627
HydroReservoir | FR | 2018-10-21 18:00 | 0.90627
HydroReservoir | FR | 2018-10-21 19:00 | 0.90627
HydroReservoir | FR | 2018-10-21 20:00 | 0.90627
HydroReservoir | FR | 2018-10-21 21:00 | 0.90627
HydroReservoir | FR | 2018-10-21 22:00 | 0.90627
HydroReservoir | FR | 2018-10-21 23:00 | 0.90627
HydroReservoir | FR | 2018-10-22 | 0.90627
HydroReservoir | FR | 2018-10-22 01:00 | 0.90627
HydroReservoir | FR | 2018-10-22 02:00 | 0.90627
HydroReservoir | FR | 2018-10-22 03:00 | 0.90627
HydroReservoir | FR | 2018-10-22 04:00 | 0.90627
HydroReservoir | FR | 2018-10-22 05:00 | 0.90627
HydroReservoir | FR | 2018-10-22 06:00 | 0.90627
HydroReservoir | FR | 2018-10-22 07:00 | 0.94894
HydroReservoir | FR | 2018-10-22 08:00 | 0.93518
HydroReservoir | FR | 2018-10-22 09:00 | 0.93518
HydroReservoir | FR | 2018-10-22 10:00 | 0.93518
HydroReservoir | FR | 2018-10-22 11:00 | 0.93518
HydroReservoir | FR | 2018-10-22 12:00 | 0.93518
HydroReservoir | FR | 2018-10-22 13:00 | 0.93518
HydroReservoir | FR | 2018-10-22 14:00 | 0.93518
HydroReservoir | FR | 2018-10-22 15:00 | 0.93518
HydroReservoir | FR | 2018-10-22 16:00 | 0.94894
HydroReservoir | FR | 2018-10-22 17:00 | 0.94894
HydroReservoir | FR | 2018-10-22 18:00 | 0.94894
HydroReservoir | FR | 2018-10-22 19:00 | 0.94894
HydroReservoir | FR | 2018-10-22 20:00 | 0.94894
HydroReservoir | FR | 2018-10-22 21:00 | 0.94894
HydroReservoir | FR | 2018-10-22 22:00 | 0.94894
HydroReservoir | FR | 2018-10-22 23:00 | 0.94894
HydroReservoir | FR | 2018-10-23 | 0.89298
HydroReservoir | FR | 2018-10-23 01:00 | 0.89298
HydroReservoir | FR | 2018-10-23 02:00 | 0.89298
HydroReservoir | FR | 2018-10-23 03:00 | 0.89298
HydroReservoir | FR | 2018-10-23 04:00 | 0.89298
HydroReservoir | FR | 2018-10-23 05:00 | 0.89298
HydroReservoir | FR | 2018-10-23 06:00 | 0.89298
HydroReservoir | FR | 2018-10-23 07:00 | 0.89298
HydroReservoir | FR | 2018-10-23 08:00 | 0.87923
HydroReservoir | FR | 2018-10-23 09:00 | 0.87923
HydroReservoir | FR | 2018-10-23 10:00 | 0.87923
HydroReservoir | FR | 2018-10-23 11:00 | 0.87923
HydroReservoir | FR | 2018-10-23 12:00 | 0.87923
HydroReservoir | FR | 2018-10-23 13:00 | 0.87923
HydroReservoir | FR | 2018-10-23 14:00 | 0.87923
HydroReservoir | FR | 2018-10-23 15:00 | 0.87923
HydroReservoir | FR | 2018-10-23 16:00 | 0.89298
HydroReservoir | FR | 2018-10-23 17:00 | 0.89298
HydroReservoir | FR | 2018-10-23 18:00 | 0.89298
HydroReservoir | FR | 2018-10-23 19:00 | 0.89298
HydroReservoir | FR | 2018-10-23 20:00 | 0.89298
HydroReservoir | FR | 2018-10-23 21:00 | 0.89298
HydroReservoir | FR | 2018-10-23 22:00 | 0.94894
HydroReservoir | FR | 2018-10-23 23:00 | 0.94894
HydroReservoir | FR | 2018-10-24 | 0.94894
HydroReservoir | FR | 2018-10-24 01:00 | 0.94894
HydroReservoir | FR | 2018-10-24 02:00 | 0.94894
HydroReservoir | FR | 2018-10-24 03:00 | 0.94894
HydroReservoir | FR | 2018-10-24 04:00 | 0.94894
HydroReservoir | FR | 2018-10-24 05:00 | 0.94894
HydroReservoir | FR | 2018-10-24 06:00 | 0.94894
HydroReservoir | FR | 2018-10-24 07:00 | 0.94894
HydroReservoir | FR | 2018-10-24 08:00 | 0.93518
HydroReservoir | FR | 2018-10-24 09:00 | 0.93518
HydroReservoir | FR | 2018-10-24 10:00 | 0.93518
HydroReservoir | FR | 2018-10-24 11:00 | 0.93518
HydroReservoir | FR | 2018-10-24 12:00 | 0.93518
HydroReservoir | FR | 2018-10-24 13:00 | 0.93518
HydroReservoir | FR | 2018-10-24 14:00 | 0.93518
HydroReservoir | FR | 2018-10-24 15:00 | 0.93518
HydroReservoir | FR | 2018-10-24 16:00 | 0.94894
HydroReservoir | FR | 2018-10-24 17:00 | 0.94894
HydroReservoir | FR | 2018-10-24 18:00 | 0.94894
HydroReservoir | FR | 2018-10-24 19:00 | 0.94894
HydroReservoir | FR | 2018-10-24 20:00 | 0.94894
HydroReservoir | FR | 2018-10-24 21:00 | 0.94894
HydroReservoir | FR | 2018-10-24 22:00 | 0.94894
HydroReservoir | FR | 2018-10-24 23:00 | 0.94894
HydroReservoir | FR | 2018-10-25 | 0.94894
HydroReservoir | FR | 2018-10-25 01:00 | 0.94894
HydroReservoir | FR | 2018-10-25 02:00 | 0.94894
HydroReservoir | FR | 2018-10-25 03:00 | 0.94894
HydroReservoir | FR | 2018-10-25 04:00 | 0.94894
HydroReservoir | FR | 2018-10-25 05:00 | 0.94894
HydroReservoir | FR | 2018-10-25 06:00 | 0.94894
HydroReservoir | FR | 2018-10-25 07:00 | 0.94894
HydroReservoir | FR | 2018-10-25 08:00 | 0.93518
HydroReservoir | FR | 2018-10-25 09:00 | 0.93518
HydroReservoir | FR | 2018-10-25 10:00 | 0.93518
HydroReservoir | FR | 2018-10-25 11:00 | 0.93518
HydroReservoir | FR | 2018-10-25 12:00 | 0.93518
HydroReservoir | FR | 2018-10-25 13:00 | 0.93518
HydroReservoir | FR | 2018-10-25 14:00 | 0.86862
HydroReservoir | FR | 2018-10-25 15:00 | 0.86862
HydroReservoir | FR | 2018-10-25 16:00 | 0.9156
HydroReservoir | FR | 2018-10-25 17:00 | 0.9156
HydroReservoir | FR | 2018-10-25 18:00 | 0.94894
HydroReservoir | FR | 2018-10-25 19:00 | 0.94894
HydroReservoir | FR | 2018-10-25 20:00 | 0.94894
HydroReservoir | FR | 2018-10-25 21:00 | 0.94894
HydroReservoir | FR | 2018-10-25 22:00 | 0.94894
HydroReservoir | FR | 2018-10-25 23:00 | 0.94894
HydroReservoir | FR | 2018-10-26 | 0.94894
HydroReservoir | FR | 2018-10-26 01:00 | 0.94894
HydroReservoir | FR | 2018-10-26 02:00 | 0.94894
HydroReservoir | FR | 2018-10-26 03:00 | 0.94894
HydroReservoir | FR | 2018-10-26 04:00 | 0.94894
HydroReservoir | FR | 2018-10-26 05:00 | 0.94894
HydroReservoir | FR | 2018-10-26 06:00 | 0.94894
HydroReservoir | FR | 2018-10-26 07:00 | 0.94894
HydroReservoir | FR | 2018-10-26 08:00 | 0.94148
HydroReservoir | FR | 2018-10-26 09:00 | 0.94148
HydroReservoir | FR | 2018-10-26 10:00 | 0.94148
HydroReservoir | FR | 2018-10-26 11:00 | 0.94148
HydroReservoir | FR | 2018-10-26 12:00 | 0.94148
HydroReservoir | FR | 2018-10-26 13:00 | 0.94148
HydroReservoir | FR | 2018-10-26 14:00 | 0.94148
HydroReservoir | FR | 2018-10-26 15:00 | 0.94148
HydroReservoir | FR | 2018-10-26 16:00 | 0.94148
HydroReservoir | FR | 2018-10-26 17:00 | 0.94148
HydroReservoir | FR | 2018-10-26 18:00 | 0.94148
HydroReservoir | FR | 2018-10-26 19:00 | 0.94148
HydroReservoir | FR | 2018-10-26 20:00 | 0.94148
HydroReservoir | FR | 2018-10-26 21:00 | 0.94148
HydroReservoir | FR | 2018-10-26 22:00 | 0.94148
HydroReservoir | FR | 2018-10-26 23:00 | 0.94148
HydroReservoir | FR | 2018-10-27 | 0.94148
HydroReservoir | FR | 2018-10-27 01:00 | 0.94148
HydroReservoir | FR | 2018-10-27 02:00 | 0.94148
HydroReservoir | FR | 2018-10-27 03:00 | 0.94148
HydroReservoir | FR | 2018-10-27 04:00 | 0.94148
HydroReservoir | FR | 2018-10-27 05:00 | 0.94148
HydroReservoir | FR | 2018-10-27 06:00 | 0.94148
HydroReservoir | FR | 2018-10-27 07:00 | 0.94148
HydroReservoir | FR | 2018-10-27 08:00 | 0.94148
HydroReservoir | FR | 2018-10-27 09:00 | 0.94148
HydroReservoir | FR | 2018-10-27 10:00 | 0.94148
HydroReservoir | FR | 2018-10-27 11:00 | 0.94148
HydroReservoir | FR | 2018-10-27 12:00 | 0.94148
HydroReservoir | FR | 2018-10-27 13:00 | 0.94148
HydroReservoir | FR | 2018-10-27 14:00 | 0.94148
HydroReservoir | FR | 2018-10-27 15:00 | 0.94148
HydroReservoir | FR | 2018-10-27 16:00 | 0.94148
HydroReservoir | FR | 2018-10-27 17:00 | 0.94148
HydroReservoir | FR | 2018-10-27 18:00 | 0.94148
HydroReservoir | FR | 2018-10-27 19:00 | 0.94148
HydroReservoir | FR | 2018-10-27 20:00 | 0.94148
HydroReservoir | FR | 2018-10-27 21:00 | 0.94148
HydroReservoir | FR | 2018-10-27 22:00 | 0.94148
HydroReservoir | FR | 2018-10-27 23:00 | 0.94148
HydroReservoir | FR | 2018-10-28 | 0.94148
HydroReservoir | FR | 2018-10-28 01:00 | 0.94148
HydroReservoir | FR | 2018-10-28 02:00 | 0.94148
HydroReservoir | FR | 2018-10-28 03:00 | 0.94148
HydroReservoir | FR | 2018-10-28 04:00 | 0.94148
HydroReservoir | FR | 2018-10-28 05:00 | 0.94148
HydroReservoir | FR | 2018-10-28 06:00 | 0.94148
HydroReservoir | FR | 2018-10-28 07:00 | 0.94148
HydroReservoir | FR | 2018-10-28 08:00 | 0.94148
HydroReservoir | FR | 2018-10-28 09:00 | 0.94148
HydroReservoir | FR | 2018-10-28 10:00 | 0.94148
HydroReservoir | FR | 2018-10-28 11:00 | 0.94148
HydroReservoir | FR | 2018-10-28 12:00 | 0.94148
HydroReservoir | FR | 2018-10-28 13:00 | 0.94148
HydroReservoir | FR | 2018-10-28 14:00 | 0.94148
HydroReservoir | FR | 2018-10-28 15:00 | 0.94148
HydroReservoir | FR | 2018-10-28 16:00 | 0.94148
HydroReservoir | FR | 2018-10-28 17:00 | 0.94148
HydroReservoir | FR | 2018-10-28 18:00 | 0.94148
HydroReservoir | FR | 2018-10-28 19:00 | 0.94148
HydroReservoir | FR | 2018-10-28 20:00 | 0.94148
HydroReservoir | FR | 2018-10-28 21:00 | 0.94148
HydroReservoir | FR | 2018-10-28 22:00 | 0.94148
HydroReservoir | FR | 2018-10-28 23:00 | 0.94148
HydroReservoir | FR | 2018-10-29 | 0.94148
HydroReservoir | FR | 2018-10-29 01:00 | 0.94148
HydroReservoir | FR | 2018-10-29 02:00 | 0.94148
HydroReservoir | FR | 2018-10-29 03:00 | 0.94148
HydroReservoir | FR | 2018-10-29 04:00 | 0.94148
HydroReservoir | FR | 2018-10-29 05:00 | 0.94148
HydroReservoir | FR | 2018-10-29 06:00 | 0.94148
HydroReservoir | FR | 2018-10-29 07:00 | 0.94148
HydroReservoir | FR | 2018-10-29 08:00 | 0.94148
HydroReservoir | FR | 2018-10-29 09:00 | 0.94148
HydroReservoir | FR | 2018-10-29 10:00 | 0.94148
HydroReservoir | FR | 2018-10-29 11:00 | 0.94148
HydroReservoir | FR | 2018-10-29 12:00 | 0.94148
HydroReservoir | FR | 2018-10-29 13:00 | 0.92714
HydroReservoir | FR | 2018-10-29 14:00 | 0.91012
HydroReservoir | FR | 2018-10-29 15:00 | 0.91012
HydroReservoir | FR | 2018-10-29 16:00 | 0.91012
HydroReservoir | FR | 2018-10-29 17:00 | 0.92446
HydroReservoir | FR | 2018-10-29 18:00 | 0.92446
HydroReservoir | FR | 2018-10-29 19:00 | 0.92446
HydroReservoir | FR | 2018-10-29 20:00 | 0.92446
HydroReservoir | FR | 2018-10-29 21:00 | 0.92446
HydroReservoir | FR | 2018-10-29 22:00 | 0.92446
HydroReservoir | FR | 2018-10-29 23:00 | 0.92446
HydroReservoir | FR | 2018-10-30 | 0.92446
HydroReservoir | FR | 2018-10-30 01:00 | 0.92446
HydroReservoir | FR | 2018-10-30 02:00 | 0.92446
HydroReservoir | FR | 2018-10-30 03:00 | 0.92446
HydroReservoir | FR | 2018-10-30 04:00 | 0.92446
HydroReservoir | FR | 2018-10-30 05:00 | 0.92446
HydroReservoir | FR | 2018-10-30 06:00 | 0.92446
HydroReservoir | FR | 2018-10-30 07:00 | 0.92446
HydroReservoir | FR | 2018-10-30 08:00 | 0.92446
HydroReservoir | FR | 2018-10-30 09:00 | 0.92446
HydroReservoir | FR | 2018-10-30 10:00 | 0.92446
HydroReservoir | FR | 2018-10-30 11:00 | 0.92446
HydroReservoir | FR | 2018-10-30 12:00 | 0.92446
HydroReservoir | FR | 2018-10-30 13:00 | 0.91012
HydroReservoir | FR | 2018-10-30 14:00 | 0.91012
HydroReservoir | FR | 2018-10-30 15:00 | 0.91012
HydroReservoir | FR | 2018-10-30 16:00 | 0.92714
HydroReservoir | FR | 2018-10-30 17:00 | 0.92714
HydroReservoir | FR | 2018-10-30 18:00 | 0.94148
HydroReservoir | FR | 2018-10-30 19:00 | 0.94148
HydroReservoir | FR | 2018-10-30 20:00 | 0.94148
HydroReservoir | FR | 2018-10-30 21:00 | 0.94148
HydroReservoir | FR | 2018-10-30 22:00 | 0.94148
HydroReservoir | FR | 2018-10-30 23:00 | 0.94148
HydroReservoir | FR | 2018-10-31 | 0.94148
HydroReservoir | FR | 2018-10-31 01:00 | 0.94148
HydroReservoir | FR | 2018-10-31 02:00 | 0.94148
HydroReservoir | FR | 2018-10-31 03:00 | 0.94148
HydroReservoir | FR | 2018-10-31 04:00 | 0.94148
HydroReservoir | FR | 2018-10-31 05:00 | 0.94148
HydroReservoir | FR | 2018-10-31 06:00 | 0.94148
HydroReservoir | FR | 2018-10-31 07:00 | 0.94148
HydroReservoir | FR | 2018-10-31 08:00 | 0.92714
HydroReservoir | FR | 2018-10-31 09:00 | 0.92714
HydroReservoir | FR | 2018-10-31 10:00 | 0.92714
HydroReservoir | FR | 2018-10-31 11:00 | 0.92714
HydroReservoir | FR | 2018-10-31 12:00 | 0.92714
HydroReservoir | FR | 2018-10-31 13:00 | 0.94148
HydroReservoir | FR | 2018-10-31 14:00 | 0.94148
HydroReservoir | FR | 2018-10-31 15:00 | 0.94148
HydroReservoir | FR | 2018-10-31 16:00 | 0.94148
HydroReservoir | FR | 2018-10-31 17:00 | 0.94148
HydroReservoir | FR | 2018-10-31 18:00 | 0.94148
HydroReservoir | FR | 2018-10-31 19:00 | 0.94148
HydroReservoir | FR | 2018-10-31 20:00 | 0.94148
HydroReservoir | FR | 2018-10-31 21:00 | 0.94148
HydroReservoir | FR | 2018-10-31 22:00 | 0.94148
HydroReservoir | FR | 2018-10-31 23:00 | 0.94148
HydroReservoir | FR | 2018-11-01 | 0.94148
HydroReservoir | FR | 2018-11-01 01:00 | 0.94148
HydroReservoir | FR | 2018-11-01 02:00 | 0.94148
HydroReservoir | FR | 2018-11-01 03:00 | 0.94148
HydroReservoir | FR | 2018-11-01 04:00 | 0.94148
HydroReservoir | FR | 2018-11-01 05:00 | 0.94148
HydroReservoir | FR | 2018-11-01 06:00 | 0.94148
HydroReservoir | FR | 2018-11-01 07:00 | 0.94148
HydroReservoir | FR | 2018-11-01 08:00 | 0.94148
HydroReservoir | FR | 2018-11-01 09:00 | 0.94148
HydroReservoir | FR | 2018-11-01 10:00 | 0.94148
HydroReservoir | FR | 2018-11-01 11:00 | 0.94148
HydroReservoir | FR | 2018-11-01 12:00 | 0.94148
HydroReservoir | FR | 2018-11-01 13:00 | 0.94148
HydroReservoir | FR | 2018-11-01 14:00 | 0.94148
HydroReservoir | FR | 2018-11-01 15:00 | 0.94148
HydroReservoir | FR | 2018-11-01 16:00 | 0.94148
HydroReservoir | FR | 2018-11-01 17:00 | 0.94148
HydroReservoir | FR | 2018-11-01 18:00 | 0.94148
HydroReservoir | FR | 2018-11-01 19:00 | 0.94148
HydroReservoir | FR | 2018-11-01 20:00 | 0.94148
HydroReservoir | FR | 2018-11-01 21:00 | 0.94148
HydroReservoir | FR | 2018-11-01 22:00 | 0.94148
HydroReservoir | FR | 2018-11-01 23:00 | 0.94148
HydroReservoir | FR | 2018-11-02 | 0.94148
HydroReservoir | FR | 2018-11-02 01:00 | 0.94148
HydroReservoir | FR | 2018-11-02 02:00 | 0.94148
HydroReservoir | FR | 2018-11-02 03:00 | 0.94148
HydroReservoir | FR | 2018-11-02 04:00 | 0.94148
HydroReservoir | FR | 2018-11-02 05:00 | 0.94148
HydroReservoir | FR | 2018-11-02 06:00 | 0.94148
HydroReservoir | FR | 2018-11-02 07:00 | 0.94148
HydroReservoir | FR | 2018-11-02 08:00 | 0.94148
HydroReservoir | FR | 2018-11-02 09:00 | 0.94148
HydroReservoir | FR | 2018-11-02 10:00 | 0.94148
HydroReservoir | FR | 2018-11-02 11:00 | 0.94148
HydroReservoir | FR | 2018-11-02 12:00 | 0.94148
HydroReservoir | FR | 2018-11-02 13:00 | 0.94148
HydroReservoir | FR | 2018-11-02 14:00 | 0.94148
HydroReservoir | FR | 2018-11-02 15:00 | 0.94148
HydroReservoir | FR | 2018-11-02 16:00 | 0.94148
HydroReservoir | FR | 2018-11-02 17:00 | 0.94148
HydroReservoir | FR | 2018-11-02 18:00 | 0.94148
HydroReservoir | FR | 2018-11-02 19:00 | 0.94148
HydroReservoir | FR | 2018-11-02 20:00 | 0.94148
HydroReservoir | FR | 2018-11-02 21:00 | 0.94148
HydroReservoir | FR | 2018-11-02 22:00 | 0.94148
HydroReservoir | FR | 2018-11-02 23:00 | 0.94148
HydroReservoir | FR | 2018-11-03 | 0.94148
HydroReservoir | FR | 2018-11-03 01:00 | 0.94148
HydroReservoir | FR | 2018-11-03 02:00 | 0.94148
HydroReservoir | FR | 2018-11-03 03:00 | 0.94148
HydroReservoir | FR | 2018-11-03 04:00 | 0.94148
HydroReservoir | FR | 2018-11-03 05:00 | 0.94148
HydroReservoir | FR | 2018-11-03 06:00 | 0.94148
HydroReservoir | FR | 2018-11-03 07:00 | 0.94148
HydroReservoir | FR | 2018-11-03 08:00 | 0.94148
HydroReservoir | FR | 2018-11-03 09:00 | 0.94148
HydroReservoir | FR | 2018-11-03 10:00 | 0.94148
HydroReservoir | FR | 2018-11-03 11:00 | 0.94148
HydroReservoir | FR | 2018-11-03 12:00 | 0.94148
HydroReservoir | FR | 2018-11-03 13:00 | 0.94148
HydroReservoir | FR | 2018-11-03 14:00 | 0.94148
HydroReservoir | FR | 2018-11-03 15:00 | 0.94148
HydroReservoir | FR | 2018-11-03 16:00 | 0.94148
HydroReservoir | FR | 2018-11-03 17:00 | 0.94148
HydroReservoir | FR | 2018-11-03 18:00 | 0.94148
HydroReservoir | FR | 2018-11-03 19:00 | 0.94148
HydroReservoir | FR | 2018-11-03 20:00 | 0.94148
HydroReservoir | FR | 2018-11-03 21:00 | 0.94148
HydroReservoir | FR | 2018-11-03 22:00 | 0.94148
HydroReservoir | FR | 2018-11-03 23:00 | 0.94148
HydroReservoir | FR | 2018-11-04 | 0.94148
HydroReservoir | FR | 2018-11-04 01:00 | 0.94148
HydroReservoir | FR | 2018-11-04 02:00 | 0.94148
HydroReservoir | FR | 2018-11-04 03:00 | 0.94148
HydroReservoir | FR | 2018-11-04 04:00 | 0.94148
HydroReservoir | FR | 2018-11-04 05:00 | 0.94148
HydroReservoir | FR | 2018-11-04 06:00 | 0.94148
HydroReservoir | FR | 2018-11-04 07:00 | 0.94148
HydroReservoir | FR | 2018-11-04 08:00 | 0.94148
HydroReservoir | FR | 2018-11-04 09:00 | 0.94148
HydroReservoir | FR | 2018-11-04 10:00 | 0.94148
HydroReservoir | FR | 2018-11-04 11:00 | 0.94148
HydroReservoir | FR | 2018-11-04 12:00 | 0.94148
HydroReservoir | FR | 2018-11-04 13:00 | 0.94148
HydroReservoir | FR | 2018-11-04 14:00 | 0.94148
HydroReservoir | FR | 2018-11-04 15:00 | 0.94148
HydroReservoir | FR | 2018-11-04 16:00 | 0.94148
HydroReservoir | FR | 2018-11-04 17:00 | 0.94148
HydroReservoir | FR | 2018-11-04 18:00 | 0.94148
HydroReservoir | FR | 2018-11-04 19:00 | 0.94148
HydroReservoir | FR | 2018-11-04 20:00 | 0.94148
HydroReservoir | FR | 2018-11-04 21:00 | 0.94148
HydroReservoir | FR | 2018-11-04 22:00 | 0.94148
HydroReservoir | FR | 2018-11-04 23:00 | 0.94148
HydroReservoir | FR | 2018-11-05 | 0.94148
HydroReservoir | FR | 2018-11-05 01:00 | 0.94148
HydroReservoir | FR | 2018-11-05 02:00 | 0.94148
HydroReservoir | FR | 2018-11-05 03:00 | 0.94148
HydroReservoir | FR | 2018-11-05 04:00 | 0.94148
HydroReservoir | FR | 2018-11-05 05:00 | 0.94148
HydroReservoir | FR | 2018-11-05 06:00 | 0.94148
HydroReservoir | FR | 2018-11-05 07:00 | 0.94148
HydroReservoir | FR | 2018-11-05 08:00 | 0.92714
HydroReservoir | FR | 2018-11-05 09:00 | 0.92714
HydroReservoir | FR | 2018-11-05 10:00 | 0.92714
HydroReservoir | FR | 2018-11-05 11:00 | 0.92714
HydroReservoir | FR | 2018-11-05 12:00 | 0.92714
HydroReservoir | FR | 2018-11-05 13:00 | 0.92714
HydroReservoir | FR | 2018-11-05 14:00 | 0.9128
HydroReservoir | FR | 2018-11-05 15:00 | 0.9128
HydroReservoir | FR | 2018-11-05 16:00 | 0.9128
HydroReservoir | FR | 2018-11-05 17:00 | 0.9346
HydroReservoir | FR | 2018-11-05 18:00 | 0.94894
HydroReservoir | FR | 2018-11-05 19:00 | 0.94894
HydroReservoir | FR | 2018-11-05 20:00 | 0.94894
HydroReservoir | FR | 2018-11-05 21:00 | 0.94894
HydroReservoir | FR | 2018-11-05 22:00 | 0.94894
HydroReservoir | FR | 2018-11-05 23:00 | 0.94894
HydroReservoir | FR | 2018-11-06 | 0.94894
HydroReservoir | FR | 2018-11-06 01:00 | 0.94894
HydroReservoir | FR | 2018-11-06 02:00 | 0.94894
HydroReservoir | FR | 2018-11-06 03:00 | 0.94894
HydroReservoir | FR | 2018-11-06 04:00 | 0.94894
HydroReservoir | FR | 2018-11-06 05:00 | 0.94894
HydroReservoir | FR | 2018-11-06 06:00 | 0.94894
HydroReservoir | FR | 2018-11-06 07:00 | 0.94894
HydroReservoir | FR | 2018-11-06 08:00 | 0.9346
HydroReservoir | FR | 2018-11-06 09:00 | 0.9346
HydroReservoir | FR | 2018-11-06 10:00 | 0.9346
HydroReservoir | FR | 2018-11-06 11:00 | 0.9346
HydroReservoir | FR | 2018-11-06 12:00 | 0.9346
HydroReservoir | FR | 2018-11-06 13:00 | 0.9346
HydroReservoir | FR | 2018-11-06 14:00 | 0.9346
HydroReservoir | FR | 2018-11-06 15:00 | 0.9346
HydroReservoir | FR | 2018-11-06 16:00 | 0.9346
HydroReservoir | FR | 2018-11-06 17:00 | 0.94894
HydroReservoir | FR | 2018-11-06 18:00 | 0.94894
HydroReservoir | FR | 2018-11-06 19:00 | 0.94894
HydroReservoir | FR | 2018-11-06 20:00 | 0.94894
HydroReservoir | FR | 2018-11-06 21:00 | 0.94894
HydroReservoir | FR | 2018-11-06 22:00 | 0.94894
HydroReservoir | FR | 2018-11-06 23:00 | 0.94894
HydroReservoir | FR | 2018-11-07 | 0.94894
HydroReservoir | FR | 2018-11-07 01:00 | 0.94894
HydroReservoir | FR | 2018-11-07 02:00 | 0.94894
HydroReservoir | FR | 2018-11-07 03:00 | 0.94894
HydroReservoir | FR | 2018-11-07 04:00 | 0.94894
HydroReservoir | FR | 2018-11-07 05:00 | 0.94894
HydroReservoir | FR | 2018-11-07 06:00 | 0.94894
HydroReservoir | FR | 2018-11-07 07:00 | 0.88086
HydroReservoir | FR | 2018-11-07 08:00 | 0.86652
HydroReservoir | FR | 2018-11-07 09:00 | 0.86652
HydroReservoir | FR | 2018-11-07 10:00 | 0.86652
HydroReservoir | FR | 2018-11-07 11:00 | 0.86652
HydroReservoir | FR | 2018-11-07 12:00 | 0.9346
HydroReservoir | FR | 2018-11-07 13:00 | 0.9346
HydroReservoir | FR | 2018-11-07 14:00 | 0.92014
HydroReservoir | FR | 2018-11-07 15:00 | 0.92014
HydroReservoir | FR | 2018-11-07 16:00 | 0.9346
HydroReservoir | FR | 2018-11-07 17:00 | 0.94894
HydroReservoir | FR | 2018-11-07 18:00 | 0.94894
HydroReservoir | FR | 2018-11-07 19:00 | 0.94894
HydroReservoir | FR | 2018-11-07 20:00 | 0.94894
HydroReservoir | FR | 2018-11-07 21:00 | 0.94894
HydroReservoir | FR | 2018-11-07 22:00 | 0.94894
HydroReservoir | FR | 2018-11-07 23:00 | 0.94894
HydroReservoir | FR | 2018-11-08 | 0.94894
HydroReservoir | FR | 2018-11-08 01:00 | 0.94894
HydroReservoir | FR | 2018-11-08 02:00 | 0.94894
HydroReservoir | FR | 2018-11-08 03:00 | 0.94894
HydroReservoir | FR | 2018-11-08 04:00 | 0.94894
HydroReservoir | FR | 2018-11-08 05:00 | 0.94894
HydroReservoir | FR | 2018-11-08 06:00 | 0.94894
HydroReservoir | FR | 2018-11-08 07:00 | 0.94894
HydroReservoir | FR | 2018-11-08 08:00 | 0.91128
HydroReservoir | FR | 2018-11-08 09:00 | 0.91128
HydroReservoir | FR | 2018-11-08 10:00 | 0.91128
HydroReservoir | FR | 2018-11-08 11:00 | 0.91128
HydroReservoir | FR | 2018-11-08 12:00 | 0.9346
HydroReservoir | FR | 2018-11-08 13:00 | 0.9346
HydroReservoir | FR | 2018-11-08 14:00 | 0.9346
HydroReservoir | FR | 2018-11-08 15:00 | 0.9346
HydroReservoir | FR | 2018-11-08 16:00 | 0.9346
HydroReservoir | FR | 2018-11-08 17:00 | 0.94894
HydroReservoir | FR | 2018-11-08 18:00 | 0.94894
HydroReservoir | FR | 2018-11-08 19:00 | 0.94894
HydroReservoir | FR | 2018-11-08 20:00 | 0.94894
HydroReservoir | FR | 2018-11-08 21:00 | 0.94894
HydroReservoir | FR | 2018-11-08 22:00 | 0.94894
HydroReservoir | FR | 2018-11-08 23:00 | 0.94894
HydroReservoir | FR | 2018-11-09 | 0.94894
HydroReservoir | FR | 2018-11-09 01:00 | 0.94894
HydroReservoir | FR | 2018-11-09 02:00 | 0.94894
HydroReservoir | FR | 2018-11-09 03:00 | 0.94894
HydroReservoir | FR | 2018-11-09 04:00 | 0.94894
HydroReservoir | FR | 2018-11-09 05:00 | 0.94894
HydroReservoir | FR | 2018-11-09 06:00 | 0.94894
HydroReservoir | FR | 2018-11-09 07:00 | 0.94894
HydroReservoir | FR | 2018-11-09 08:00 | 0.94894
HydroReservoir | FR | 2018-11-09 09:00 | 0.94894
HydroReservoir | FR | 2018-11-09 10:00 | 0.94894
HydroReservoir | FR | 2018-11-09 11:00 | 0.94894
HydroReservoir | FR | 2018-11-09 12:00 | 0.94894
HydroReservoir | FR | 2018-11-09 13:00 | 0.94894
HydroReservoir | FR | 2018-11-09 14:00 | 0.94894
HydroReservoir | FR | 2018-11-09 15:00 | 0.94894
HydroReservoir | FR | 2018-11-09 16:00 | 0.94894
HydroReservoir | FR | 2018-11-09 17:00 | 0.94894
HydroReservoir | FR | 2018-11-09 18:00 | 0.94894
HydroReservoir | FR | 2018-11-09 19:00 | 0.94894
HydroReservoir | FR | 2018-11-09 20:00 | 0.94894
HydroReservoir | FR | 2018-11-09 21:00 | 0.94894
HydroReservoir | FR | 2018-11-09 22:00 | 0.94894
HydroReservoir | FR | 2018-11-09 23:00 | 0.94894
HydroReservoir | FR | 2018-11-10 | 0.94894
HydroReservoir | FR | 2018-11-10 01:00 | 0.94894
HydroReservoir | FR | 2018-11-10 02:00 | 0.94894
HydroReservoir | FR | 2018-11-10 03:00 | 0.94894
HydroReservoir | FR | 2018-11-10 04:00 | 0.94894
HydroReservoir | FR | 2018-11-10 05:00 | 0.94894
HydroReservoir | FR | 2018-11-10 06:00 | 0.94894
HydroReservoir | FR | 2018-11-10 07:00 | 0.94894
HydroReservoir | FR | 2018-11-10 08:00 | 0.94894
HydroReservoir | FR | 2018-11-10 09:00 | 0.94894
HydroReservoir | FR | 2018-11-10 10:00 | 0.94894
HydroReservoir | FR | 2018-11-10 11:00 | 0.94894
HydroReservoir | FR | 2018-11-10 12:00 | 0.94894
HydroReservoir | FR | 2018-11-10 13:00 | 0.94894
HydroReservoir | FR | 2018-11-10 14:00 | 0.94894
HydroReservoir | FR | 2018-11-10 15:00 | 0.94894
HydroReservoir | FR | 2018-11-10 16:00 | 0.94894
HydroReservoir | FR | 2018-11-10 17:00 | 0.94894
HydroReservoir | FR | 2018-11-10 18:00 | 0.94894
HydroReservoir | FR | 2018-11-10 19:00 | 0.94894
HydroReservoir | FR | 2018-11-10 20:00 | 0.94894
HydroReservoir | FR | 2018-11-10 21:00 | 0.94894
HydroReservoir | FR | 2018-11-10 22:00 | 0.94894
HydroReservoir | FR | 2018-11-10 23:00 | 0.94894
HydroReservoir | FR | 2018-11-11 | 0.94894
HydroReservoir | FR | 2018-11-11 01:00 | 0.94894
HydroReservoir | FR | 2018-11-11 02:00 | 0.94894
HydroReservoir | FR | 2018-11-11 03:00 | 0.94894
HydroReservoir | FR | 2018-11-11 04:00 | 0.94894
HydroReservoir | FR | 2018-11-11 05:00 | 0.94894
HydroReservoir | FR | 2018-11-11 06:00 | 0.94894
HydroReservoir | FR | 2018-11-11 07:00 | 0.94894
HydroReservoir | FR | 2018-11-11 08:00 | 0.94894
HydroReservoir | FR | 2018-11-11 09:00 | 0.94894
HydroReservoir | FR | 2018-11-11 10:00 | 0.94894
HydroReservoir | FR | 2018-11-11 11:00 | 0.94894
HydroReservoir | FR | 2018-11-11 12:00 | 0.94894
HydroReservoir | FR | 2018-11-11 13:00 | 0.94894
HydroReservoir | FR | 2018-11-11 14:00 | 0.94894
HydroReservoir | FR | 2018-11-11 15:00 | 0.94894
HydroReservoir | FR | 2018-11-11 16:00 | 0.94894
HydroReservoir | FR | 2018-11-11 17:00 | 0.94894
HydroReservoir | FR | 2018-11-11 18:00 | 0.94894
HydroReservoir | FR | 2018-11-11 19:00 | 0.94894
HydroReservoir | FR | 2018-11-11 20:00 | 0.94894
HydroReservoir | FR | 2018-11-11 21:00 | 0.94894
HydroReservoir | FR | 2018-11-11 22:00 | 0.94894
HydroReservoir | FR | 2018-11-11 23:00 | 0.94894
HydroReservoir | FR | 2018-11-12 | 0.94894
HydroReservoir | FR | 2018-11-12 01:00 | 0.94894
HydroReservoir | FR | 2018-11-12 02:00 | 0.94894
HydroReservoir | FR | 2018-11-12 03:00 | 0.94894
HydroReservoir | FR | 2018-11-12 04:00 | 0.94894
HydroReservoir | FR | 2018-11-12 05:00 | 0.94894
HydroReservoir | FR | 2018-11-12 06:00 | 0.94894
HydroReservoir | FR | 2018-11-12 07:00 | 0.94894
HydroReservoir | FR | 2018-11-12 08:00 | 0.91967
HydroReservoir | FR | 2018-11-12 09:00 | 0.91967
HydroReservoir | FR | 2018-11-12 10:00 | 0.91967
HydroReservoir | FR | 2018-11-12 11:00 | 0.91967
HydroReservoir | FR | 2018-11-12 12:00 | 0.91967
HydroReservoir | FR | 2018-11-12 13:00 | 0.91967
HydroReservoir | FR | 2018-11-12 14:00 | 0.91967
HydroReservoir | FR | 2018-11-12 15:00 | 0.91967
HydroReservoir | FR | 2018-11-12 16:00 | 0.91967
HydroReservoir | FR | 2018-11-12 17:00 | 0.91967
HydroReservoir | FR | 2018-11-12 18:00 | 0.91967
HydroReservoir | FR | 2018-11-12 19:00 | 0.91967
HydroReservoir | FR | 2018-11-12 20:00 | 0.91967
HydroReservoir | FR | 2018-11-12 21:00 | 0.91967
HydroReservoir | FR | 2018-11-12 22:00 | 0.91967
HydroReservoir | FR | 2018-11-12 23:00 | 0.91967
HydroReservoir | FR | 2018-11-13 | 0.91967
HydroReservoir | FR | 2018-11-13 01:00 | 0.91967
HydroReservoir | FR | 2018-11-13 02:00 | 0.91967
HydroReservoir | FR | 2018-11-13 03:00 | 0.91967
HydroReservoir | FR | 2018-11-13 04:00 | 0.91967
HydroReservoir | FR | 2018-11-13 05:00 | 0.91967
HydroReservoir | FR | 2018-11-13 06:00 | 0.91967
HydroReservoir | FR | 2018-11-13 07:00 | 0.91967
HydroReservoir | FR | 2018-11-13 08:00 | 0.90638
HydroReservoir | FR | 2018-11-13 09:00 | 0.90638
HydroReservoir | FR | 2018-11-13 10:00 | 0.90638
HydroReservoir | FR | 2018-11-13 11:00 | 0.90638
HydroReservoir | FR | 2018-11-13 12:00 | 0.90638
HydroReservoir | FR | 2018-11-13 13:00 | 0.88377
HydroReservoir | FR | 2018-11-13 14:00 | 0.88377
HydroReservoir | FR | 2018-11-13 15:00 | 0.88377
HydroReservoir | FR | 2018-11-13 16:00 | 0.91967
HydroReservoir | FR | 2018-11-13 17:00 | 0.91967
HydroReservoir | FR | 2018-11-13 18:00 | 0.91967
HydroReservoir | FR | 2018-11-13 19:00 | 0.91967
HydroReservoir | FR | 2018-11-13 20:00 | 0.91967
HydroReservoir | FR | 2018-11-13 21:00 | 0.91967
HydroReservoir | FR | 2018-11-13 22:00 | 0.91967
HydroReservoir | FR | 2018-11-13 23:00 | 0.91967
HydroReservoir | FR | 2018-11-14 | 0.91967
HydroReservoir | FR | 2018-11-14 01:00 | 0.91967
HydroReservoir | FR | 2018-11-14 02:00 | 0.91967
HydroReservoir | FR | 2018-11-14 03:00 | 0.91967
HydroReservoir | FR | 2018-11-14 04:00 | 0.91967
HydroReservoir | FR | 2018-11-14 05:00 | 0.91967
HydroReservoir | FR | 2018-11-14 06:00 | 0.88505
HydroReservoir | FR | 2018-11-14 07:00 | 0.88505
HydroReservoir | FR | 2018-11-14 08:00 | 0.84973
HydroReservoir | FR | 2018-11-14 09:00 | 0.84973
HydroReservoir | FR | 2018-11-14 10:00 | 0.84973
HydroReservoir | FR | 2018-11-14 11:00 | 0.8594
HydroReservoir | FR | 2018-11-14 12:00 | 0.8594
HydroReservoir | FR | 2018-11-14 13:00 | 0.8594
HydroReservoir | FR | 2018-11-14 14:00 | 0.85241
HydroReservoir | FR | 2018-11-14 15:00 | 0.88039
HydroReservoir | FR | 2018-11-14 16:00 | 0.88039
HydroReservoir | FR | 2018-11-14 17:00 | 0.89473
HydroReservoir | FR | 2018-11-14 18:00 | 0.89473
HydroReservoir | FR | 2018-11-14 19:00 | 0.89473
HydroReservoir | FR | 2018-11-14 20:00 | 0.91967
HydroReservoir | FR | 2018-11-14 21:00 | 0.91967
HydroReservoir | FR | 2018-11-14 22:00 | 0.91967
HydroReservoir | FR | 2018-11-14 23:00 | 0.91967
HydroReservoir | FR | 2018-11-15 | 0.91967
HydroReservoir | FR | 2018-11-15 01:00 | 0.91967
HydroReservoir | FR | 2018-11-15 02:00 | 0.91967
HydroReservoir | FR | 2018-11-15 03:00 | 0.91967
HydroReservoir | FR | 2018-11-15 04:00 | 0.91967
HydroReservoir | FR | 2018-11-15 05:00 | 0.91967
HydroReservoir | FR | 2018-11-15 06:00 | 0.91967
HydroReservoir | FR | 2018-11-15 07:00 | 0.91967
HydroReservoir | FR | 2018-11-15 08:00 | 0.91967
HydroReservoir | FR | 2018-11-15 09:00 | 0.91967
HydroReservoir | FR | 2018-11-15 10:00 | 0.91967
HydroReservoir | FR | 2018-11-15 11:00 | 0.91967
HydroReservoir | FR | 2018-11-15 12:00 | 0.91967
HydroReservoir | FR | 2018-11-15 13:00 | 0.91967
HydroReservoir | FR | 2018-11-15 14:00 | 0.91967
HydroReservoir | FR | 2018-11-15 15:00 | 0.91967
HydroReservoir | FR | 2018-11-15 16:00 | 0.91967
HydroReservoir | FR | 2018-11-15 17:00 | 0.91967
HydroReservoir | FR | 2018-11-15 18:00 | 0.91967
HydroReservoir | FR | 2018-11-15 19:00 | 0.91967
HydroReservoir | FR | 2018-11-15 20:00 | 0.91967
HydroReservoir | FR | 2018-11-15 21:00 | 0.91967
HydroReservoir | FR | 2018-11-15 22:00 | 0.91967
HydroReservoir | FR | 2018-11-15 23:00 | 0.91967
HydroReservoir | FR | 2018-11-16 | 0.91967
HydroReservoir | FR | 2018-11-16 01:00 | 0.91967
HydroReservoir | FR | 2018-11-16 02:00 | 0.91967
HydroReservoir | FR | 2018-11-16 03:00 | 0.91967
HydroReservoir | FR | 2018-11-16 04:00 | 0.91967
HydroReservoir | FR | 2018-11-16 05:00 | 0.91967
HydroReservoir | FR | 2018-11-16 06:00 | 0.91967
HydroReservoir | FR | 2018-11-16 07:00 | 0.91967
HydroReservoir | FR | 2018-11-16 08:00 | 0.91967
HydroReservoir | FR | 2018-11-16 09:00 | 0.91967
HydroReservoir | FR | 2018-11-16 10:00 | 0.91967
HydroReservoir | FR | 2018-11-16 11:00 | 0.91967
HydroReservoir | FR | 2018-11-16 12:00 | 0.91967
HydroReservoir | FR | 2018-11-16 13:00 | 0.91967
HydroReservoir | FR | 2018-11-16 14:00 | 0.94066
HydroReservoir | FR | 2018-11-16 15:00 | 0.94066
HydroReservoir | FR | 2018-11-16 16:00 | 0.95547
HydroReservoir | FR | 2018-11-16 17:00 | 0.95547
HydroReservoir | FR | 2018-11-16 18:00 | 0.95547
HydroReservoir | FR | 2018-11-16 19:00 | 0.95547
HydroReservoir | FR | 2018-11-16 20:00 | 0.95547
HydroReservoir | FR | 2018-11-16 21:00 | 0.95547
HydroReservoir | FR | 2018-11-16 22:00 | 0.95547
HydroReservoir | FR | 2018-11-16 23:00 | 0.95547
HydroReservoir | FR | 2018-11-17 | 0.95547
HydroReservoir | FR | 2018-11-17 01:00 | 0.95547
HydroReservoir | FR | 2018-11-17 02:00 | 0.95547
HydroReservoir | FR | 2018-11-17 03:00 | 0.95547
HydroReservoir | FR | 2018-11-17 04:00 | 0.95547
HydroReservoir | FR | 2018-11-17 05:00 | 0.95547
HydroReservoir | FR | 2018-11-17 06:00 | 0.95547
HydroReservoir | FR | 2018-11-17 07:00 | 0.95547
HydroReservoir | FR | 2018-11-17 08:00 | 0.95547
HydroReservoir | FR | 2018-11-17 09:00 | 0.95547
HydroReservoir | FR | 2018-11-17 10:00 | 0.95547
HydroReservoir | FR | 2018-11-17 11:00 | 0.95547
HydroReservoir | FR | 2018-11-17 12:00 | 0.95547
HydroReservoir | FR | 2018-11-17 13:00 | 0.95547
HydroReservoir | FR | 2018-11-17 14:00 | 0.95547
HydroReservoir | FR | 2018-11-17 15:00 | 0.95547
HydroReservoir | FR | 2018-11-17 16:00 | 0.95547
HydroReservoir | FR | 2018-11-17 17:00 | 0.95547
HydroReservoir | FR | 2018-11-17 18:00 | 0.95547
HydroReservoir | FR | 2018-11-17 19:00 | 0.95547
HydroReservoir | FR | 2018-11-17 20:00 | 0.95547
HydroReservoir | FR | 2018-11-17 21:00 | 0.95547
HydroReservoir | FR | 2018-11-17 22:00 | 0.95547
HydroReservoir | FR | 2018-11-17 23:00 | 0.95547
HydroReservoir | FR | 2018-11-18 | 0.95547
HydroReservoir | FR | 2018-11-18 01:00 | 0.95547
HydroReservoir | FR | 2018-11-18 02:00 | 0.95547
HydroReservoir | FR | 2018-11-18 03:00 | 0.95547
HydroReservoir | FR | 2018-11-18 04:00 | 0.95547
HydroReservoir | FR | 2018-11-18 05:00 | 0.95547
HydroReservoir | FR | 2018-11-18 06:00 | 0.95547
HydroReservoir | FR | 2018-11-18 07:00 | 0.95547
HydroReservoir | FR | 2018-11-18 08:00 | 0.95547
HydroReservoir | FR | 2018-11-18 09:00 | 0.95547
HydroReservoir | FR | 2018-11-18 10:00 | 0.95547
HydroReservoir | FR | 2018-11-18 11:00 | 0.95547
HydroReservoir | FR | 2018-11-18 12:00 | 0.95547
HydroReservoir | FR | 2018-11-18 13:00 | 0.95547
HydroReservoir | FR | 2018-11-18 14:00 | 0.95547
HydroReservoir | FR | 2018-11-18 15:00 | 0.95547
HydroReservoir | FR | 2018-11-18 16:00 | 0.95547
HydroReservoir | FR | 2018-11-18 17:00 | 0.95547
HydroReservoir | FR | 2018-11-18 18:00 | 0.95547
HydroReservoir | FR | 2018-11-18 19:00 | 0.95547
HydroReservoir | FR | 2018-11-18 20:00 | 0.95547
HydroReservoir | FR | 2018-11-18 21:00 | 0.95547
HydroReservoir | FR | 2018-11-18 22:00 | 0.95547
HydroReservoir | FR | 2018-11-18 23:00 | 0.95547
HydroReservoir | FR | 2018-11-19 | 0.95547
HydroReservoir | FR | 2018-11-19 01:00 | 0.95547
HydroReservoir | FR | 2018-11-19 02:00 | 0.95547
HydroReservoir | FR | 2018-11-19 03:00 | 0.95547
HydroReservoir | FR | 2018-11-19 04:00 | 0.95547
HydroReservoir | FR | 2018-11-19 05:00 | 0.95547
HydroReservoir | FR | 2018-11-19 06:00 | 0.95547
HydroReservoir | FR | 2018-11-19 07:00 | 0.95547
HydroReservoir | FR | 2018-11-19 08:00 | 0.95547
HydroReservoir | FR | 2018-11-19 09:00 | 0.95547
HydroReservoir | FR | 2018-11-19 10:00 | 0.95547
HydroReservoir | FR | 2018-11-19 11:00 | 0.95547
HydroReservoir | FR | 2018-11-19 12:00 | 0.95547
HydroReservoir | FR | 2018-11-19 13:00 | 0.95547
HydroReservoir | FR | 2018-11-19 14:00 | 0.95547
HydroReservoir | FR | 2018-11-19 15:00 | 0.95547
HydroReservoir | FR | 2018-11-19 16:00 | 0.95547
HydroReservoir | FR | 2018-11-19 17:00 | 0.95547
HydroReservoir | FR | 2018-11-19 18:00 | 0.95547
HydroReservoir | FR | 2018-11-19 19:00 | 0.95547
HydroReservoir | FR | 2018-11-19 20:00 | 0.95547
HydroReservoir | FR | 2018-11-19 21:00 | 0.96992
HydroReservoir | FR | 2018-11-19 22:00 | 0.96992
HydroReservoir | FR | 2018-11-19 23:00 | 0.96992
HydroReservoir | FR | 2018-11-20 | 0.96992
HydroReservoir | FR | 2018-11-20 01:00 | 0.96992
HydroReservoir | FR | 2018-11-20 02:00 | 0.96992
HydroReservoir | FR | 2018-11-20 03:00 | 0.96992
HydroReservoir | FR | 2018-11-20 04:00 | 0.96992
HydroReservoir | FR | 2018-11-20 05:00 | 0.96992
HydroReservoir | FR | 2018-11-20 06:00 | 0.96992
HydroReservoir | FR | 2018-11-20 07:00 | 0.96992
HydroReservoir | FR | 2018-11-20 08:00 | 0.96992
HydroReservoir | FR | 2018-11-20 09:00 | 0.96992
HydroReservoir | FR | 2018-11-20 10:00 | 0.96992
HydroReservoir | FR | 2018-11-20 11:00 | 0.96992
HydroReservoir | FR | 2018-11-20 12:00 | 0.96992
HydroReservoir | FR | 2018-11-20 13:00 | 0.94847
HydroReservoir | FR | 2018-11-20 14:00 | 0.94847
HydroReservoir | FR | 2018-11-20 15:00 | 0.94847
HydroReservoir | FR | 2018-11-20 16:00 | 0.94847
HydroReservoir | FR | 2018-11-20 17:00 | 0.94847
HydroReservoir | FR | 2018-11-20 18:00 | 0.96992
HydroReservoir | FR | 2018-11-20 19:00 | 0.96992
HydroReservoir | FR | 2018-11-20 20:00 | 0.96992
HydroReservoir | FR | 2018-11-20 21:00 | 0.96992
HydroReservoir | FR | 2018-11-20 22:00 | 0.96992
HydroReservoir | FR | 2018-11-20 23:00 | 0.96992
HydroReservoir | FR | 2018-11-21 | 0.96992
HydroReservoir | FR | 2018-11-21 01:00 | 0.96992
HydroReservoir | FR | 2018-11-21 02:00 | 0.96992
HydroReservoir | FR | 2018-11-21 03:00 | 0.96992
HydroReservoir | FR | 2018-11-21 04:00 | 0.96992
HydroReservoir | FR | 2018-11-21 05:00 | 0.96992
HydroReservoir | FR | 2018-11-21 06:00 | 0.96992
HydroReservoir | FR | 2018-11-21 07:00 | 0.96992
HydroReservoir | FR | 2018-11-21 08:00 | 0.96992
HydroReservoir | FR | 2018-11-21 09:00 | 0.96992
HydroReservoir | FR | 2018-11-21 10:00 | 0.96992
HydroReservoir | FR | 2018-11-21 11:00 | 0.96992
HydroReservoir | FR | 2018-11-21 12:00 | 0.90068
HydroReservoir | FR | 2018-11-21 13:00 | 0.90068
HydroReservoir | FR | 2018-11-21 14:00 | 0.90068
HydroReservoir | FR | 2018-11-21 15:00 | 0.90068
HydroReservoir | FR | 2018-11-21 16:00 | 0.90068
HydroReservoir | FR | 2018-11-21 17:00 | 0.9353
HydroReservoir | FR | 2018-11-21 18:00 | 0.96992
HydroReservoir | FR | 2018-11-21 19:00 | 0.96992
HydroReservoir | FR | 2018-11-21 20:00 | 0.96992
HydroReservoir | FR | 2018-11-21 21:00 | 0.96992
HydroReservoir | FR | 2018-11-21 22:00 | 0.96992
HydroReservoir | FR | 2018-11-21 23:00 | 0.96992
HydroReservoir | FR | 2018-11-22 | 0.96992
HydroReservoir | FR | 2018-11-22 01:00 | 0.96992
HydroReservoir | FR | 2018-11-22 02:00 | 0.96992
HydroReservoir | FR | 2018-11-22 03:00 | 0.96992
HydroReservoir | FR | 2018-11-22 04:00 | 0.96992
HydroReservoir | FR | 2018-11-22 05:00 | 0.96992
HydroReservoir | FR | 2018-11-22 06:00 | 0.96992
HydroReservoir | FR | 2018-11-22 07:00 | 0.93658
HydroReservoir | FR | 2018-11-22 08:00 | 0.88891
HydroReservoir | FR | 2018-11-22 09:00 | 0.88891
HydroReservoir | FR | 2018-11-22 10:00 | 0.88891
HydroReservoir | FR | 2018-11-22 11:00 | 0.88891
HydroReservoir | FR | 2018-11-22 12:00 | 0.88891
HydroReservoir | FR | 2018-11-22 13:00 | 0.88891
HydroReservoir | FR | 2018-11-22 14:00 | 0.88891
HydroReservoir | FR | 2018-11-22 15:00 | 0.88891
HydroReservoir | FR | 2018-11-22 16:00 | 0.88891
HydroReservoir | FR | 2018-11-22 17:00 | 0.93658
HydroReservoir | FR | 2018-11-22 18:00 | 0.96992
HydroReservoir | FR | 2018-11-22 19:00 | 0.93658
HydroReservoir | FR | 2018-11-22 20:00 | 0.96992
HydroReservoir | FR | 2018-11-22 21:00 | 0.96992
HydroReservoir | FR | 2018-11-22 22:00 | 0.96992
HydroReservoir | FR | 2018-11-22 23:00 | 0.96992
HydroReservoir | FR | 2018-11-23 | 0.96992
HydroReservoir | FR | 2018-11-23 01:00 | 0.96992
HydroReservoir | FR | 2018-11-23 02:00 | 0.96992
HydroReservoir | FR | 2018-11-23 03:00 | 0.96992
HydroReservoir | FR | 2018-11-23 04:00 | 0.96992
HydroReservoir | FR | 2018-11-23 05:00 | 0.96992
HydroReservoir | FR | 2018-11-23 06:00 | 0.96992
HydroReservoir | FR | 2018-11-23 07:00 | 0.96992
HydroReservoir | FR | 2018-11-23 08:00 | 0.96992
HydroReservoir | FR | 2018-11-23 09:00 | 0.96992
HydroReservoir | FR | 2018-11-23 10:00 | 0.96992
HydroReservoir | FR | 2018-11-23 11:00 | 0.96992
HydroReservoir | FR | 2018-11-23 12:00 | 0.96992
HydroReservoir | FR | 2018-11-23 13:00 | 0.96992
HydroReservoir | FR | 2018-11-23 14:00 | 0.96992
HydroReservoir | FR | 2018-11-23 15:00 | 0.96992
HydroReservoir | FR | 2018-11-23 16:00 | 0.96992
HydroReservoir | FR | 2018-11-23 17:00 | 0.96992
HydroReservoir | FR | 2018-11-23 18:00 | 0.96992
HydroReservoir | FR | 2018-11-23 19:00 | 0.96992
HydroReservoir | FR | 2018-11-23 20:00 | 0.96992
HydroReservoir | FR | 2018-11-23 21:00 | 0.96992
HydroReservoir | FR | 2018-11-23 22:00 | 0.96992
HydroReservoir | FR | 2018-11-23 23:00 | 0.96992
HydroReservoir | FR | 2018-11-24 | 0.96992
HydroReservoir | FR | 2018-11-24 01:00 | 0.96992
HydroReservoir | FR | 2018-11-24 02:00 | 0.96992
HydroReservoir | FR | 2018-11-24 03:00 | 0.96992
HydroReservoir | FR | 2018-11-24 04:00 | 0.96992
HydroReservoir | FR | 2018-11-24 05:00 | 0.96992
HydroReservoir | FR | 2018-11-24 06:00 | 0.96992
HydroReservoir | FR | 2018-11-24 07:00 | 0.96992
HydroReservoir | FR | 2018-11-24 08:00 | 0.92516
HydroReservoir | FR | 2018-11-24 09:00 | 0.92516
HydroReservoir | FR | 2018-11-24 10:00 | 0.92516
HydroReservoir | FR | 2018-11-24 11:00 | 0.92516
HydroReservoir | FR | 2018-11-24 12:00 | 0.96992
HydroReservoir | FR | 2018-11-24 13:00 | 0.96992
HydroReservoir | FR | 2018-11-24 14:00 | 0.96992
HydroReservoir | FR | 2018-11-24 15:00 | 0.96992
HydroReservoir | FR | 2018-11-24 16:00 | 0.96992
HydroReservoir | FR | 2018-11-24 17:00 | 0.96992
HydroReservoir | FR | 2018-11-24 18:00 | 0.96992
HydroReservoir | FR | 2018-11-24 19:00 | 0.96992
HydroReservoir | FR | 2018-11-24 20:00 | 0.96992
HydroReservoir | FR | 2018-11-24 21:00 | 0.96992
HydroReservoir | FR | 2018-11-24 22:00 | 0.96992
HydroReservoir | FR | 2018-11-24 23:00 | 0.96992
HydroReservoir | FR | 2018-11-25 | 0.96992
HydroReservoir | FR | 2018-11-25 01:00 | 0.96992
HydroReservoir | FR | 2018-11-25 02:00 | 0.96992
HydroReservoir | FR | 2018-11-25 03:00 | 0.96992
HydroReservoir | FR | 2018-11-25 04:00 | 0.96992
HydroReservoir | FR | 2018-11-25 05:00 | 0.96992
HydroReservoir | FR | 2018-11-25 06:00 | 0.96992
HydroReservoir | FR | 2018-11-25 07:00 | 0.96992
HydroReservoir | FR | 2018-11-25 08:00 | 0.96992
HydroReservoir | FR | 2018-11-25 09:00 | 0.96992
HydroReservoir | FR | 2018-11-25 10:00 | 0.96992
HydroReservoir | FR | 2018-11-25 11:00 | 0.96992
HydroReservoir | FR | 2018-11-25 12:00 | 0.96992
HydroReservoir | FR | 2018-11-25 13:00 | 0.96992
HydroReservoir | FR | 2018-11-25 14:00 | 0.96992
HydroReservoir | FR | 2018-11-25 15:00 | 0.96992
HydroReservoir | FR | 2018-11-25 16:00 | 0.96992
HydroReservoir | FR | 2018-11-25 17:00 | 0.96992
HydroReservoir | FR | 2018-11-25 18:00 | 0.96992
HydroReservoir | FR | 2018-11-25 19:00 | 0.96992
HydroReservoir | FR | 2018-11-25 20:00 | 0.96992
HydroReservoir | FR | 2018-11-25 21:00 | 0.96992
HydroReservoir | FR | 2018-11-25 22:00 | 0.96992
HydroReservoir | FR | 2018-11-25 23:00 | 0.96992
HydroReservoir | FR | 2018-11-26 | 0.96992
HydroReservoir | FR | 2018-11-26 01:00 | 0.96992
HydroReservoir | FR | 2018-11-26 02:00 | 0.96992
HydroReservoir | FR | 2018-11-26 03:00 | 0.96992
HydroReservoir | FR | 2018-11-26 04:00 | 0.96992
HydroReservoir | FR | 2018-11-26 05:00 | 0.96992
HydroReservoir | FR | 2018-11-26 06:00 | 0.96992
HydroReservoir | FR | 2018-11-26 07:00 | 0.96992
HydroReservoir | FR | 2018-11-26 08:00 | 0.97122
HydroReservoir | FR | 2018-11-26 09:00 | 0.97122
HydroReservoir | FR | 2018-11-26 10:00 | 0.97122
HydroReservoir | FR | 2018-11-26 11:00 | 0.97122
HydroReservoir | FR | 2018-11-26 12:00 | 0.97122
HydroReservoir | FR | 2018-11-26 13:00 | 0.97122
HydroReservoir | FR | 2018-11-26 14:00 | 0.97122
HydroReservoir | FR | 2018-11-26 15:00 | 0.97122
HydroReservoir | FR | 2018-11-26 16:00 | 0.97122
HydroReservoir | FR | 2018-11-26 17:00 | 0.97122
HydroReservoir | FR | 2018-11-26 18:00 | 0.97122
HydroReservoir | FR | 2018-11-26 19:00 | 0.97122
HydroReservoir | FR | 2018-11-26 20:00 | 0.97122
HydroReservoir | FR | 2018-11-26 21:00 | 0.97122
HydroReservoir | FR | 2018-11-26 22:00 | 0.97122
HydroReservoir | FR | 2018-11-26 23:00 | 0.95956
HydroReservoir | FR | 2018-11-27 | 0.95956
HydroReservoir | FR | 2018-11-27 01:00 | 0.95956
HydroReservoir | FR | 2018-11-27 02:00 | 0.95956
HydroReservoir | FR | 2018-11-27 03:00 | 0.95956
HydroReservoir | FR | 2018-11-27 04:00 | 0.95956
HydroReservoir | FR | 2018-11-27 05:00 | 0.95956
HydroReservoir | FR | 2018-11-27 06:00 | 0.95956
HydroReservoir | FR | 2018-11-27 07:00 | 0.95956
HydroReservoir | FR | 2018-11-27 08:00 | 0.95956
HydroReservoir | FR | 2018-11-27 09:00 | 0.95956
HydroReservoir | FR | 2018-11-27 10:00 | 0.95956
HydroReservoir | FR | 2018-11-27 11:00 | 0.97122
HydroReservoir | FR | 2018-11-27 12:00 | 0.97122
HydroReservoir | FR | 2018-11-27 13:00 | 0.97122
HydroReservoir | FR | 2018-11-27 14:00 | 0.95641
HydroReservoir | FR | 2018-11-27 15:00 | 0.95641
HydroReservoir | FR | 2018-11-27 16:00 | 0.97122
HydroReservoir | FR | 2018-11-27 17:00 | 0.97122
HydroReservoir | FR | 2018-11-27 18:00 | 0.97122
HydroReservoir | FR | 2018-11-27 19:00 | 0.97122
HydroReservoir | FR | 2018-11-27 20:00 | 0.97122
HydroReservoir | FR | 2018-11-27 21:00 | 0.97122
HydroReservoir | FR | 2018-11-27 22:00 | 0.97122
HydroReservoir | FR | 2018-11-27 23:00 | 0.97122
HydroReservoir | FR | 2018-11-28 | 0.97122
HydroReservoir | FR | 2018-11-28 01:00 | 0.97122
HydroReservoir | FR | 2018-11-28 02:00 | 0.97122
HydroReservoir | FR | 2018-11-28 03:00 | 0.97122
HydroReservoir | FR | 2018-11-28 04:00 | 0.97122
HydroReservoir | FR | 2018-11-28 05:00 | 0.97122
HydroReservoir | FR | 2018-11-28 06:00 | 0.97122
HydroReservoir | FR | 2018-11-28 07:00 | 0.97122
HydroReservoir | FR | 2018-11-28 08:00 | 0.97122
HydroReservoir | FR | 2018-11-28 09:00 | 0.97122
HydroReservoir | FR | 2018-11-28 10:00 | 0.97122
HydroReservoir | FR | 2018-11-28 11:00 | 0.97122
HydroReservoir | FR | 2018-11-28 12:00 | 0.97122
HydroReservoir | FR | 2018-11-28 13:00 | 0.97122
HydroReservoir | FR | 2018-11-28 14:00 | 0.93788
HydroReservoir | FR | 2018-11-28 15:00 | 0.93788
HydroReservoir | FR | 2018-11-28 16:00 | 0.97122
HydroReservoir | FR | 2018-11-28 17:00 | 0.97122
HydroReservoir | FR | 2018-11-28 18:00 | 0.97122
HydroReservoir | FR | 2018-11-28 19:00 | 0.97122
HydroReservoir | FR | 2018-11-28 20:00 | 0.97122
HydroReservoir | FR | 2018-11-28 21:00 | 0.97122
HydroReservoir | FR | 2018-11-28 22:00 | 0.97122
HydroReservoir | FR | 2018-11-28 23:00 | 0.97122
HydroReservoir | FR | 2018-11-29 | 0.97122
HydroReservoir | FR | 2018-11-29 01:00 | 0.97122
HydroReservoir | FR | 2018-11-29 02:00 | 0.97122
HydroReservoir | FR | 2018-11-29 03:00 | 0.97122
HydroReservoir | FR | 2018-11-29 04:00 | 0.97122
HydroReservoir | FR | 2018-11-29 05:00 | 0.97122
HydroReservoir | FR | 2018-11-29 06:00 | 0.97122
HydroReservoir | FR | 2018-11-29 07:00 | 0.97122
HydroReservoir | FR | 2018-11-29 08:00 | 0.97122
HydroReservoir | FR | 2018-11-29 09:00 | 0.97122
HydroReservoir | FR | 2018-11-29 10:00 | 0.97122
HydroReservoir | FR | 2018-11-29 11:00 | 0.97122
HydroReservoir | FR | 2018-11-29 12:00 | 0.97122
HydroReservoir | FR | 2018-11-29 13:00 | 0.97122
HydroReservoir | FR | 2018-11-29 14:00 | 0.97122
HydroReservoir | FR | 2018-11-29 15:00 | 0.97122
HydroReservoir | FR | 2018-11-29 16:00 | 0.97122
HydroReservoir | FR | 2018-11-29 17:00 | 0.97122
HydroReservoir | FR | 2018-11-29 18:00 | 0.97122
HydroReservoir | FR | 2018-11-29 19:00 | 0.97122
HydroReservoir | FR | 2018-11-29 20:00 | 0.97122
HydroReservoir | FR | 2018-11-29 21:00 | 0.97122
HydroReservoir | FR | 2018-11-29 22:00 | 0.97122
HydroReservoir | FR | 2018-11-29 23:00 | 0.97122
HydroReservoir | FR | 2018-11-30 | 0.97122
HydroReservoir | FR | 2018-11-30 01:00 | 0.97122
HydroReservoir | FR | 2018-11-30 02:00 | 0.97122
HydroReservoir | FR | 2018-11-30 03:00 | 0.97122
HydroReservoir | FR | 2018-11-30 04:00 | 0.97122
HydroReservoir | FR | 2018-11-30 05:00 | 0.97122
HydroReservoir | FR | 2018-11-30 06:00 | 0.97122
HydroReservoir | FR | 2018-11-30 07:00 | 0.97122
HydroReservoir | FR | 2018-11-30 08:00 | 0.97122
HydroReservoir | FR | 2018-11-30 09:00 | 0.97122
HydroReservoir | FR | 2018-11-30 10:00 | 0.97122
HydroReservoir | FR | 2018-11-30 11:00 | 0.97122
HydroReservoir | FR | 2018-11-30 12:00 | 0.97122
HydroReservoir | FR | 2018-11-30 13:00 | 0.97122
HydroReservoir | FR | 2018-11-30 14:00 | 0.97122
HydroReservoir | FR | 2018-11-30 15:00 | 0.97122
HydroReservoir | FR | 2018-11-30 16:00 | 0.98554
HydroReservoir | FR | 2018-11-30 17:00 | 0.98554
HydroReservoir | FR | 2018-11-30 18:00 | 0.98554
HydroReservoir | FR | 2018-11-30 19:00 | 0.98554
HydroReservoir | FR | 2018-11-30 20:00 | 0.98554
HydroReservoir | FR | 2018-11-30 21:00 | 0.98554
HydroReservoir | FR | 2018-11-30 22:00 | 0.98554
HydroReservoir | FR | 2018-11-30 23:00 | 0.98554
HydroReservoir | FR | 2018-12-01 | 0.98554
HydroReservoir | FR | 2018-12-01 01:00 | 0.98554
HydroReservoir | FR | 2018-12-01 02:00 | 0.98554
HydroReservoir | FR | 2018-12-01 03:00 | 0.98554
HydroReservoir | FR | 2018-12-01 04:00 | 0.98554
HydroReservoir | FR | 2018-12-01 05:00 | 0.98554
HydroReservoir | FR | 2018-12-01 06:00 | 0.98554
HydroReservoir | FR | 2018-12-01 07:00 | 0.98554
HydroReservoir | FR | 2018-12-01 08:00 | 0.98554
HydroReservoir | FR | 2018-12-01 09:00 | 0.98554
HydroReservoir | FR | 2018-12-01 10:00 | 0.98554
HydroReservoir | FR | 2018-12-01 11:00 | 0.98554
HydroReservoir | FR | 2018-12-01 12:00 | 0.98554
HydroReservoir | FR | 2018-12-01 13:00 | 0.98554
HydroReservoir | FR | 2018-12-01 14:00 | 0.98554
HydroReservoir | FR | 2018-12-01 15:00 | 0.98554
HydroReservoir | FR | 2018-12-01 16:00 | 0.98554
HydroReservoir | FR | 2018-12-01 17:00 | 0.98554
HydroReservoir | FR | 2018-12-01 18:00 | 0.98554
HydroReservoir | FR | 2018-12-01 19:00 | 0.98554
HydroReservoir | FR | 2018-12-01 20:00 | 0.98554
HydroReservoir | FR | 2018-12-01 21:00 | 0.98554
HydroReservoir | FR | 2018-12-01 22:00 | 0.98554
HydroReservoir | FR | 2018-12-01 23:00 | 0.98554
HydroReservoir | FR | 2018-12-02 | 0.98554
HydroReservoir | FR | 2018-12-02 01:00 | 0.98554
HydroReservoir | FR | 2018-12-02 02:00 | 0.98554
HydroReservoir | FR | 2018-12-02 03:00 | 0.98554
HydroReservoir | FR | 2018-12-02 04:00 | 0.98554
HydroReservoir | FR | 2018-12-02 05:00 | 0.98554
HydroReservoir | FR | 2018-12-02 06:00 | 0.98554
HydroReservoir | FR | 2018-12-02 07:00 | 0.98554
HydroReservoir | FR | 2018-12-02 08:00 | 0.98554
HydroReservoir | FR | 2018-12-02 09:00 | 0.98554
HydroReservoir | FR | 2018-12-02 10:00 | 0.98554
HydroReservoir | FR | 2018-12-02 11:00 | 0.98554
HydroReservoir | FR | 2018-12-02 12:00 | 0.98554
HydroReservoir | FR | 2018-12-02 13:00 | 0.98554
HydroReservoir | FR | 2018-12-02 14:00 | 0.98554
HydroReservoir | FR | 2018-12-02 15:00 | 0.98554
HydroReservoir | FR | 2018-12-02 16:00 | 0.98554
HydroReservoir | FR | 2018-12-02 17:00 | 0.98554
HydroReservoir | FR | 2018-12-02 18:00 | 0.98554
HydroReservoir | FR | 2018-12-02 19:00 | 0.98554
HydroReservoir | FR | 2018-12-02 20:00 | 0.98554
HydroReservoir | FR | 2018-12-02 21:00 | 0.98554
HydroReservoir | FR | 2018-12-02 22:00 | 0.98554
HydroReservoir | FR | 2018-12-02 23:00 | 0.98554
HydroReservoir | FR | 2018-12-03 | 0.98554
HydroReservoir | FR | 2018-12-03 01:00 | 0.98554
HydroReservoir | FR | 2018-12-03 02:00 | 0.98554
HydroReservoir | FR | 2018-12-03 03:00 | 0.98554
HydroReservoir | FR | 2018-12-03 04:00 | 0.98554
HydroReservoir | FR | 2018-12-03 05:00 | 0.98554
HydroReservoir | FR | 2018-12-03 06:00 | 0.98554
HydroReservoir | FR | 2018-12-03 07:00 | 0.96456
HydroReservoir | FR | 2018-12-03 08:00 | 0.96456
HydroReservoir | FR | 2018-12-03 09:00 | 0.96456
HydroReservoir | FR | 2018-12-03 10:00 | 0.96456
HydroReservoir | FR | 2018-12-03 11:00 | 0.96456
HydroReservoir | FR | 2018-12-03 12:00 | 0.96456
HydroReservoir | FR | 2018-12-03 13:00 | 0.96456
HydroReservoir | FR | 2018-12-03 14:00 | 0.96456
HydroReservoir | FR | 2018-12-03 15:00 | 0.96456
HydroReservoir | FR | 2018-12-03 16:00 | 0.96456
HydroReservoir | FR | 2018-12-03 17:00 | 0.98554
HydroReservoir | FR | 2018-12-03 18:00 | 0.98554
HydroReservoir | FR | 2018-12-03 19:00 | 0.98554
HydroReservoir | FR | 2018-12-03 20:00 | 0.98554
HydroReservoir | FR | 2018-12-03 21:00 | 0.98554
HydroReservoir | FR | 2018-12-03 22:00 | 0.98554
HydroReservoir | FR | 2018-12-03 23:00 | 0.98554
HydroReservoir | FR | 2018-12-04 | 0.97389
HydroReservoir | FR | 2018-12-04 01:00 | 0.98554
HydroReservoir | FR | 2018-12-04 02:00 | 0.98554
HydroReservoir | FR | 2018-12-04 03:00 | 0.98554
HydroReservoir | FR | 2018-12-04 04:00 | 0.98554
HydroReservoir | FR | 2018-12-04 05:00 | 0.98554
HydroReservoir | FR | 2018-12-04 06:00 | 0.98554
HydroReservoir | FR | 2018-12-04 07:00 | 0.98554
HydroReservoir | FR | 2018-12-04 08:00 | 0.95092
HydroReservoir | FR | 2018-12-04 09:00 | 0.95092
HydroReservoir | FR | 2018-12-04 10:00 | 0.95092
HydroReservoir | FR | 2018-12-04 11:00 | 0.95092
HydroReservoir | FR | 2018-12-04 12:00 | 0.95092
HydroReservoir | FR | 2018-12-04 13:00 | 0.90895
HydroReservoir | FR | 2018-12-04 14:00 | 0.88028
HydroReservoir | FR | 2018-12-04 15:00 | 0.88028
HydroReservoir | FR | 2018-12-04 16:00 | 0.88028
HydroReservoir | FR | 2018-12-04 17:00 | 0.98554
HydroReservoir | FR | 2018-12-04 18:00 | 0.98554
HydroReservoir | FR | 2018-12-04 19:00 | 0.98554
HydroReservoir | FR | 2018-12-04 20:00 | 0.98554
HydroReservoir | FR | 2018-12-04 21:00 | 0.97389
HydroReservoir | FR | 2018-12-04 22:00 | 0.98554
HydroReservoir | FR | 2018-12-04 23:00 | 0.98554
HydroReservoir | FR | 2018-12-05 | 0.98554
HydroReservoir | FR | 2018-12-05 01:00 | 0.98554
HydroReservoir | FR | 2018-12-05 02:00 | 0.98554
HydroReservoir | FR | 2018-12-05 03:00 | 0.98554
HydroReservoir | FR | 2018-12-05 04:00 | 0.98554
HydroReservoir | FR | 2018-12-05 05:00 | 0.98554
HydroReservoir | FR | 2018-12-05 06:00 | 0.98554
HydroReservoir | FR | 2018-12-05 07:00 | 0.94393
HydroReservoir | FR | 2018-12-05 08:00 | 0.93136
HydroReservoir | FR | 2018-12-05 09:00 | 0.93136
HydroReservoir | FR | 2018-12-05 10:00 | 0.93136
HydroReservoir | FR | 2018-12-05 11:00 | 0.93136
HydroReservoir | FR | 2018-12-05 12:00 | 0.94393
HydroReservoir | FR | 2018-12-05 13:00 | 0.90196
HydroReservoir | FR | 2018-12-05 14:00 | 0.91667
HydroReservoir | FR | 2018-12-05 15:00 | 0.91667
HydroReservoir | FR | 2018-12-05 16:00 | 0.92924
HydroReservoir | FR | 2018-12-05 17:00 | 0.98554
HydroReservoir | FR | 2018-12-05 18:00 | 0.98554
HydroReservoir | FR | 2018-12-05 19:00 | 0.98554
HydroReservoir | FR | 2018-12-05 20:00 | 0.98554
HydroReservoir | FR | 2018-12-05 21:00 | 0.98554
HydroReservoir | FR | 2018-12-05 22:00 | 0.98554
HydroReservoir | FR | 2018-12-05 23:00 | 0.98554
HydroReservoir | FR | 2018-12-06 | 0.98554
HydroReservoir | FR | 2018-12-06 01:00 | 0.98554
HydroReservoir | FR | 2018-12-06 02:00 | 0.98554
HydroReservoir | FR | 2018-12-06 03:00 | 0.98554
HydroReservoir | FR | 2018-12-06 04:00 | 0.98554
HydroReservoir | FR | 2018-12-06 05:00 | 0.98554
HydroReservoir | FR | 2018-12-06 06:00 | 0.98554
HydroReservoir | FR | 2018-12-06 07:00 | 0.95862
HydroReservoir | FR | 2018-12-06 08:00 | 0.95862
HydroReservoir | FR | 2018-12-06 09:00 | 0.95862
HydroReservoir | FR | 2018-12-06 10:00 | 0.95862
HydroReservoir | FR | 2018-12-06 11:00 | 0.95862
HydroReservoir | FR | 2018-12-06 12:00 | 0.95862
HydroReservoir | FR | 2018-12-06 13:00 | 0.94696
HydroReservoir | FR | 2018-12-06 14:00 | 0.91898
HydroReservoir | FR | 2018-12-06 15:00 | 0.91898
HydroReservoir | FR | 2018-12-06 16:00 | 0.94696
HydroReservoir | FR | 2018-12-06 17:00 | 0.97389
HydroReservoir | FR | 2018-12-06 18:00 | 0.97389
HydroReservoir | FR | 2018-12-06 19:00 | 0.97389
HydroReservoir | FR | 2018-12-06 20:00 | 0.97389
HydroReservoir | FR | 2018-12-06 21:00 | 0.97389
HydroReservoir | FR | 2018-12-06 22:00 | 0.97389
HydroReservoir | FR | 2018-12-06 23:00 | 0.97389
HydroReservoir | FR | 2018-12-07 | 0.97389
HydroReservoir | FR | 2018-12-07 01:00 | 0.97389
HydroReservoir | FR | 2018-12-07 02:00 | 0.97389
HydroReservoir | FR | 2018-12-07 03:00 | 0.97389
HydroReservoir | FR | 2018-12-07 04:00 | 0.97389
HydroReservoir | FR | 2018-12-07 05:00 | 0.97389
HydroReservoir | FR | 2018-12-07 06:00 | 0.97389
HydroReservoir | FR | 2018-12-07 07:00 | 0.97389
HydroReservoir | FR | 2018-12-07 08:00 | 0.97389
HydroReservoir | FR | 2018-12-07 09:00 | 0.97389
HydroReservoir | FR | 2018-12-07 10:00 | 0.96223
HydroReservoir | FR | 2018-12-07 11:00 | 0.96223
HydroReservoir | FR | 2018-12-07 12:00 | 0.96223
HydroReservoir | FR | 2018-12-07 13:00 | 0.96223
HydroReservoir | FR | 2018-12-07 14:00 | 0.96223
HydroReservoir | FR | 2018-12-07 15:00 | 0.96223
HydroReservoir | FR | 2018-12-07 16:00 | 0.96223
HydroReservoir | FR | 2018-12-07 17:00 | 0.97389
HydroReservoir | FR | 2018-12-07 18:00 | 0.97389
HydroReservoir | FR | 2018-12-07 19:00 | 0.97389
HydroReservoir | FR | 2018-12-07 20:00 | 0.97389
HydroReservoir | FR | 2018-12-07 21:00 | 0.97389
HydroReservoir | FR | 2018-12-07 22:00 | 0.97389
HydroReservoir | FR | 2018-12-07 23:00 | 0.97389
HydroReservoir | FR | 2018-12-08 | 0.91793
HydroReservoir | FR | 2018-12-08 01:00 | 0.91793
HydroReservoir | FR | 2018-12-08 02:00 | 0.91793
HydroReservoir | FR | 2018-12-08 03:00 | 0.91793
HydroReservoir | FR | 2018-12-08 04:00 | 0.91793
HydroReservoir | FR | 2018-12-08 05:00 | 0.91793
HydroReservoir | FR | 2018-12-08 06:00 | 0.91793
HydroReservoir | FR | 2018-12-08 07:00 | 0.91793
HydroReservoir | FR | 2018-12-08 08:00 | 0.97389
HydroReservoir | FR | 2018-12-08 09:00 | 0.97389
HydroReservoir | FR | 2018-12-08 10:00 | 0.97389
HydroReservoir | FR | 2018-12-08 11:00 | 0.97389
HydroReservoir | FR | 2018-12-08 12:00 | 0.97389
HydroReservoir | FR | 2018-12-08 13:00 | 0.97389
HydroReservoir | FR | 2018-12-08 14:00 | 0.97389
HydroReservoir | FR | 2018-12-08 15:00 | 0.97389
HydroReservoir | FR | 2018-12-08 16:00 | 0.97389
HydroReservoir | FR | 2018-12-08 17:00 | 0.97389
HydroReservoir | FR | 2018-12-08 18:00 | 0.97389
HydroReservoir | FR | 2018-12-08 19:00 | 0.97389
HydroReservoir | FR | 2018-12-08 20:00 | 0.97389
HydroReservoir | FR | 2018-12-08 21:00 | 0.97389
HydroReservoir | FR | 2018-12-08 22:00 | 0.97389
HydroReservoir | FR | 2018-12-08 23:00 | 0.97389
HydroReservoir | FR | 2018-12-09 | 0.97389
HydroReservoir | FR | 2018-12-09 01:00 | 0.97389
HydroReservoir | FR | 2018-12-09 02:00 | 0.97389
HydroReservoir | FR | 2018-12-09 03:00 | 0.97389
HydroReservoir | FR | 2018-12-09 04:00 | 0.97389
HydroReservoir | FR | 2018-12-09 05:00 | 0.97389
HydroReservoir | FR | 2018-12-09 06:00 | 0.97389
HydroReservoir | FR | 2018-12-09 07:00 | 0.97389
HydroReservoir | FR | 2018-12-09 08:00 | 0.97389
HydroReservoir | FR | 2018-12-09 09:00 | 0.97389
HydroReservoir | FR | 2018-12-09 10:00 | 0.97389
HydroReservoir | FR | 2018-12-09 11:00 | 0.97389
HydroReservoir | FR | 2018-12-09 12:00 | 0.97389
HydroReservoir | FR | 2018-12-09 13:00 | 0.97389
HydroReservoir | FR | 2018-12-09 14:00 | 0.97389
HydroReservoir | FR | 2018-12-09 15:00 | 0.97389
HydroReservoir | FR | 2018-12-09 16:00 | 0.97389
HydroReservoir | FR | 2018-12-09 17:00 | 0.97389
HydroReservoir | FR | 2018-12-09 18:00 | 0.97389
HydroReservoir | FR | 2018-12-09 19:00 | 0.97389
HydroReservoir | FR | 2018-12-09 20:00 | 0.97389
HydroReservoir | FR | 2018-12-09 21:00 | 0.97389
HydroReservoir | FR | 2018-12-09 22:00 | 0.97389
HydroReservoir | FR | 2018-12-09 23:00 | 0.97389
HydroReservoir | FR | 2018-12-10 | 0.97389
HydroReservoir | FR | 2018-12-10 01:00 | 0.97389
HydroReservoir | FR | 2018-12-10 02:00 | 0.97389
HydroReservoir | FR | 2018-12-10 03:00 | 0.97389
HydroReservoir | FR | 2018-12-10 04:00 | 0.97389
HydroReservoir | FR | 2018-12-10 05:00 | 0.97389
HydroReservoir | FR | 2018-12-10 06:00 | 0.97389
HydroReservoir | FR | 2018-12-10 07:00 | 0.97389
HydroReservoir | FR | 2018-12-10 08:00 | 0.97389
HydroReservoir | FR | 2018-12-10 09:00 | 0.97389
HydroReservoir | FR | 2018-12-10 10:00 | 0.97389
HydroReservoir | FR | 2018-12-10 11:00 | 0.97389
HydroReservoir | FR | 2018-12-10 12:00 | 0.97389
HydroReservoir | FR | 2018-12-10 13:00 | 0.97389
HydroReservoir | FR | 2018-12-10 14:00 | 0.97389
HydroReservoir | FR | 2018-12-10 15:00 | 0.97389
HydroReservoir | FR | 2018-12-10 16:00 | 0.97389
HydroReservoir | FR | 2018-12-10 17:00 | 0.97389
HydroReservoir | FR | 2018-12-10 18:00 | 0.97389
HydroReservoir | FR | 2018-12-10 19:00 | 0.97389
HydroReservoir | FR | 2018-12-10 20:00 | 0.97389
HydroReservoir | FR | 2018-12-10 21:00 | 0.97389
HydroReservoir | FR | 2018-12-10 22:00 | 0.97389
HydroReservoir | FR | 2018-12-10 23:00 | 0.97389
HydroReservoir | FR | 2018-12-11 | 0.97389
HydroReservoir | FR | 2018-12-11 01:00 | 0.97389
HydroReservoir | FR | 2018-12-11 02:00 | 0.97389
HydroReservoir | FR | 2018-12-11 03:00 | 0.97389
HydroReservoir | FR | 2018-12-11 04:00 | 0.97389
HydroReservoir | FR | 2018-12-11 05:00 | 0.97389
HydroReservoir | FR | 2018-12-11 06:00 | 0.97389
HydroReservoir | FR | 2018-12-11 07:00 | 0.97389
HydroReservoir | FR | 2018-12-11 08:00 | 0.97389
HydroReservoir | FR | 2018-12-11 09:00 | 0.97389
HydroReservoir | FR | 2018-12-11 10:00 | 0.97389
HydroReservoir | FR | 2018-12-11 11:00 | 0.97389
HydroReservoir | FR | 2018-12-11 12:00 | 0.97389
HydroReservoir | FR | 2018-12-11 13:00 | 0.97389
HydroReservoir | FR | 2018-12-11 14:00 | 0.97389
HydroReservoir | FR | 2018-12-11 15:00 | 0.97389
HydroReservoir | FR | 2018-12-11 16:00 | 0.97389
HydroReservoir | FR | 2018-12-11 17:00 | 0.97389
HydroReservoir | FR | 2018-12-11 18:00 | 0.97389
HydroReservoir | FR | 2018-12-11 19:00 | 0.97389
HydroReservoir | FR | 2018-12-11 20:00 | 0.97389
HydroReservoir | FR | 2018-12-11 21:00 | 0.97389
HydroReservoir | FR | 2018-12-11 22:00 | 0.97389
HydroReservoir | FR | 2018-12-11 23:00 | 0.97389
HydroReservoir | FR | 2018-12-12 | 0.97389
HydroReservoir | FR | 2018-12-12 01:00 | 0.97389
HydroReservoir | FR | 2018-12-12 02:00 | 0.97389
HydroReservoir | FR | 2018-12-12 03:00 | 0.97389
HydroReservoir | FR | 2018-12-12 04:00 | 0.97389
HydroReservoir | FR | 2018-12-12 05:00 | 0.97389
HydroReservoir | FR | 2018-12-12 06:00 | 0.97389
HydroReservoir | FR | 2018-12-12 07:00 | 0.97389
HydroReservoir | FR | 2018-12-12 08:00 | 0.9606
HydroReservoir | FR | 2018-12-12 09:00 | 0.9606
HydroReservoir | FR | 2018-12-12 10:00 | 0.9606
HydroReservoir | FR | 2018-12-12 11:00 | 0.9606
HydroReservoir | FR | 2018-12-12 12:00 | 0.9606
HydroReservoir | FR | 2018-12-12 13:00 | 0.88529
HydroReservoir | FR | 2018-12-12 14:00 | 0.88529
HydroReservoir | FR | 2018-12-12 15:00 | 0.88529
HydroReservoir | FR | 2018-12-12 16:00 | 0.89858
HydroReservoir | FR | 2018-12-12 17:00 | 0.89858
HydroReservoir | FR | 2018-12-12 18:00 | 0.97389
HydroReservoir | FR | 2018-12-12 19:00 | 0.97389
HydroReservoir | FR | 2018-12-12 20:00 | 0.97389
HydroReservoir | FR | 2018-12-12 21:00 | 0.97389
HydroReservoir | FR | 2018-12-12 22:00 | 0.97389
HydroReservoir | FR | 2018-12-12 23:00 | 0.97389
HydroReservoir | FR | 2018-12-13 | 0.97389
HydroReservoir | FR | 2018-12-13 01:00 | 0.97389
HydroReservoir | FR | 2018-12-13 02:00 | 0.97389
HydroReservoir | FR | 2018-12-13 03:00 | 0.97389
HydroReservoir | FR | 2018-12-13 04:00 | 0.97389
HydroReservoir | FR | 2018-12-13 05:00 | 0.97389
HydroReservoir | FR | 2018-12-13 06:00 | 0.97389
HydroReservoir | FR | 2018-12-13 07:00 | 0.93227
HydroReservoir | FR | 2018-12-13 08:00 | 0.93227
HydroReservoir | FR | 2018-12-13 09:00 | 0.97389
HydroReservoir | FR | 2018-12-13 10:00 | 0.97389
HydroReservoir | FR | 2018-12-13 11:00 | 0.97389
HydroReservoir | FR | 2018-12-13 12:00 | 0.93227
HydroReservoir | FR | 2018-12-13 13:00 | 0.93227
HydroReservoir | FR | 2018-12-13 14:00 | 0.93227
HydroReservoir | FR | 2018-12-13 15:00 | 0.97389
HydroReservoir | FR | 2018-12-13 16:00 | 0.98554
HydroReservoir | FR | 2018-12-13 17:00 | 0.98554
HydroReservoir | FR | 2018-12-13 18:00 | 0.98554
HydroReservoir | FR | 2018-12-13 19:00 | 0.98554
HydroReservoir | FR | 2018-12-13 20:00 | 0.98554
HydroReservoir | FR | 2018-12-13 21:00 | 0.98554
HydroReservoir | FR | 2018-12-13 22:00 | 0.98554
HydroReservoir | FR | 2018-12-13 23:00 | 0.98554
HydroReservoir | FR | 2018-12-14 | 0.98554
HydroReservoir | FR | 2018-12-14 01:00 | 0.98554
HydroReservoir | FR | 2018-12-14 02:00 | 0.98554
HydroReservoir | FR | 2018-12-14 03:00 | 0.98554
HydroReservoir | FR | 2018-12-14 04:00 | 0.98554
HydroReservoir | FR | 2018-12-14 05:00 | 0.98554
HydroReservoir | FR | 2018-12-14 06:00 | 0.98554
HydroReservoir | FR | 2018-12-14 07:00 | 0.98554
HydroReservoir | FR | 2018-12-14 08:00 | 0.98554
HydroReservoir | FR | 2018-12-14 09:00 | 0.98554
HydroReservoir | FR | 2018-12-14 10:00 | 0.97389
HydroReservoir | FR | 2018-12-14 11:00 | 0.97389
HydroReservoir | FR | 2018-12-14 12:00 | 0.97389
HydroReservoir | FR | 2018-12-14 13:00 | 0.97389
HydroReservoir | FR | 2018-12-14 14:00 | 0.97389
HydroReservoir | FR | 2018-12-14 15:00 | 0.97389
HydroReservoir | FR | 2018-12-14 16:00 | 0.98554
HydroReservoir | FR | 2018-12-14 17:00 | 1
HydroReservoir | FR | 2018-12-14 18:00 | 1
HydroReservoir | FR | 2018-12-14 19:00 | 1
HydroReservoir | FR | 2018-12-14 20:00 | 1
HydroReservoir | FR | 2018-12-14 21:00 | 1
HydroReservoir | FR | 2018-12-14 22:00 | 1
HydroReservoir | FR | 2018-12-14 23:00 | 1
HydroReservoir | FR | 2018-12-15 | 1
HydroReservoir | FR | 2018-12-15 01:00 | 1
HydroReservoir | FR | 2018-12-15 02:00 | 1
HydroReservoir | FR | 2018-12-15 03:00 | 1
HydroReservoir | FR | 2018-12-15 04:00 | 1
HydroReservoir | FR | 2018-12-15 05:00 | 1
HydroReservoir | FR | 2018-12-15 06:00 | 1
HydroReservoir | FR | 2018-12-15 07:00 | 1
HydroReservoir | FR | 2018-12-15 08:00 | 1
HydroReservoir | FR | 2018-12-15 09:00 | 1
HydroReservoir | FR | 2018-12-15 10:00 | 1
HydroReservoir | FR | 2018-12-15 11:00 | 1
HydroReservoir | FR | 2018-12-15 12:00 | 1
HydroReservoir | FR | 2018-12-15 13:00 | 1
HydroReservoir | FR | 2018-12-15 14:00 | 1
HydroReservoir | FR | 2018-12-15 15:00 | 1
HydroReservoir | FR | 2018-12-15 16:00 | 1
HydroReservoir | FR | 2018-12-15 17:00 | 1
HydroReservoir | FR | 2018-12-15 18:00 | 1
HydroReservoir | FR | 2018-12-15 19:00 | 1
HydroReservoir | FR | 2018-12-15 20:00 | 1
HydroReservoir | FR | 2018-12-15 21:00 | 1
HydroReservoir | FR | 2018-12-15 22:00 | 1
HydroReservoir | FR | 2018-12-15 23:00 | 1
HydroReservoir | FR | 2018-12-16 | 1
HydroReservoir | FR | 2018-12-16 01:00 | 1
HydroReservoir | FR | 2018-12-16 02:00 | 1
HydroReservoir | FR | 2018-12-16 03:00 | 1
HydroReservoir | FR | 2018-12-16 04:00 | 1
HydroReservoir | FR | 2018-12-16 05:00 | 1
HydroReservoir | FR | 2018-12-16 06:00 | 1
HydroReservoir | FR | 2018-12-16 07:00 | 1
HydroReservoir | FR | 2018-12-16 08:00 | 1
HydroReservoir | FR | 2018-12-16 09:00 | 1
HydroReservoir | FR | 2018-12-16 10:00 | 1
HydroReservoir | FR | 2018-12-16 11:00 | 1
HydroReservoir | FR | 2018-12-16 12:00 | 1
HydroReservoir | FR | 2018-12-16 13:00 | 1
HydroReservoir | FR | 2018-12-16 14:00 | 1
HydroReservoir | FR | 2018-12-16 15:00 | 1
HydroReservoir | FR | 2018-12-16 16:00 | 1
HydroReservoir | FR | 2018-12-16 17:00 | 1
HydroReservoir | FR | 2018-12-16 18:00 | 1
HydroReservoir | FR | 2018-12-16 19:00 | 1
HydroReservoir | FR | 2018-12-16 20:00 | 1
HydroReservoir | FR | 2018-12-16 21:00 | 1
HydroReservoir | FR | 2018-12-16 22:00 | 1
HydroReservoir | FR | 2018-12-16 23:00 | 1
HydroReservoir | FR | 2018-12-17 | 1
HydroReservoir | FR | 2018-12-17 01:00 | 1
HydroReservoir | FR | 2018-12-17 02:00 | 1
HydroReservoir | FR | 2018-12-17 03:00 | 1
HydroReservoir | FR | 2018-12-17 04:00 | 1
HydroReservoir | FR | 2018-12-17 05:00 | 1
HydroReservoir | FR | 2018-12-17 06:00 | 1
HydroReservoir | FR | 2018-12-17 07:00 | 1
HydroReservoir | FR | 2018-12-17 08:00 | 0.97902
HydroReservoir | FR | 2018-12-17 09:00 | 0.97902
HydroReservoir | FR | 2018-12-17 10:00 | 0.97902
HydroReservoir | FR | 2018-12-17 11:00 | 0.97902
HydroReservoir | FR | 2018-12-17 12:00 | 1
HydroReservoir | FR | 2018-12-17 13:00 | 1
HydroReservoir | FR | 2018-12-17 14:00 | 1
HydroReservoir | FR | 2018-12-17 15:00 | 1
HydroReservoir | FR | 2018-12-17 16:00 | 1
HydroReservoir | FR | 2018-12-17 17:00 | 1
HydroReservoir | FR | 2018-12-17 18:00 | 1
HydroReservoir | FR | 2018-12-17 19:00 | 1
HydroReservoir | FR | 2018-12-17 20:00 | 1
HydroReservoir | FR | 2018-12-17 21:00 | 1
HydroReservoir | FR | 2018-12-17 22:00 | 1
HydroReservoir | FR | 2018-12-17 23:00 | 1
HydroReservoir | FR | 2018-12-18 | 1
HydroReservoir | FR | 2018-12-18 01:00 | 1
HydroReservoir | FR | 2018-12-18 02:00 | 1
HydroReservoir | FR | 2018-12-18 03:00 | 1
HydroReservoir | FR | 2018-12-18 04:00 | 1
HydroReservoir | FR | 2018-12-18 05:00 | 1
HydroReservoir | FR | 2018-12-18 06:00 | 1
HydroReservoir | FR | 2018-12-18 07:00 | 0.98834
HydroReservoir | FR | 2018-12-18 08:00 | 0.98834
HydroReservoir | FR | 2018-12-18 09:00 | 0.98834
HydroReservoir | FR | 2018-12-18 10:00 | 0.98834
HydroReservoir | FR | 2018-12-18 11:00 | 0.98834
HydroReservoir | FR | 2018-12-18 12:00 | 0.98834
HydroReservoir | FR | 2018-12-18 13:00 | 0.98834
HydroReservoir | FR | 2018-12-18 14:00 | 0.98834
HydroReservoir | FR | 2018-12-18 15:00 | 0.98834
HydroReservoir | FR | 2018-12-18 16:00 | 1
HydroReservoir | FR | 2018-12-18 17:00 | 1
HydroReservoir | FR | 2018-12-18 18:00 | 1
HydroReservoir | FR | 2018-12-18 19:00 | 1
HydroReservoir | FR | 2018-12-18 20:00 | 1
HydroReservoir | FR | 2018-12-18 21:00 | 1
HydroReservoir | FR | 2018-12-18 22:00 | 1
HydroReservoir | FR | 2018-12-18 23:00 | 1
HydroReservoir | FR | 2018-12-19 | 1
HydroReservoir | FR | 2018-12-19 01:00 | 1
HydroReservoir | FR | 2018-12-19 02:00 | 1
HydroReservoir | FR | 2018-12-19 03:00 | 1
HydroReservoir | FR | 2018-12-19 04:00 | 1
HydroReservoir | FR | 2018-12-19 05:00 | 1
HydroReservoir | FR | 2018-12-19 06:00 | 1
HydroReservoir | FR | 2018-12-19 07:00 | 0.95733
HydroReservoir | FR | 2018-12-19 08:00 | 0.88832
HydroReservoir | FR | 2018-12-19 09:00 | 0.88832
HydroReservoir | FR | 2018-12-19 10:00 | 0.88832
HydroReservoir | FR | 2018-12-19 11:00 | 0.88832
HydroReservoir | FR | 2018-12-19 12:00 | 0.95733
HydroReservoir | FR | 2018-12-19 13:00 | 0.91571
HydroReservoir | FR | 2018-12-19 14:00 | 0.91571
HydroReservoir | FR | 2018-12-19 15:00 | 0.91571
HydroReservoir | FR | 2018-12-19 16:00 | 0.91571
HydroReservoir | FR | 2018-12-19 17:00 | 1
HydroReservoir | FR | 2018-12-19 18:00 | 1
HydroReservoir | FR | 2018-12-19 19:00 | 1
HydroReservoir | FR | 2018-12-19 20:00 | 1
HydroReservoir | FR | 2018-12-19 21:00 | 1
HydroReservoir | FR | 2018-12-19 22:00 | 1
HydroReservoir | FR | 2018-12-19 23:00 | 1
HydroReservoir | FR | 2018-12-20 | 1
HydroReservoir | FR | 2018-12-20 01:00 | 1
HydroReservoir | FR | 2018-12-20 02:00 | 1
HydroReservoir | FR | 2018-12-20 03:00 | 1
HydroReservoir | FR | 2018-12-20 04:00 | 1
HydroReservoir | FR | 2018-12-20 05:00 | 1
HydroReservoir | FR | 2018-12-20 06:00 | 1
HydroReservoir | FR | 2018-12-20 07:00 | 0.97902
HydroReservoir | FR | 2018-12-20 08:00 | 0.97902
HydroReservoir | FR | 2018-12-20 09:00 | 0.97902
HydroReservoir | FR | 2018-12-20 10:00 | 0.97902
HydroReservoir | FR | 2018-12-20 11:00 | 0.96374
HydroReservoir | FR | 2018-12-20 12:00 | 0.96374
HydroReservoir | FR | 2018-12-20 13:00 | 0.96374
HydroReservoir | FR | 2018-12-20 14:00 | 0.96374
HydroReservoir | FR | 2018-12-20 15:00 | 0.96374
HydroReservoir | FR | 2018-12-20 16:00 | 0.96374
HydroReservoir | FR | 2018-12-20 17:00 | 0.98473
HydroReservoir | FR | 2018-12-20 18:00 | 0.98473
HydroReservoir | FR | 2018-12-20 19:00 | 0.98473
HydroReservoir | FR | 2018-12-20 20:00 | 0.98473
HydroReservoir | FR | 2018-12-20 21:00 | 0.98473
HydroReservoir | FR | 2018-12-20 22:00 | 0.98473
HydroReservoir | FR | 2018-12-20 23:00 | 0.98473
HydroReservoir | FR | 2018-12-21 | 0.98473
HydroReservoir | FR | 2018-12-21 01:00 | 0.98473
HydroReservoir | FR | 2018-12-21 02:00 | 0.98473
HydroReservoir | FR | 2018-12-21 03:00 | 0.98473
HydroReservoir | FR | 2018-12-21 04:00 | 0.98473
HydroReservoir | FR | 2018-12-21 05:00 | 0.98473
HydroReservoir | FR | 2018-12-21 06:00 | 0.98473
HydroReservoir | FR | 2018-12-21 07:00 | 0.98473
HydroReservoir | FR | 2018-12-21 08:00 | 0.98473
HydroReservoir | FR | 2018-12-21 09:00 | 0.98473
HydroReservoir | FR | 2018-12-21 10:00 | 0.98473
HydroReservoir | FR | 2018-12-21 11:00 | 1
HydroReservoir | FR | 2018-12-21 12:00 | 1
HydroReservoir | FR | 2018-12-21 13:00 | 1
HydroReservoir | FR | 2018-12-21 14:00 | 1
HydroReservoir | FR | 2018-12-21 15:00 | 1
HydroReservoir | FR | 2018-12-21 16:00 | 1
HydroReservoir | FR | 2018-12-21 17:00 | 1
HydroReservoir | FR | 2018-12-21 18:00 | 1
HydroReservoir | FR | 2018-12-21 19:00 | 1
HydroReservoir | FR | 2018-12-21 20:00 | 1
HydroReservoir | FR | 2018-12-21 21:00 | 1
HydroReservoir | FR | 2018-12-21 22:00 | 1
HydroReservoir | FR | 2018-12-21 23:00 | 1
HydroReservoir | FR | 2018-12-22 | 1
HydroReservoir | FR | 2018-12-22 01:00 | 1
HydroReservoir | FR | 2018-12-22 02:00 | 1
HydroReservoir | FR | 2018-12-22 03:00 | 1
HydroReservoir | FR | 2018-12-22 04:00 | 1
HydroReservoir | FR | 2018-12-22 05:00 | 1
HydroReservoir | FR | 2018-12-22 06:00 | 1
HydroReservoir | FR | 2018-12-22 07:00 | 1
HydroReservoir | FR | 2018-12-22 08:00 | 1
HydroReservoir | FR | 2018-12-22 09:00 | 1
HydroReservoir | FR | 2018-12-22 10:00 | 1
HydroReservoir | FR | 2018-12-22 11:00 | 1
HydroReservoir | FR | 2018-12-22 12:00 | 1
HydroReservoir | FR | 2018-12-22 13:00 | 1
HydroReservoir | FR | 2018-12-22 14:00 | 1
HydroReservoir | FR | 2018-12-22 15:00 | 1
HydroReservoir | FR | 2018-12-22 16:00 | 1
HydroReservoir | FR | 2018-12-22 17:00 | 1
HydroReservoir | FR | 2018-12-22 18:00 | 1
HydroReservoir | FR | 2018-12-22 19:00 | 1
HydroReservoir | FR | 2018-12-22 20:00 | 1
HydroReservoir | FR | 2018-12-22 21:00 | 1
HydroReservoir | FR | 2018-12-22 22:00 | 1
HydroReservoir | FR | 2018-12-22 23:00 | 1
HydroReservoir | FR | 2018-12-23 | 1
HydroReservoir | FR | 2018-12-23 01:00 | 1
HydroReservoir | FR | 2018-12-23 02:00 | 1
HydroReservoir | FR | 2018-12-23 03:00 | 1
HydroReservoir | FR | 2018-12-23 04:00 | 1
HydroReservoir | FR | 2018-12-23 05:00 | 1
HydroReservoir | FR | 2018-12-23 06:00 | 1
HydroReservoir | FR | 2018-12-23 07:00 | 1
HydroReservoir | FR | 2018-12-23 08:00 | 1
HydroReservoir | FR | 2018-12-23 09:00 | 1
HydroReservoir | FR | 2018-12-23 10:00 | 1
HydroReservoir | FR | 2018-12-23 11:00 | 1
HydroReservoir | FR | 2018-12-23 12:00 | 1
HydroReservoir | FR | 2018-12-23 13:00 | 1
HydroReservoir | FR | 2018-12-23 14:00 | 1
HydroReservoir | FR | 2018-12-23 15:00 | 1
HydroReservoir | FR | 2018-12-23 16:00 | 1
HydroReservoir | FR | 2018-12-23 17:00 | 1
HydroReservoir | FR | 2018-12-23 18:00 | 1
HydroReservoir | FR | 2018-12-23 19:00 | 1
HydroReservoir | FR | 2018-12-23 20:00 | 1
HydroReservoir | FR | 2018-12-23 21:00 | 1
HydroReservoir | FR | 2018-12-23 22:00 | 1
HydroReservoir | FR | 2018-12-23 23:00 | 1
HydroReservoir | FR | 2018-12-24 | 1
HydroReservoir | FR | 2018-12-24 01:00 | 1
HydroReservoir | FR | 2018-12-24 02:00 | 1
HydroReservoir | FR | 2018-12-24 03:00 | 1
HydroReservoir | FR | 2018-12-24 04:00 | 1
HydroReservoir | FR | 2018-12-24 05:00 | 1
HydroReservoir | FR | 2018-12-24 06:00 | 1
HydroReservoir | FR | 2018-12-24 07:00 | 1
HydroReservoir | FR | 2018-12-24 08:00 | 1
HydroReservoir | FR | 2018-12-24 09:00 | 1
HydroReservoir | FR | 2018-12-24 10:00 | 1
HydroReservoir | FR | 2018-12-24 11:00 | 1
HydroReservoir | FR | 2018-12-24 12:00 | 1
HydroReservoir | FR | 2018-12-24 13:00 | 1
HydroReservoir | FR | 2018-12-24 14:00 | 1
HydroReservoir | FR | 2018-12-24 15:00 | 1
HydroReservoir | FR | 2018-12-24 16:00 | 1
HydroReservoir | FR | 2018-12-24 17:00 | 1
HydroReservoir | FR | 2018-12-24 18:00 | 1
HydroReservoir | FR | 2018-12-24 19:00 | 1
HydroReservoir | FR | 2018-12-24 20:00 | 1
HydroReservoir | FR | 2018-12-24 21:00 | 1
HydroReservoir | FR | 2018-12-24 22:00 | 1
HydroReservoir | FR | 2018-12-24 23:00 | 1
HydroReservoir | FR | 2018-12-25 | 1
HydroReservoir | FR | 2018-12-25 01:00 | 1
HydroReservoir | FR | 2018-12-25 02:00 | 1
HydroReservoir | FR | 2018-12-25 03:00 | 1
HydroReservoir | FR | 2018-12-25 04:00 | 1
HydroReservoir | FR | 2018-12-25 05:00 | 1
HydroReservoir | FR | 2018-12-25 06:00 | 1
HydroReservoir | FR | 2018-12-25 07:00 | 1
HydroReservoir | FR | 2018-12-25 08:00 | 1
HydroReservoir | FR | 2018-12-25 09:00 | 1
HydroReservoir | FR | 2018-12-25 10:00 | 1
HydroReservoir | FR | 2018-12-25 11:00 | 1
HydroReservoir | FR | 2018-12-25 12:00 | 1
HydroReservoir | FR | 2018-12-25 13:00 | 1
HydroReservoir | FR | 2018-12-25 14:00 | 1
HydroReservoir | FR | 2018-12-25 15:00 | 1
HydroReservoir | FR | 2018-12-25 16:00 | 1
HydroReservoir | FR | 2018-12-25 17:00 | 1
HydroReservoir | FR | 2018-12-25 18:00 | 1
HydroReservoir | FR | 2018-12-25 19:00 | 1
HydroReservoir | FR | 2018-12-25 20:00 | 1
HydroReservoir | FR | 2018-12-25 21:00 | 1
HydroReservoir | FR | 2018-12-25 22:00 | 1
HydroReservoir | FR | 2018-12-25 23:00 | 1
HydroReservoir | FR | 2018-12-26 | 1
HydroReservoir | FR | 2018-12-26 01:00 | 1
HydroReservoir | FR | 2018-12-26 02:00 | 1
HydroReservoir | FR | 2018-12-26 03:00 | 1
HydroReservoir | FR | 2018-12-26 04:00 | 1
HydroReservoir | FR | 2018-12-26 05:00 | 1
HydroReservoir | FR | 2018-12-26 06:00 | 1
HydroReservoir | FR | 2018-12-26 07:00 | 1
HydroReservoir | FR | 2018-12-26 08:00 | 0.98566
HydroReservoir | FR | 2018-12-26 09:00 | 0.98566
HydroReservoir | FR | 2018-12-26 10:00 | 0.98566
HydroReservoir | FR | 2018-12-26 11:00 | 0.98566
HydroReservoir | FR | 2018-12-26 12:00 | 1
HydroReservoir | FR | 2018-12-26 13:00 | 1
HydroReservoir | FR | 2018-12-26 14:00 | 1
HydroReservoir | FR | 2018-12-26 15:00 | 1
HydroReservoir | FR | 2018-12-26 16:00 | 1
HydroReservoir | FR | 2018-12-26 17:00 | 1
HydroReservoir | FR | 2018-12-26 18:00 | 1
HydroReservoir | FR | 2018-12-26 19:00 | 1
HydroReservoir | FR | 2018-12-26 20:00 | 1
HydroReservoir | FR | 2018-12-26 21:00 | 1
HydroReservoir | FR | 2018-12-26 22:00 | 1
HydroReservoir | FR | 2018-12-26 23:00 | 1
HydroReservoir | FR | 2018-12-27 | 1
HydroReservoir | FR | 2018-12-27 01:00 | 1
HydroReservoir | FR | 2018-12-27 02:00 | 1
HydroReservoir | FR | 2018-12-27 03:00 | 1
HydroReservoir | FR | 2018-12-27 04:00 | 1
HydroReservoir | FR | 2018-12-27 05:00 | 1
HydroReservoir | FR | 2018-12-27 06:00 | 1
HydroReservoir | FR | 2018-12-27 07:00 | 0.97902
HydroReservoir | FR | 2018-12-27 08:00 | 0.97902
HydroReservoir | FR | 2018-12-27 09:00 | 0.97902
HydroReservoir | FR | 2018-12-27 10:00 | 0.97902
HydroReservoir | FR | 2018-12-27 11:00 | 0.97902
HydroReservoir | FR | 2018-12-27 12:00 | 0.97902
HydroReservoir | FR | 2018-12-27 13:00 | 0.97902
HydroReservoir | FR | 2018-12-27 14:00 | 0.97902
HydroReservoir | FR | 2018-12-27 15:00 | 0.97902
HydroReservoir | FR | 2018-12-27 16:00 | 0.97902
HydroReservoir | FR | 2018-12-27 17:00 | 1
HydroReservoir | FR | 2018-12-27 18:00 | 1
HydroReservoir | FR | 2018-12-27 19:00 | 1
HydroReservoir | FR | 2018-12-27 20:00 | 1
HydroReservoir | FR | 2018-12-27 21:00 | 1
HydroReservoir | FR | 2018-12-27 22:00 | 1
HydroReservoir | FR | 2018-12-27 23:00 | 1
HydroReservoir | FR | 2018-12-28 | 1
HydroReservoir | FR | 2018-12-28 01:00 | 1
HydroReservoir | FR | 2018-12-28 02:00 | 1
HydroReservoir | FR | 2018-12-28 03:00 | 1
HydroReservoir | FR | 2018-12-28 04:00 | 1
HydroReservoir | FR | 2018-12-28 05:00 | 1
HydroReservoir | FR | 2018-12-28 06:00 | 1
HydroReservoir | FR | 2018-12-28 07:00 | 1
HydroReservoir | FR | 2018-12-28 08:00 | 1
HydroReservoir | FR | 2018-12-28 09:00 | 1
HydroReservoir | FR | 2018-12-28 10:00 | 1
HydroReservoir | FR | 2018-12-28 11:00 | 1
HydroReservoir | FR | 2018-12-28 12:00 | 1
HydroReservoir | FR | 2018-12-28 13:00 | 1
HydroReservoir | FR | 2018-12-28 14:00 | 1
HydroReservoir | FR | 2018-12-28 15:00 | 1
HydroReservoir | FR | 2018-12-28 16:00 | 1
HydroReservoir | FR | 2018-12-28 17:00 | 1
HydroReservoir | FR | 2018-12-28 18:00 | 1
HydroReservoir | FR | 2018-12-28 19:00 | 1
HydroReservoir | FR | 2018-12-28 20:00 | 1
HydroReservoir | FR | 2018-12-28 21:00 | 1
HydroReservoir | FR | 2018-12-28 22:00 | 1
HydroReservoir | FR | 2018-12-28 23:00 | 1
HydroReservoir | FR | 2018-12-29 | 1
HydroReservoir | FR | 2018-12-29 01:00 | 1
HydroReservoir | FR | 2018-12-29 02:00 | 1
HydroReservoir | FR | 2018-12-29 03:00 | 1
HydroReservoir | FR | 2018-12-29 04:00 | 1
HydroReservoir | FR | 2018-12-29 05:00 | 1
HydroReservoir | FR | 2018-12-29 06:00 | 1
HydroReservoir | FR | 2018-12-29 07:00 | 1
HydroReservoir | FR | 2018-12-29 08:00 | 1
HydroReservoir | FR | 2018-12-29 09:00 | 1
HydroReservoir | FR | 2018-12-29 10:00 | 1
HydroReservoir | FR | 2018-12-29 11:00 | 1
HydroReservoir | FR | 2018-12-29 12:00 | 1
HydroReservoir | FR | 2018-12-29 13:00 | 1
HydroReservoir | FR | 2018-12-29 14:00 | 1
HydroReservoir | FR | 2018-12-29 15:00 | 1
HydroReservoir | FR | 2018-12-29 16:00 | 1
HydroReservoir | FR | 2018-12-29 17:00 | 1
HydroReservoir | FR | 2018-12-29 18:00 | 1
HydroReservoir | FR | 2018-12-29 19:00 | 1
HydroReservoir | FR | 2018-12-29 20:00 | 1
HydroReservoir | FR | 2018-12-29 21:00 | 1
HydroReservoir | FR | 2018-12-29 22:00 | 1
HydroReservoir | FR | 2018-12-29 23:00 | 1
HydroReservoir | FR | 2018-12-30 | 1
HydroReservoir | FR | 2018-12-30 01:00 | 1
HydroReservoir | FR | 2018-12-30 02:00 | 1
HydroReservoir | FR | 2018-12-30 03:00 | 1
HydroReservoir | FR | 2018-12-30 04:00 | 1
HydroReservoir | FR | 2018-12-30 05:00 | 1
HydroReservoir | FR | 2018-12-30 06:00 | 1
HydroReservoir | FR | 2018-12-30 07:00 | 1
HydroReservoir | FR | 2018-12-30 08:00 | 1
HydroReservoir | FR | 2018-12-30 09:00 | 1
HydroReservoir | FR | 2018-12-30 10:00 | 1
HydroReservoir | FR | 2018-12-30 11:00 | 1
HydroReservoir | FR | 2018-12-30 12:00 | 1
HydroReservoir | FR | 2018-12-30 13:00 | 1
HydroReservoir | FR | 2018-12-30 14:00 | 1
HydroReservoir | FR | 2018-12-30 15:00 | 1
HydroReservoir | FR | 2018-12-30 16:00 | 1
HydroReservoir | FR | 2018-12-30 17:00 | 1
HydroReservoir | FR | 2018-12-30 18:00 | 1
HydroReservoir | FR | 2018-12-30 19:00 | 1
HydroReservoir | FR | 2018-12-30 20:00 | 1
HydroReservoir | FR | 2018-12-30 21:00 | 1
HydroReservoir | FR | 2018-12-30 22:00 | 1
HydroReservoir | FR | 2018-12-30 23:00 | 1
HydroReservoir | FR | 2018-12-31 | 1
HydroReservoir | FR | 2018-12-31 01:00 | 1
HydroReservoir | FR | 2018-12-31 02:00 | 1
HydroReservoir | FR | 2018-12-31 03:00 | 1
HydroReservoir | FR | 2018-12-31 04:00 | 1
HydroReservoir | FR | 2018-12-31 05:00 | 1
HydroReservoir | FR | 2018-12-31 06:00 | 1
HydroReservoir | FR | 2018-12-31 07:00 | 1
HydroReservoir | FR | 2018-12-31 08:00 | 1
HydroReservoir | FR | 2018-12-31 09:00 | 1
HydroReservoir | FR | 2018-12-31 10:00 | 1
HydroReservoir | FR | 2018-12-31 11:00 | 1
HydroReservoir | FR | 2018-12-31 12:00 | 1
HydroReservoir | FR | 2018-12-31 13:00 | 1
HydroReservoir | FR | 2018-12-31 14:00 | 1
HydroReservoir | FR | 2018-12-31 15:00 | 1
HydroReservoir | FR | 2018-12-31 16:00 | 1
HydroReservoir | FR | 2018-12-31 17:00 | 1
HydroReservoir | FR | 2018-12-31 18:00 | 1
HydroReservoir | FR | 2018-12-31 19:00 | 1
HydroReservoir | FR | 2018-12-31 20:00 | 1
HydroReservoir | FR | 2018-12-31 21:00 | 1
HydroReservoir | FR | 2018-12-31 22:00 | 1
HydroReservoir | FR | 2018-12-31 23:00 | 1
OldNuke | FR | 2018-01-01 | 0.78671
OldNuke | FR | 2018-01-01 01:00 | 0.80112
OldNuke | FR | 2018-01-01 02:00 | 0.82219
OldNuke | FR | 2018-01-01 03:00 | 0.82219
OldNuke | FR | 2018-01-01 04:00 | 0.82219
OldNuke | FR | 2018-01-01 05:00 | 0.8298
OldNuke | FR | 2018-01-01 06:00 | 0.8298
OldNuke | FR | 2018-01-01 07:00 | 0.8298
OldNuke | FR | 2018-01-01 08:00 | 0.81728
OldNuke | FR | 2018-01-01 09:00 | 0.80681
OldNuke | FR | 2018-01-01 10:00 | 0.80681
OldNuke | FR | 2018-01-01 11:00 | 0.80681
OldNuke | FR | 2018-01-01 12:00 | 0.81728
OldNuke | FR | 2018-01-01 13:00 | 0.81728
OldNuke | FR | 2018-01-01 14:00 | 0.81728
OldNuke | FR | 2018-01-01 15:00 | 0.81728
OldNuke | FR | 2018-01-01 16:00 | 0.84611
OldNuke | FR | 2018-01-01 17:00 | 0.86061
OldNuke | FR | 2018-01-01 18:00 | 0.86694
OldNuke | FR | 2018-01-01 19:00 | 0.86694
OldNuke | FR | 2018-01-01 20:00 | 0.88136
OldNuke | FR | 2018-01-01 21:00 | 0.88136
OldNuke | FR | 2018-01-01 22:00 | 0.88136
OldNuke | FR | 2018-01-01 23:00 | 0.87011
OldNuke | FR | 2018-01-02 | 0.87011
OldNuke | FR | 2018-01-02 01:00 | 0.88136
OldNuke | FR | 2018-01-02 02:00 | 0.88136
OldNuke | FR | 2018-01-02 03:00 | 0.89165
OldNuke | FR | 2018-01-02 04:00 | 0.89165
OldNuke | FR | 2018-01-02 05:00 | 0.91224
OldNuke | FR | 2018-01-02 06:00 | 0.93601
OldNuke | FR | 2018-01-02 07:00 | 0.93601
OldNuke | FR | 2018-01-02 08:00 | 0.93601
OldNuke | FR | 2018-01-02 09:00 | 0.93601
OldNuke | FR | 2018-01-02 10:00 | 0.93601
OldNuke | FR | 2018-01-02 11:00 | 0.93601
OldNuke | FR | 2018-01-02 12:00 | 0.93601
OldNuke | FR | 2018-01-02 13:00 | 0.93601
OldNuke | FR | 2018-01-02 14:00 | 0.93601
OldNuke | FR | 2018-01-02 15:00 | 0.94852
OldNuke | FR | 2018-01-02 16:00 | 0.94852
OldNuke | FR | 2018-01-02 17:00 | 0.94852
OldNuke | FR | 2018-01-02 18:00 | 0.94852
OldNuke | FR | 2018-01-02 19:00 | 0.94852
OldNuke | FR | 2018-01-02 20:00 | 0.94852
OldNuke | FR | 2018-01-02 21:00 | 0.94852
OldNuke | FR | 2018-01-02 22:00 | 0.94852
OldNuke | FR | 2018-01-02 23:00 | 0.94852
OldNuke | FR | 2018-01-03 | 0.94852
OldNuke | FR | 2018-01-03 01:00 | 0.94852
OldNuke | FR | 2018-01-03 02:00 | 0.94852
OldNuke | FR | 2018-01-03 03:00 | 0.94123
OldNuke | FR | 2018-01-03 04:00 | 0.94852
OldNuke | FR | 2018-01-03 05:00 | 0.94852
OldNuke | FR | 2018-01-03 06:00 | 0.94852
OldNuke | FR | 2018-01-03 07:00 | 0.94852
OldNuke | FR | 2018-01-03 08:00 | 0.94852
OldNuke | FR | 2018-01-03 09:00 | 0.94852
OldNuke | FR | 2018-01-03 10:00 | 0.94852
OldNuke | FR | 2018-01-03 11:00 | 0.93903
OldNuke | FR | 2018-01-03 12:00 | 0.93903
OldNuke | FR | 2018-01-03 13:00 | 0.93903
OldNuke | FR | 2018-01-03 14:00 | 0.93903
OldNuke | FR | 2018-01-03 15:00 | 0.93903
OldNuke | FR | 2018-01-03 16:00 | 0.93903
OldNuke | FR | 2018-01-03 17:00 | 0.93903
OldNuke | FR | 2018-01-03 18:00 | 0.93111
OldNuke | FR | 2018-01-03 19:00 | 0.93111
OldNuke | FR | 2018-01-03 20:00 | 0.93111
OldNuke | FR | 2018-01-03 21:00 | 0.93111
OldNuke | FR | 2018-01-03 22:00 | 0.93111
OldNuke | FR | 2018-01-03 23:00 | 0.93111
OldNuke | FR | 2018-01-04 | 0.93111
OldNuke | FR | 2018-01-04 01:00 | 0.93111
OldNuke | FR | 2018-01-04 02:00 | 0.92913
OldNuke | FR | 2018-01-04 03:00 | 0.92913
OldNuke | FR | 2018-01-04 04:00 | 0.92913
OldNuke | FR | 2018-01-04 05:00 | 0.92913
OldNuke | FR | 2018-01-04 06:00 | 0.93111
OldNuke | FR | 2018-01-04 07:00 | 0.93111
OldNuke | FR | 2018-01-04 08:00 | 0.93111
OldNuke | FR | 2018-01-04 09:00 | 0.93111
OldNuke | FR | 2018-01-04 10:00 | 0.93111
OldNuke | FR | 2018-01-04 11:00 | 0.93111
OldNuke | FR | 2018-01-04 12:00 | 0.93111
OldNuke | FR | 2018-01-04 13:00 | 0.93111
OldNuke | FR | 2018-01-04 14:00 | 0.93111
OldNuke | FR | 2018-01-04 15:00 | 0.93111
OldNuke | FR | 2018-01-04 16:00 | 0.92786
OldNuke | FR | 2018-01-04 17:00 | 0.92786
OldNuke | FR | 2018-01-04 18:00 | 0.92786
OldNuke | FR | 2018-01-04 19:00 | 0.93111
OldNuke | FR | 2018-01-04 20:00 | 0.92208
OldNuke | FR | 2018-01-04 21:00 | 0.92208
OldNuke | FR | 2018-01-04 22:00 | 0.90496
OldNuke | FR | 2018-01-04 23:00 | 0.90496
OldNuke | FR | 2018-01-05 | 0.91399
OldNuke | FR | 2018-01-05 01:00 | 0.91399
OldNuke | FR | 2018-01-05 02:00 | 0.91399
OldNuke | FR | 2018-01-05 03:00 | 0.91399
OldNuke | FR | 2018-01-05 04:00 | 0.91399
OldNuke | FR | 2018-01-05 05:00 | 0.91399
OldNuke | FR | 2018-01-05 06:00 | 0.91399
OldNuke | FR | 2018-01-05 07:00 | 0.93285
OldNuke | FR | 2018-01-05 08:00 | 0.93
OldNuke | FR | 2018-01-05 09:00 | 0.93
OldNuke | FR | 2018-01-05 10:00 | 0.93285
OldNuke | FR | 2018-01-05 11:00 | 0.93285
OldNuke | FR | 2018-01-05 12:00 | 0.93285
OldNuke | FR | 2018-01-05 13:00 | 0.93285
OldNuke | FR | 2018-01-05 14:00 | 0.93285
OldNuke | FR | 2018-01-05 15:00 | 0.93285
OldNuke | FR | 2018-01-05 16:00 | 0.93285
OldNuke | FR | 2018-01-05 17:00 | 0.93285
OldNuke | FR | 2018-01-05 18:00 | 0.93285
OldNuke | FR | 2018-01-05 19:00 | 0.93285
OldNuke | FR | 2018-01-05 20:00 | 0.93285
OldNuke | FR | 2018-01-05 21:00 | 0.93285
OldNuke | FR | 2018-01-05 22:00 | 0.93285
OldNuke | FR | 2018-01-05 23:00 | 0.93285
OldNuke | FR | 2018-01-06 | 0.93285
OldNuke | FR | 2018-01-06 01:00 | 0.93285
OldNuke | FR | 2018-01-06 02:00 | 0.93285
OldNuke | FR | 2018-01-06 03:00 | 0.93285
OldNuke | FR | 2018-01-06 04:00 | 0.93285
OldNuke | FR | 2018-01-06 05:00 | 0.93285
OldNuke | FR | 2018-01-06 06:00 | 0.93285
OldNuke | FR | 2018-01-06 07:00 | 0.93285
OldNuke | FR | 2018-01-06 08:00 | 0.93285
OldNuke | FR | 2018-01-06 09:00 | 0.93285
OldNuke | FR | 2018-01-06 10:00 | 0.93285
OldNuke | FR | 2018-01-06 11:00 | 0.93285
OldNuke | FR | 2018-01-06 12:00 | 0.93285
OldNuke | FR | 2018-01-06 13:00 | 0.93285
OldNuke | FR | 2018-01-06 14:00 | 0.93285
OldNuke | FR | 2018-01-06 15:00 | 0.93285
OldNuke | FR | 2018-01-06 16:00 | 0.93285
OldNuke | FR | 2018-01-06 17:00 | 0.93285
OldNuke | FR | 2018-01-06 18:00 | 0.93285
OldNuke | FR | 2018-01-06 19:00 | 0.93285
OldNuke | FR | 2018-01-06 20:00 | 0.93285
OldNuke | FR | 2018-01-06 21:00 | 0.93285
OldNuke | FR | 2018-01-06 22:00 | 0.93285
OldNuke | FR | 2018-01-06 23:00 | 0.93285
OldNuke | FR | 2018-01-07 | 0.93285
OldNuke | FR | 2018-01-07 01:00 | 0.93285
OldNuke | FR | 2018-01-07 02:00 | 0.93285
OldNuke | FR | 2018-01-07 03:00 | 0.93285
OldNuke | FR | 2018-01-07 04:00 | 0.94521
OldNuke | FR | 2018-01-07 05:00 | 0.93475
OldNuke | FR | 2018-01-07 06:00 | 0.93475
OldNuke | FR | 2018-01-07 07:00 | 0.93475
OldNuke | FR | 2018-01-07 08:00 | 0.94267
OldNuke | FR | 2018-01-07 09:00 | 0.94267
OldNuke | FR | 2018-01-07 10:00 | 0.94267
OldNuke | FR | 2018-01-07 11:00 | 0.94267
OldNuke | FR | 2018-01-07 12:00 | 0.95313
OldNuke | FR | 2018-01-07 13:00 | 0.95313
OldNuke | FR | 2018-01-07 14:00 | 0.95313
OldNuke | FR | 2018-01-07 15:00 | 0.94299
OldNuke | FR | 2018-01-07 16:00 | 0.94299
OldNuke | FR | 2018-01-07 17:00 | 0.94299
OldNuke | FR | 2018-01-07 18:00 | 0.94299
OldNuke | FR | 2018-01-07 19:00 | 0.94299
OldNuke | FR | 2018-01-07 20:00 | 0.94299
OldNuke | FR | 2018-01-07 21:00 | 0.94299
OldNuke | FR | 2018-01-07 22:00 | 0.94299
OldNuke | FR | 2018-01-07 23:00 | 0.94299
OldNuke | FR | 2018-01-08 | 0.94299
OldNuke | FR | 2018-01-08 01:00 | 0.94299
OldNuke | FR | 2018-01-08 02:00 | 0.94299
OldNuke | FR | 2018-01-08 03:00 | 0.94299
OldNuke | FR | 2018-01-08 04:00 | 0.94299
OldNuke | FR | 2018-01-08 05:00 | 0.95248
OldNuke | FR | 2018-01-08 06:00 | 0.95248
OldNuke | FR | 2018-01-08 07:00 | 0.95248
OldNuke | FR | 2018-01-08 08:00 | 0.95248
OldNuke | FR | 2018-01-08 09:00 | 0.95248
OldNuke | FR | 2018-01-08 10:00 | 0.95248
OldNuke | FR | 2018-01-08 11:00 | 0.9467
OldNuke | FR | 2018-01-08 12:00 | 0.9467
OldNuke | FR | 2018-01-08 13:00 | 0.9467
OldNuke | FR | 2018-01-08 14:00 | 0.9467
OldNuke | FR | 2018-01-08 15:00 | 0.9467
OldNuke | FR | 2018-01-08 16:00 | 0.9467
OldNuke | FR | 2018-01-08 17:00 | 0.9467
OldNuke | FR | 2018-01-08 18:00 | 0.9467
OldNuke | FR | 2018-01-08 19:00 | 0.95715
OldNuke | FR | 2018-01-08 20:00 | 0.95715
OldNuke | FR | 2018-01-08 21:00 | 0.95715
OldNuke | FR | 2018-01-08 22:00 | 0.95715
OldNuke | FR | 2018-01-08 23:00 | 0.95715
OldNuke | FR | 2018-01-09 | 0.95715
OldNuke | FR | 2018-01-09 01:00 | 0.95715
OldNuke | FR | 2018-01-09 02:00 | 0.95715
OldNuke | FR | 2018-01-09 03:00 | 0.95715
OldNuke | FR | 2018-01-09 04:00 | 0.95715
OldNuke | FR | 2018-01-09 05:00 | 0.95715
OldNuke | FR | 2018-01-09 06:00 | 0.95715
OldNuke | FR | 2018-01-09 07:00 | 0.95715
OldNuke | FR | 2018-01-09 08:00 | 0.95715
OldNuke | FR | 2018-01-09 09:00 | 0.95715
OldNuke | FR | 2018-01-09 10:00 | 0.95715
OldNuke | FR | 2018-01-09 11:00 | 0.95715
OldNuke | FR | 2018-01-09 12:00 | 0.95715
OldNuke | FR | 2018-01-09 13:00 | 0.95715
OldNuke | FR | 2018-01-09 14:00 | 0.95715
OldNuke | FR | 2018-01-09 15:00 | 0.95715
OldNuke | FR | 2018-01-09 16:00 | 0.95715
OldNuke | FR | 2018-01-09 17:00 | 0.95715
OldNuke | FR | 2018-01-09 18:00 | 0.96262
OldNuke | FR | 2018-01-09 19:00 | 0.96262
OldNuke | FR | 2018-01-09 20:00 | 0.96262
OldNuke | FR | 2018-01-09 21:00 | 0.96262
OldNuke | FR | 2018-01-09 22:00 | 0.96262
OldNuke | FR | 2018-01-09 23:00 | 0.96262
OldNuke | FR | 2018-01-10 | 0.96262
OldNuke | FR | 2018-01-10 01:00 | 0.96262
OldNuke | FR | 2018-01-10 02:00 | 0.96262
OldNuke | FR | 2018-01-10 03:00 | 0.96262
OldNuke | FR | 2018-01-10 04:00 | 0.96262
OldNuke | FR | 2018-01-10 05:00 | 0.96262
OldNuke | FR | 2018-01-10 06:00 | 0.96262
OldNuke | FR | 2018-01-10 07:00 | 0.96262
OldNuke | FR | 2018-01-10 08:00 | 0.96262
OldNuke | FR | 2018-01-10 09:00 | 0.96262
OldNuke | FR | 2018-01-10 10:00 | 0.96262
OldNuke | FR | 2018-01-10 11:00 | 0.96262
OldNuke | FR | 2018-01-10 12:00 | 0.96262
OldNuke | FR | 2018-01-10 13:00 | 0.96262
OldNuke | FR | 2018-01-10 14:00 | 0.96262
OldNuke | FR | 2018-01-10 15:00 | 0.96262
OldNuke | FR | 2018-01-10 16:00 | 0.96262
OldNuke | FR | 2018-01-10 17:00 | 0.96262
OldNuke | FR | 2018-01-10 18:00 | 0.96262
OldNuke | FR | 2018-01-10 19:00 | 0.96262
OldNuke | FR | 2018-01-10 20:00 | 0.96262
OldNuke | FR | 2018-01-10 21:00 | 0.94551
OldNuke | FR | 2018-01-10 22:00 | 0.94551
OldNuke | FR | 2018-01-10 23:00 | 0.94551
OldNuke | FR | 2018-01-11 | 0.94551
OldNuke | FR | 2018-01-11 01:00 | 0.94551
OldNuke | FR | 2018-01-11 02:00 | 0.94551
OldNuke | FR | 2018-01-11 03:00 | 0.94551
OldNuke | FR | 2018-01-11 04:00 | 0.94551
OldNuke | FR | 2018-01-11 05:00 | 0.94551
OldNuke | FR | 2018-01-11 06:00 | 0.94551
OldNuke | FR | 2018-01-11 07:00 | 0.94551
OldNuke | FR | 2018-01-11 08:00 | 0.96262
OldNuke | FR | 2018-01-11 09:00 | 0.96262
OldNuke | FR | 2018-01-11 10:00 | 0.96262
OldNuke | FR | 2018-01-11 11:00 | 0.96262
OldNuke | FR | 2018-01-11 12:00 | 0.96262
OldNuke | FR | 2018-01-11 13:00 | 0.96262
OldNuke | FR | 2018-01-11 14:00 | 0.96262
OldNuke | FR | 2018-01-11 15:00 | 0.96262
OldNuke | FR | 2018-01-11 16:00 | 0.96262
OldNuke | FR | 2018-01-11 17:00 | 0.96262
OldNuke | FR | 2018-01-11 18:00 | 0.96262
OldNuke | FR | 2018-01-11 19:00 | 0.96262
OldNuke | FR | 2018-01-11 20:00 | 0.94812
OldNuke | FR | 2018-01-11 21:00 | 0.94812
OldNuke | FR | 2018-01-11 22:00 | 0.94812
OldNuke | FR | 2018-01-11 23:00 | 0.94812
OldNuke | FR | 2018-01-12 | 0.94812
OldNuke | FR | 2018-01-12 01:00 | 0.94812
OldNuke | FR | 2018-01-12 02:00 | 0.94812
OldNuke | FR | 2018-01-12 03:00 | 0.94812
OldNuke | FR | 2018-01-12 04:00 | 0.94812
OldNuke | FR | 2018-01-12 05:00 | 0.92753
OldNuke | FR | 2018-01-12 06:00 | 0.92753
OldNuke | FR | 2018-01-12 07:00 | 0.92753
OldNuke | FR | 2018-01-12 08:00 | 0.92753
OldNuke | FR | 2018-01-12 09:00 | 0.92753
OldNuke | FR | 2018-01-12 10:00 | 0.92753
OldNuke | FR | 2018-01-12 11:00 | 0.92753
OldNuke | FR | 2018-01-12 12:00 | 0.92753
OldNuke | FR | 2018-01-12 13:00 | 0.92753
OldNuke | FR | 2018-01-12 14:00 | 0.92753
OldNuke | FR | 2018-01-12 15:00 | 0.92753
OldNuke | FR | 2018-01-12 16:00 | 0.92753
OldNuke | FR | 2018-01-12 17:00 | 0.92753
OldNuke | FR | 2018-01-12 18:00 | 0.92753
OldNuke | FR | 2018-01-12 19:00 | 0.92753
OldNuke | FR | 2018-01-12 20:00 | 0.92753
OldNuke | FR | 2018-01-12 21:00 | 0.92753
OldNuke | FR | 2018-01-12 22:00 | 0.92753
OldNuke | FR | 2018-01-12 23:00 | 0.92753
OldNuke | FR | 2018-01-13 | 0.92753
OldNuke | FR | 2018-01-13 01:00 | 0.92753
OldNuke | FR | 2018-01-13 02:00 | 0.90678
OldNuke | FR | 2018-01-13 03:00 | 0.90678
OldNuke | FR | 2018-01-13 04:00 | 0.90678
OldNuke | FR | 2018-01-13 05:00 | 0.90678
OldNuke | FR | 2018-01-13 06:00 | 0.90678
OldNuke | FR | 2018-01-13 07:00 | 0.90678
OldNuke | FR | 2018-01-13 08:00 | 0.90678
OldNuke | FR | 2018-01-13 09:00 | 0.90678
OldNuke | FR | 2018-01-13 10:00 | 0.90678
OldNuke | FR | 2018-01-13 11:00 | 0.90678
OldNuke | FR | 2018-01-13 12:00 | 0.90678
OldNuke | FR | 2018-01-13 13:00 | 0.90678
OldNuke | FR | 2018-01-13 14:00 | 0.90678
OldNuke | FR | 2018-01-13 15:00 | 0.90678
OldNuke | FR | 2018-01-13 16:00 | 0.90678
OldNuke | FR | 2018-01-13 17:00 | 0.90678
OldNuke | FR | 2018-01-13 18:00 | 0.90678
OldNuke | FR | 2018-01-13 19:00 | 0.90678
OldNuke | FR | 2018-01-13 20:00 | 0.90678
OldNuke | FR | 2018-01-13 21:00 | 0.90678
OldNuke | FR | 2018-01-13 22:00 | 0.90678
OldNuke | FR | 2018-01-13 23:00 | 0.90678
OldNuke | FR | 2018-01-14 | 0.90678
OldNuke | FR | 2018-01-14 01:00 | 0.90678
OldNuke | FR | 2018-01-14 02:00 | 0.90678
OldNuke | FR | 2018-01-14 03:00 | 0.90678
OldNuke | FR | 2018-01-14 04:00 | 0.90678
OldNuke | FR | 2018-01-14 05:00 | 0.90678
OldNuke | FR | 2018-01-14 06:00 | 0.90892
OldNuke | FR | 2018-01-14 07:00 | 0.90892
OldNuke | FR | 2018-01-14 08:00 | 0.90892
OldNuke | FR | 2018-01-14 09:00 | 0.90892
OldNuke | FR | 2018-01-14 10:00 | 0.90892
OldNuke | FR | 2018-01-14 11:00 | 0.90892
OldNuke | FR | 2018-01-14 12:00 | 0.90892
OldNuke | FR | 2018-01-14 13:00 | 0.90892
OldNuke | FR | 2018-01-14 14:00 | 0.90892
OldNuke | FR | 2018-01-14 15:00 | 0.90892
OldNuke | FR | 2018-01-14 16:00 | 0.90892
OldNuke | FR | 2018-01-14 17:00 | 0.90892
OldNuke | FR | 2018-01-14 18:00 | 0.90892
OldNuke | FR | 2018-01-14 19:00 | 0.90892
OldNuke | FR | 2018-01-14 20:00 | 0.92951
OldNuke | FR | 2018-01-14 21:00 | 0.92951
OldNuke | FR | 2018-01-14 22:00 | 0.92951
OldNuke | FR | 2018-01-14 23:00 | 0.92951
OldNuke | FR | 2018-01-15 | 0.95026
OldNuke | FR | 2018-01-15 01:00 | 0.95026
OldNuke | FR | 2018-01-15 02:00 | 0.95026
OldNuke | FR | 2018-01-15 03:00 | 0.95026
OldNuke | FR | 2018-01-15 04:00 | 0.93601
OldNuke | FR | 2018-01-15 05:00 | 0.93601
OldNuke | FR | 2018-01-15 06:00 | 0.93601
OldNuke | FR | 2018-01-15 07:00 | 0.93601
OldNuke | FR | 2018-01-15 08:00 | 0.93601
OldNuke | FR | 2018-01-15 09:00 | 0.93601
OldNuke | FR | 2018-01-15 10:00 | 0.93601
OldNuke | FR | 2018-01-15 11:00 | 0.93403
OldNuke | FR | 2018-01-15 12:00 | 0.93403
OldNuke | FR | 2018-01-15 13:00 | 0.93173
OldNuke | FR | 2018-01-15 14:00 | 0.93173
OldNuke | FR | 2018-01-15 15:00 | 0.93173
OldNuke | FR | 2018-01-15 16:00 | 0.93173
OldNuke | FR | 2018-01-15 17:00 | 0.93173
OldNuke | FR | 2018-01-15 18:00 | 0.93371
OldNuke | FR | 2018-01-15 19:00 | 0.93371
OldNuke | FR | 2018-01-15 20:00 | 0.93371
OldNuke | FR | 2018-01-15 21:00 | 0.93371
OldNuke | FR | 2018-01-15 22:00 | 0.93601
OldNuke | FR | 2018-01-15 23:00 | 0.93601
OldNuke | FR | 2018-01-16 | 0.93601
OldNuke | FR | 2018-01-16 01:00 | 0.93601
OldNuke | FR | 2018-01-16 02:00 | 0.93601
OldNuke | FR | 2018-01-16 03:00 | 0.93601
OldNuke | FR | 2018-01-16 04:00 | 0.93601
OldNuke | FR | 2018-01-16 05:00 | 0.95026
OldNuke | FR | 2018-01-16 06:00 | 0.95026
OldNuke | FR | 2018-01-16 07:00 | 0.95026
OldNuke | FR | 2018-01-16 08:00 | 0.95026
OldNuke | FR | 2018-01-16 09:00 | 0.95026
OldNuke | FR | 2018-01-16 10:00 | 0.95026
OldNuke | FR | 2018-01-16 11:00 | 0.95026
OldNuke | FR | 2018-01-16 12:00 | 0.94781
OldNuke | FR | 2018-01-16 13:00 | 0.94781
OldNuke | FR | 2018-01-16 14:00 | 0.94781
OldNuke | FR | 2018-01-16 15:00 | 0.94781
OldNuke | FR | 2018-01-16 16:00 | 0.93775
OldNuke | FR | 2018-01-16 17:00 | 0.9402
OldNuke | FR | 2018-01-16 18:00 | 0.9402
OldNuke | FR | 2018-01-16 19:00 | 0.95026
OldNuke | FR | 2018-01-16 20:00 | 0.95026
OldNuke | FR | 2018-01-16 21:00 | 0.95026
OldNuke | FR | 2018-01-16 22:00 | 0.95026
OldNuke | FR | 2018-01-16 23:00 | 0.95026
OldNuke | FR | 2018-01-17 | 0.95026
OldNuke | FR | 2018-01-17 01:00 | 0.95026
OldNuke | FR | 2018-01-17 02:00 | 0.95026
OldNuke | FR | 2018-01-17 03:00 | 0.95026
OldNuke | FR | 2018-01-17 04:00 | 0.95026
OldNuke | FR | 2018-01-17 05:00 | 0.95026
OldNuke | FR | 2018-01-17 06:00 | 0.95026
OldNuke | FR | 2018-01-17 07:00 | 0.95026
OldNuke | FR | 2018-01-17 08:00 | 0.95026
OldNuke | FR | 2018-01-17 09:00 | 0.95026
OldNuke | FR | 2018-01-17 10:00 | 0.95026
OldNuke | FR | 2018-01-17 11:00 | 0.95026
OldNuke | FR | 2018-01-17 12:00 | 0.95026
OldNuke | FR | 2018-01-17 13:00 | 0.95026
OldNuke | FR | 2018-01-17 14:00 | 0.95026
OldNuke | FR | 2018-01-17 15:00 | 0.95026
OldNuke | FR | 2018-01-17 16:00 | 0.95026
OldNuke | FR | 2018-01-17 17:00 | 0.95026
OldNuke | FR | 2018-01-17 18:00 | 0.95026
OldNuke | FR | 2018-01-17 19:00 | 0.95026
OldNuke | FR | 2018-01-17 20:00 | 0.95026
OldNuke | FR | 2018-01-17 21:00 | 0.95026
OldNuke | FR | 2018-01-17 22:00 | 0.95026
OldNuke | FR | 2018-01-17 23:00 | 0.95026
OldNuke | FR | 2018-01-18 | 0.95026
OldNuke | FR | 2018-01-18 01:00 | 0.95026
OldNuke | FR | 2018-01-18 02:00 | 0.95026
OldNuke | FR | 2018-01-18 03:00 | 0.95026
OldNuke | FR | 2018-01-18 04:00 | 0.95026
OldNuke | FR | 2018-01-18 05:00 | 0.95026
OldNuke | FR | 2018-01-18 06:00 | 0.95026
OldNuke | FR | 2018-01-18 07:00 | 0.95026
OldNuke | FR | 2018-01-18 08:00 | 0.95026
OldNuke | FR | 2018-01-18 09:00 | 0.95026
OldNuke | FR | 2018-01-18 10:00 | 0.95026
OldNuke | FR | 2018-01-18 11:00 | 0.95026
OldNuke | FR | 2018-01-18 12:00 | 0.95026
OldNuke | FR | 2018-01-18 13:00 | 0.95026
OldNuke | FR | 2018-01-18 14:00 | 0.95026
OldNuke | FR | 2018-01-18 15:00 | 0.95026
OldNuke | FR | 2018-01-18 16:00 | 0.95026
OldNuke | FR | 2018-01-18 17:00 | 0.95026
OldNuke | FR | 2018-01-18 18:00 | 0.95026
OldNuke | FR | 2018-01-18 19:00 | 0.95026
OldNuke | FR | 2018-01-18 20:00 | 0.95026
OldNuke | FR | 2018-01-18 21:00 | 0.95026
OldNuke | FR | 2018-01-18 22:00 | 0.95026
OldNuke | FR | 2018-01-18 23:00 | 0.95026
OldNuke | FR | 2018-01-19 | 0.95026
OldNuke | FR | 2018-01-19 01:00 | 0.95026
OldNuke | FR | 2018-01-19 02:00 | 0.95026
OldNuke | FR | 2018-01-19 03:00 | 0.95026
OldNuke | FR | 2018-01-19 04:00 | 0.95026
OldNuke | FR | 2018-01-19 05:00 | 0.95026
OldNuke | FR | 2018-01-19 06:00 | 0.95026
OldNuke | FR | 2018-01-19 07:00 | 0.95026
OldNuke | FR | 2018-01-19 08:00 | 0.95026
OldNuke | FR | 2018-01-19 09:00 | 0.95026
OldNuke | FR | 2018-01-19 10:00 | 0.93577
OldNuke | FR | 2018-01-19 11:00 | 0.93577
OldNuke | FR | 2018-01-19 12:00 | 0.92183
OldNuke | FR | 2018-01-19 13:00 | 0.92183
OldNuke | FR | 2018-01-19 14:00 | 0.92183
OldNuke | FR | 2018-01-19 15:00 | 0.92183
OldNuke | FR | 2018-01-19 16:00 | 0.92183
OldNuke | FR | 2018-01-19 17:00 | 0.92183
OldNuke | FR | 2018-01-19 18:00 | 0.92183
OldNuke | FR | 2018-01-19 19:00 | 0.92183
OldNuke | FR | 2018-01-19 20:00 | 0.92183
OldNuke | FR | 2018-01-19 21:00 | 0.92183
OldNuke | FR | 2018-01-19 22:00 | 0.92183
OldNuke | FR | 2018-01-19 23:00 | 0.92183
OldNuke | FR | 2018-01-20 | 0.92183
OldNuke | FR | 2018-01-20 01:00 | 0.92183
OldNuke | FR | 2018-01-20 02:00 | 0.93632
OldNuke | FR | 2018-01-20 03:00 | 0.9242
OldNuke | FR | 2018-01-20 04:00 | 0.90971
OldNuke | FR | 2018-01-20 05:00 | 0.90971
OldNuke | FR | 2018-01-20 06:00 | 0.92183
OldNuke | FR | 2018-01-20 07:00 | 0.92183
OldNuke | FR | 2018-01-20 08:00 | 0.92183
OldNuke | FR | 2018-01-20 09:00 | 0.92183
OldNuke | FR | 2018-01-20 10:00 | 0.92183
OldNuke | FR | 2018-01-20 11:00 | 0.92183
OldNuke | FR | 2018-01-20 12:00 | 0.92183
OldNuke | FR | 2018-01-20 13:00 | 0.93632
OldNuke | FR | 2018-01-20 14:00 | 0.93632
OldNuke | FR | 2018-01-20 15:00 | 0.93632
OldNuke | FR | 2018-01-20 16:00 | 0.93632
OldNuke | FR | 2018-01-20 17:00 | 0.93632
OldNuke | FR | 2018-01-20 18:00 | 0.93632
OldNuke | FR | 2018-01-20 19:00 | 0.93434
OldNuke | FR | 2018-01-20 20:00 | 0.93434
OldNuke | FR | 2018-01-20 21:00 | 0.93434
OldNuke | FR | 2018-01-20 22:00 | 0.93434
OldNuke | FR | 2018-01-20 23:00 | 0.93434
OldNuke | FR | 2018-01-21 | 0.93434
OldNuke | FR | 2018-01-21 01:00 | 0.93434
OldNuke | FR | 2018-01-21 02:00 | 0.93632
OldNuke | FR | 2018-01-21 03:00 | 0.92761
OldNuke | FR | 2018-01-21 04:00 | 0.92761
OldNuke | FR | 2018-01-21 05:00 | 0.92761
OldNuke | FR | 2018-01-21 06:00 | 0.92761
OldNuke | FR | 2018-01-21 07:00 | 0.92761
OldNuke | FR | 2018-01-21 08:00 | 0.92761
OldNuke | FR | 2018-01-21 09:00 | 0.92761
OldNuke | FR | 2018-01-21 10:00 | 0.92761
OldNuke | FR | 2018-01-21 11:00 | 0.9421
OldNuke | FR | 2018-01-21 12:00 | 0.9421
OldNuke | FR | 2018-01-21 13:00 | 0.93553
OldNuke | FR | 2018-01-21 14:00 | 0.93553
OldNuke | FR | 2018-01-21 15:00 | 0.93553
OldNuke | FR | 2018-01-21 16:00 | 0.93553
OldNuke | FR | 2018-01-21 17:00 | 0.93553
OldNuke | FR | 2018-01-21 18:00 | 0.93553
OldNuke | FR | 2018-01-21 19:00 | 0.93553
OldNuke | FR | 2018-01-21 20:00 | 0.9421
OldNuke | FR | 2018-01-21 21:00 | 0.9421
OldNuke | FR | 2018-01-21 22:00 | 0.9421
OldNuke | FR | 2018-01-21 23:00 | 0.9421
OldNuke | FR | 2018-01-22 | 0.9421
OldNuke | FR | 2018-01-22 01:00 | 0.9421
OldNuke | FR | 2018-01-22 02:00 | 0.9421
OldNuke | FR | 2018-01-22 03:00 | 0.9421
OldNuke | FR | 2018-01-22 04:00 | 0.9421
OldNuke | FR | 2018-01-22 05:00 | 0.9421
OldNuke | FR | 2018-01-22 06:00 | 0.9421
OldNuke | FR | 2018-01-22 07:00 | 0.93973
OldNuke | FR | 2018-01-22 08:00 | 0.93973
OldNuke | FR | 2018-01-22 09:00 | 0.9421
OldNuke | FR | 2018-01-22 10:00 | 0.9421
OldNuke | FR | 2018-01-22 11:00 | 0.9421
OldNuke | FR | 2018-01-22 12:00 | 0.9421
OldNuke | FR | 2018-01-22 13:00 | 0.9421
OldNuke | FR | 2018-01-22 14:00 | 0.9421
OldNuke | FR | 2018-01-22 15:00 | 0.93545
OldNuke | FR | 2018-01-22 16:00 | 0.93545
OldNuke | FR | 2018-01-22 17:00 | 0.93545
OldNuke | FR | 2018-01-22 18:00 | 0.94416
OldNuke | FR | 2018-01-22 19:00 | 0.94416
OldNuke | FR | 2018-01-22 20:00 | 0.94416
OldNuke | FR | 2018-01-22 21:00 | 0.94416
OldNuke | FR | 2018-01-22 22:00 | 0.94416
OldNuke | FR | 2018-01-22 23:00 | 0.94416
OldNuke | FR | 2018-01-23 | 0.94416
OldNuke | FR | 2018-01-23 01:00 | 0.95082
OldNuke | FR | 2018-01-23 02:00 | 0.95082
OldNuke | FR | 2018-01-23 03:00 | 0.95082
OldNuke | FR | 2018-01-23 04:00 | 0.95082
OldNuke | FR | 2018-01-23 05:00 | 0.95082
OldNuke | FR | 2018-01-23 06:00 | 0.95082
OldNuke | FR | 2018-01-23 07:00 | 0.95082
OldNuke | FR | 2018-01-23 08:00 | 0.95082
OldNuke | FR | 2018-01-23 09:00 | 0.95082
OldNuke | FR | 2018-01-23 10:00 | 0.95082
OldNuke | FR | 2018-01-23 11:00 | 0.95082
OldNuke | FR | 2018-01-23 12:00 | 0.95082
OldNuke | FR | 2018-01-23 13:00 | 0.96476
OldNuke | FR | 2018-01-23 14:00 | 0.96476
OldNuke | FR | 2018-01-23 15:00 | 0.96476
OldNuke | FR | 2018-01-23 16:00 | 0.96476
OldNuke | FR | 2018-01-23 17:00 | 0.96476
OldNuke | FR | 2018-01-23 18:00 | 0.96476
OldNuke | FR | 2018-01-23 19:00 | 0.96476
OldNuke | FR | 2018-01-23 20:00 | 0.95913
OldNuke | FR | 2018-01-23 21:00 | 0.95913
OldNuke | FR | 2018-01-23 22:00 | 0.95913
OldNuke | FR | 2018-01-23 23:00 | 0.95913
OldNuke | FR | 2018-01-24 | 0.95913
OldNuke | FR | 2018-01-24 01:00 | 0.95913
OldNuke | FR | 2018-01-24 02:00 | 0.95913
OldNuke | FR | 2018-01-24 03:00 | 0.95913
OldNuke | FR | 2018-01-24 04:00 | 0.95913
OldNuke | FR | 2018-01-24 05:00 | 0.95913
OldNuke | FR | 2018-01-24 06:00 | 0.95913
OldNuke | FR | 2018-01-24 07:00 | 0.95913
OldNuke | FR | 2018-01-24 08:00 | 0.95913
OldNuke | FR | 2018-01-24 09:00 | 0.95913
OldNuke | FR | 2018-01-24 10:00 | 0.95913
OldNuke | FR | 2018-01-24 11:00 | 0.95913
OldNuke | FR | 2018-01-24 12:00 | 0.95913
OldNuke | FR | 2018-01-24 13:00 | 0.95913
OldNuke | FR | 2018-01-24 14:00 | 0.95913
OldNuke | FR | 2018-01-24 15:00 | 0.95913
OldNuke | FR | 2018-01-24 16:00 | 0.95913
OldNuke | FR | 2018-01-24 17:00 | 0.95913
OldNuke | FR | 2018-01-24 18:00 | 0.96476
OldNuke | FR | 2018-01-24 19:00 | 0.96476
OldNuke | FR | 2018-01-24 20:00 | 0.96476
OldNuke | FR | 2018-01-24 21:00 | 0.96476
OldNuke | FR | 2018-01-24 22:00 | 0.96476
OldNuke | FR | 2018-01-24 23:00 | 0.96476
OldNuke | FR | 2018-01-25 | 0.96476
OldNuke | FR | 2018-01-25 01:00 | 0.96476
OldNuke | FR | 2018-01-25 02:00 | 0.96476
OldNuke | FR | 2018-01-25 03:00 | 0.96476
OldNuke | FR | 2018-01-25 04:00 | 0.96476
OldNuke | FR | 2018-01-25 05:00 | 0.96476
OldNuke | FR | 2018-01-25 06:00 | 0.96476
OldNuke | FR | 2018-01-25 07:00 | 0.96476
OldNuke | FR | 2018-01-25 08:00 | 0.96476
OldNuke | FR | 2018-01-25 09:00 | 0.96476
OldNuke | FR | 2018-01-25 10:00 | 0.96476
OldNuke | FR | 2018-01-25 11:00 | 0.96476
OldNuke | FR | 2018-01-25 12:00 | 0.96476
OldNuke | FR | 2018-01-25 13:00 | 0.96476
OldNuke | FR | 2018-01-25 14:00 | 0.96476
OldNuke | FR | 2018-01-25 15:00 | 0.96476
OldNuke | FR | 2018-01-25 16:00 | 0.96476
OldNuke | FR | 2018-01-25 17:00 | 0.96476
OldNuke | FR | 2018-01-25 18:00 | 0.96476
OldNuke | FR | 2018-01-25 19:00 | 0.96476
OldNuke | FR | 2018-01-25 20:00 | 0.96476
OldNuke | FR | 2018-01-25 21:00 | 0.96476
OldNuke | FR | 2018-01-25 22:00 | 0.96476
OldNuke | FR | 2018-01-25 23:00 | 0.96476
OldNuke | FR | 2018-01-26 | 0.96476
OldNuke | FR | 2018-01-26 01:00 | 0.96476
OldNuke | FR | 2018-01-26 02:00 | 0.96476
OldNuke | FR | 2018-01-26 03:00 | 0.96476
OldNuke | FR | 2018-01-26 04:00 | 0.96476
OldNuke | FR | 2018-01-26 05:00 | 0.96476
OldNuke | FR | 2018-01-26 06:00 | 0.96476
OldNuke | FR | 2018-01-26 07:00 | 0.96476
OldNuke | FR | 2018-01-26 08:00 | 0.96476
OldNuke | FR | 2018-01-26 09:00 | 0.96476
OldNuke | FR | 2018-01-26 10:00 | 0.96476
OldNuke | FR | 2018-01-26 11:00 | 0.96476
OldNuke | FR | 2018-01-26 12:00 | 0.96476
OldNuke | FR | 2018-01-26 13:00 | 0.96476
OldNuke | FR | 2018-01-26 14:00 | 0.96476
OldNuke | FR | 2018-01-26 15:00 | 0.96476
OldNuke | FR | 2018-01-26 16:00 | 0.96476
OldNuke | FR | 2018-01-26 17:00 | 0.96476
OldNuke | FR | 2018-01-26 18:00 | 0.96476
OldNuke | FR | 2018-01-26 19:00 | 0.96476
OldNuke | FR | 2018-01-26 20:00 | 0.96476
OldNuke | FR | 2018-01-26 21:00 | 0.96476
OldNuke | FR | 2018-01-26 22:00 | 0.96476
OldNuke | FR | 2018-01-26 23:00 | 0.96476
OldNuke | FR | 2018-01-27 | 0.96476
OldNuke | FR | 2018-01-27 01:00 | 0.96476
OldNuke | FR | 2018-01-27 02:00 | 0.96476
OldNuke | FR | 2018-01-27 03:00 | 0.96476
OldNuke | FR | 2018-01-27 04:00 | 0.96476
OldNuke | FR | 2018-01-27 05:00 | 0.96476
OldNuke | FR | 2018-01-27 06:00 | 0.96476
OldNuke | FR | 2018-01-27 07:00 | 0.96476
OldNuke | FR | 2018-01-27 08:00 | 0.96476
OldNuke | FR | 2018-01-27 09:00 | 0.96476
OldNuke | FR | 2018-01-27 10:00 | 0.96476
OldNuke | FR | 2018-01-27 11:00 | 0.96476
OldNuke | FR | 2018-01-27 12:00 | 0.96476
OldNuke | FR | 2018-01-27 13:00 | 0.96476
OldNuke | FR | 2018-01-27 14:00 | 0.96476
OldNuke | FR | 2018-01-27 15:00 | 0.96476
OldNuke | FR | 2018-01-27 16:00 | 0.96476
OldNuke | FR | 2018-01-27 17:00 | 0.96285
OldNuke | FR | 2018-01-27 18:00 | 0.96285
OldNuke | FR | 2018-01-27 19:00 | 0.96285
OldNuke | FR | 2018-01-27 20:00 | 0.96285
OldNuke | FR | 2018-01-27 21:00 | 0.96285
OldNuke | FR | 2018-01-27 22:00 | 0.96476
OldNuke | FR | 2018-01-27 23:00 | 0.96476
OldNuke | FR | 2018-01-28 | 0.94416
OldNuke | FR | 2018-01-28 01:00 | 0.94416
OldNuke | FR | 2018-01-28 02:00 | 0.94416
OldNuke | FR | 2018-01-28 03:00 | 0.94416
OldNuke | FR | 2018-01-28 04:00 | 0.94416
OldNuke | FR | 2018-01-28 05:00 | 0.94416
OldNuke | FR | 2018-01-28 06:00 | 0.94416
OldNuke | FR | 2018-01-28 07:00 | 0.94416
OldNuke | FR | 2018-01-28 08:00 | 0.94416
OldNuke | FR | 2018-01-28 09:00 | 0.94416
OldNuke | FR | 2018-01-28 10:00 | 0.94416
OldNuke | FR | 2018-01-28 11:00 | 0.94416
OldNuke | FR | 2018-01-28 12:00 | 0.94242
OldNuke | FR | 2018-01-28 13:00 | 0.94242
OldNuke | FR | 2018-01-28 14:00 | 0.94242
OldNuke | FR | 2018-01-28 15:00 | 0.94242
OldNuke | FR | 2018-01-28 16:00 | 0.94242
OldNuke | FR | 2018-01-28 17:00 | 0.94242
OldNuke | FR | 2018-01-28 18:00 | 0.94242
OldNuke | FR | 2018-01-28 19:00 | 0.94242
OldNuke | FR | 2018-01-28 20:00 | 0.94242
OldNuke | FR | 2018-01-28 21:00 | 0.94242
OldNuke | FR | 2018-01-28 22:00 | 0.96301
OldNuke | FR | 2018-01-28 23:00 | 0.96301
OldNuke | FR | 2018-01-29 | 0.96301
OldNuke | FR | 2018-01-29 01:00 | 0.96301
OldNuke | FR | 2018-01-29 02:00 | 0.94195
OldNuke | FR | 2018-01-29 03:00 | 0.94195
OldNuke | FR | 2018-01-29 04:00 | 0.94195
OldNuke | FR | 2018-01-29 05:00 | 0.94195
OldNuke | FR | 2018-01-29 06:00 | 0.9402
OldNuke | FR | 2018-01-29 07:00 | 0.9402
OldNuke | FR | 2018-01-29 08:00 | 0.94195
OldNuke | FR | 2018-01-29 09:00 | 0.94195
OldNuke | FR | 2018-01-29 10:00 | 0.92135
OldNuke | FR | 2018-01-29 11:00 | 0.9231
OldNuke | FR | 2018-01-29 12:00 | 0.9231
OldNuke | FR | 2018-01-29 13:00 | 0.9231
OldNuke | FR | 2018-01-29 14:00 | 0.9231
OldNuke | FR | 2018-01-29 15:00 | 0.9231
OldNuke | FR | 2018-01-29 16:00 | 0.9231
OldNuke | FR | 2018-01-29 17:00 | 0.9231
OldNuke | FR | 2018-01-29 18:00 | 0.9231
OldNuke | FR | 2018-01-29 19:00 | 0.9231
OldNuke | FR | 2018-01-29 20:00 | 0.9231
OldNuke | FR | 2018-01-29 21:00 | 0.9231
OldNuke | FR | 2018-01-29 22:00 | 0.9231
OldNuke | FR | 2018-01-29 23:00 | 0.9231
OldNuke | FR | 2018-01-30 | 0.9231
OldNuke | FR | 2018-01-30 01:00 | 0.9231
OldNuke | FR | 2018-01-30 02:00 | 0.9231
OldNuke | FR | 2018-01-30 03:00 | 0.9231
OldNuke | FR | 2018-01-30 04:00 | 0.9421
OldNuke | FR | 2018-01-30 05:00 | 0.9421
OldNuke | FR | 2018-01-30 06:00 | 0.9421
OldNuke | FR | 2018-01-30 07:00 | 0.9421
OldNuke | FR | 2018-01-30 08:00 | 0.9421
OldNuke | FR | 2018-01-30 09:00 | 0.9421
OldNuke | FR | 2018-01-30 10:00 | 0.9421
OldNuke | FR | 2018-01-30 11:00 | 0.9421
OldNuke | FR | 2018-01-30 12:00 | 0.9421
OldNuke | FR | 2018-01-30 13:00 | 0.9421
OldNuke | FR | 2018-01-30 14:00 | 0.9421
OldNuke | FR | 2018-01-30 15:00 | 0.9421
OldNuke | FR | 2018-01-30 16:00 | 0.9421
OldNuke | FR | 2018-01-30 17:00 | 0.9421
OldNuke | FR | 2018-01-30 18:00 | 0.94416
OldNuke | FR | 2018-01-30 19:00 | 0.94416
OldNuke | FR | 2018-01-30 20:00 | 0.94416
OldNuke | FR | 2018-01-30 21:00 | 0.94416
OldNuke | FR | 2018-01-30 22:00 | 0.94416
OldNuke | FR | 2018-01-30 23:00 | 0.94416
OldNuke | FR | 2018-01-31 | 0.94416
OldNuke | FR | 2018-01-31 01:00 | 0.94416
OldNuke | FR | 2018-01-31 02:00 | 0.94416
OldNuke | FR | 2018-01-31 03:00 | 0.94416
OldNuke | FR | 2018-01-31 04:00 | 0.94416
OldNuke | FR | 2018-01-31 05:00 | 0.94416
OldNuke | FR | 2018-01-31 06:00 | 0.94416
OldNuke | FR | 2018-01-31 07:00 | 0.94416
OldNuke | FR | 2018-01-31 08:00 | 0.94416
OldNuke | FR | 2018-01-31 09:00 | 0.94416
OldNuke | FR | 2018-01-31 10:00 | 0.92983
OldNuke | FR | 2018-01-31 11:00 | 0.92983
OldNuke | FR | 2018-01-31 12:00 | 0.94804
OldNuke | FR | 2018-01-31 13:00 | 0.94804
OldNuke | FR | 2018-01-31 14:00 | 0.94804
OldNuke | FR | 2018-01-31 15:00 | 0.94804
OldNuke | FR | 2018-01-31 16:00 | 0.94804
OldNuke | FR | 2018-01-31 17:00 | 0.94804
OldNuke | FR | 2018-01-31 18:00 | 0.94804
OldNuke | FR | 2018-01-31 19:00 | 0.94804
OldNuke | FR | 2018-01-31 20:00 | 0.94804
OldNuke | FR | 2018-01-31 21:00 | 0.94804
OldNuke | FR | 2018-01-31 22:00 | 0.94804
OldNuke | FR | 2018-01-31 23:00 | 0.94804
OldNuke | FR | 2018-02-01 | 0.94804
OldNuke | FR | 2018-02-01 01:00 | 0.94804
OldNuke | FR | 2018-02-01 02:00 | 0.94804
OldNuke | FR | 2018-02-01 03:00 | 0.94804
OldNuke | FR | 2018-02-01 04:00 | 0.94804
OldNuke | FR | 2018-02-01 05:00 | 0.94804
OldNuke | FR | 2018-02-01 06:00 | 0.94804
OldNuke | FR | 2018-02-01 07:00 | 0.94804
OldNuke | FR | 2018-02-01 08:00 | 0.94804
OldNuke | FR | 2018-02-01 09:00 | 0.94804
OldNuke | FR | 2018-02-01 10:00 | 0.94804
OldNuke | FR | 2018-02-01 11:00 | 0.94804
OldNuke | FR | 2018-02-01 12:00 | 0.94804
OldNuke | FR | 2018-02-01 13:00 | 0.94804
OldNuke | FR | 2018-02-01 14:00 | 0.94804
OldNuke | FR | 2018-02-01 15:00 | 0.94804
OldNuke | FR | 2018-02-01 16:00 | 0.94804
OldNuke | FR | 2018-02-01 17:00 | 0.94804
OldNuke | FR | 2018-02-01 18:00 | 0.94804
OldNuke | FR | 2018-02-01 19:00 | 0.94804
OldNuke | FR | 2018-02-01 20:00 | 0.94804
OldNuke | FR | 2018-02-01 21:00 | 0.94804
OldNuke | FR | 2018-02-01 22:00 | 0.94804
OldNuke | FR | 2018-02-01 23:00 | 0.94804
OldNuke | FR | 2018-02-02 | 0.94804
OldNuke | FR | 2018-02-02 01:00 | 0.94804
OldNuke | FR | 2018-02-02 02:00 | 0.94804
OldNuke | FR | 2018-02-02 03:00 | 0.94804
OldNuke | FR | 2018-02-02 04:00 | 0.95042
OldNuke | FR | 2018-02-02 05:00 | 0.95042
OldNuke | FR | 2018-02-02 06:00 | 0.95042
OldNuke | FR | 2018-02-02 07:00 | 0.95042
OldNuke | FR | 2018-02-02 08:00 | 0.95042
OldNuke | FR | 2018-02-02 09:00 | 0.95042
OldNuke | FR | 2018-02-02 10:00 | 0.95042
OldNuke | FR | 2018-02-02 11:00 | 0.95042
OldNuke | FR | 2018-02-02 12:00 | 0.95042
OldNuke | FR | 2018-02-02 13:00 | 0.95042
OldNuke | FR | 2018-02-02 14:00 | 0.95042
OldNuke | FR | 2018-02-02 15:00 | 0.95042
OldNuke | FR | 2018-02-02 16:00 | 0.95042
OldNuke | FR | 2018-02-02 17:00 | 0.95042
OldNuke | FR | 2018-02-02 18:00 | 0.95042
OldNuke | FR | 2018-02-02 19:00 | 0.92983
OldNuke | FR | 2018-02-02 20:00 | 0.92983
OldNuke | FR | 2018-02-02 21:00 | 0.92983
OldNuke | FR | 2018-02-02 22:00 | 0.90963
OldNuke | FR | 2018-02-02 23:00 | 0.90963
OldNuke | FR | 2018-02-03 | 0.89427
OldNuke | FR | 2018-02-03 01:00 | 0.89427
OldNuke | FR | 2018-02-03 02:00 | 0.88777
OldNuke | FR | 2018-02-03 03:00 | 0.88777
OldNuke | FR | 2018-02-03 04:00 | 0.88777
OldNuke | FR | 2018-02-03 05:00 | 0.88777
OldNuke | FR | 2018-02-03 06:00 | 0.88777
OldNuke | FR | 2018-02-03 07:00 | 0.88777
OldNuke | FR | 2018-02-03 08:00 | 0.89427
OldNuke | FR | 2018-02-03 09:00 | 0.89427
OldNuke | FR | 2018-02-03 10:00 | 0.89427
OldNuke | FR | 2018-02-03 11:00 | 0.89427
OldNuke | FR | 2018-02-03 12:00 | 0.89427
OldNuke | FR | 2018-02-03 13:00 | 0.89427
OldNuke | FR | 2018-02-03 14:00 | 0.89427
OldNuke | FR | 2018-02-03 15:00 | 0.89427
OldNuke | FR | 2018-02-03 16:00 | 0.89427
OldNuke | FR | 2018-02-03 17:00 | 0.89427
OldNuke | FR | 2018-02-03 18:00 | 0.9086
OldNuke | FR | 2018-02-03 19:00 | 0.9086
OldNuke | FR | 2018-02-03 20:00 | 0.9086
OldNuke | FR | 2018-02-03 21:00 | 0.9086
OldNuke | FR | 2018-02-03 22:00 | 0.9086
OldNuke | FR | 2018-02-03 23:00 | 0.9086
OldNuke | FR | 2018-02-04 | 0.90147
OldNuke | FR | 2018-02-04 01:00 | 0.90147
OldNuke | FR | 2018-02-04 02:00 | 0.90147
OldNuke | FR | 2018-02-04 03:00 | 0.92207
OldNuke | FR | 2018-02-04 04:00 | 0.91557
OldNuke | FR | 2018-02-04 05:00 | 0.91557
OldNuke | FR | 2018-02-04 06:00 | 0.91557
OldNuke | FR | 2018-02-04 07:00 | 0.91557
OldNuke | FR | 2018-02-04 08:00 | 0.90821
OldNuke | FR | 2018-02-04 09:00 | 0.90821
OldNuke | FR | 2018-02-04 10:00 | 0.9147
OldNuke | FR | 2018-02-04 11:00 | 0.9147
OldNuke | FR | 2018-02-04 12:00 | 0.9147
OldNuke | FR | 2018-02-04 13:00 | 0.9147
OldNuke | FR | 2018-02-04 14:00 | 0.9147
OldNuke | FR | 2018-02-04 15:00 | 0.9147
OldNuke | FR | 2018-02-04 16:00 | 0.9147
OldNuke | FR | 2018-02-04 17:00 | 0.9147
OldNuke | FR | 2018-02-04 18:00 | 0.9147
OldNuke | FR | 2018-02-04 19:00 | 0.9147
OldNuke | FR | 2018-02-04 20:00 | 0.9147
OldNuke | FR | 2018-02-04 21:00 | 0.9147
OldNuke | FR | 2018-02-04 22:00 | 0.9147
OldNuke | FR | 2018-02-04 23:00 | 0.9147
OldNuke | FR | 2018-02-05 | 0.9147
OldNuke | FR | 2018-02-05 01:00 | 0.9147
OldNuke | FR | 2018-02-05 02:00 | 0.92919
OldNuke | FR | 2018-02-05 03:00 | 0.92919
OldNuke | FR | 2018-02-05 04:00 | 0.92919
OldNuke | FR | 2018-02-05 05:00 | 0.92919
OldNuke | FR | 2018-02-05 06:00 | 0.92919
OldNuke | FR | 2018-02-05 07:00 | 0.92919
OldNuke | FR | 2018-02-05 08:00 | 0.92919
OldNuke | FR | 2018-02-05 09:00 | 0.92919
OldNuke | FR | 2018-02-05 10:00 | 0.92919
OldNuke | FR | 2018-02-05 11:00 | 0.92919
OldNuke | FR | 2018-02-05 12:00 | 0.92919
OldNuke | FR | 2018-02-05 13:00 | 0.92919
OldNuke | FR | 2018-02-05 14:00 | 0.92919
OldNuke | FR | 2018-02-05 15:00 | 0.92674
OldNuke | FR | 2018-02-05 16:00 | 0.92674
OldNuke | FR | 2018-02-05 17:00 | 0.92674
OldNuke | FR | 2018-02-05 18:00 | 0.92674
OldNuke | FR | 2018-02-05 19:00 | 0.92674
OldNuke | FR | 2018-02-05 20:00 | 0.92674
OldNuke | FR | 2018-02-05 21:00 | 0.92674
OldNuke | FR | 2018-02-05 22:00 | 0.92674
OldNuke | FR | 2018-02-05 23:00 | 0.92674
OldNuke | FR | 2018-02-06 | 0.92674
OldNuke | FR | 2018-02-06 01:00 | 0.92674
OldNuke | FR | 2018-02-06 02:00 | 0.92674
OldNuke | FR | 2018-02-06 03:00 | 0.92674
OldNuke | FR | 2018-02-06 04:00 | 0.92674
OldNuke | FR | 2018-02-06 05:00 | 0.92674
OldNuke | FR | 2018-02-06 06:00 | 0.92674
OldNuke | FR | 2018-02-06 07:00 | 0.92674
OldNuke | FR | 2018-02-06 08:00 | 0.92674
OldNuke | FR | 2018-02-06 09:00 | 0.92674
OldNuke | FR | 2018-02-06 10:00 | 0.92674
OldNuke | FR | 2018-02-06 11:00 | 0.92674
OldNuke | FR | 2018-02-06 12:00 | 0.92674
OldNuke | FR | 2018-02-06 13:00 | 0.92674
OldNuke | FR | 2018-02-06 14:00 | 0.92674
OldNuke | FR | 2018-02-06 15:00 | 0.92674
OldNuke | FR | 2018-02-06 16:00 | 0.92674
OldNuke | FR | 2018-02-06 17:00 | 0.92674
OldNuke | FR | 2018-02-06 18:00 | 0.92674
OldNuke | FR | 2018-02-06 19:00 | 0.92674
OldNuke | FR | 2018-02-06 20:00 | 0.92674
OldNuke | FR | 2018-02-06 21:00 | 0.92674
OldNuke | FR | 2018-02-06 22:00 | 0.92674
OldNuke | FR | 2018-02-06 23:00 | 0.92674
OldNuke | FR | 2018-02-07 | 0.92674
OldNuke | FR | 2018-02-07 01:00 | 0.92674
OldNuke | FR | 2018-02-07 02:00 | 0.92674
OldNuke | FR | 2018-02-07 03:00 | 0.92674
OldNuke | FR | 2018-02-07 04:00 | 0.92674
OldNuke | FR | 2018-02-07 05:00 | 0.92674
OldNuke | FR | 2018-02-07 06:00 | 0.92674
OldNuke | FR | 2018-02-07 07:00 | 0.94115
OldNuke | FR | 2018-02-07 08:00 | 0.94115
OldNuke | FR | 2018-02-07 09:00 | 0.94115
OldNuke | FR | 2018-02-07 10:00 | 0.92951
OldNuke | FR | 2018-02-07 11:00 | 0.92951
OldNuke | FR | 2018-02-07 12:00 | 0.92951
OldNuke | FR | 2018-02-07 13:00 | 0.94115
OldNuke | FR | 2018-02-07 14:00 | 0.93331
OldNuke | FR | 2018-02-07 15:00 | 0.93331
OldNuke | FR | 2018-02-07 16:00 | 0.93331
OldNuke | FR | 2018-02-07 17:00 | 0.93331
OldNuke | FR | 2018-02-07 18:00 | 0.94115
OldNuke | FR | 2018-02-07 19:00 | 0.94115
OldNuke | FR | 2018-02-07 20:00 | 0.94115
OldNuke | FR | 2018-02-07 21:00 | 0.94115
OldNuke | FR | 2018-02-07 22:00 | 0.94115
OldNuke | FR | 2018-02-07 23:00 | 0.94115
OldNuke | FR | 2018-02-08 | 0.94115
OldNuke | FR | 2018-02-08 01:00 | 0.94115
OldNuke | FR | 2018-02-08 02:00 | 0.94361
OldNuke | FR | 2018-02-08 03:00 | 0.93862
OldNuke | FR | 2018-02-08 04:00 | 0.93862
OldNuke | FR | 2018-02-08 05:00 | 0.93862
OldNuke | FR | 2018-02-08 06:00 | 0.93862
OldNuke | FR | 2018-02-08 07:00 | 0.93125
OldNuke | FR | 2018-02-08 08:00 | 0.91652
OldNuke | FR | 2018-02-08 09:00 | 0.91652
OldNuke | FR | 2018-02-08 10:00 | 0.91508
OldNuke | FR | 2018-02-08 11:00 | 0.91508
OldNuke | FR | 2018-02-08 12:00 | 0.93084
OldNuke | FR | 2018-02-08 13:00 | 0.93084
OldNuke | FR | 2018-02-08 14:00 | 0.93084
OldNuke | FR | 2018-02-08 15:00 | 0.92039
OldNuke | FR | 2018-02-08 16:00 | 0.91001
OldNuke | FR | 2018-02-08 17:00 | 0.91001
OldNuke | FR | 2018-02-08 18:00 | 0.91001
OldNuke | FR | 2018-02-08 19:00 | 0.91001
OldNuke | FR | 2018-02-08 20:00 | 0.91001
OldNuke | FR | 2018-02-08 21:00 | 0.93718
OldNuke | FR | 2018-02-08 22:00 | 0.93718
OldNuke | FR | 2018-02-08 23:00 | 0.93718
OldNuke | FR | 2018-02-09 | 0.93718
OldNuke | FR | 2018-02-09 01:00 | 0.93718
OldNuke | FR | 2018-02-09 02:00 | 0.93718
OldNuke | FR | 2018-02-09 03:00 | 0.93718
OldNuke | FR | 2018-02-09 04:00 | 0.93718
OldNuke | FR | 2018-02-09 05:00 | 0.93718
OldNuke | FR | 2018-02-09 06:00 | 0.93718
OldNuke | FR | 2018-02-09 07:00 | 0.93718
OldNuke | FR | 2018-02-09 08:00 | 0.93718
OldNuke | FR | 2018-02-09 09:00 | 0.93718
OldNuke | FR | 2018-02-09 10:00 | 0.93718
OldNuke | FR | 2018-02-09 11:00 | 0.93718
OldNuke | FR | 2018-02-09 12:00 | 0.93718
OldNuke | FR | 2018-02-09 13:00 | 0.93718
OldNuke | FR | 2018-02-09 14:00 | 0.93718
OldNuke | FR | 2018-02-09 15:00 | 0.93718
OldNuke | FR | 2018-02-09 16:00 | 0.93718
OldNuke | FR | 2018-02-09 17:00 | 0.93718
OldNuke | FR | 2018-02-09 18:00 | 0.94217
OldNuke | FR | 2018-02-09 19:00 | 0.94217
OldNuke | FR | 2018-02-09 20:00 | 0.94217
OldNuke | FR | 2018-02-09 21:00 | 0.94217
OldNuke | FR | 2018-02-09 22:00 | 0.94217
OldNuke | FR | 2018-02-09 23:00 | 0.94217
OldNuke | FR | 2018-02-10 | 0.94217
OldNuke | FR | 2018-02-10 01:00 | 0.94217
OldNuke | FR | 2018-02-10 02:00 | 0.94217
OldNuke | FR | 2018-02-10 03:00 | 0.94217
OldNuke | FR | 2018-02-10 04:00 | 0.94217
OldNuke | FR | 2018-02-10 05:00 | 0.94217
OldNuke | FR | 2018-02-10 06:00 | 0.94217
OldNuke | FR | 2018-02-10 07:00 | 0.94217
OldNuke | FR | 2018-02-10 08:00 | 0.94217
OldNuke | FR | 2018-02-10 09:00 | 0.94217
OldNuke | FR | 2018-02-10 10:00 | 0.94217
OldNuke | FR | 2018-02-10 11:00 | 0.94217
OldNuke | FR | 2018-02-10 12:00 | 0.94217
OldNuke | FR | 2018-02-10 13:00 | 0.94217
OldNuke | FR | 2018-02-10 14:00 | 0.94217
OldNuke | FR | 2018-02-10 15:00 | 0.94217
OldNuke | FR | 2018-02-10 16:00 | 0.94217
OldNuke | FR | 2018-02-10 17:00 | 0.94217
OldNuke | FR | 2018-02-10 18:00 | 0.94217
OldNuke | FR | 2018-02-10 19:00 | 0.93353
OldNuke | FR | 2018-02-10 20:00 | 0.93353
OldNuke | FR | 2018-02-10 21:00 | 0.93353
OldNuke | FR | 2018-02-10 22:00 | 0.93353
OldNuke | FR | 2018-02-10 23:00 | 0.93353
OldNuke | FR | 2018-02-11 | 0.94361
OldNuke | FR | 2018-02-11 01:00 | 0.94361
OldNuke | FR | 2018-02-11 02:00 | 0.94361
OldNuke | FR | 2018-02-11 03:00 | 0.94361
OldNuke | FR | 2018-02-11 04:00 | 0.94361
OldNuke | FR | 2018-02-11 05:00 | 0.94361
OldNuke | FR | 2018-02-11 06:00 | 0.94361
OldNuke | FR | 2018-02-11 07:00 | 0.94361
OldNuke | FR | 2018-02-11 08:00 | 0.94361
OldNuke | FR | 2018-02-11 09:00 | 0.92919
OldNuke | FR | 2018-02-11 10:00 | 0.92919
OldNuke | FR | 2018-02-11 11:00 | 0.94361
OldNuke | FR | 2018-02-11 12:00 | 0.94361
OldNuke | FR | 2018-02-11 13:00 | 0.94361
OldNuke | FR | 2018-02-11 14:00 | 0.94361
OldNuke | FR | 2018-02-11 15:00 | 0.94361
OldNuke | FR | 2018-02-11 16:00 | 0.94361
OldNuke | FR | 2018-02-11 17:00 | 0.94361
OldNuke | FR | 2018-02-11 18:00 | 0.94361
OldNuke | FR | 2018-02-11 19:00 | 0.94361
OldNuke | FR | 2018-02-11 20:00 | 0.94361
OldNuke | FR | 2018-02-11 21:00 | 0.94361
OldNuke | FR | 2018-02-11 22:00 | 0.94361
OldNuke | FR | 2018-02-11 23:00 | 0.94361
OldNuke | FR | 2018-02-12 | 0.9383
OldNuke | FR | 2018-02-12 01:00 | 0.9383
OldNuke | FR | 2018-02-12 02:00 | 0.9383
OldNuke | FR | 2018-02-12 03:00 | 0.9383
OldNuke | FR | 2018-02-12 04:00 | 0.9383
OldNuke | FR | 2018-02-12 05:00 | 0.9383
OldNuke | FR | 2018-02-12 06:00 | 0.9383
OldNuke | FR | 2018-02-12 07:00 | 0.9383
OldNuke | FR | 2018-02-12 08:00 | 0.9383
OldNuke | FR | 2018-02-12 09:00 | 0.9383
OldNuke | FR | 2018-02-12 10:00 | 0.9383
OldNuke | FR | 2018-02-12 11:00 | 0.9383
OldNuke | FR | 2018-02-12 12:00 | 0.9383
OldNuke | FR | 2018-02-12 13:00 | 0.9383
OldNuke | FR | 2018-02-12 14:00 | 0.9383
OldNuke | FR | 2018-02-12 15:00 | 0.9383
OldNuke | FR | 2018-02-12 16:00 | 0.9383
OldNuke | FR | 2018-02-12 17:00 | 0.9383
OldNuke | FR | 2018-02-12 18:00 | 0.9383
OldNuke | FR | 2018-02-12 19:00 | 0.9383
OldNuke | FR | 2018-02-12 20:00 | 0.9383
OldNuke | FR | 2018-02-12 21:00 | 0.9383
OldNuke | FR | 2018-02-12 22:00 | 0.9383
OldNuke | FR | 2018-02-12 23:00 | 0.9383
OldNuke | FR | 2018-02-13 | 0.93624
OldNuke | FR | 2018-02-13 01:00 | 0.93624
OldNuke | FR | 2018-02-13 02:00 | 0.93624
OldNuke | FR | 2018-02-13 03:00 | 0.93624
OldNuke | FR | 2018-02-13 04:00 | 0.93624
OldNuke | FR | 2018-02-13 05:00 | 0.93624
OldNuke | FR | 2018-02-13 06:00 | 0.93624
OldNuke | FR | 2018-02-13 07:00 | 0.93624
OldNuke | FR | 2018-02-13 08:00 | 0.93624
OldNuke | FR | 2018-02-13 09:00 | 0.93624
OldNuke | FR | 2018-02-13 10:00 | 0.93624
OldNuke | FR | 2018-02-13 11:00 | 0.93624
OldNuke | FR | 2018-02-13 12:00 | 0.93624
OldNuke | FR | 2018-02-13 13:00 | 0.93624
OldNuke | FR | 2018-02-13 14:00 | 0.93624
OldNuke | FR | 2018-02-13 15:00 | 0.93624
OldNuke | FR | 2018-02-13 16:00 | 0.93624
OldNuke | FR | 2018-02-13 17:00 | 0.93624
OldNuke | FR | 2018-02-13 18:00 | 0.93624
OldNuke | FR | 2018-02-13 19:00 | 0.93624
OldNuke | FR | 2018-02-13 20:00 | 0.93624
OldNuke | FR | 2018-02-13 21:00 | 0.93624
OldNuke | FR | 2018-02-13 22:00 | 0.93624
OldNuke | FR | 2018-02-13 23:00 | 0.93624
OldNuke | FR | 2018-02-14 | 0.93624
OldNuke | FR | 2018-02-14 01:00 | 0.93624
OldNuke | FR | 2018-02-14 02:00 | 0.93624
OldNuke | FR | 2018-02-14 03:00 | 0.93624
OldNuke | FR | 2018-02-14 04:00 | 0.93624
OldNuke | FR | 2018-02-14 05:00 | 0.93624
OldNuke | FR | 2018-02-14 06:00 | 0.93624
OldNuke | FR | 2018-02-14 07:00 | 0.93624
OldNuke | FR | 2018-02-14 08:00 | 0.93624
OldNuke | FR | 2018-02-14 09:00 | 0.93624
OldNuke | FR | 2018-02-14 10:00 | 0.93624
OldNuke | FR | 2018-02-14 11:00 | 0.93624
OldNuke | FR | 2018-02-14 12:00 | 0.93624
OldNuke | FR | 2018-02-14 13:00 | 0.93624
OldNuke | FR | 2018-02-14 14:00 | 0.93624
OldNuke | FR | 2018-02-14 15:00 | 0.93624
OldNuke | FR | 2018-02-14 16:00 | 0.93624
OldNuke | FR | 2018-02-14 17:00 | 0.93624
OldNuke | FR | 2018-02-14 18:00 | 0.93624
OldNuke | FR | 2018-02-14 19:00 | 0.93624
OldNuke | FR | 2018-02-14 20:00 | 0.93624
OldNuke | FR | 2018-02-14 21:00 | 0.93624
OldNuke | FR | 2018-02-14 22:00 | 0.93624
OldNuke | FR | 2018-02-14 23:00 | 0.93624
OldNuke | FR | 2018-02-15 | 0.93624
OldNuke | FR | 2018-02-15 01:00 | 0.93624
OldNuke | FR | 2018-02-15 02:00 | 0.93624
OldNuke | FR | 2018-02-15 03:00 | 0.93624
OldNuke | FR | 2018-02-15 04:00 | 0.93624
OldNuke | FR | 2018-02-15 05:00 | 0.93624
OldNuke | FR | 2018-02-15 06:00 | 0.93624
OldNuke | FR | 2018-02-15 07:00 | 0.93624
OldNuke | FR | 2018-02-15 08:00 | 0.93624
OldNuke | FR | 2018-02-15 09:00 | 0.93624
OldNuke | FR | 2018-02-15 10:00 | 0.93624
OldNuke | FR | 2018-02-15 11:00 | 0.93624
OldNuke | FR | 2018-02-15 12:00 | 0.93624
OldNuke | FR | 2018-02-15 13:00 | 0.93624
OldNuke | FR | 2018-02-15 14:00 | 0.93624
OldNuke | FR | 2018-02-15 15:00 | 0.93624
OldNuke | FR | 2018-02-15 16:00 | 0.93624
OldNuke | FR | 2018-02-15 17:00 | 0.93624
OldNuke | FR | 2018-02-15 18:00 | 0.93624
OldNuke | FR | 2018-02-15 19:00 | 0.93624
OldNuke | FR | 2018-02-15 20:00 | 0.93624
OldNuke | FR | 2018-02-15 21:00 | 0.93624
OldNuke | FR | 2018-02-15 22:00 | 0.93624
OldNuke | FR | 2018-02-15 23:00 | 0.93624
OldNuke | FR | 2018-02-16 | 0.93624
OldNuke | FR | 2018-02-16 01:00 | 0.93624
OldNuke | FR | 2018-02-16 02:00 | 0.93624
OldNuke | FR | 2018-02-16 03:00 | 0.93624
OldNuke | FR | 2018-02-16 04:00 | 0.93624
OldNuke | FR | 2018-02-16 05:00 | 0.93624
OldNuke | FR | 2018-02-16 06:00 | 0.93624
OldNuke | FR | 2018-02-16 07:00 | 0.93624
OldNuke | FR | 2018-02-16 08:00 | 0.93624
OldNuke | FR | 2018-02-16 09:00 | 0.93624
OldNuke | FR | 2018-02-16 10:00 | 0.93624
OldNuke | FR | 2018-02-16 11:00 | 0.93624
OldNuke | FR | 2018-02-16 12:00 | 0.93624
OldNuke | FR | 2018-02-16 13:00 | 0.93624
OldNuke | FR | 2018-02-16 14:00 | 0.93624
OldNuke | FR | 2018-02-16 15:00 | 0.93624
OldNuke | FR | 2018-02-16 16:00 | 0.93624
OldNuke | FR | 2018-02-16 17:00 | 0.93624
OldNuke | FR | 2018-02-16 18:00 | 0.93624
OldNuke | FR | 2018-02-16 19:00 | 0.93624
OldNuke | FR | 2018-02-16 20:00 | 0.93624
OldNuke | FR | 2018-02-16 21:00 | 0.93624
OldNuke | FR | 2018-02-16 22:00 | 0.93624
OldNuke | FR | 2018-02-16 23:00 | 0.91628
OldNuke | FR | 2018-02-17 | 0.87771
OldNuke | FR | 2018-02-17 01:00 | 0.87708
OldNuke | FR | 2018-02-17 02:00 | 0.87011
OldNuke | FR | 2018-02-17 03:00 | 0.87011
OldNuke | FR | 2018-02-17 04:00 | 0.87011
OldNuke | FR | 2018-02-17 05:00 | 0.87011
OldNuke | FR | 2018-02-17 06:00 | 0.87011
OldNuke | FR | 2018-02-17 07:00 | 0.87011
OldNuke | FR | 2018-02-17 08:00 | 0.87011
OldNuke | FR | 2018-02-17 09:00 | 0.87011
OldNuke | FR | 2018-02-17 10:00 | 0.87011
OldNuke | FR | 2018-02-17 11:00 | 0.87011
OldNuke | FR | 2018-02-17 12:00 | 0.87011
OldNuke | FR | 2018-02-17 13:00 | 0.87011
OldNuke | FR | 2018-02-17 14:00 | 0.87011
OldNuke | FR | 2018-02-17 15:00 | 0.87011
OldNuke | FR | 2018-02-17 16:00 | 0.87011
OldNuke | FR | 2018-02-17 17:00 | 0.87011
OldNuke | FR | 2018-02-17 18:00 | 0.87011
OldNuke | FR | 2018-02-17 19:00 | 0.87011
OldNuke | FR | 2018-02-17 20:00 | 0.87011
OldNuke | FR | 2018-02-17 21:00 | 0.87011
OldNuke | FR | 2018-02-17 22:00 | 0.87011
OldNuke | FR | 2018-02-17 23:00 | 0.87011
OldNuke | FR | 2018-02-18 | 0.87011
OldNuke | FR | 2018-02-18 01:00 | 0.87011
OldNuke | FR | 2018-02-18 02:00 | 0.87011
OldNuke | FR | 2018-02-18 03:00 | 0.87011
OldNuke | FR | 2018-02-18 04:00 | 0.8755
OldNuke | FR | 2018-02-18 05:00 | 0.8755
OldNuke | FR | 2018-02-18 06:00 | 0.8755
OldNuke | FR | 2018-02-18 07:00 | 0.8755
OldNuke | FR | 2018-02-18 08:00 | 0.8755
OldNuke | FR | 2018-02-18 09:00 | 0.8755
OldNuke | FR | 2018-02-18 10:00 | 0.8755
OldNuke | FR | 2018-02-18 11:00 | 0.8755
OldNuke | FR | 2018-02-18 12:00 | 0.8755
OldNuke | FR | 2018-02-18 13:00 | 0.8755
OldNuke | FR | 2018-02-18 14:00 | 0.8755
OldNuke | FR | 2018-02-18 15:00 | 0.8755
OldNuke | FR | 2018-02-18 16:00 | 0.8755
OldNuke | FR | 2018-02-18 17:00 | 0.8755
OldNuke | FR | 2018-02-18 18:00 | 0.8755
OldNuke | FR | 2018-02-18 19:00 | 0.8755
OldNuke | FR | 2018-02-18 20:00 | 0.8755
OldNuke | FR | 2018-02-18 21:00 | 0.8755
OldNuke | FR | 2018-02-18 22:00 | 0.8755
OldNuke | FR | 2018-02-18 23:00 | 0.8755
OldNuke | FR | 2018-02-19 | 0.8755
OldNuke | FR | 2018-02-19 01:00 | 0.8755
OldNuke | FR | 2018-02-19 02:00 | 0.8755
OldNuke | FR | 2018-02-19 03:00 | 0.8755
OldNuke | FR | 2018-02-19 04:00 | 0.8755
OldNuke | FR | 2018-02-19 05:00 | 0.8755
OldNuke | FR | 2018-02-19 06:00 | 0.8755
OldNuke | FR | 2018-02-19 07:00 | 0.8755
OldNuke | FR | 2018-02-19 08:00 | 0.86504
OldNuke | FR | 2018-02-19 09:00 | 0.84136
OldNuke | FR | 2018-02-19 10:00 | 0.84136
OldNuke | FR | 2018-02-19 11:00 | 0.84136
OldNuke | FR | 2018-02-19 12:00 | 0.84136
OldNuke | FR | 2018-02-19 13:00 | 0.84136
OldNuke | FR | 2018-02-19 14:00 | 0.84136
OldNuke | FR | 2018-02-19 15:00 | 0.84136
OldNuke | FR | 2018-02-19 16:00 | 0.84136
OldNuke | FR | 2018-02-19 17:00 | 0.84136
OldNuke | FR | 2018-02-19 18:00 | 0.84136
OldNuke | FR | 2018-02-19 19:00 | 0.84136
OldNuke | FR | 2018-02-19 20:00 | 0.84136
OldNuke | FR | 2018-02-19 21:00 | 0.84136
OldNuke | FR | 2018-02-19 22:00 | 0.84136
OldNuke | FR | 2018-02-19 23:00 | 0.84136
OldNuke | FR | 2018-02-20 | 0.84136
OldNuke | FR | 2018-02-20 01:00 | 0.84136
OldNuke | FR | 2018-02-20 02:00 | 0.84136
OldNuke | FR | 2018-02-20 03:00 | 0.84136
OldNuke | FR | 2018-02-20 04:00 | 0.84136
OldNuke | FR | 2018-02-20 05:00 | 0.84136
OldNuke | FR | 2018-02-20 06:00 | 0.84136
OldNuke | FR | 2018-02-20 07:00 | 0.84136
OldNuke | FR | 2018-02-20 08:00 | 0.84136
OldNuke | FR | 2018-02-20 09:00 | 0.84136
OldNuke | FR | 2018-02-20 10:00 | 0.84136
OldNuke | FR | 2018-02-20 11:00 | 0.84136
OldNuke | FR | 2018-02-20 12:00 | 0.84136
OldNuke | FR | 2018-02-20 13:00 | 0.84136
OldNuke | FR | 2018-02-20 14:00 | 0.84136
OldNuke | FR | 2018-02-20 15:00 | 0.84136
OldNuke | FR | 2018-02-20 16:00 | 0.84136
OldNuke | FR | 2018-02-20 17:00 | 0.84136
OldNuke | FR | 2018-02-20 18:00 | 0.84136
OldNuke | FR | 2018-02-20 19:00 | 0.84136
OldNuke | FR | 2018-02-20 20:00 | 0.84136
OldNuke | FR | 2018-02-20 21:00 | 0.84136
OldNuke | FR | 2018-02-20 22:00 | 0.84136
OldNuke | FR | 2018-02-20 23:00 | 0.84136
OldNuke | FR | 2018-02-21 | 0.84136
OldNuke | FR | 2018-02-21 01:00 | 0.84136
OldNuke | FR | 2018-02-21 02:00 | 0.83106
OldNuke | FR | 2018-02-21 03:00 | 0.84136
OldNuke | FR | 2018-02-21 04:00 | 0.84136
OldNuke | FR | 2018-02-21 05:00 | 0.84136
OldNuke | FR | 2018-02-21 06:00 | 0.84136
OldNuke | FR | 2018-02-21 07:00 | 0.84136
OldNuke | FR | 2018-02-21 08:00 | 0.84136
OldNuke | FR | 2018-02-21 09:00 | 0.84136
OldNuke | FR | 2018-02-21 10:00 | 0.84136
OldNuke | FR | 2018-02-21 11:00 | 0.84136
OldNuke | FR | 2018-02-21 12:00 | 0.84136
OldNuke | FR | 2018-02-21 13:00 | 0.84136
OldNuke | FR | 2018-02-21 14:00 | 0.84136
OldNuke | FR | 2018-02-21 15:00 | 0.84136
OldNuke | FR | 2018-02-21 16:00 | 0.84136
OldNuke | FR | 2018-02-21 17:00 | 0.84136
OldNuke | FR | 2018-02-21 18:00 | 0.86504
OldNuke | FR | 2018-02-21 19:00 | 0.86504
OldNuke | FR | 2018-02-21 20:00 | 0.86504
OldNuke | FR | 2018-02-21 21:00 | 0.86504
OldNuke | FR | 2018-02-21 22:00 | 0.86504
OldNuke | FR | 2018-02-21 23:00 | 0.86504
OldNuke | FR | 2018-02-22 | 0.86504
OldNuke | FR | 2018-02-22 01:00 | 0.86504
OldNuke | FR | 2018-02-22 02:00 | 0.86504
OldNuke | FR | 2018-02-22 03:00 | 0.86504
OldNuke | FR | 2018-02-22 04:00 | 0.86504
OldNuke | FR | 2018-02-22 05:00 | 0.86504
OldNuke | FR | 2018-02-22 06:00 | 0.86504
OldNuke | FR | 2018-02-22 07:00 | 0.86504
OldNuke | FR | 2018-02-22 08:00 | 0.86504
OldNuke | FR | 2018-02-22 09:00 | 0.86504
OldNuke | FR | 2018-02-22 10:00 | 0.86504
OldNuke | FR | 2018-02-22 11:00 | 0.86504
OldNuke | FR | 2018-02-22 12:00 | 0.86504
OldNuke | FR | 2018-02-22 13:00 | 0.86504
OldNuke | FR | 2018-02-22 14:00 | 0.86504
OldNuke | FR | 2018-02-22 15:00 | 0.86504
OldNuke | FR | 2018-02-22 16:00 | 0.86504
OldNuke | FR | 2018-02-22 17:00 | 0.86504
OldNuke | FR | 2018-02-22 18:00 | 0.86504
OldNuke | FR | 2018-02-22 19:00 | 0.86504
OldNuke | FR | 2018-02-22 20:00 | 0.86504
OldNuke | FR | 2018-02-22 21:00 | 0.86504
OldNuke | FR | 2018-02-22 22:00 | 0.86504
OldNuke | FR | 2018-02-22 23:00 | 0.86504
OldNuke | FR | 2018-02-23 | 0.86504
OldNuke | FR | 2018-02-23 01:00 | 0.86504
OldNuke | FR | 2018-02-23 02:00 | 0.86504
OldNuke | FR | 2018-02-23 03:00 | 0.86504
OldNuke | FR | 2018-02-23 04:00 | 0.86504
OldNuke | FR | 2018-02-23 05:00 | 0.86504
OldNuke | FR | 2018-02-23 06:00 | 0.86504
OldNuke | FR | 2018-02-23 07:00 | 0.86504
OldNuke | FR | 2018-02-23 08:00 | 0.86504
OldNuke | FR | 2018-02-23 09:00 | 0.86504
OldNuke | FR | 2018-02-23 10:00 | 0.86504
OldNuke | FR | 2018-02-23 11:00 | 0.86504
OldNuke | FR | 2018-02-23 12:00 | 0.86504
OldNuke | FR | 2018-02-23 13:00 | 0.86504
OldNuke | FR | 2018-02-23 14:00 | 0.86504
OldNuke | FR | 2018-02-23 15:00 | 0.86504
OldNuke | FR | 2018-02-23 16:00 | 0.86504
OldNuke | FR | 2018-02-23 17:00 | 0.86504
OldNuke | FR | 2018-02-23 18:00 | 0.86504
OldNuke | FR | 2018-02-23 19:00 | 0.86504
OldNuke | FR | 2018-02-23 20:00 | 0.86504
OldNuke | FR | 2018-02-23 21:00 | 0.86504
OldNuke | FR | 2018-02-23 22:00 | 0.86504
OldNuke | FR | 2018-02-23 23:00 | 0.86504
OldNuke | FR | 2018-02-24 | 0.86504
OldNuke | FR | 2018-02-24 01:00 | 0.86504
OldNuke | FR | 2018-02-24 02:00 | 0.86504
OldNuke | FR | 2018-02-24 03:00 | 0.86504
OldNuke | FR | 2018-02-24 04:00 | 0.86504
OldNuke | FR | 2018-02-24 05:00 | 0.86504
OldNuke | FR | 2018-02-24 06:00 | 0.86504
OldNuke | FR | 2018-02-24 07:00 | 0.86504
OldNuke | FR | 2018-02-24 08:00 | 0.86504
OldNuke | FR | 2018-02-24 09:00 | 0.86504
OldNuke | FR | 2018-02-24 10:00 | 0.86504
OldNuke | FR | 2018-02-24 11:00 | 0.86504
OldNuke | FR | 2018-02-24 12:00 | 0.86504
OldNuke | FR | 2018-02-24 13:00 | 0.86504
OldNuke | FR | 2018-02-24 14:00 | 0.86504
OldNuke | FR | 2018-02-24 15:00 | 0.86504
OldNuke | FR | 2018-02-24 16:00 | 0.86504
OldNuke | FR | 2018-02-24 17:00 | 0.8755
OldNuke | FR | 2018-02-24 18:00 | 0.8755
OldNuke | FR | 2018-02-24 19:00 | 0.8755
OldNuke | FR | 2018-02-24 20:00 | 0.8755
OldNuke | FR | 2018-02-24 21:00 | 0.8755
OldNuke | FR | 2018-02-24 22:00 | 0.8755
OldNuke | FR | 2018-02-24 23:00 | 0.8755
OldNuke | FR | 2018-02-25 | 0.8755
OldNuke | FR | 2018-02-25 01:00 | 0.8755
OldNuke | FR | 2018-02-25 02:00 | 0.8755
OldNuke | FR | 2018-02-25 03:00 | 0.8755
OldNuke | FR | 2018-02-25 04:00 | 0.8755
OldNuke | FR | 2018-02-25 05:00 | 0.8755
OldNuke | FR | 2018-02-25 06:00 | 0.8755
OldNuke | FR | 2018-02-25 07:00 | 0.8755
OldNuke | FR | 2018-02-25 08:00 | 0.8755
OldNuke | FR | 2018-02-25 09:00 | 0.8755
OldNuke | FR | 2018-02-25 10:00 | 0.8755
OldNuke | FR | 2018-02-25 11:00 | 0.8755
OldNuke | FR | 2018-02-25 12:00 | 0.8755
OldNuke | FR | 2018-02-25 13:00 | 0.8755
OldNuke | FR | 2018-02-25 14:00 | 0.8755
OldNuke | FR | 2018-02-25 15:00 | 0.86108
OldNuke | FR | 2018-02-25 16:00 | 0.86108
OldNuke | FR | 2018-02-25 17:00 | 0.85902
OldNuke | FR | 2018-02-25 18:00 | 0.85902
OldNuke | FR | 2018-02-25 19:00 | 0.86108
OldNuke | FR | 2018-02-25 20:00 | 0.86108
OldNuke | FR | 2018-02-25 21:00 | 0.86108
OldNuke | FR | 2018-02-25 22:00 | 0.86108
OldNuke | FR | 2018-02-25 23:00 | 0.86108
OldNuke | FR | 2018-02-26 | 0.86108
OldNuke | FR | 2018-02-26 01:00 | 0.86108
OldNuke | FR | 2018-02-26 02:00 | 0.84001
OldNuke | FR | 2018-02-26 03:00 | 0.84001
OldNuke | FR | 2018-02-26 04:00 | 0.84001
OldNuke | FR | 2018-02-26 05:00 | 0.84001
OldNuke | FR | 2018-02-26 06:00 | 0.84001
OldNuke | FR | 2018-02-26 07:00 | 0.84001
OldNuke | FR | 2018-02-26 08:00 | 0.84001
OldNuke | FR | 2018-02-26 09:00 | 0.84001
OldNuke | FR | 2018-02-26 10:00 | 0.84001
OldNuke | FR | 2018-02-26 11:00 | 0.84001
OldNuke | FR | 2018-02-26 12:00 | 0.84001
OldNuke | FR | 2018-02-26 13:00 | 0.84001
OldNuke | FR | 2018-02-26 14:00 | 0.84001
OldNuke | FR | 2018-02-26 15:00 | 0.84001
OldNuke | FR | 2018-02-26 16:00 | 0.85443
OldNuke | FR | 2018-02-26 17:00 | 0.85443
OldNuke | FR | 2018-02-26 18:00 | 0.85443
OldNuke | FR | 2018-02-26 19:00 | 0.85443
OldNuke | FR | 2018-02-26 20:00 | 0.85443
OldNuke | FR | 2018-02-26 21:00 | 0.85443
OldNuke | FR | 2018-02-26 22:00 | 0.85443
OldNuke | FR | 2018-02-26 23:00 | 0.85443
OldNuke | FR | 2018-02-27 | 0.85443
OldNuke | FR | 2018-02-27 01:00 | 0.85443
OldNuke | FR | 2018-02-27 02:00 | 0.85443
OldNuke | FR | 2018-02-27 03:00 | 0.85443
OldNuke | FR | 2018-02-27 04:00 | 0.85443
OldNuke | FR | 2018-02-27 05:00 | 0.85443
OldNuke | FR | 2018-02-27 06:00 | 0.85443
OldNuke | FR | 2018-02-27 07:00 | 0.85443
OldNuke | FR | 2018-02-27 08:00 | 0.85443
OldNuke | FR | 2018-02-27 09:00 | 0.85443
OldNuke | FR | 2018-02-27 10:00 | 0.85443
OldNuke | FR | 2018-02-27 11:00 | 0.85443
OldNuke | FR | 2018-02-27 12:00 | 0.85443
OldNuke | FR | 2018-02-27 13:00 | 0.85443
OldNuke | FR | 2018-02-27 14:00 | 0.85443
OldNuke | FR | 2018-02-27 15:00 | 0.85443
OldNuke | FR | 2018-02-27 16:00 | 0.85443
OldNuke | FR | 2018-02-27 17:00 | 0.85443
OldNuke | FR | 2018-02-27 18:00 | 0.85443
OldNuke | FR | 2018-02-27 19:00 | 0.85443
OldNuke | FR | 2018-02-27 20:00 | 0.85443
OldNuke | FR | 2018-02-27 21:00 | 0.85443
OldNuke | FR | 2018-02-27 22:00 | 0.85443
OldNuke | FR | 2018-02-27 23:00 | 0.85443
OldNuke | FR | 2018-02-28 | 0.85443
OldNuke | FR | 2018-02-28 01:00 | 0.83993
OldNuke | FR | 2018-02-28 02:00 | 0.83993
OldNuke | FR | 2018-02-28 03:00 | 0.83993
OldNuke | FR | 2018-02-28 04:00 | 0.83993
OldNuke | FR | 2018-02-28 05:00 | 0.83993
OldNuke | FR | 2018-02-28 06:00 | 0.83993
OldNuke | FR | 2018-02-28 07:00 | 0.83993
OldNuke | FR | 2018-02-28 08:00 | 0.83993
OldNuke | FR | 2018-02-28 09:00 | 0.83993
OldNuke | FR | 2018-02-28 10:00 | 0.83993
OldNuke | FR | 2018-02-28 11:00 | 0.83993
OldNuke | FR | 2018-02-28 12:00 | 0.83993
OldNuke | FR | 2018-02-28 13:00 | 0.83993
OldNuke | FR | 2018-02-28 14:00 | 0.83993
OldNuke | FR | 2018-02-28 15:00 | 0.85443
OldNuke | FR | 2018-02-28 16:00 | 0.85443
OldNuke | FR | 2018-02-28 17:00 | 0.85443
OldNuke | FR | 2018-02-28 18:00 | 0.85443
OldNuke | FR | 2018-02-28 19:00 | 0.85443
OldNuke | FR | 2018-02-28 20:00 | 0.85443
OldNuke | FR | 2018-02-28 21:00 | 0.85443
OldNuke | FR | 2018-02-28 22:00 | 0.85443
OldNuke | FR | 2018-02-28 23:00 | 0.85443
OldNuke | FR | 2018-03-01 | 0.85443
OldNuke | FR | 2018-03-01 01:00 | 0.87557
OldNuke | FR | 2018-03-01 02:00 | 0.87557
OldNuke | FR | 2018-03-01 03:00 | 0.85641
OldNuke | FR | 2018-03-01 04:00 | 0.85641
OldNuke | FR | 2018-03-01 05:00 | 0.87573
OldNuke | FR | 2018-03-01 06:00 | 0.87573
OldNuke | FR | 2018-03-01 07:00 | 0.87573
OldNuke | FR | 2018-03-01 08:00 | 0.87573
OldNuke | FR | 2018-03-01 09:00 | 0.87573
OldNuke | FR | 2018-03-01 10:00 | 0.87573
OldNuke | FR | 2018-03-01 11:00 | 0.87573
OldNuke | FR | 2018-03-01 12:00 | 0.87573
OldNuke | FR | 2018-03-01 13:00 | 0.87573
OldNuke | FR | 2018-03-01 14:00 | 0.87573
OldNuke | FR | 2018-03-01 15:00 | 0.87573
OldNuke | FR | 2018-03-01 16:00 | 0.87573
OldNuke | FR | 2018-03-01 17:00 | 0.87573
OldNuke | FR | 2018-03-01 18:00 | 0.87573
OldNuke | FR | 2018-03-01 19:00 | 0.87573
OldNuke | FR | 2018-03-01 20:00 | 0.87573
OldNuke | FR | 2018-03-01 21:00 | 0.87573
OldNuke | FR | 2018-03-01 22:00 | 0.87573
OldNuke | FR | 2018-03-01 23:00 | 0.87573
OldNuke | FR | 2018-03-02 | 0.87573
OldNuke | FR | 2018-03-02 01:00 | 0.87573
OldNuke | FR | 2018-03-02 02:00 | 0.87573
OldNuke | FR | 2018-03-02 03:00 | 0.87573
OldNuke | FR | 2018-03-02 04:00 | 0.87573
OldNuke | FR | 2018-03-02 05:00 | 0.87573
OldNuke | FR | 2018-03-02 06:00 | 0.87573
OldNuke | FR | 2018-03-02 07:00 | 0.87573
OldNuke | FR | 2018-03-02 08:00 | 0.87399
OldNuke | FR | 2018-03-02 09:00 | 0.87375
OldNuke | FR | 2018-03-02 10:00 | 0.87375
OldNuke | FR | 2018-03-02 11:00 | 0.87375
OldNuke | FR | 2018-03-02 12:00 | 0.87375
OldNuke | FR | 2018-03-02 13:00 | 0.87375
OldNuke | FR | 2018-03-02 14:00 | 0.87375
OldNuke | FR | 2018-03-02 15:00 | 0.87375
OldNuke | FR | 2018-03-02 16:00 | 0.87375
OldNuke | FR | 2018-03-02 17:00 | 0.87375
OldNuke | FR | 2018-03-02 18:00 | 0.87375
OldNuke | FR | 2018-03-02 19:00 | 0.87375
OldNuke | FR | 2018-03-02 20:00 | 0.87375
OldNuke | FR | 2018-03-02 21:00 | 0.87375
OldNuke | FR | 2018-03-02 22:00 | 0.87375
OldNuke | FR | 2018-03-02 23:00 | 0.87375
OldNuke | FR | 2018-03-03 | 0.85926
OldNuke | FR | 2018-03-03 01:00 | 0.84484
OldNuke | FR | 2018-03-03 02:00 | 0.86599
OldNuke | FR | 2018-03-03 03:00 | 0.85395
OldNuke | FR | 2018-03-03 04:00 | 0.86599
OldNuke | FR | 2018-03-03 05:00 | 0.85831
OldNuke | FR | 2018-03-03 06:00 | 0.85831
OldNuke | FR | 2018-03-03 07:00 | 0.85831
OldNuke | FR | 2018-03-03 08:00 | 0.85831
OldNuke | FR | 2018-03-03 09:00 | 0.85831
OldNuke | FR | 2018-03-03 10:00 | 0.85831
OldNuke | FR | 2018-03-03 11:00 | 0.85831
OldNuke | FR | 2018-03-03 12:00 | 0.85831
OldNuke | FR | 2018-03-03 13:00 | 0.85831
OldNuke | FR | 2018-03-03 14:00 | 0.85831
OldNuke | FR | 2018-03-03 15:00 | 0.85831
OldNuke | FR | 2018-03-03 16:00 | 0.85831
OldNuke | FR | 2018-03-03 17:00 | 0.85831
OldNuke | FR | 2018-03-03 18:00 | 0.85831
OldNuke | FR | 2018-03-03 19:00 | 0.85831
OldNuke | FR | 2018-03-03 20:00 | 0.84484
OldNuke | FR | 2018-03-03 21:00 | 0.84484
OldNuke | FR | 2018-03-03 22:00 | 0.84484
OldNuke | FR | 2018-03-03 23:00 | 0.84484
OldNuke | FR | 2018-03-04 | 0.84484
OldNuke | FR | 2018-03-04 01:00 | 0.84484
OldNuke | FR | 2018-03-04 02:00 | 0.83407
OldNuke | FR | 2018-03-04 03:00 | 0.83407
OldNuke | FR | 2018-03-04 04:00 | 0.83407
OldNuke | FR | 2018-03-04 05:00 | 0.83407
OldNuke | FR | 2018-03-04 06:00 | 0.83407
OldNuke | FR | 2018-03-04 07:00 | 0.83407
OldNuke | FR | 2018-03-04 08:00 | 0.83407
OldNuke | FR | 2018-03-04 09:00 | 0.83407
OldNuke | FR | 2018-03-04 10:00 | 0.83407
OldNuke | FR | 2018-03-04 11:00 | 0.84484
OldNuke | FR | 2018-03-04 12:00 | 0.84484
OldNuke | FR | 2018-03-04 13:00 | 0.84484
OldNuke | FR | 2018-03-04 14:00 | 0.84484
OldNuke | FR | 2018-03-04 15:00 | 0.84484
OldNuke | FR | 2018-03-04 16:00 | 0.84484
OldNuke | FR | 2018-03-04 17:00 | 0.84484
OldNuke | FR | 2018-03-04 18:00 | 0.84484
OldNuke | FR | 2018-03-04 19:00 | 0.84484
OldNuke | FR | 2018-03-04 20:00 | 0.84484
OldNuke | FR | 2018-03-04 21:00 | 0.84484
OldNuke | FR | 2018-03-04 22:00 | 0.84484
OldNuke | FR | 2018-03-04 23:00 | 0.84484
OldNuke | FR | 2018-03-05 | 0.86599
OldNuke | FR | 2018-03-05 01:00 | 0.86599
OldNuke | FR | 2018-03-05 02:00 | 0.84872
OldNuke | FR | 2018-03-05 03:00 | 0.84603
OldNuke | FR | 2018-03-05 04:00 | 0.84603
OldNuke | FR | 2018-03-05 05:00 | 0.84603
OldNuke | FR | 2018-03-05 06:00 | 0.84603
OldNuke | FR | 2018-03-05 07:00 | 0.84603
OldNuke | FR | 2018-03-05 08:00 | 0.84603
OldNuke | FR | 2018-03-05 09:00 | 0.84603
OldNuke | FR | 2018-03-05 10:00 | 0.84603
OldNuke | FR | 2018-03-05 11:00 | 0.84603
OldNuke | FR | 2018-03-05 12:00 | 0.85166
OldNuke | FR | 2018-03-05 13:00 | 0.85166
OldNuke | FR | 2018-03-05 14:00 | 0.85166
OldNuke | FR | 2018-03-05 15:00 | 0.85166
OldNuke | FR | 2018-03-05 16:00 | 0.85166
OldNuke | FR | 2018-03-05 17:00 | 0.85166
OldNuke | FR | 2018-03-05 18:00 | 0.85166
OldNuke | FR | 2018-03-05 19:00 | 0.85166
OldNuke | FR | 2018-03-05 20:00 | 0.85166
OldNuke | FR | 2018-03-05 21:00 | 0.85166
OldNuke | FR | 2018-03-05 22:00 | 0.85166
OldNuke | FR | 2018-03-05 23:00 | 0.85166
OldNuke | FR | 2018-03-06 | 0.85166
OldNuke | FR | 2018-03-06 01:00 | 0.85166
OldNuke | FR | 2018-03-06 02:00 | 0.85166
OldNuke | FR | 2018-03-06 03:00 | 0.85166
OldNuke | FR | 2018-03-06 04:00 | 0.85166
OldNuke | FR | 2018-03-06 05:00 | 0.85166
OldNuke | FR | 2018-03-06 06:00 | 0.85166
OldNuke | FR | 2018-03-06 07:00 | 0.85166
OldNuke | FR | 2018-03-06 08:00 | 0.85166
OldNuke | FR | 2018-03-06 09:00 | 0.85166
OldNuke | FR | 2018-03-06 10:00 | 0.85166
OldNuke | FR | 2018-03-06 11:00 | 0.85166
OldNuke | FR | 2018-03-06 12:00 | 0.85166
OldNuke | FR | 2018-03-06 13:00 | 0.85166
OldNuke | FR | 2018-03-06 14:00 | 0.85166
OldNuke | FR | 2018-03-06 15:00 | 0.85166
OldNuke | FR | 2018-03-06 16:00 | 0.85166
OldNuke | FR | 2018-03-06 17:00 | 0.85166
OldNuke | FR | 2018-03-06 18:00 | 0.85166
OldNuke | FR | 2018-03-06 19:00 | 0.85166
OldNuke | FR | 2018-03-06 20:00 | 0.85166
OldNuke | FR | 2018-03-06 21:00 | 0.85166
OldNuke | FR | 2018-03-06 22:00 | 0.85166
OldNuke | FR | 2018-03-06 23:00 | 0.85166
OldNuke | FR | 2018-03-07 | 0.85166
OldNuke | FR | 2018-03-07 01:00 | 0.85166
OldNuke | FR | 2018-03-07 02:00 | 0.85166
OldNuke | FR | 2018-03-07 03:00 | 0.85166
OldNuke | FR | 2018-03-07 04:00 | 0.85166
OldNuke | FR | 2018-03-07 05:00 | 0.85166
OldNuke | FR | 2018-03-07 06:00 | 0.85166
OldNuke | FR | 2018-03-07 07:00 | 0.85166
OldNuke | FR | 2018-03-07 08:00 | 0.85166
OldNuke | FR | 2018-03-07 09:00 | 0.85166
OldNuke | FR | 2018-03-07 10:00 | 0.85166
OldNuke | FR | 2018-03-07 11:00 | 0.85166
OldNuke | FR | 2018-03-07 12:00 | 0.85166
OldNuke | FR | 2018-03-07 13:00 | 0.85166
OldNuke | FR | 2018-03-07 14:00 | 0.85166
OldNuke | FR | 2018-03-07 15:00 | 0.85166
OldNuke | FR | 2018-03-07 16:00 | 0.85166
OldNuke | FR | 2018-03-07 17:00 | 0.85166
OldNuke | FR | 2018-03-07 18:00 | 0.85166
OldNuke | FR | 2018-03-07 19:00 | 0.85166
OldNuke | FR | 2018-03-07 20:00 | 0.85166
OldNuke | FR | 2018-03-07 21:00 | 0.85166
OldNuke | FR | 2018-03-07 22:00 | 0.85166
OldNuke | FR | 2018-03-07 23:00 | 0.85166
OldNuke | FR | 2018-03-08 | 0.85166
OldNuke | FR | 2018-03-08 01:00 | 0.85166
OldNuke | FR | 2018-03-08 02:00 | 0.85166
OldNuke | FR | 2018-03-08 03:00 | 0.85166
OldNuke | FR | 2018-03-08 04:00 | 0.85166
OldNuke | FR | 2018-03-08 05:00 | 0.85166
OldNuke | FR | 2018-03-08 06:00 | 0.85166
OldNuke | FR | 2018-03-08 07:00 | 0.85166
OldNuke | FR | 2018-03-08 08:00 | 0.85166
OldNuke | FR | 2018-03-08 09:00 | 0.85166
OldNuke | FR | 2018-03-08 10:00 | 0.85166
OldNuke | FR | 2018-03-08 11:00 | 0.85166
OldNuke | FR | 2018-03-08 12:00 | 0.85166
OldNuke | FR | 2018-03-08 13:00 | 0.85166
OldNuke | FR | 2018-03-08 14:00 | 0.85166
OldNuke | FR | 2018-03-08 15:00 | 0.85166
OldNuke | FR | 2018-03-08 16:00 | 0.85166
OldNuke | FR | 2018-03-08 17:00 | 0.85166
OldNuke | FR | 2018-03-08 18:00 | 0.85166
OldNuke | FR | 2018-03-08 19:00 | 0.85166
OldNuke | FR | 2018-03-08 20:00 | 0.85166
OldNuke | FR | 2018-03-08 21:00 | 0.85166
OldNuke | FR | 2018-03-08 22:00 | 0.85166
OldNuke | FR | 2018-03-08 23:00 | 0.85166
OldNuke | FR | 2018-03-09 | 0.85166
OldNuke | FR | 2018-03-09 01:00 | 0.85166
OldNuke | FR | 2018-03-09 02:00 | 0.85166
OldNuke | FR | 2018-03-09 03:00 | 0.85166
OldNuke | FR | 2018-03-09 04:00 | 0.85166
OldNuke | FR | 2018-03-09 05:00 | 0.85166
OldNuke | FR | 2018-03-09 06:00 | 0.84199
OldNuke | FR | 2018-03-09 07:00 | 0.84199
OldNuke | FR | 2018-03-09 08:00 | 0.84199
OldNuke | FR | 2018-03-09 09:00 | 0.84199
OldNuke | FR | 2018-03-09 10:00 | 0.84199
OldNuke | FR | 2018-03-09 11:00 | 0.85166
OldNuke | FR | 2018-03-09 12:00 | 0.85166
OldNuke | FR | 2018-03-09 13:00 | 0.85166
OldNuke | FR | 2018-03-09 14:00 | 0.85166
OldNuke | FR | 2018-03-09 15:00 | 0.85166
OldNuke | FR | 2018-03-09 16:00 | 0.85166
OldNuke | FR | 2018-03-09 17:00 | 0.85166
OldNuke | FR | 2018-03-09 18:00 | 0.85166
OldNuke | FR | 2018-03-09 19:00 | 0.85166
OldNuke | FR | 2018-03-09 20:00 | 0.85166
OldNuke | FR | 2018-03-09 21:00 | 0.85166
OldNuke | FR | 2018-03-09 22:00 | 0.85166
OldNuke | FR | 2018-03-09 23:00 | 0.86599
OldNuke | FR | 2018-03-10 | 0.84326
OldNuke | FR | 2018-03-10 01:00 | 0.84326
OldNuke | FR | 2018-03-10 02:00 | 0.84326
OldNuke | FR | 2018-03-10 03:00 | 0.84326
OldNuke | FR | 2018-03-10 04:00 | 0.83225
OldNuke | FR | 2018-03-10 05:00 | 0.83225
OldNuke | FR | 2018-03-10 06:00 | 0.83225
OldNuke | FR | 2018-03-10 07:00 | 0.83225
OldNuke | FR | 2018-03-10 08:00 | 0.83225
OldNuke | FR | 2018-03-10 09:00 | 0.83225
OldNuke | FR | 2018-03-10 10:00 | 0.82584
OldNuke | FR | 2018-03-10 11:00 | 0.82584
OldNuke | FR | 2018-03-10 12:00 | 0.82584
OldNuke | FR | 2018-03-10 13:00 | 0.82584
OldNuke | FR | 2018-03-10 14:00 | 0.82584
OldNuke | FR | 2018-03-10 15:00 | 0.82584
OldNuke | FR | 2018-03-10 16:00 | 0.82584
OldNuke | FR | 2018-03-10 17:00 | 0.82584
OldNuke | FR | 2018-03-10 18:00 | 0.82584
OldNuke | FR | 2018-03-10 19:00 | 0.82584
OldNuke | FR | 2018-03-10 20:00 | 0.82584
OldNuke | FR | 2018-03-10 21:00 | 0.82584
OldNuke | FR | 2018-03-10 22:00 | 0.82584
OldNuke | FR | 2018-03-10 23:00 | 0.82584
OldNuke | FR | 2018-03-11 | 0.81728
OldNuke | FR | 2018-03-11 01:00 | 0.81728
OldNuke | FR | 2018-03-11 02:00 | 0.81134
OldNuke | FR | 2018-03-11 03:00 | 0.81134
OldNuke | FR | 2018-03-11 04:00 | 0.81134
OldNuke | FR | 2018-03-11 05:00 | 0.81134
OldNuke | FR | 2018-03-11 06:00 | 0.80287
OldNuke | FR | 2018-03-11 07:00 | 0.80287
OldNuke | FR | 2018-03-11 08:00 | 0.80287
OldNuke | FR | 2018-03-11 09:00 | 0.80287
OldNuke | FR | 2018-03-11 10:00 | 0.78639
OldNuke | FR | 2018-03-11 11:00 | 0.78639
OldNuke | FR | 2018-03-11 12:00 | 0.80746
OldNuke | FR | 2018-03-11 13:00 | 0.80746
OldNuke | FR | 2018-03-11 14:00 | 0.8058
OldNuke | FR | 2018-03-11 15:00 | 0.8058
OldNuke | FR | 2018-03-11 16:00 | 0.8058
OldNuke | FR | 2018-03-11 17:00 | 0.81221
OldNuke | FR | 2018-03-11 18:00 | 0.83716
OldNuke | FR | 2018-03-11 19:00 | 0.83716
OldNuke | FR | 2018-03-11 20:00 | 0.83716
OldNuke | FR | 2018-03-11 21:00 | 0.83716
OldNuke | FR | 2018-03-11 22:00 | 0.83716
OldNuke | FR | 2018-03-11 23:00 | 0.83716
OldNuke | FR | 2018-03-12 | 0.83716
OldNuke | FR | 2018-03-12 01:00 | 0.83716
OldNuke | FR | 2018-03-12 02:00 | 0.83716
OldNuke | FR | 2018-03-12 03:00 | 0.85166
OldNuke | FR | 2018-03-12 04:00 | 0.85166
OldNuke | FR | 2018-03-12 05:00 | 0.85166
OldNuke | FR | 2018-03-12 06:00 | 0.85166
OldNuke | FR | 2018-03-12 07:00 | 0.85166
OldNuke | FR | 2018-03-12 08:00 | 0.85166
OldNuke | FR | 2018-03-12 09:00 | 0.85166
OldNuke | FR | 2018-03-12 10:00 | 0.85166
OldNuke | FR | 2018-03-12 11:00 | 0.83716
OldNuke | FR | 2018-03-12 12:00 | 0.83716
OldNuke | FR | 2018-03-12 13:00 | 0.83716
OldNuke | FR | 2018-03-12 14:00 | 0.83716
OldNuke | FR | 2018-03-12 15:00 | 0.83716
OldNuke | FR | 2018-03-12 16:00 | 0.83716
OldNuke | FR | 2018-03-12 17:00 | 0.8317
OldNuke | FR | 2018-03-12 18:00 | 0.8317
OldNuke | FR | 2018-03-12 19:00 | 0.8317
OldNuke | FR | 2018-03-12 20:00 | 0.8317
OldNuke | FR | 2018-03-12 21:00 | 0.8317
OldNuke | FR | 2018-03-12 22:00 | 0.8317
OldNuke | FR | 2018-03-12 23:00 | 0.8317
OldNuke | FR | 2018-03-13 | 0.84619
OldNuke | FR | 2018-03-13 01:00 | 0.84619
OldNuke | FR | 2018-03-13 02:00 | 0.83748
OldNuke | FR | 2018-03-13 03:00 | 0.83748
OldNuke | FR | 2018-03-13 04:00 | 0.83748
OldNuke | FR | 2018-03-13 05:00 | 0.83748
OldNuke | FR | 2018-03-13 06:00 | 0.83748
OldNuke | FR | 2018-03-13 07:00 | 0.83748
OldNuke | FR | 2018-03-13 08:00 | 0.83748
OldNuke | FR | 2018-03-13 09:00 | 0.83748
OldNuke | FR | 2018-03-13 10:00 | 0.84619
OldNuke | FR | 2018-03-13 11:00 | 0.84619
OldNuke | FR | 2018-03-13 12:00 | 0.84619
OldNuke | FR | 2018-03-13 13:00 | 0.84619
OldNuke | FR | 2018-03-13 14:00 | 0.84619
OldNuke | FR | 2018-03-13 15:00 | 0.84619
OldNuke | FR | 2018-03-13 16:00 | 0.84619
OldNuke | FR | 2018-03-13 17:00 | 0.84619
OldNuke | FR | 2018-03-13 18:00 | 0.84619
OldNuke | FR | 2018-03-13 19:00 | 0.84619
OldNuke | FR | 2018-03-13 20:00 | 0.84619
OldNuke | FR | 2018-03-13 21:00 | 0.84619
OldNuke | FR | 2018-03-13 22:00 | 0.84619
OldNuke | FR | 2018-03-13 23:00 | 0.84619
OldNuke | FR | 2018-03-14 | 0.84619
OldNuke | FR | 2018-03-14 01:00 | 0.84619
OldNuke | FR | 2018-03-14 02:00 | 0.84619
OldNuke | FR | 2018-03-14 03:00 | 0.84619
OldNuke | FR | 2018-03-14 04:00 | 0.84619
OldNuke | FR | 2018-03-14 05:00 | 0.84619
OldNuke | FR | 2018-03-14 06:00 | 0.84619
OldNuke | FR | 2018-03-14 07:00 | 0.84619
OldNuke | FR | 2018-03-14 08:00 | 0.84619
OldNuke | FR | 2018-03-14 09:00 | 0.84619
OldNuke | FR | 2018-03-14 10:00 | 0.84619
OldNuke | FR | 2018-03-14 11:00 | 0.84619
OldNuke | FR | 2018-03-14 12:00 | 0.84619
OldNuke | FR | 2018-03-14 13:00 | 0.84619
OldNuke | FR | 2018-03-14 14:00 | 0.84619
OldNuke | FR | 2018-03-14 15:00 | 0.84619
OldNuke | FR | 2018-03-14 16:00 | 0.84619
OldNuke | FR | 2018-03-14 17:00 | 0.84619
OldNuke | FR | 2018-03-14 18:00 | 0.84619
OldNuke | FR | 2018-03-14 19:00 | 0.84785
OldNuke | FR | 2018-03-14 20:00 | 0.84785
OldNuke | FR | 2018-03-14 21:00 | 0.84785
OldNuke | FR | 2018-03-14 22:00 | 0.84785
OldNuke | FR | 2018-03-14 23:00 | 0.84785
OldNuke | FR | 2018-03-15 | 0.84785
OldNuke | FR | 2018-03-15 01:00 | 0.84785
OldNuke | FR | 2018-03-15 02:00 | 0.84785
OldNuke | FR | 2018-03-15 03:00 | 0.84785
OldNuke | FR | 2018-03-15 04:00 | 0.84785
OldNuke | FR | 2018-03-15 05:00 | 0.84785
OldNuke | FR | 2018-03-15 06:00 | 0.84785
OldNuke | FR | 2018-03-15 07:00 | 0.83407
OldNuke | FR | 2018-03-15 08:00 | 0.83407
OldNuke | FR | 2018-03-15 09:00 | 0.813
OldNuke | FR | 2018-03-15 10:00 | 0.813
OldNuke | FR | 2018-03-15 11:00 | 0.813
OldNuke | FR | 2018-03-15 12:00 | 0.813
OldNuke | FR | 2018-03-15 13:00 | 0.813
OldNuke | FR | 2018-03-15 14:00 | 0.813
OldNuke | FR | 2018-03-15 15:00 | 0.813
OldNuke | FR | 2018-03-15 16:00 | 0.813
OldNuke | FR | 2018-03-15 17:00 | 0.83407
OldNuke | FR | 2018-03-15 18:00 | 0.813
OldNuke | FR | 2018-03-15 19:00 | 0.82679
OldNuke | FR | 2018-03-15 20:00 | 0.82679
OldNuke | FR | 2018-03-15 21:00 | 0.82679
OldNuke | FR | 2018-03-15 22:00 | 0.82679
OldNuke | FR | 2018-03-15 23:00 | 0.82679
OldNuke | FR | 2018-03-16 | 0.82679
OldNuke | FR | 2018-03-16 01:00 | 0.82679
OldNuke | FR | 2018-03-16 02:00 | 0.82679
OldNuke | FR | 2018-03-16 03:00 | 0.82679
OldNuke | FR | 2018-03-16 04:00 | 0.82679
OldNuke | FR | 2018-03-16 05:00 | 0.81396
OldNuke | FR | 2018-03-16 06:00 | 0.81396
OldNuke | FR | 2018-03-16 07:00 | 0.81396
OldNuke | FR | 2018-03-16 08:00 | 0.81396
OldNuke | FR | 2018-03-16 09:00 | 0.81396
OldNuke | FR | 2018-03-16 10:00 | 0.81396
OldNuke | FR | 2018-03-16 11:00 | 0.81396
OldNuke | FR | 2018-03-16 12:00 | 0.81396
OldNuke | FR | 2018-03-16 13:00 | 0.81396
OldNuke | FR | 2018-03-16 14:00 | 0.81396
OldNuke | FR | 2018-03-16 15:00 | 0.81396
OldNuke | FR | 2018-03-16 16:00 | 0.81396
OldNuke | FR | 2018-03-16 17:00 | 0.81396
OldNuke | FR | 2018-03-16 18:00 | 0.7917
OldNuke | FR | 2018-03-16 19:00 | 0.7917
OldNuke | FR | 2018-03-16 20:00 | 0.7917
OldNuke | FR | 2018-03-16 21:00 | 0.7917
OldNuke | FR | 2018-03-16 22:00 | 0.7917
OldNuke | FR | 2018-03-16 23:00 | 0.7917
OldNuke | FR | 2018-03-17 | 0.78473
OldNuke | FR | 2018-03-17 01:00 | 0.78473
OldNuke | FR | 2018-03-17 02:00 | 0.78473
OldNuke | FR | 2018-03-17 03:00 | 0.78473
OldNuke | FR | 2018-03-17 04:00 | 0.78473
OldNuke | FR | 2018-03-17 05:00 | 0.78473
OldNuke | FR | 2018-03-17 06:00 | 0.78473
OldNuke | FR | 2018-03-17 07:00 | 0.78473
OldNuke | FR | 2018-03-17 08:00 | 0.78473
OldNuke | FR | 2018-03-17 09:00 | 0.78473
OldNuke | FR | 2018-03-17 10:00 | 0.78473
OldNuke | FR | 2018-03-17 11:00 | 0.78473
OldNuke | FR | 2018-03-17 12:00 | 0.78473
OldNuke | FR | 2018-03-17 13:00 | 0.78473
OldNuke | FR | 2018-03-17 14:00 | 0.78473
OldNuke | FR | 2018-03-17 15:00 | 0.78473
OldNuke | FR | 2018-03-17 16:00 | 0.76604
OldNuke | FR | 2018-03-17 17:00 | 0.76604
OldNuke | FR | 2018-03-17 18:00 | 0.76604
OldNuke | FR | 2018-03-17 19:00 | 0.76604
OldNuke | FR | 2018-03-17 20:00 | 0.76604
OldNuke | FR | 2018-03-17 21:00 | 0.76604
OldNuke | FR | 2018-03-17 22:00 | 0.76604
OldNuke | FR | 2018-03-17 23:00 | 0.77158
OldNuke | FR | 2018-03-18 | 0.77158
OldNuke | FR | 2018-03-18 01:00 | 0.77158
OldNuke | FR | 2018-03-18 02:00 | 0.77158
OldNuke | FR | 2018-03-18 03:00 | 0.77158
OldNuke | FR | 2018-03-18 04:00 | 0.77158
OldNuke | FR | 2018-03-18 05:00 | 0.77158
OldNuke | FR | 2018-03-18 06:00 | 0.79027
OldNuke | FR | 2018-03-18 07:00 | 0.79027
OldNuke | FR | 2018-03-18 08:00 | 0.79027
OldNuke | FR | 2018-03-18 09:00 | 0.79027
OldNuke | FR | 2018-03-18 10:00 | 0.79027
OldNuke | FR | 2018-03-18 11:00 | 0.79027
OldNuke | FR | 2018-03-18 12:00 | 0.79027
OldNuke | FR | 2018-03-18 13:00 | 0.79027
OldNuke | FR | 2018-03-18 14:00 | 0.79027
OldNuke | FR | 2018-03-18 15:00 | 0.79027
OldNuke | FR | 2018-03-18 16:00 | 0.79027
OldNuke | FR | 2018-03-18 17:00 | 0.79027
OldNuke | FR | 2018-03-18 18:00 | 0.79027
OldNuke | FR | 2018-03-18 19:00 | 0.79027
OldNuke | FR | 2018-03-18 20:00 | 0.79027
OldNuke | FR | 2018-03-18 21:00 | 0.79027
OldNuke | FR | 2018-03-18 22:00 | 0.79027
OldNuke | FR | 2018-03-18 23:00 | 0.79027
OldNuke | FR | 2018-03-19 | 0.79027
OldNuke | FR | 2018-03-19 01:00 | 0.79027
OldNuke | FR | 2018-03-19 02:00 | 0.79027
OldNuke | FR | 2018-03-19 03:00 | 0.79027
OldNuke | FR | 2018-03-19 04:00 | 0.79027
OldNuke | FR | 2018-03-19 05:00 | 0.79027
OldNuke | FR | 2018-03-19 06:00 | 0.79027
OldNuke | FR | 2018-03-19 07:00 | 0.79027
OldNuke | FR | 2018-03-19 08:00 | 0.8031
OldNuke | FR | 2018-03-19 09:00 | 0.8031
OldNuke | FR | 2018-03-19 10:00 | 0.8031
OldNuke | FR | 2018-03-19 11:00 | 0.8031
OldNuke | FR | 2018-03-19 12:00 | 0.8031
OldNuke | FR | 2018-03-19 13:00 | 0.8031
OldNuke | FR | 2018-03-19 14:00 | 0.8031
OldNuke | FR | 2018-03-19 15:00 | 0.8031
OldNuke | FR | 2018-03-19 16:00 | 0.8031
OldNuke | FR | 2018-03-19 17:00 | 0.8031
OldNuke | FR | 2018-03-19 18:00 | 0.8031
OldNuke | FR | 2018-03-19 19:00 | 0.8031
OldNuke | FR | 2018-03-19 20:00 | 0.8031
OldNuke | FR | 2018-03-19 21:00 | 0.8031
OldNuke | FR | 2018-03-19 22:00 | 0.8031
OldNuke | FR | 2018-03-19 23:00 | 0.8031
OldNuke | FR | 2018-03-20 | 0.8031
OldNuke | FR | 2018-03-20 01:00 | 0.8031
OldNuke | FR | 2018-03-20 02:00 | 0.8031
OldNuke | FR | 2018-03-20 03:00 | 0.8031
OldNuke | FR | 2018-03-20 04:00 | 0.8031
OldNuke | FR | 2018-03-20 05:00 | 0.8031
OldNuke | FR | 2018-03-20 06:00 | 0.8031
OldNuke | FR | 2018-03-20 07:00 | 0.8031
OldNuke | FR | 2018-03-20 08:00 | 0.8031
OldNuke | FR | 2018-03-20 09:00 | 0.8031
OldNuke | FR | 2018-03-20 10:00 | 0.8031
OldNuke | FR | 2018-03-20 11:00 | 0.8031
OldNuke | FR | 2018-03-20 12:00 | 0.8031
OldNuke | FR | 2018-03-20 13:00 | 0.8031
OldNuke | FR | 2018-03-20 14:00 | 0.8031
OldNuke | FR | 2018-03-20 15:00 | 0.8031
OldNuke | FR | 2018-03-20 16:00 | 0.8031
OldNuke | FR | 2018-03-20 17:00 | 0.8031
OldNuke | FR | 2018-03-20 18:00 | 0.8031
OldNuke | FR | 2018-03-20 19:00 | 0.8031
OldNuke | FR | 2018-03-20 20:00 | 0.8031
OldNuke | FR | 2018-03-20 21:00 | 0.79883
OldNuke | FR | 2018-03-20 22:00 | 0.79883
OldNuke | FR | 2018-03-20 23:00 | 0.79883
OldNuke | FR | 2018-03-21 | 0.79883
OldNuke | FR | 2018-03-21 01:00 | 0.79883
OldNuke | FR | 2018-03-21 02:00 | 0.79883
OldNuke | FR | 2018-03-21 03:00 | 0.79883
OldNuke | FR | 2018-03-21 04:00 | 0.79883
OldNuke | FR | 2018-03-21 05:00 | 0.79883
OldNuke | FR | 2018-03-21 06:00 | 0.79883
OldNuke | FR | 2018-03-21 07:00 | 0.79883
OldNuke | FR | 2018-03-21 08:00 | 0.79883
OldNuke | FR | 2018-03-21 09:00 | 0.79598
OldNuke | FR | 2018-03-21 10:00 | 0.79598
OldNuke | FR | 2018-03-21 11:00 | 0.79598
OldNuke | FR | 2018-03-21 12:00 | 0.79883
OldNuke | FR | 2018-03-21 13:00 | 0.80429
OldNuke | FR | 2018-03-21 14:00 | 0.80247
OldNuke | FR | 2018-03-21 15:00 | 0.80429
OldNuke | FR | 2018-03-21 16:00 | 0.80429
OldNuke | FR | 2018-03-21 17:00 | 0.80429
OldNuke | FR | 2018-03-21 18:00 | 0.80429
OldNuke | FR | 2018-03-21 19:00 | 0.80429
OldNuke | FR | 2018-03-21 20:00 | 0.80429
OldNuke | FR | 2018-03-21 21:00 | 0.80429
OldNuke | FR | 2018-03-21 22:00 | 0.7965
OldNuke | FR | 2018-03-21 23:00 | 0.7965
OldNuke | FR | 2018-03-22 | 0.7965
OldNuke | FR | 2018-03-22 01:00 | 0.7965
OldNuke | FR | 2018-03-22 02:00 | 0.7965
OldNuke | FR | 2018-03-22 03:00 | 0.7965
OldNuke | FR | 2018-03-22 04:00 | 0.7965
OldNuke | FR | 2018-03-22 05:00 | 0.7965
OldNuke | FR | 2018-03-22 06:00 | 0.7965
OldNuke | FR | 2018-03-22 07:00 | 0.80429
OldNuke | FR | 2018-03-22 08:00 | 0.80429
OldNuke | FR | 2018-03-22 09:00 | 0.80429
OldNuke | FR | 2018-03-22 10:00 | 0.80429
OldNuke | FR | 2018-03-22 11:00 | 0.80429
OldNuke | FR | 2018-03-22 12:00 | 0.80429
OldNuke | FR | 2018-03-22 13:00 | 0.80429
OldNuke | FR | 2018-03-22 14:00 | 0.80429
OldNuke | FR | 2018-03-22 15:00 | 0.79415
OldNuke | FR | 2018-03-22 16:00 | 0.79415
OldNuke | FR | 2018-03-22 17:00 | 0.79415
OldNuke | FR | 2018-03-22 18:00 | 0.79415
OldNuke | FR | 2018-03-22 19:00 | 0.79415
OldNuke | FR | 2018-03-22 20:00 | 0.79415
OldNuke | FR | 2018-03-22 21:00 | 0.80429
OldNuke | FR | 2018-03-22 22:00 | 0.80429
OldNuke | FR | 2018-03-22 23:00 | 0.80429
OldNuke | FR | 2018-03-23 | 0.80429
OldNuke | FR | 2018-03-23 01:00 | 0.80429
OldNuke | FR | 2018-03-23 02:00 | 0.80429
OldNuke | FR | 2018-03-23 03:00 | 0.80429
OldNuke | FR | 2018-03-23 04:00 | 0.80429
OldNuke | FR | 2018-03-23 05:00 | 0.80429
OldNuke | FR | 2018-03-23 06:00 | 0.80429
OldNuke | FR | 2018-03-23 07:00 | 0.80429
OldNuke | FR | 2018-03-23 08:00 | 0.80429
OldNuke | FR | 2018-03-23 09:00 | 0.80429
OldNuke | FR | 2018-03-23 10:00 | 0.80429
OldNuke | FR | 2018-03-23 11:00 | 0.80429
OldNuke | FR | 2018-03-23 12:00 | 0.80429
OldNuke | FR | 2018-03-23 13:00 | 0.80429
OldNuke | FR | 2018-03-23 14:00 | 0.80429
OldNuke | FR | 2018-03-23 15:00 | 0.80429
OldNuke | FR | 2018-03-23 16:00 | 0.80429
OldNuke | FR | 2018-03-23 17:00 | 0.80429
OldNuke | FR | 2018-03-23 18:00 | 0.80429
OldNuke | FR | 2018-03-23 19:00 | 0.80429
OldNuke | FR | 2018-03-23 20:00 | 0.80429
OldNuke | FR | 2018-03-23 21:00 | 0.80429
OldNuke | FR | 2018-03-23 22:00 | 0.80429
OldNuke | FR | 2018-03-23 23:00 | 0.79724
OldNuke | FR | 2018-03-24 | 0.77348
OldNuke | FR | 2018-03-24 01:00 | 0.75234
OldNuke | FR | 2018-03-24 02:00 | 0.73174
OldNuke | FR | 2018-03-24 03:00 | 0.72485
OldNuke | FR | 2018-03-24 04:00 | 0.72485
OldNuke | FR | 2018-03-24 05:00 | 0.72485
OldNuke | FR | 2018-03-24 06:00 | 0.72485
OldNuke | FR | 2018-03-24 07:00 | 0.72485
OldNuke | FR | 2018-03-24 08:00 | 0.72485
OldNuke | FR | 2018-03-24 09:00 | 0.72485
OldNuke | FR | 2018-03-24 10:00 | 0.72485
OldNuke | FR | 2018-03-24 11:00 | 0.72485
OldNuke | FR | 2018-03-24 12:00 | 0.72485
OldNuke | FR | 2018-03-24 13:00 | 0.72485
OldNuke | FR | 2018-03-24 14:00 | 0.71841
OldNuke | FR | 2018-03-24 15:00 | 0.71841
OldNuke | FR | 2018-03-24 16:00 | 0.71841
OldNuke | FR | 2018-03-24 17:00 | 0.71841
OldNuke | FR | 2018-03-24 18:00 | 0.71841
OldNuke | FR | 2018-03-24 19:00 | 0.71841
OldNuke | FR | 2018-03-24 20:00 | 0.71841
OldNuke | FR | 2018-03-24 21:00 | 0.71841
OldNuke | FR | 2018-03-24 22:00 | 0.71841
OldNuke | FR | 2018-03-24 23:00 | 0.71841
OldNuke | FR | 2018-03-25 | 0.71841
OldNuke | FR | 2018-03-25 01:00 | 0.71841
OldNuke | FR | 2018-03-25 02:00 | 0.71841
OldNuke | FR | 2018-03-25 03:00 | 0.71841
OldNuke | FR | 2018-03-25 04:00 | 0.71841
OldNuke | FR | 2018-03-25 05:00 | 0.71841
OldNuke | FR | 2018-03-25 06:00 | 0.71841
OldNuke | FR | 2018-03-25 07:00 | 0.71841
OldNuke | FR | 2018-03-25 08:00 | 0.71841
OldNuke | FR | 2018-03-25 09:00 | 0.71841
OldNuke | FR | 2018-03-25 10:00 | 0.71714
OldNuke | FR | 2018-03-25 11:00 | 0.71714
OldNuke | FR | 2018-03-25 12:00 | 0.7009
OldNuke | FR | 2018-03-25 13:00 | 0.70363
OldNuke | FR | 2018-03-25 14:00 | 0.70363
OldNuke | FR | 2018-03-25 15:00 | 0.70363
OldNuke | FR | 2018-03-25 16:00 | 0.70363
OldNuke | FR | 2018-03-25 17:00 | 0.70363
OldNuke | FR | 2018-03-25 18:00 | 0.7361
OldNuke | FR | 2018-03-25 19:00 | 0.7361
OldNuke | FR | 2018-03-25 20:00 | 0.73982
OldNuke | FR | 2018-03-25 21:00 | 0.73982
OldNuke | FR | 2018-03-25 22:00 | 0.73982
OldNuke | FR | 2018-03-25 23:00 | 0.746
OldNuke | FR | 2018-03-26 | 0.76976
OldNuke | FR | 2018-03-26 01:00 | 0.76976
OldNuke | FR | 2018-03-26 02:00 | 0.76976
OldNuke | FR | 2018-03-26 03:00 | 0.76976
OldNuke | FR | 2018-03-26 04:00 | 0.76976
OldNuke | FR | 2018-03-26 05:00 | 0.76976
OldNuke | FR | 2018-03-26 06:00 | 0.76976
OldNuke | FR | 2018-03-26 07:00 | 0.76976
OldNuke | FR | 2018-03-26 08:00 | 0.76976
OldNuke | FR | 2018-03-26 09:00 | 0.76976
OldNuke | FR | 2018-03-26 10:00 | 0.76976
OldNuke | FR | 2018-03-26 11:00 | 0.76976
OldNuke | FR | 2018-03-26 12:00 | 0.76976
OldNuke | FR | 2018-03-26 13:00 | 0.76976
OldNuke | FR | 2018-03-26 14:00 | 0.76976
OldNuke | FR | 2018-03-26 15:00 | 0.76976
OldNuke | FR | 2018-03-26 16:00 | 0.76976
OldNuke | FR | 2018-03-26 17:00 | 0.76976
OldNuke | FR | 2018-03-26 18:00 | 0.76976
OldNuke | FR | 2018-03-26 19:00 | 0.76976
OldNuke | FR | 2018-03-26 20:00 | 0.76976
OldNuke | FR | 2018-03-26 21:00 | 0.76976
OldNuke | FR | 2018-03-26 22:00 | 0.76976
OldNuke | FR | 2018-03-26 23:00 | 0.76976
OldNuke | FR | 2018-03-27 | 0.76976
OldNuke | FR | 2018-03-27 01:00 | 0.76976
OldNuke | FR | 2018-03-27 02:00 | 0.76976
OldNuke | FR | 2018-03-27 03:00 | 0.76976
OldNuke | FR | 2018-03-27 04:00 | 0.76976
OldNuke | FR | 2018-03-27 05:00 | 0.76976
OldNuke | FR | 2018-03-27 06:00 | 0.76976
OldNuke | FR | 2018-03-27 07:00 | 0.76976
OldNuke | FR | 2018-03-27 08:00 | 0.76976
OldNuke | FR | 2018-03-27 09:00 | 0.76976
OldNuke | FR | 2018-03-27 10:00 | 0.76659
OldNuke | FR | 2018-03-27 11:00 | 0.76659
OldNuke | FR | 2018-03-27 12:00 | 0.76976
OldNuke | FR | 2018-03-27 13:00 | 0.76976
OldNuke | FR | 2018-03-27 14:00 | 0.76976
OldNuke | FR | 2018-03-27 15:00 | 0.76976
OldNuke | FR | 2018-03-27 16:00 | 0.76976
OldNuke | FR | 2018-03-27 17:00 | 0.76976
OldNuke | FR | 2018-03-27 18:00 | 0.76976
OldNuke | FR | 2018-03-27 19:00 | 0.76976
OldNuke | FR | 2018-03-27 20:00 | 0.76976
OldNuke | FR | 2018-03-27 21:00 | 0.76976
OldNuke | FR | 2018-03-27 22:00 | 0.76976
OldNuke | FR | 2018-03-27 23:00 | 0.76976
OldNuke | FR | 2018-03-28 | 0.76976
OldNuke | FR | 2018-03-28 01:00 | 0.76976
OldNuke | FR | 2018-03-28 02:00 | 0.76976
OldNuke | FR | 2018-03-28 03:00 | 0.76731
OldNuke | FR | 2018-03-28 04:00 | 0.76731
OldNuke | FR | 2018-03-28 05:00 | 0.76731
OldNuke | FR | 2018-03-28 06:00 | 0.76731
OldNuke | FR | 2018-03-28 07:00 | 0.76026
OldNuke | FR | 2018-03-28 08:00 | 0.76026
OldNuke | FR | 2018-03-28 09:00 | 0.76026
OldNuke | FR | 2018-03-28 10:00 | 0.76026
OldNuke | FR | 2018-03-28 11:00 | 0.76026
OldNuke | FR | 2018-03-28 12:00 | 0.76026
OldNuke | FR | 2018-03-28 13:00 | 0.76026
OldNuke | FR | 2018-03-28 14:00 | 0.76026
OldNuke | FR | 2018-03-28 15:00 | 0.76026
OldNuke | FR | 2018-03-28 16:00 | 0.76026
OldNuke | FR | 2018-03-28 17:00 | 0.76026
OldNuke | FR | 2018-03-28 18:00 | 0.76026
OldNuke | FR | 2018-03-28 19:00 | 0.76026
OldNuke | FR | 2018-03-28 20:00 | 0.76026
OldNuke | FR | 2018-03-28 21:00 | 0.76026
OldNuke | FR | 2018-03-28 22:00 | 0.76026
OldNuke | FR | 2018-03-28 23:00 | 0.76026
OldNuke | FR | 2018-03-29 | 0.76026
OldNuke | FR | 2018-03-29 01:00 | 0.76026
OldNuke | FR | 2018-03-29 02:00 | 0.76026
OldNuke | FR | 2018-03-29 03:00 | 0.76026
OldNuke | FR | 2018-03-29 04:00 | 0.76026
OldNuke | FR | 2018-03-29 05:00 | 0.76026
OldNuke | FR | 2018-03-29 06:00 | 0.76026
OldNuke | FR | 2018-03-29 07:00 | 0.76026
OldNuke | FR | 2018-03-29 08:00 | 0.76026
OldNuke | FR | 2018-03-29 09:00 | 0.76026
OldNuke | FR | 2018-03-29 10:00 | 0.76026
OldNuke | FR | 2018-03-29 11:00 | 0.76026
OldNuke | FR | 2018-03-29 12:00 | 0.76026
OldNuke | FR | 2018-03-29 13:00 | 0.76026
OldNuke | FR | 2018-03-29 14:00 | 0.76026
OldNuke | FR | 2018-03-29 15:00 | 0.76026
OldNuke | FR | 2018-03-29 16:00 | 0.76026
OldNuke | FR | 2018-03-29 17:00 | 0.76026
OldNuke | FR | 2018-03-29 18:00 | 0.76026
OldNuke | FR | 2018-03-29 19:00 | 0.76026
OldNuke | FR | 2018-03-29 20:00 | 0.76026
OldNuke | FR | 2018-03-29 21:00 | 0.76026
OldNuke | FR | 2018-03-29 22:00 | 0.76026
OldNuke | FR | 2018-03-29 23:00 | 0.76026
OldNuke | FR | 2018-03-30 | 0.76026
OldNuke | FR | 2018-03-30 01:00 | 0.76026
OldNuke | FR | 2018-03-30 02:00 | 0.76026
OldNuke | FR | 2018-03-30 03:00 | 0.76026
OldNuke | FR | 2018-03-30 04:00 | 0.76026
OldNuke | FR | 2018-03-30 05:00 | 0.77562
OldNuke | FR | 2018-03-30 06:00 | 0.77562
OldNuke | FR | 2018-03-30 07:00 | 0.77562
OldNuke | FR | 2018-03-30 08:00 | 0.77562
OldNuke | FR | 2018-03-30 09:00 | 0.77562
OldNuke | FR | 2018-03-30 10:00 | 0.77562
OldNuke | FR | 2018-03-30 11:00 | 0.77562
OldNuke | FR | 2018-03-30 12:00 | 0.77808
OldNuke | FR | 2018-03-30 13:00 | 0.77808
OldNuke | FR | 2018-03-30 14:00 | 0.77808
OldNuke | FR | 2018-03-30 15:00 | 0.77808
OldNuke | FR | 2018-03-30 16:00 | 0.77808
OldNuke | FR | 2018-03-30 17:00 | 0.78513
OldNuke | FR | 2018-03-30 18:00 | 0.78513
OldNuke | FR | 2018-03-30 19:00 | 0.78513
OldNuke | FR | 2018-03-30 20:00 | 0.78513
OldNuke | FR | 2018-03-30 21:00 | 0.78513
OldNuke | FR | 2018-03-30 22:00 | 0.78513
OldNuke | FR | 2018-03-30 23:00 | 0.78513
OldNuke | FR | 2018-03-31 | 0.77103
OldNuke | FR | 2018-03-31 01:00 | 0.77103
OldNuke | FR | 2018-03-31 02:00 | 0.75661
OldNuke | FR | 2018-03-31 03:00 | 0.75661
OldNuke | FR | 2018-03-31 04:00 | 0.75661
OldNuke | FR | 2018-03-31 05:00 | 0.75661
OldNuke | FR | 2018-03-31 06:00 | 0.75661
OldNuke | FR | 2018-03-31 07:00 | 0.75661
OldNuke | FR | 2018-03-31 08:00 | 0.75661
OldNuke | FR | 2018-03-31 09:00 | 0.75661
OldNuke | FR | 2018-03-31 10:00 | 0.75661
OldNuke | FR | 2018-03-31 11:00 | 0.75661
OldNuke | FR | 2018-03-31 12:00 | 0.75661
OldNuke | FR | 2018-03-31 13:00 | 0.75661
OldNuke | FR | 2018-03-31 14:00 | 0.75661
OldNuke | FR | 2018-03-31 15:00 | 0.75661
OldNuke | FR | 2018-03-31 16:00 | 0.75661
OldNuke | FR | 2018-03-31 17:00 | 0.75661
OldNuke | FR | 2018-03-31 18:00 | 0.75661
OldNuke | FR | 2018-03-31 19:00 | 0.75661
OldNuke | FR | 2018-03-31 20:00 | 0.75661
OldNuke | FR | 2018-03-31 21:00 | 0.75661
OldNuke | FR | 2018-03-31 22:00 | 0.75661
OldNuke | FR | 2018-03-31 23:00 | 0.75661
OldNuke | FR | 2018-04-01 | 0.75661
OldNuke | FR | 2018-04-01 01:00 | 0.75661
OldNuke | FR | 2018-04-01 02:00 | 0.75661
OldNuke | FR | 2018-04-01 03:00 | 0.75661
OldNuke | FR | 2018-04-01 04:00 | 0.75661
OldNuke | FR | 2018-04-01 05:00 | 0.75661
OldNuke | FR | 2018-04-01 06:00 | 0.75661
OldNuke | FR | 2018-04-01 07:00 | 0.75661
OldNuke | FR | 2018-04-01 08:00 | 0.74014
OldNuke | FR | 2018-04-01 09:00 | 0.74014
OldNuke | FR | 2018-04-01 10:00 | 0.74014
OldNuke | FR | 2018-04-01 11:00 | 0.74014
OldNuke | FR | 2018-04-01 12:00 | 0.74014
OldNuke | FR | 2018-04-01 13:00 | 0.74014
OldNuke | FR | 2018-04-01 14:00 | 0.74014
OldNuke | FR | 2018-04-01 15:00 | 0.74014
OldNuke | FR | 2018-04-01 16:00 | 0.74014
OldNuke | FR | 2018-04-01 17:00 | 0.74014
OldNuke | FR | 2018-04-01 18:00 | 0.738
OldNuke | FR | 2018-04-01 19:00 | 0.74014
OldNuke | FR | 2018-04-01 20:00 | 0.75661
OldNuke | FR | 2018-04-01 21:00 | 0.75661
OldNuke | FR | 2018-04-01 22:00 | 0.75661
OldNuke | FR | 2018-04-01 23:00 | 0.75661
OldNuke | FR | 2018-04-02 | 0.75661
OldNuke | FR | 2018-04-02 01:00 | 0.75661
OldNuke | FR | 2018-04-02 02:00 | 0.75661
OldNuke | FR | 2018-04-02 03:00 | 0.75661
OldNuke | FR | 2018-04-02 04:00 | 0.75661
OldNuke | FR | 2018-04-02 05:00 | 0.75661
OldNuke | FR | 2018-04-02 06:00 | 0.77768
OldNuke | FR | 2018-04-02 07:00 | 0.77768
OldNuke | FR | 2018-04-02 08:00 | 0.77768
OldNuke | FR | 2018-04-02 09:00 | 0.77768
OldNuke | FR | 2018-04-02 10:00 | 0.77768
OldNuke | FR | 2018-04-02 11:00 | 0.77768
OldNuke | FR | 2018-04-02 12:00 | 0.77768
OldNuke | FR | 2018-04-02 13:00 | 0.77768
OldNuke | FR | 2018-04-02 14:00 | 0.77768
OldNuke | FR | 2018-04-02 15:00 | 0.78338
OldNuke | FR | 2018-04-02 16:00 | 0.77483
OldNuke | FR | 2018-04-02 17:00 | 0.78338
OldNuke | FR | 2018-04-02 18:00 | 0.77618
OldNuke | FR | 2018-04-02 19:00 | 0.77618
OldNuke | FR | 2018-04-02 20:00 | 0.77618
OldNuke | FR | 2018-04-02 21:00 | 0.77618
OldNuke | FR | 2018-04-02 22:00 | 0.77618
OldNuke | FR | 2018-04-02 23:00 | 0.77618
OldNuke | FR | 2018-04-03 | 0.77618
OldNuke | FR | 2018-04-03 01:00 | 0.77618
OldNuke | FR | 2018-04-03 02:00 | 0.77618
OldNuke | FR | 2018-04-03 03:00 | 0.77618
OldNuke | FR | 2018-04-03 04:00 | 0.77618
OldNuke | FR | 2018-04-03 05:00 | 0.77618
OldNuke | FR | 2018-04-03 06:00 | 0.77618
OldNuke | FR | 2018-04-03 07:00 | 0.77618
OldNuke | FR | 2018-04-03 08:00 | 0.76818
OldNuke | FR | 2018-04-03 09:00 | 0.76818
OldNuke | FR | 2018-04-03 10:00 | 0.77618
OldNuke | FR | 2018-04-03 11:00 | 0.77618
OldNuke | FR | 2018-04-03 12:00 | 0.77618
OldNuke | FR | 2018-04-03 13:00 | 0.77618
OldNuke | FR | 2018-04-03 14:00 | 0.77618
OldNuke | FR | 2018-04-03 15:00 | 0.77618
OldNuke | FR | 2018-04-03 16:00 | 0.77618
OldNuke | FR | 2018-04-03 17:00 | 0.77618
OldNuke | FR | 2018-04-03 18:00 | 0.77618
OldNuke | FR | 2018-04-03 19:00 | 0.77618
OldNuke | FR | 2018-04-03 20:00 | 0.77618
OldNuke | FR | 2018-04-03 21:00 | 0.77618
OldNuke | FR | 2018-04-03 22:00 | 0.77618
OldNuke | FR | 2018-04-03 23:00 | 0.77618
OldNuke | FR | 2018-04-04 | 0.77618
OldNuke | FR | 2018-04-04 01:00 | 0.77618
OldNuke | FR | 2018-04-04 02:00 | 0.77618
OldNuke | FR | 2018-04-04 03:00 | 0.77618
OldNuke | FR | 2018-04-04 04:00 | 0.77618
OldNuke | FR | 2018-04-04 05:00 | 0.77618
OldNuke | FR | 2018-04-04 06:00 | 0.77618
OldNuke | FR | 2018-04-04 07:00 | 0.77618
OldNuke | FR | 2018-04-04 08:00 | 0.77618
OldNuke | FR | 2018-04-04 09:00 | 0.77618
OldNuke | FR | 2018-04-04 10:00 | 0.77618
OldNuke | FR | 2018-04-04 11:00 | 0.77618
OldNuke | FR | 2018-04-04 12:00 | 0.77618
OldNuke | FR | 2018-04-04 13:00 | 0.77618
OldNuke | FR | 2018-04-04 14:00 | 0.77618
OldNuke | FR | 2018-04-04 15:00 | 0.77618
OldNuke | FR | 2018-04-04 16:00 | 0.77618
OldNuke | FR | 2018-04-04 17:00 | 0.77618
OldNuke | FR | 2018-04-04 18:00 | 0.77404
OldNuke | FR | 2018-04-04 19:00 | 0.77404
OldNuke | FR | 2018-04-04 20:00 | 0.77404
OldNuke | FR | 2018-04-04 21:00 | 0.77404
OldNuke | FR | 2018-04-04 22:00 | 0.77404
OldNuke | FR | 2018-04-04 23:00 | 0.77404
OldNuke | FR | 2018-04-05 | 0.77404
OldNuke | FR | 2018-04-05 01:00 | 0.77404
OldNuke | FR | 2018-04-05 02:00 | 0.77404
OldNuke | FR | 2018-04-05 03:00 | 0.77404
OldNuke | FR | 2018-04-05 04:00 | 0.77404
OldNuke | FR | 2018-04-05 05:00 | 0.77404
OldNuke | FR | 2018-04-05 06:00 | 0.77404
OldNuke | FR | 2018-04-05 07:00 | 0.77404
OldNuke | FR | 2018-04-05 08:00 | 0.77404
OldNuke | FR | 2018-04-05 09:00 | 0.77404
OldNuke | FR | 2018-04-05 10:00 | 0.77404
OldNuke | FR | 2018-04-05 11:00 | 0.77404
OldNuke | FR | 2018-04-05 12:00 | 0.77404
OldNuke | FR | 2018-04-05 13:00 | 0.77404
OldNuke | FR | 2018-04-05 14:00 | 0.77404
OldNuke | FR | 2018-04-05 15:00 | 0.77404
OldNuke | FR | 2018-04-05 16:00 | 0.77404
OldNuke | FR | 2018-04-05 17:00 | 0.77177
OldNuke | FR | 2018-04-05 18:00 | 0.77177
OldNuke | FR | 2018-04-05 19:00 | 0.77177
OldNuke | FR | 2018-04-05 20:00 | 0.77404
OldNuke | FR | 2018-04-05 21:00 | 0.77404
OldNuke | FR | 2018-04-05 22:00 | 0.77404
OldNuke | FR | 2018-04-05 23:00 | 0.77404
OldNuke | FR | 2018-04-06 | 0.77404
OldNuke | FR | 2018-04-06 01:00 | 0.77404
OldNuke | FR | 2018-04-06 02:00 | 0.77618
OldNuke | FR | 2018-04-06 03:00 | 0.77618
OldNuke | FR | 2018-04-06 04:00 | 0.76232
OldNuke | FR | 2018-04-06 05:00 | 0.76232
OldNuke | FR | 2018-04-06 06:00 | 0.76232
OldNuke | FR | 2018-04-06 07:00 | 0.76232
OldNuke | FR | 2018-04-06 08:00 | 0.76232
OldNuke | FR | 2018-04-06 09:00 | 0.76232
OldNuke | FR | 2018-04-06 10:00 | 0.76232
OldNuke | FR | 2018-04-06 11:00 | 0.76232
OldNuke | FR | 2018-04-06 12:00 | 0.76232
OldNuke | FR | 2018-04-06 13:00 | 0.76232
OldNuke | FR | 2018-04-06 14:00 | 0.76232
OldNuke | FR | 2018-04-06 15:00 | 0.76232
OldNuke | FR | 2018-04-06 16:00 | 0.76232
OldNuke | FR | 2018-04-06 17:00 | 0.76232
OldNuke | FR | 2018-04-06 18:00 | 0.76232
OldNuke | FR | 2018-04-06 19:00 | 0.76232
OldNuke | FR | 2018-04-06 20:00 | 0.76232
OldNuke | FR | 2018-04-06 21:00 | 0.76232
OldNuke | FR | 2018-04-06 22:00 | 0.76232
OldNuke | FR | 2018-04-06 23:00 | 0.74956
OldNuke | FR | 2018-04-07 | 0.73586
OldNuke | FR | 2018-04-07 01:00 | 0.73428
OldNuke | FR | 2018-04-07 02:00 | 0.73269
OldNuke | FR | 2018-04-07 03:00 | 0.73269
OldNuke | FR | 2018-04-07 04:00 | 0.70862
OldNuke | FR | 2018-04-07 05:00 | 0.70862
OldNuke | FR | 2018-04-07 06:00 | 0.70862
OldNuke | FR | 2018-04-07 07:00 | 0.70117
OldNuke | FR | 2018-04-07 08:00 | 0.70117
OldNuke | FR | 2018-04-07 09:00 | 0.70862
OldNuke | FR | 2018-04-07 10:00 | 0.70862
OldNuke | FR | 2018-04-07 11:00 | 0.70862
OldNuke | FR | 2018-04-07 12:00 | 0.70862
OldNuke | FR | 2018-04-07 13:00 | 0.70862
OldNuke | FR | 2018-04-07 14:00 | 0.70862
OldNuke | FR | 2018-04-07 15:00 | 0.70862
OldNuke | FR | 2018-04-07 16:00 | 0.70862
OldNuke | FR | 2018-04-07 17:00 | 0.70862
OldNuke | FR | 2018-04-07 18:00 | 0.70862
OldNuke | FR | 2018-04-07 19:00 | 0.70862
OldNuke | FR | 2018-04-07 20:00 | 0.70862
OldNuke | FR | 2018-04-07 21:00 | 0.70862
OldNuke | FR | 2018-04-07 22:00 | 0.70862
OldNuke | FR | 2018-04-07 23:00 | 0.70862
OldNuke | FR | 2018-04-08 | 0.68755
OldNuke | FR | 2018-04-08 01:00 | 0.68755
OldNuke | FR | 2018-04-08 02:00 | 0.70862
OldNuke | FR | 2018-04-08 03:00 | 0.70862
OldNuke | FR | 2018-04-08 04:00 | 0.70862
OldNuke | FR | 2018-04-08 05:00 | 0.70862
OldNuke | FR | 2018-04-08 06:00 | 0.70862
OldNuke | FR | 2018-04-08 07:00 | 0.70862
OldNuke | FR | 2018-04-08 08:00 | 0.70862
OldNuke | FR | 2018-04-08 09:00 | 0.70862
OldNuke | FR | 2018-04-08 10:00 | 0.70862
OldNuke | FR | 2018-04-08 11:00 | 0.70862
OldNuke | FR | 2018-04-08 12:00 | 0.70862
OldNuke | FR | 2018-04-08 13:00 | 0.70862
OldNuke | FR | 2018-04-08 14:00 | 0.70862
OldNuke | FR | 2018-04-08 15:00 | 0.70604
OldNuke | FR | 2018-04-08 16:00 | 0.70604
OldNuke | FR | 2018-04-08 17:00 | 0.70604
OldNuke | FR | 2018-04-08 18:00 | 0.70862
OldNuke | FR | 2018-04-08 19:00 | 0.70862
OldNuke | FR | 2018-04-08 20:00 | 0.7182
OldNuke | FR | 2018-04-08 21:00 | 0.7182
OldNuke | FR | 2018-04-08 22:00 | 0.7182
OldNuke | FR | 2018-04-08 23:00 | 0.7182
OldNuke | FR | 2018-04-09 | 0.7182
OldNuke | FR | 2018-04-09 01:00 | 0.7182
OldNuke | FR | 2018-04-09 02:00 | 0.7182
OldNuke | FR | 2018-04-09 03:00 | 0.7182
OldNuke | FR | 2018-04-09 04:00 | 0.7182
OldNuke | FR | 2018-04-09 05:00 | 0.7182
OldNuke | FR | 2018-04-09 06:00 | 0.7182
OldNuke | FR | 2018-04-09 07:00 | 0.7182
OldNuke | FR | 2018-04-09 08:00 | 0.7182
OldNuke | FR | 2018-04-09 09:00 | 0.7182
OldNuke | FR | 2018-04-09 10:00 | 0.7182
OldNuke | FR | 2018-04-09 11:00 | 0.7182
OldNuke | FR | 2018-04-09 12:00 | 0.71614
OldNuke | FR | 2018-04-09 13:00 | 0.71614
OldNuke | FR | 2018-04-09 14:00 | 0.71614
OldNuke | FR | 2018-04-09 15:00 | 0.71614
OldNuke | FR | 2018-04-09 16:00 | 0.71614
OldNuke | FR | 2018-04-09 17:00 | 0.71614
OldNuke | FR | 2018-04-09 18:00 | 0.71614
OldNuke | FR | 2018-04-09 19:00 | 0.71614
OldNuke | FR | 2018-04-09 20:00 | 0.73064
OldNuke | FR | 2018-04-09 21:00 | 0.73064
OldNuke | FR | 2018-04-09 22:00 | 0.73064
OldNuke | FR | 2018-04-09 23:00 | 0.73064
OldNuke | FR | 2018-04-10 | 0.73064
OldNuke | FR | 2018-04-10 01:00 | 0.73064
OldNuke | FR | 2018-04-10 02:00 | 0.73064
OldNuke | FR | 2018-04-10 03:00 | 0.73064
OldNuke | FR | 2018-04-10 04:00 | 0.73064
OldNuke | FR | 2018-04-10 05:00 | 0.73064
OldNuke | FR | 2018-04-10 06:00 | 0.73064
OldNuke | FR | 2018-04-10 07:00 | 0.73064
OldNuke | FR | 2018-04-10 08:00 | 0.73064
OldNuke | FR | 2018-04-10 09:00 | 0.73064
OldNuke | FR | 2018-04-10 10:00 | 0.73064
OldNuke | FR | 2018-04-10 11:00 | 0.73064
OldNuke | FR | 2018-04-10 12:00 | 0.73064
OldNuke | FR | 2018-04-10 13:00 | 0.73064
OldNuke | FR | 2018-04-10 14:00 | 0.73064
OldNuke | FR | 2018-04-10 15:00 | 0.73064
OldNuke | FR | 2018-04-10 16:00 | 0.73064
OldNuke | FR | 2018-04-10 17:00 | 0.73064
OldNuke | FR | 2018-04-10 18:00 | 0.73064
OldNuke | FR | 2018-04-10 19:00 | 0.73064
OldNuke | FR | 2018-04-10 20:00 | 0.73064
OldNuke | FR | 2018-04-10 21:00 | 0.73064
OldNuke | FR | 2018-04-10 22:00 | 0.73064
OldNuke | FR | 2018-04-10 23:00 | 0.73064
OldNuke | FR | 2018-04-11 | 0.73064
OldNuke | FR | 2018-04-11 01:00 | 0.73064
OldNuke | FR | 2018-04-11 02:00 | 0.73064
OldNuke | FR | 2018-04-11 03:00 | 0.73064
OldNuke | FR | 2018-04-11 04:00 | 0.73064
OldNuke | FR | 2018-04-11 05:00 | 0.73064
OldNuke | FR | 2018-04-11 06:00 | 0.73064
OldNuke | FR | 2018-04-11 07:00 | 0.73064
OldNuke | FR | 2018-04-11 08:00 | 0.73064
OldNuke | FR | 2018-04-11 09:00 | 0.73064
OldNuke | FR | 2018-04-11 10:00 | 0.73064
OldNuke | FR | 2018-04-11 11:00 | 0.73064
OldNuke | FR | 2018-04-11 12:00 | 0.73064
OldNuke | FR | 2018-04-11 13:00 | 0.73064
OldNuke | FR | 2018-04-11 14:00 | 0.73064
OldNuke | FR | 2018-04-11 15:00 | 0.73064
OldNuke | FR | 2018-04-11 16:00 | 0.72858
OldNuke | FR | 2018-04-11 17:00 | 0.72858
OldNuke | FR | 2018-04-11 18:00 | 0.72858
OldNuke | FR | 2018-04-11 19:00 | 0.72858
OldNuke | FR | 2018-04-11 20:00 | 0.73064
OldNuke | FR | 2018-04-11 21:00 | 0.73064
OldNuke | FR | 2018-04-11 22:00 | 0.71194
OldNuke | FR | 2018-04-11 23:00 | 0.71194
OldNuke | FR | 2018-04-12 | 0.71194
OldNuke | FR | 2018-04-12 01:00 | 0.71194
OldNuke | FR | 2018-04-12 02:00 | 0.71194
OldNuke | FR | 2018-04-12 03:00 | 0.71194
OldNuke | FR | 2018-04-12 04:00 | 0.71194
OldNuke | FR | 2018-04-12 05:00 | 0.71194
OldNuke | FR | 2018-04-12 06:00 | 0.71194
OldNuke | FR | 2018-04-12 07:00 | 0.71194
OldNuke | FR | 2018-04-12 08:00 | 0.71194
OldNuke | FR | 2018-04-12 09:00 | 0.71194
OldNuke | FR | 2018-04-12 10:00 | 0.71194
OldNuke | FR | 2018-04-12 11:00 | 0.71194
OldNuke | FR | 2018-04-12 12:00 | 0.71194
OldNuke | FR | 2018-04-12 13:00 | 0.71194
OldNuke | FR | 2018-04-12 14:00 | 0.71194
OldNuke | FR | 2018-04-12 15:00 | 0.7304
OldNuke | FR | 2018-04-12 16:00 | 0.72707
OldNuke | FR | 2018-04-12 17:00 | 0.72937
OldNuke | FR | 2018-04-12 18:00 | 0.72778
OldNuke | FR | 2018-04-12 19:00 | 0.74648
OldNuke | FR | 2018-04-12 20:00 | 0.73586
OldNuke | FR | 2018-04-12 21:00 | 0.73586
OldNuke | FR | 2018-04-12 22:00 | 0.73586
OldNuke | FR | 2018-04-12 23:00 | 0.73586
OldNuke | FR | 2018-04-13 | 0.74648
OldNuke | FR | 2018-04-13 01:00 | 0.74648
OldNuke | FR | 2018-04-13 02:00 | 0.74648
OldNuke | FR | 2018-04-13 03:00 | 0.74648
OldNuke | FR | 2018-04-13 04:00 | 0.74648
OldNuke | FR | 2018-04-13 05:00 | 0.74648
OldNuke | FR | 2018-04-13 06:00 | 0.74648
OldNuke | FR | 2018-04-13 07:00 | 0.74648
OldNuke | FR | 2018-04-13 08:00 | 0.74648
OldNuke | FR | 2018-04-13 09:00 | 0.74648
OldNuke | FR | 2018-04-13 10:00 | 0.74648
OldNuke | FR | 2018-04-13 11:00 | 0.74806
OldNuke | FR | 2018-04-13 12:00 | 0.74806
OldNuke | FR | 2018-04-13 13:00 | 0.74806
OldNuke | FR | 2018-04-13 14:00 | 0.74806
OldNuke | FR | 2018-04-13 15:00 | 0.74806
OldNuke | FR | 2018-04-13 16:00 | 0.74806
OldNuke | FR | 2018-04-13 17:00 | 0.74806
OldNuke | FR | 2018-04-13 18:00 | 0.74806
OldNuke | FR | 2018-04-13 19:00 | 0.74806
OldNuke | FR | 2018-04-13 20:00 | 0.74806
OldNuke | FR | 2018-04-13 21:00 | 0.74806
OldNuke | FR | 2018-04-13 22:00 | 0.74806
OldNuke | FR | 2018-04-13 23:00 | 0.74806
OldNuke | FR | 2018-04-14 | 0.74806
OldNuke | FR | 2018-04-14 01:00 | 0.74806
OldNuke | FR | 2018-04-14 02:00 | 0.74806
OldNuke | FR | 2018-04-14 03:00 | 0.74806
OldNuke | FR | 2018-04-14 04:00 | 0.74806
OldNuke | FR | 2018-04-14 05:00 | 0.74806
OldNuke | FR | 2018-04-14 06:00 | 0.74806
OldNuke | FR | 2018-04-14 07:00 | 0.74806
OldNuke | FR | 2018-04-14 08:00 | 0.74806
OldNuke | FR | 2018-04-14 09:00 | 0.74806
OldNuke | FR | 2018-04-14 10:00 | 0.75012
OldNuke | FR | 2018-04-14 11:00 | 0.75012
OldNuke | FR | 2018-04-14 12:00 | 0.75012
OldNuke | FR | 2018-04-14 13:00 | 0.73174
OldNuke | FR | 2018-04-14 14:00 | 0.73174
OldNuke | FR | 2018-04-14 15:00 | 0.73174
OldNuke | FR | 2018-04-14 16:00 | 0.73174
OldNuke | FR | 2018-04-14 17:00 | 0.73174
OldNuke | FR | 2018-04-14 18:00 | 0.73174
OldNuke | FR | 2018-04-14 19:00 | 0.73174
OldNuke | FR | 2018-04-14 20:00 | 0.73174
OldNuke | FR | 2018-04-14 21:00 | 0.73174
OldNuke | FR | 2018-04-14 22:00 | 0.73174
OldNuke | FR | 2018-04-14 23:00 | 0.73174
OldNuke | FR | 2018-04-15 | 0.73174
OldNuke | FR | 2018-04-15 01:00 | 0.73174
OldNuke | FR | 2018-04-15 02:00 | 0.73174
OldNuke | FR | 2018-04-15 03:00 | 0.73174
OldNuke | FR | 2018-04-15 04:00 | 0.72073
OldNuke | FR | 2018-04-15 05:00 | 0.72073
OldNuke | FR | 2018-04-15 06:00 | 0.72073
OldNuke | FR | 2018-04-15 07:00 | 0.72073
OldNuke | FR | 2018-04-15 08:00 | 0.72073
OldNuke | FR | 2018-04-15 09:00 | 0.72073
OldNuke | FR | 2018-04-15 10:00 | 0.73174
OldNuke | FR | 2018-04-15 11:00 | 0.73174
OldNuke | FR | 2018-04-15 12:00 | 0.73174
OldNuke | FR | 2018-04-15 13:00 | 0.73174
OldNuke | FR | 2018-04-15 14:00 | 0.73174
OldNuke | FR | 2018-04-15 15:00 | 0.73174
OldNuke | FR | 2018-04-15 16:00 | 0.73174
OldNuke | FR | 2018-04-15 17:00 | 0.73174
OldNuke | FR | 2018-04-15 18:00 | 0.73174
OldNuke | FR | 2018-04-15 19:00 | 0.73174
OldNuke | FR | 2018-04-15 20:00 | 0.75012
OldNuke | FR | 2018-04-15 21:00 | 0.75012
OldNuke | FR | 2018-04-15 22:00 | 0.73562
OldNuke | FR | 2018-04-15 23:00 | 0.73562
OldNuke | FR | 2018-04-16 | 0.73562
OldNuke | FR | 2018-04-16 01:00 | 0.73562
OldNuke | FR | 2018-04-16 02:00 | 0.73562
OldNuke | FR | 2018-04-16 03:00 | 0.73562
OldNuke | FR | 2018-04-16 04:00 | 0.73562
OldNuke | FR | 2018-04-16 05:00 | 0.73562
OldNuke | FR | 2018-04-16 06:00 | 0.73562
OldNuke | FR | 2018-04-16 07:00 | 0.73562
OldNuke | FR | 2018-04-16 08:00 | 0.73562
OldNuke | FR | 2018-04-16 09:00 | 0.73562
OldNuke | FR | 2018-04-16 10:00 | 0.73562
OldNuke | FR | 2018-04-16 11:00 | 0.73562
OldNuke | FR | 2018-04-16 12:00 | 0.73562
OldNuke | FR | 2018-04-16 13:00 | 0.73562
OldNuke | FR | 2018-04-16 14:00 | 0.73562
OldNuke | FR | 2018-04-16 15:00 | 0.73562
OldNuke | FR | 2018-04-16 16:00 | 0.73562
OldNuke | FR | 2018-04-16 17:00 | 0.73562
OldNuke | FR | 2018-04-16 18:00 | 0.73562
OldNuke | FR | 2018-04-16 19:00 | 0.73562
OldNuke | FR | 2018-04-16 20:00 | 0.73562
OldNuke | FR | 2018-04-16 21:00 | 0.73562
OldNuke | FR | 2018-04-16 22:00 | 0.73562
OldNuke | FR | 2018-04-16 23:00 | 0.73562
OldNuke | FR | 2018-04-17 | 0.73562
OldNuke | FR | 2018-04-17 01:00 | 0.73562
OldNuke | FR | 2018-04-17 02:00 | 0.73562
OldNuke | FR | 2018-04-17 03:00 | 0.73562
OldNuke | FR | 2018-04-17 04:00 | 0.73562
OldNuke | FR | 2018-04-17 05:00 | 0.73562
OldNuke | FR | 2018-04-17 06:00 | 0.73562
OldNuke | FR | 2018-04-17 07:00 | 0.73562
OldNuke | FR | 2018-04-17 08:00 | 0.73562
OldNuke | FR | 2018-04-17 09:00 | 0.73562
OldNuke | FR | 2018-04-17 10:00 | 0.73562
OldNuke | FR | 2018-04-17 11:00 | 0.73562
OldNuke | FR | 2018-04-17 12:00 | 0.73562
OldNuke | FR | 2018-04-17 13:00 | 0.73562
OldNuke | FR | 2018-04-17 14:00 | 0.73562
OldNuke | FR | 2018-04-17 15:00 | 0.73562
OldNuke | FR | 2018-04-17 16:00 | 0.72121
OldNuke | FR | 2018-04-17 17:00 | 0.72121
OldNuke | FR | 2018-04-17 18:00 | 0.72121
OldNuke | FR | 2018-04-17 19:00 | 0.72121
OldNuke | FR | 2018-04-17 20:00 | 0.72121
OldNuke | FR | 2018-04-17 21:00 | 0.72121
OldNuke | FR | 2018-04-17 22:00 | 0.72121
OldNuke | FR | 2018-04-17 23:00 | 0.72121
OldNuke | FR | 2018-04-18 | 0.73412
OldNuke | FR | 2018-04-18 01:00 | 0.73412
OldNuke | FR | 2018-04-18 02:00 | 0.73412
OldNuke | FR | 2018-04-18 03:00 | 0.73412
OldNuke | FR | 2018-04-18 04:00 | 0.73412
OldNuke | FR | 2018-04-18 05:00 | 0.73412
OldNuke | FR | 2018-04-18 06:00 | 0.73412
OldNuke | FR | 2018-04-18 07:00 | 0.73412
OldNuke | FR | 2018-04-18 08:00 | 0.73412
OldNuke | FR | 2018-04-18 09:00 | 0.73412
OldNuke | FR | 2018-04-18 10:00 | 0.73412
OldNuke | FR | 2018-04-18 11:00 | 0.73412
OldNuke | FR | 2018-04-18 12:00 | 0.73412
OldNuke | FR | 2018-04-18 13:00 | 0.73412
OldNuke | FR | 2018-04-18 14:00 | 0.73412
OldNuke | FR | 2018-04-18 15:00 | 0.73412
OldNuke | FR | 2018-04-18 16:00 | 0.73412
OldNuke | FR | 2018-04-18 17:00 | 0.73412
OldNuke | FR | 2018-04-18 18:00 | 0.74853
OldNuke | FR | 2018-04-18 19:00 | 0.76303
OldNuke | FR | 2018-04-18 20:00 | 0.76303
OldNuke | FR | 2018-04-18 21:00 | 0.76303
OldNuke | FR | 2018-04-18 22:00 | 0.74378
OldNuke | FR | 2018-04-18 23:00 | 0.73404
OldNuke | FR | 2018-04-19 | 0.73404
OldNuke | FR | 2018-04-19 01:00 | 0.73404
OldNuke | FR | 2018-04-19 02:00 | 0.73713
OldNuke | FR | 2018-04-19 03:00 | 0.73713
OldNuke | FR | 2018-04-19 04:00 | 0.73713
OldNuke | FR | 2018-04-19 05:00 | 0.73713
OldNuke | FR | 2018-04-19 06:00 | 0.73713
OldNuke | FR | 2018-04-19 07:00 | 0.73713
OldNuke | FR | 2018-04-19 08:00 | 0.71638
OldNuke | FR | 2018-04-19 09:00 | 0.71638
OldNuke | FR | 2018-04-19 10:00 | 0.71638
OldNuke | FR | 2018-04-19 11:00 | 0.71638
OldNuke | FR | 2018-04-19 12:00 | 0.71638
OldNuke | FR | 2018-04-19 13:00 | 0.72604
OldNuke | FR | 2018-04-19 14:00 | 0.73713
OldNuke | FR | 2018-04-19 15:00 | 0.72774
OldNuke | FR | 2018-04-19 16:00 | 0.72774
OldNuke | FR | 2018-04-19 17:00 | 0.73713
OldNuke | FR | 2018-04-19 18:00 | 0.73056
OldNuke | FR | 2018-04-19 19:00 | 0.73056
OldNuke | FR | 2018-04-19 20:00 | 0.72929
OldNuke | FR | 2018-04-19 21:00 | 0.75685
OldNuke | FR | 2018-04-19 22:00 | 0.7361
OldNuke | FR | 2018-04-19 23:00 | 0.74228
OldNuke | FR | 2018-04-20 | 0.74228
OldNuke | FR | 2018-04-20 01:00 | 0.74228
OldNuke | FR | 2018-04-20 02:00 | 0.72786
OldNuke | FR | 2018-04-20 03:00 | 0.72786
OldNuke | FR | 2018-04-20 04:00 | 0.72786
OldNuke | FR | 2018-04-20 05:00 | 0.72786
OldNuke | FR | 2018-04-20 06:00 | 0.72786
OldNuke | FR | 2018-04-20 07:00 | 0.72786
OldNuke | FR | 2018-04-20 08:00 | 0.72786
OldNuke | FR | 2018-04-20 09:00 | 0.72786
OldNuke | FR | 2018-04-20 10:00 | 0.72786
OldNuke | FR | 2018-04-20 11:00 | 0.72786
OldNuke | FR | 2018-04-20 12:00 | 0.72786
OldNuke | FR | 2018-04-20 13:00 | 0.72786
OldNuke | FR | 2018-04-20 14:00 | 0.72786
OldNuke | FR | 2018-04-20 15:00 | 0.72786
OldNuke | FR | 2018-04-20 16:00 | 0.72786
OldNuke | FR | 2018-04-20 17:00 | 0.72786
OldNuke | FR | 2018-04-20 18:00 | 0.72786
OldNuke | FR | 2018-04-20 19:00 | 0.72786
OldNuke | FR | 2018-04-20 20:00 | 0.72786
OldNuke | FR | 2018-04-20 21:00 | 0.72786
OldNuke | FR | 2018-04-20 22:00 | 0.72786
OldNuke | FR | 2018-04-20 23:00 | 0.72786
OldNuke | FR | 2018-04-21 | 0.73119
OldNuke | FR | 2018-04-21 01:00 | 0.73119
OldNuke | FR | 2018-04-21 02:00 | 0.71044
OldNuke | FR | 2018-04-21 03:00 | 0.71044
OldNuke | FR | 2018-04-21 04:00 | 0.69175
OldNuke | FR | 2018-04-21 05:00 | 0.69175
OldNuke | FR | 2018-04-21 06:00 | 0.69175
OldNuke | FR | 2018-04-21 07:00 | 0.69175
OldNuke | FR | 2018-04-21 08:00 | 0.69175
OldNuke | FR | 2018-04-21 09:00 | 0.69175
OldNuke | FR | 2018-04-21 10:00 | 0.69175
OldNuke | FR | 2018-04-21 11:00 | 0.69175
OldNuke | FR | 2018-04-21 12:00 | 0.73119
OldNuke | FR | 2018-04-21 13:00 | 0.73119
OldNuke | FR | 2018-04-21 14:00 | 0.71733
OldNuke | FR | 2018-04-21 15:00 | 0.71733
OldNuke | FR | 2018-04-21 16:00 | 0.71733
OldNuke | FR | 2018-04-21 17:00 | 0.71733
OldNuke | FR | 2018-04-21 18:00 | 0.71955
OldNuke | FR | 2018-04-21 19:00 | 0.71955
OldNuke | FR | 2018-04-21 20:00 | 0.73119
OldNuke | FR | 2018-04-21 21:00 | 0.73119
OldNuke | FR | 2018-04-21 22:00 | 0.73119
OldNuke | FR | 2018-04-21 23:00 | 0.74655
OldNuke | FR | 2018-04-22 | 0.74655
OldNuke | FR | 2018-04-22 01:00 | 0.74655
OldNuke | FR | 2018-04-22 02:00 | 0.74655
OldNuke | FR | 2018-04-22 03:00 | 0.74655
OldNuke | FR | 2018-04-22 04:00 | 0.74655
OldNuke | FR | 2018-04-22 05:00 | 0.74655
OldNuke | FR | 2018-04-22 06:00 | 0.74655
OldNuke | FR | 2018-04-22 07:00 | 0.74655
OldNuke | FR | 2018-04-22 08:00 | 0.74655
OldNuke | FR | 2018-04-22 09:00 | 0.74359
OldNuke | FR | 2018-04-22 10:00 | 0.74655
OldNuke | FR | 2018-04-22 11:00 | 0.74655
OldNuke | FR | 2018-04-22 12:00 | 0.74655
OldNuke | FR | 2018-04-22 13:00 | 0.74655
OldNuke | FR | 2018-04-22 14:00 | 0.72652
OldNuke | FR | 2018-04-22 15:00 | 0.72652
OldNuke | FR | 2018-04-22 16:00 | 0.72652
OldNuke | FR | 2018-04-22 17:00 | 0.72652
OldNuke | FR | 2018-04-22 18:00 | 0.74465
OldNuke | FR | 2018-04-22 19:00 | 0.74465
OldNuke | FR | 2018-04-22 20:00 | 0.74465
OldNuke | FR | 2018-04-22 21:00 | 0.74465
OldNuke | FR | 2018-04-22 22:00 | 0.74727
OldNuke | FR | 2018-04-22 23:00 | 0.74727
OldNuke | FR | 2018-04-23 | 0.74727
OldNuke | FR | 2018-04-23 01:00 | 0.74877
OldNuke | FR | 2018-04-23 02:00 | 0.75432
OldNuke | FR | 2018-04-23 03:00 | 0.74877
OldNuke | FR | 2018-04-23 04:00 | 0.75432
OldNuke | FR | 2018-04-23 05:00 | 0.75432
OldNuke | FR | 2018-04-23 06:00 | 0.74133
OldNuke | FR | 2018-04-23 07:00 | 0.74133
OldNuke | FR | 2018-04-23 08:00 | 0.74133
OldNuke | FR | 2018-04-23 09:00 | 0.74133
OldNuke | FR | 2018-04-23 10:00 | 0.74133
OldNuke | FR | 2018-04-23 11:00 | 0.74133
OldNuke | FR | 2018-04-23 12:00 | 0.74133
OldNuke | FR | 2018-04-23 13:00 | 0.74133
OldNuke | FR | 2018-04-23 14:00 | 0.74133
OldNuke | FR | 2018-04-23 15:00 | 0.74133
OldNuke | FR | 2018-04-23 16:00 | 0.73886
OldNuke | FR | 2018-04-23 17:00 | 0.73886
OldNuke | FR | 2018-04-23 18:00 | 0.75432
OldNuke | FR | 2018-04-23 19:00 | 0.75432
OldNuke | FR | 2018-04-23 20:00 | 0.75432
OldNuke | FR | 2018-04-23 21:00 | 0.75432
OldNuke | FR | 2018-04-23 22:00 | 0.75432
OldNuke | FR | 2018-04-23 23:00 | 0.75432
OldNuke | FR | 2018-04-24 | 0.75432
OldNuke | FR | 2018-04-24 01:00 | 0.75432
OldNuke | FR | 2018-04-24 02:00 | 0.75432
OldNuke | FR | 2018-04-24 03:00 | 0.75432
OldNuke | FR | 2018-04-24 04:00 | 0.75432
OldNuke | FR | 2018-04-24 05:00 | 0.75432
OldNuke | FR | 2018-04-24 06:00 | 0.75432
OldNuke | FR | 2018-04-24 07:00 | 0.75432
OldNuke | FR | 2018-04-24 08:00 | 0.75432
OldNuke | FR | 2018-04-24 09:00 | 0.75432
OldNuke | FR | 2018-04-24 10:00 | 0.75432
OldNuke | FR | 2018-04-24 11:00 | 0.75432
OldNuke | FR | 2018-04-24 12:00 | 0.75432
OldNuke | FR | 2018-04-24 13:00 | 0.75432
OldNuke | FR | 2018-04-24 14:00 | 0.75432
OldNuke | FR | 2018-04-24 15:00 | 0.75432
OldNuke | FR | 2018-04-24 16:00 | 0.75432
OldNuke | FR | 2018-04-24 17:00 | 0.75432
OldNuke | FR | 2018-04-24 18:00 | 0.75432
OldNuke | FR | 2018-04-24 19:00 | 0.75432
OldNuke | FR | 2018-04-24 20:00 | 0.75432
OldNuke | FR | 2018-04-24 21:00 | 0.75432
OldNuke | FR | 2018-04-24 22:00 | 0.75432
OldNuke | FR | 2018-04-24 23:00 | 0.75432
OldNuke | FR | 2018-04-25 | 0.75432
OldNuke | FR | 2018-04-25 01:00 | 0.75432
OldNuke | FR | 2018-04-25 02:00 | 0.75432
OldNuke | FR | 2018-04-25 03:00 | 0.75432
OldNuke | FR | 2018-04-25 04:00 | 0.75432
OldNuke | FR | 2018-04-25 05:00 | 0.75432
OldNuke | FR | 2018-04-25 06:00 | 0.75432
OldNuke | FR | 2018-04-25 07:00 | 0.75432
OldNuke | FR | 2018-04-25 08:00 | 0.75432
OldNuke | FR | 2018-04-25 09:00 | 0.75432
OldNuke | FR | 2018-04-25 10:00 | 0.75432
OldNuke | FR | 2018-04-25 11:00 | 0.75432
OldNuke | FR | 2018-04-25 12:00 | 0.75432
OldNuke | FR | 2018-04-25 13:00 | 0.75432
OldNuke | FR | 2018-04-25 14:00 | 0.75432
OldNuke | FR | 2018-04-25 15:00 | 0.75432
OldNuke | FR | 2018-04-25 16:00 | 0.75432
OldNuke | FR | 2018-04-25 17:00 | 0.75432
OldNuke | FR | 2018-04-25 18:00 | 0.7399
OldNuke | FR | 2018-04-25 19:00 | 0.7399
OldNuke | FR | 2018-04-25 20:00 | 0.7399
OldNuke | FR | 2018-04-25 21:00 | 0.7399
OldNuke | FR | 2018-04-25 22:00 | 0.7399
OldNuke | FR | 2018-04-25 23:00 | 0.7399
OldNuke | FR | 2018-04-26 | 0.7399
OldNuke | FR | 2018-04-26 01:00 | 0.7399
OldNuke | FR | 2018-04-26 02:00 | 0.7399
OldNuke | FR | 2018-04-26 03:00 | 0.7399
OldNuke | FR | 2018-04-26 04:00 | 0.7399
OldNuke | FR | 2018-04-26 05:00 | 0.75432
OldNuke | FR | 2018-04-26 06:00 | 0.75432
OldNuke | FR | 2018-04-26 07:00 | 0.75432
OldNuke | FR | 2018-04-26 08:00 | 0.74624
OldNuke | FR | 2018-04-26 09:00 | 0.74624
OldNuke | FR | 2018-04-26 10:00 | 0.74624
OldNuke | FR | 2018-04-26 11:00 | 0.74624
OldNuke | FR | 2018-04-26 12:00 | 0.74624
OldNuke | FR | 2018-04-26 13:00 | 0.74117
OldNuke | FR | 2018-04-26 14:00 | 0.74925
OldNuke | FR | 2018-04-26 15:00 | 0.74925
OldNuke | FR | 2018-04-26 16:00 | 0.74925
OldNuke | FR | 2018-04-26 17:00 | 0.74925
OldNuke | FR | 2018-04-26 18:00 | 0.74925
OldNuke | FR | 2018-04-26 19:00 | 0.76374
OldNuke | FR | 2018-04-26 20:00 | 0.76374
OldNuke | FR | 2018-04-26 21:00 | 0.76374
OldNuke | FR | 2018-04-26 22:00 | 0.76374
OldNuke | FR | 2018-04-26 23:00 | 0.76374
OldNuke | FR | 2018-04-27 | 0.76374
OldNuke | FR | 2018-04-27 01:00 | 0.76374
OldNuke | FR | 2018-04-27 02:00 | 0.76881
OldNuke | FR | 2018-04-27 03:00 | 0.76881
OldNuke | FR | 2018-04-27 04:00 | 0.76881
OldNuke | FR | 2018-04-27 05:00 | 0.76881
OldNuke | FR | 2018-04-27 06:00 | 0.76881
OldNuke | FR | 2018-04-27 07:00 | 0.76881
OldNuke | FR | 2018-04-27 08:00 | 0.76605
OldNuke | FR | 2018-04-27 09:00 | 0.77809
OldNuke | FR | 2018-04-27 10:00 | 0.78085
OldNuke | FR | 2018-04-27 11:00 | 0.78085
OldNuke | FR | 2018-04-27 12:00 | 0.78085
OldNuke | FR | 2018-04-27 13:00 | 0.78085
OldNuke | FR | 2018-04-27 14:00 | 0.78085
OldNuke | FR | 2018-04-27 15:00 | 0.78085
OldNuke | FR | 2018-04-27 16:00 | 0.78085
OldNuke | FR | 2018-04-27 17:00 | 0.78085
OldNuke | FR | 2018-04-27 18:00 | 0.78085
OldNuke | FR | 2018-04-27 19:00 | 0.78085
OldNuke | FR | 2018-04-27 20:00 | 0.78085
OldNuke | FR | 2018-04-27 21:00 | 0.78085
OldNuke | FR | 2018-04-27 22:00 | 0.78085
OldNuke | FR | 2018-04-27 23:00 | 0.78085
OldNuke | FR | 2018-04-28 | 0.75562
OldNuke | FR | 2018-04-28 01:00 | 0.75562
OldNuke | FR | 2018-04-28 02:00 | 0.73201
OldNuke | FR | 2018-04-28 03:00 | 0.71087
OldNuke | FR | 2018-04-28 04:00 | 0.71609
OldNuke | FR | 2018-04-28 05:00 | 0.71609
OldNuke | FR | 2018-04-28 06:00 | 0.72362
OldNuke | FR | 2018-04-28 07:00 | 0.72362
OldNuke | FR | 2018-04-28 08:00 | 0.72362
OldNuke | FR | 2018-04-28 09:00 | 0.72362
OldNuke | FR | 2018-04-28 10:00 | 0.72362
OldNuke | FR | 2018-04-28 11:00 | 0.72362
OldNuke | FR | 2018-04-28 12:00 | 0.70287
OldNuke | FR | 2018-04-28 13:00 | 0.70287
OldNuke | FR | 2018-04-28 14:00 | 0.70287
OldNuke | FR | 2018-04-28 15:00 | 0.70287
OldNuke | FR | 2018-04-28 16:00 | 0.70287
OldNuke | FR | 2018-04-28 17:00 | 0.70287
OldNuke | FR | 2018-04-28 18:00 | 0.70287
OldNuke | FR | 2018-04-28 19:00 | 0.70287
OldNuke | FR | 2018-04-28 20:00 | 0.70287
OldNuke | FR | 2018-04-28 21:00 | 0.70287
OldNuke | FR | 2018-04-28 22:00 | 0.70287
OldNuke | FR | 2018-04-28 23:00 | 0.70287
OldNuke | FR | 2018-04-29 | 0.70287
OldNuke | FR | 2018-04-29 01:00 | 0.70287
OldNuke | FR | 2018-04-29 02:00 | 0.70287
OldNuke | FR | 2018-04-29 03:00 | 0.70287
OldNuke | FR | 2018-04-29 04:00 | 0.6993
OldNuke | FR | 2018-04-29 05:00 | 0.6993
OldNuke | FR | 2018-04-29 06:00 | 0.70287
OldNuke | FR | 2018-04-29 07:00 | 0.69732
OldNuke | FR | 2018-04-29 08:00 | 0.69732
OldNuke | FR | 2018-04-29 09:00 | 0.69732
OldNuke | FR | 2018-04-29 10:00 | 0.68623
OldNuke | FR | 2018-04-29 11:00 | 0.68623
OldNuke | FR | 2018-04-29 12:00 | 0.68623
OldNuke | FR | 2018-04-29 13:00 | 0.68623
OldNuke | FR | 2018-04-29 14:00 | 0.68623
OldNuke | FR | 2018-04-29 15:00 | 0.69732
OldNuke | FR | 2018-04-29 16:00 | 0.69732
OldNuke | FR | 2018-04-29 17:00 | 0.69732
OldNuke | FR | 2018-04-29 18:00 | 0.71847
OldNuke | FR | 2018-04-29 19:00 | 0.71847
OldNuke | FR | 2018-04-29 20:00 | 0.71847
OldNuke | FR | 2018-04-29 21:00 | 0.71847
OldNuke | FR | 2018-04-29 22:00 | 0.71847
OldNuke | FR | 2018-04-29 23:00 | 0.71847
OldNuke | FR | 2018-04-30 | 0.71847
OldNuke | FR | 2018-04-30 01:00 | 0.71847
OldNuke | FR | 2018-04-30 02:00 | 0.72401
OldNuke | FR | 2018-04-30 03:00 | 0.72401
OldNuke | FR | 2018-04-30 04:00 | 0.72401
OldNuke | FR | 2018-04-30 05:00 | 0.72401
OldNuke | FR | 2018-04-30 06:00 | 0.72401
OldNuke | FR | 2018-04-30 07:00 | 0.72401
OldNuke | FR | 2018-04-30 08:00 | 0.72401
OldNuke | FR | 2018-04-30 09:00 | 0.72401
OldNuke | FR | 2018-04-30 10:00 | 0.72401
OldNuke | FR | 2018-04-30 11:00 | 0.72401
OldNuke | FR | 2018-04-30 12:00 | 0.72401
OldNuke | FR | 2018-04-30 13:00 | 0.72401
OldNuke | FR | 2018-04-30 14:00 | 0.72401
OldNuke | FR | 2018-04-30 15:00 | 0.72401
OldNuke | FR | 2018-04-30 16:00 | 0.72401
OldNuke | FR | 2018-04-30 17:00 | 0.72401
OldNuke | FR | 2018-04-30 18:00 | 0.72401
OldNuke | FR | 2018-04-30 19:00 | 0.72401
OldNuke | FR | 2018-04-30 20:00 | 0.72401
OldNuke | FR | 2018-04-30 21:00 | 0.72401
OldNuke | FR | 2018-04-30 22:00 | 0.72401
OldNuke | FR | 2018-04-30 23:00 | 0.72401
OldNuke | FR | 2018-05-01 | 0.72401
OldNuke | FR | 2018-05-01 01:00 | 0.72401
OldNuke | FR | 2018-05-01 02:00 | 0.72401
OldNuke | FR | 2018-05-01 03:00 | 0.72401
OldNuke | FR | 2018-05-01 04:00 | 0.72401
OldNuke | FR | 2018-05-01 05:00 | 0.72401
OldNuke | FR | 2018-05-01 06:00 | 0.72401
OldNuke | FR | 2018-05-01 07:00 | 0.72401
OldNuke | FR | 2018-05-01 08:00 | 0.72401
OldNuke | FR | 2018-05-01 09:00 | 0.72401
OldNuke | FR | 2018-05-01 10:00 | 0.72401
OldNuke | FR | 2018-05-01 11:00 | 0.72401
OldNuke | FR | 2018-05-01 12:00 | 0.72401
OldNuke | FR | 2018-05-01 13:00 | 0.72401
OldNuke | FR | 2018-05-01 14:00 | 0.72401
OldNuke | FR | 2018-05-01 15:00 | 0.7195
OldNuke | FR | 2018-05-01 16:00 | 0.7195
OldNuke | FR | 2018-05-01 17:00 | 0.7195
OldNuke | FR | 2018-05-01 18:00 | 0.7195
OldNuke | FR | 2018-05-01 19:00 | 0.7195
OldNuke | FR | 2018-05-01 20:00 | 0.74716
OldNuke | FR | 2018-05-01 21:00 | 0.74716
OldNuke | FR | 2018-05-01 22:00 | 0.75028
OldNuke | FR | 2018-05-01 23:00 | 0.75028
OldNuke | FR | 2018-05-02 | 0.75028
OldNuke | FR | 2018-05-02 01:00 | 0.75028
OldNuke | FR | 2018-05-02 02:00 | 0.75028
OldNuke | FR | 2018-05-02 03:00 | 0.75028
OldNuke | FR | 2018-05-02 04:00 | 0.75028
OldNuke | FR | 2018-05-02 05:00 | 0.75028
OldNuke | FR | 2018-05-02 06:00 | 0.75028
OldNuke | FR | 2018-05-02 07:00 | 0.75028
OldNuke | FR | 2018-05-02 08:00 | 0.75028
OldNuke | FR | 2018-05-02 09:00 | 0.75028
OldNuke | FR | 2018-05-02 10:00 | 0.75028
OldNuke | FR | 2018-05-02 11:00 | 0.75028
OldNuke | FR | 2018-05-02 12:00 | 0.75479
OldNuke | FR | 2018-05-02 13:00 | 0.75479
OldNuke | FR | 2018-05-02 14:00 | 0.75479
OldNuke | FR | 2018-05-02 15:00 | 0.75479
OldNuke | FR | 2018-05-02 16:00 | 0.75479
OldNuke | FR | 2018-05-02 17:00 | 0.75479
OldNuke | FR | 2018-05-02 18:00 | 0.75479
OldNuke | FR | 2018-05-02 19:00 | 0.75479
OldNuke | FR | 2018-05-02 20:00 | 0.75479
OldNuke | FR | 2018-05-02 21:00 | 0.75479
OldNuke | FR | 2018-05-02 22:00 | 0.75479
OldNuke | FR | 2018-05-02 23:00 | 0.77538
OldNuke | FR | 2018-05-03 | 0.77538
OldNuke | FR | 2018-05-03 01:00 | 0.76319
OldNuke | FR | 2018-05-03 02:00 | 0.76319
OldNuke | FR | 2018-05-03 03:00 | 0.76319
OldNuke | FR | 2018-05-03 04:00 | 0.76319
OldNuke | FR | 2018-05-03 05:00 | 0.76319
OldNuke | FR | 2018-05-03 06:00 | 0.76319
OldNuke | FR | 2018-05-03 07:00 | 0.76319
OldNuke | FR | 2018-05-03 08:00 | 0.7464
OldNuke | FR | 2018-05-03 09:00 | 0.7464
OldNuke | FR | 2018-05-03 10:00 | 0.7464
OldNuke | FR | 2018-05-03 11:00 | 0.7464
OldNuke | FR | 2018-05-03 12:00 | 0.7464
OldNuke | FR | 2018-05-03 13:00 | 0.7464
OldNuke | FR | 2018-05-03 14:00 | 0.7464
OldNuke | FR | 2018-05-03 15:00 | 0.7464
OldNuke | FR | 2018-05-03 16:00 | 0.7464
OldNuke | FR | 2018-05-03 17:00 | 0.75859
OldNuke | FR | 2018-05-03 18:00 | 0.754
OldNuke | FR | 2018-05-03 19:00 | 0.754
OldNuke | FR | 2018-05-03 20:00 | 0.75859
OldNuke | FR | 2018-05-03 21:00 | 0.77538
OldNuke | FR | 2018-05-03 22:00 | 0.77538
OldNuke | FR | 2018-05-03 23:00 | 0.77538
OldNuke | FR | 2018-05-04 | 0.77538
OldNuke | FR | 2018-05-04 01:00 | 0.77538
OldNuke | FR | 2018-05-04 02:00 | 0.77538
OldNuke | FR | 2018-05-04 03:00 | 0.77538
OldNuke | FR | 2018-05-04 04:00 | 0.77538
OldNuke | FR | 2018-05-04 05:00 | 0.77538
OldNuke | FR | 2018-05-04 06:00 | 0.77538
OldNuke | FR | 2018-05-04 07:00 | 0.77538
OldNuke | FR | 2018-05-04 08:00 | 0.77538
OldNuke | FR | 2018-05-04 09:00 | 0.77538
OldNuke | FR | 2018-05-04 10:00 | 0.77263
OldNuke | FR | 2018-05-04 11:00 | 0.77263
OldNuke | FR | 2018-05-04 12:00 | 0.77538
OldNuke | FR | 2018-05-04 13:00 | 0.77538
OldNuke | FR | 2018-05-04 14:00 | 0.77538
OldNuke | FR | 2018-05-04 15:00 | 0.77538
OldNuke | FR | 2018-05-04 16:00 | 0.77538
OldNuke | FR | 2018-05-04 17:00 | 0.77538
OldNuke | FR | 2018-05-04 18:00 | 0.77538
OldNuke | FR | 2018-05-04 19:00 | 0.77538
OldNuke | FR | 2018-05-04 20:00 | 0.77538
OldNuke | FR | 2018-05-04 21:00 | 0.77538
OldNuke | FR | 2018-05-04 22:00 | 0.77538
OldNuke | FR | 2018-05-04 23:00 | 0.77538
OldNuke | FR | 2018-05-05 | 0.70196
OldNuke | FR | 2018-05-05 01:00 | 0.70196
OldNuke | FR | 2018-05-05 02:00 | 0.68121
OldNuke | FR | 2018-05-05 03:00 | 0.68121
OldNuke | FR | 2018-05-05 04:00 | 0.66015
OldNuke | FR | 2018-05-05 05:00 | 0.66015
OldNuke | FR | 2018-05-05 06:00 | 0.64811
OldNuke | FR | 2018-05-05 07:00 | 0.64811
OldNuke | FR | 2018-05-05 08:00 | 0.64811
OldNuke | FR | 2018-05-05 09:00 | 0.64811
OldNuke | FR | 2018-05-05 10:00 | 0.64811
OldNuke | FR | 2018-05-05 11:00 | 0.64811
OldNuke | FR | 2018-05-05 12:00 | 0.64811
OldNuke | FR | 2018-05-05 13:00 | 0.64811
OldNuke | FR | 2018-05-05 14:00 | 0.64811
OldNuke | FR | 2018-05-05 15:00 | 0.64811
OldNuke | FR | 2018-05-05 16:00 | 0.64811
OldNuke | FR | 2018-05-05 17:00 | 0.6626
OldNuke | FR | 2018-05-05 18:00 | 0.6626
OldNuke | FR | 2018-05-05 19:00 | 0.6626
OldNuke | FR | 2018-05-05 20:00 | 0.6626
OldNuke | FR | 2018-05-05 21:00 | 0.6626
OldNuke | FR | 2018-05-05 22:00 | 0.6626
OldNuke | FR | 2018-05-05 23:00 | 0.65151
OldNuke | FR | 2018-05-06 | 0.65151
OldNuke | FR | 2018-05-06 01:00 | 0.65151
OldNuke | FR | 2018-05-06 02:00 | 0.65151
OldNuke | FR | 2018-05-06 03:00 | 0.65151
OldNuke | FR | 2018-05-06 04:00 | 0.65151
OldNuke | FR | 2018-05-06 05:00 | 0.65151
OldNuke | FR | 2018-05-06 06:00 | 0.65151
OldNuke | FR | 2018-05-06 07:00 | 0.65151
OldNuke | FR | 2018-05-06 08:00 | 0.65151
OldNuke | FR | 2018-05-06 09:00 | 0.65151
OldNuke | FR | 2018-05-06 10:00 | 0.65151
OldNuke | FR | 2018-05-06 11:00 | 0.65151
OldNuke | FR | 2018-05-06 12:00 | 0.65151
OldNuke | FR | 2018-05-06 13:00 | 0.67527
OldNuke | FR | 2018-05-06 14:00 | 0.67527
OldNuke | FR | 2018-05-06 15:00 | 0.67527
OldNuke | FR | 2018-05-06 16:00 | 0.67812
OldNuke | FR | 2018-05-06 17:00 | 0.68636
OldNuke | FR | 2018-05-06 18:00 | 0.68636
OldNuke | FR | 2018-05-06 19:00 | 0.68636
OldNuke | FR | 2018-05-06 20:00 | 0.68636
OldNuke | FR | 2018-05-06 21:00 | 0.68636
OldNuke | FR | 2018-05-06 22:00 | 0.68636
OldNuke | FR | 2018-05-06 23:00 | 0.68636
OldNuke | FR | 2018-05-07 | 0.68636
OldNuke | FR | 2018-05-07 01:00 | 0.68636
OldNuke | FR | 2018-05-07 02:00 | 0.68636
OldNuke | FR | 2018-05-07 03:00 | 0.68636
OldNuke | FR | 2018-05-07 04:00 | 0.68636
OldNuke | FR | 2018-05-07 05:00 | 0.68636
OldNuke | FR | 2018-05-07 06:00 | 0.68636
OldNuke | FR | 2018-05-07 07:00 | 0.68636
OldNuke | FR | 2018-05-07 08:00 | 0.68636
OldNuke | FR | 2018-05-07 09:00 | 0.68636
OldNuke | FR | 2018-05-07 10:00 | 0.68636
OldNuke | FR | 2018-05-07 11:00 | 0.68636
OldNuke | FR | 2018-05-07 12:00 | 0.67955
OldNuke | FR | 2018-05-07 13:00 | 0.67955
OldNuke | FR | 2018-05-07 14:00 | 0.67955
OldNuke | FR | 2018-05-07 15:00 | 0.67955
OldNuke | FR | 2018-05-07 16:00 | 0.67955
OldNuke | FR | 2018-05-07 17:00 | 0.67955
OldNuke | FR | 2018-05-07 18:00 | 0.67955
OldNuke | FR | 2018-05-07 19:00 | 0.67955
OldNuke | FR | 2018-05-07 20:00 | 0.68636
OldNuke | FR | 2018-05-07 21:00 | 0.68636
OldNuke | FR | 2018-05-07 22:00 | 0.68636
OldNuke | FR | 2018-05-07 23:00 | 0.68636
OldNuke | FR | 2018-05-08 | 0.68636
OldNuke | FR | 2018-05-08 01:00 | 0.66529
OldNuke | FR | 2018-05-08 02:00 | 0.68636
OldNuke | FR | 2018-05-08 03:00 | 0.68636
OldNuke | FR | 2018-05-08 04:00 | 0.68636
OldNuke | FR | 2018-05-08 05:00 | 0.68636
OldNuke | FR | 2018-05-08 06:00 | 0.68636
OldNuke | FR | 2018-05-08 07:00 | 0.68636
OldNuke | FR | 2018-05-08 08:00 | 0.68636
OldNuke | FR | 2018-05-08 09:00 | 0.68636
OldNuke | FR | 2018-05-08 10:00 | 0.68636
OldNuke | FR | 2018-05-08 11:00 | 0.68636
OldNuke | FR | 2018-05-08 12:00 | 0.68636
OldNuke | FR | 2018-05-08 13:00 | 0.68636
OldNuke | FR | 2018-05-08 14:00 | 0.68636
OldNuke | FR | 2018-05-08 15:00 | 0.68636
OldNuke | FR | 2018-05-08 16:00 | 0.68636
OldNuke | FR | 2018-05-08 17:00 | 0.68636
OldNuke | FR | 2018-05-08 18:00 | 0.68636
OldNuke | FR | 2018-05-08 19:00 | 0.68636
OldNuke | FR | 2018-05-08 20:00 | 0.68636
OldNuke | FR | 2018-05-08 21:00 | 0.68636
OldNuke | FR | 2018-05-08 22:00 | 0.68636
OldNuke | FR | 2018-05-08 23:00 | 0.68636
OldNuke | FR | 2018-05-09 | 0.68636
OldNuke | FR | 2018-05-09 01:00 | 0.68636
OldNuke | FR | 2018-05-09 02:00 | 0.68636
OldNuke | FR | 2018-05-09 03:00 | 0.68636
OldNuke | FR | 2018-05-09 04:00 | 0.68636
OldNuke | FR | 2018-05-09 05:00 | 0.68636
OldNuke | FR | 2018-05-09 06:00 | 0.68636
OldNuke | FR | 2018-05-09 07:00 | 0.68636
OldNuke | FR | 2018-05-09 08:00 | 0.68636
OldNuke | FR | 2018-05-09 09:00 | 0.68636
OldNuke | FR | 2018-05-09 10:00 | 0.68636
OldNuke | FR | 2018-05-09 11:00 | 0.68636
OldNuke | FR | 2018-05-09 12:00 | 0.68636
OldNuke | FR | 2018-05-09 13:00 | 0.68636
OldNuke | FR | 2018-05-09 14:00 | 0.68636
OldNuke | FR | 2018-05-09 15:00 | 0.68636
OldNuke | FR | 2018-05-09 16:00 | 0.68636
OldNuke | FR | 2018-05-09 17:00 | 0.68636
OldNuke | FR | 2018-05-09 18:00 | 0.68636
OldNuke | FR | 2018-05-09 19:00 | 0.68636
OldNuke | FR | 2018-05-09 20:00 | 0.68636
OldNuke | FR | 2018-05-09 21:00 | 0.68636
OldNuke | FR | 2018-05-09 22:00 | 0.68636
OldNuke | FR | 2018-05-09 23:00 | 0.68636
OldNuke | FR | 2018-05-10 | 0.6843
OldNuke | FR | 2018-05-10 01:00 | 0.67095
OldNuke | FR | 2018-05-10 02:00 | 0.65645
OldNuke | FR | 2018-05-10 03:00 | 0.66981
OldNuke | FR | 2018-05-10 04:00 | 0.66981
OldNuke | FR | 2018-05-10 05:00 | 0.66981
OldNuke | FR | 2018-05-10 06:00 | 0.66981
OldNuke | FR | 2018-05-10 07:00 | 0.66981
OldNuke | FR | 2018-05-10 08:00 | 0.66981
OldNuke | FR | 2018-05-10 09:00 | 0.66981
OldNuke | FR | 2018-05-10 10:00 | 0.66981
OldNuke | FR | 2018-05-10 11:00 | 0.66981
OldNuke | FR | 2018-05-10 12:00 | 0.66981
OldNuke | FR | 2018-05-10 13:00 | 0.66981
OldNuke | FR | 2018-05-10 14:00 | 0.68256
OldNuke | FR | 2018-05-10 15:00 | 0.68256
OldNuke | FR | 2018-05-10 16:00 | 0.68256
OldNuke | FR | 2018-05-10 17:00 | 0.68256
OldNuke | FR | 2018-05-10 18:00 | 0.68256
OldNuke | FR | 2018-05-10 19:00 | 0.68256
OldNuke | FR | 2018-05-10 20:00 | 0.68256
OldNuke | FR | 2018-05-10 21:00 | 0.68256
OldNuke | FR | 2018-05-10 22:00 | 0.68256
OldNuke | FR | 2018-05-10 23:00 | 0.68256
OldNuke | FR | 2018-05-11 | 0.69705
OldNuke | FR | 2018-05-11 01:00 | 0.69705
OldNuke | FR | 2018-05-11 02:00 | 0.69705
OldNuke | FR | 2018-05-11 03:00 | 0.69705
OldNuke | FR | 2018-05-11 04:00 | 0.69705
OldNuke | FR | 2018-05-11 05:00 | 0.69705
OldNuke | FR | 2018-05-11 06:00 | 0.69705
OldNuke | FR | 2018-05-11 07:00 | 0.69705
OldNuke | FR | 2018-05-11 08:00 | 0.69705
OldNuke | FR | 2018-05-11 09:00 | 0.69705
OldNuke | FR | 2018-05-11 10:00 | 0.69705
OldNuke | FR | 2018-05-11 11:00 | 0.69705
OldNuke | FR | 2018-05-11 12:00 | 0.69705
OldNuke | FR | 2018-05-11 13:00 | 0.69705
OldNuke | FR | 2018-05-11 14:00 | 0.69705
OldNuke | FR | 2018-05-11 15:00 | 0.69705
OldNuke | FR | 2018-05-11 16:00 | 0.69705
OldNuke | FR | 2018-05-11 17:00 | 0.69705
OldNuke | FR | 2018-05-11 18:00 | 0.69705
OldNuke | FR | 2018-05-11 19:00 | 0.69705
OldNuke | FR | 2018-05-11 20:00 | 0.69705
OldNuke | FR | 2018-05-11 21:00 | 0.69705
OldNuke | FR | 2018-05-11 22:00 | 0.69705
OldNuke | FR | 2018-05-11 23:00 | 0.69705
OldNuke | FR | 2018-05-12 | 0.69705
OldNuke | FR | 2018-05-12 01:00 | 0.69705
OldNuke | FR | 2018-05-12 02:00 | 0.69705
OldNuke | FR | 2018-05-12 03:00 | 0.69705
OldNuke | FR | 2018-05-12 04:00 | 0.69705
OldNuke | FR | 2018-05-12 05:00 | 0.69705
OldNuke | FR | 2018-05-12 06:00 | 0.69705
OldNuke | FR | 2018-05-12 07:00 | 0.69705
OldNuke | FR | 2018-05-12 08:00 | 0.69705
OldNuke | FR | 2018-05-12 09:00 | 0.69705
OldNuke | FR | 2018-05-12 10:00 | 0.69705
OldNuke | FR | 2018-05-12 11:00 | 0.69705
OldNuke | FR | 2018-05-12 12:00 | 0.69705
OldNuke | FR | 2018-05-12 13:00 | 0.68573
OldNuke | FR | 2018-05-12 14:00 | 0.68573
OldNuke | FR | 2018-05-12 15:00 | 0.68573
OldNuke | FR | 2018-05-12 16:00 | 0.69705
OldNuke | FR | 2018-05-12 17:00 | 0.69705
OldNuke | FR | 2018-05-12 18:00 | 0.69705
OldNuke | FR | 2018-05-12 19:00 | 0.69705
OldNuke | FR | 2018-05-12 20:00 | 0.69705
OldNuke | FR | 2018-05-12 21:00 | 0.69705
OldNuke | FR | 2018-05-12 22:00 | 0.6942
OldNuke | FR | 2018-05-12 23:00 | 0.6942
OldNuke | FR | 2018-05-13 | 0.69705
OldNuke | FR | 2018-05-13 01:00 | 0.69705
OldNuke | FR | 2018-05-13 02:00 | 0.69705
OldNuke | FR | 2018-05-13 03:00 | 0.69705
OldNuke | FR | 2018-05-13 04:00 | 0.68319
OldNuke | FR | 2018-05-13 05:00 | 0.68319
OldNuke | FR | 2018-05-13 06:00 | 0.68319
OldNuke | FR | 2018-05-13 07:00 | 0.68319
OldNuke | FR | 2018-05-13 08:00 | 0.68319
OldNuke | FR | 2018-05-13 09:00 | 0.68319
OldNuke | FR | 2018-05-13 10:00 | 0.69705
OldNuke | FR | 2018-05-13 11:00 | 0.69705
OldNuke | FR | 2018-05-13 12:00 | 0.69705
OldNuke | FR | 2018-05-13 13:00 | 0.69705
OldNuke | FR | 2018-05-13 14:00 | 0.69705
OldNuke | FR | 2018-05-13 15:00 | 0.69705
OldNuke | FR | 2018-05-13 16:00 | 0.69705
OldNuke | FR | 2018-05-13 17:00 | 0.69705
OldNuke | FR | 2018-05-13 18:00 | 0.68589
OldNuke | FR | 2018-05-13 19:00 | 0.68589
OldNuke | FR | 2018-05-13 20:00 | 0.68589
OldNuke | FR | 2018-05-13 21:00 | 0.68589
OldNuke | FR | 2018-05-13 22:00 | 0.68589
OldNuke | FR | 2018-05-13 23:00 | 0.68589
OldNuke | FR | 2018-05-14 | 0.71281
OldNuke | FR | 2018-05-14 01:00 | 0.71281
OldNuke | FR | 2018-05-14 02:00 | 0.74806
OldNuke | FR | 2018-05-14 03:00 | 0.75044
OldNuke | FR | 2018-05-14 04:00 | 0.75044
OldNuke | FR | 2018-05-14 05:00 | 0.75044
OldNuke | FR | 2018-05-14 06:00 | 0.75044
OldNuke | FR | 2018-05-14 07:00 | 0.75044
OldNuke | FR | 2018-05-14 08:00 | 0.73333
OldNuke | FR | 2018-05-14 09:00 | 0.73333
OldNuke | FR | 2018-05-14 10:00 | 0.73333
OldNuke | FR | 2018-05-14 11:00 | 0.73333
OldNuke | FR | 2018-05-14 12:00 | 0.73333
OldNuke | FR | 2018-05-14 13:00 | 0.73333
OldNuke | FR | 2018-05-14 14:00 | 0.76216
OldNuke | FR | 2018-05-14 15:00 | 0.76216
OldNuke | FR | 2018-05-14 16:00 | 0.76216
OldNuke | FR | 2018-05-14 17:00 | 0.76216
OldNuke | FR | 2018-05-14 18:00 | 0.76216
OldNuke | FR | 2018-05-14 19:00 | 0.76216
OldNuke | FR | 2018-05-14 20:00 | 0.76216
OldNuke | FR | 2018-05-14 21:00 | 0.76216
OldNuke | FR | 2018-05-14 22:00 | 0.76216
OldNuke | FR | 2018-05-14 23:00 | 0.76216
OldNuke | FR | 2018-05-15 | 0.76216
OldNuke | FR | 2018-05-15 01:00 | 0.76216
OldNuke | FR | 2018-05-15 02:00 | 0.76216
OldNuke | FR | 2018-05-15 03:00 | 0.76216
OldNuke | FR | 2018-05-15 04:00 | 0.76216
OldNuke | FR | 2018-05-15 05:00 | 0.76216
OldNuke | FR | 2018-05-15 06:00 | 0.76216
OldNuke | FR | 2018-05-15 07:00 | 0.76216
OldNuke | FR | 2018-05-15 08:00 | 0.76382
OldNuke | FR | 2018-05-15 09:00 | 0.76382
OldNuke | FR | 2018-05-15 10:00 | 0.76382
OldNuke | FR | 2018-05-15 11:00 | 0.76382
OldNuke | FR | 2018-05-15 12:00 | 0.76382
OldNuke | FR | 2018-05-15 13:00 | 0.76382
OldNuke | FR | 2018-05-15 14:00 | 0.76097
OldNuke | FR | 2018-05-15 15:00 | 0.76097
OldNuke | FR | 2018-05-15 16:00 | 0.76097
OldNuke | FR | 2018-05-15 17:00 | 0.76097
OldNuke | FR | 2018-05-15 18:00 | 0.76097
OldNuke | FR | 2018-05-15 19:00 | 0.76097
OldNuke | FR | 2018-05-15 20:00 | 0.76097
OldNuke | FR | 2018-05-15 21:00 | 0.76097
OldNuke | FR | 2018-05-15 22:00 | 0.76097
OldNuke | FR | 2018-05-15 23:00 | 0.76097
OldNuke | FR | 2018-05-16 | 0.76097
OldNuke | FR | 2018-05-16 01:00 | 0.76097
OldNuke | FR | 2018-05-16 02:00 | 0.76097
OldNuke | FR | 2018-05-16 03:00 | 0.76097
OldNuke | FR | 2018-05-16 04:00 | 0.76097
OldNuke | FR | 2018-05-16 05:00 | 0.76097
OldNuke | FR | 2018-05-16 06:00 | 0.76097
OldNuke | FR | 2018-05-16 07:00 | 0.76097
OldNuke | FR | 2018-05-16 08:00 | 0.76097
OldNuke | FR | 2018-05-16 09:00 | 0.76097
OldNuke | FR | 2018-05-16 10:00 | 0.76097
OldNuke | FR | 2018-05-16 11:00 | 0.76097
OldNuke | FR | 2018-05-16 12:00 | 0.76097
OldNuke | FR | 2018-05-16 13:00 | 0.76097
OldNuke | FR | 2018-05-16 14:00 | 0.76097
OldNuke | FR | 2018-05-16 15:00 | 0.76097
OldNuke | FR | 2018-05-16 16:00 | 0.76097
OldNuke | FR | 2018-05-16 17:00 | 0.76097
OldNuke | FR | 2018-05-16 18:00 | 0.76097
OldNuke | FR | 2018-05-16 19:00 | 0.76097
OldNuke | FR | 2018-05-16 20:00 | 0.76097
OldNuke | FR | 2018-05-16 21:00 | 0.76097
OldNuke | FR | 2018-05-16 22:00 | 0.76097
OldNuke | FR | 2018-05-16 23:00 | 0.76097
OldNuke | FR | 2018-05-17 | 0.75931
OldNuke | FR | 2018-05-17 01:00 | 0.75931
OldNuke | FR | 2018-05-17 02:00 | 0.75931
OldNuke | FR | 2018-05-17 03:00 | 0.75931
OldNuke | FR | 2018-05-17 04:00 | 0.75931
OldNuke | FR | 2018-05-17 05:00 | 0.75931
OldNuke | FR | 2018-05-17 06:00 | 0.75931
OldNuke | FR | 2018-05-17 07:00 | 0.75931
OldNuke | FR | 2018-05-17 08:00 | 0.75931
OldNuke | FR | 2018-05-17 09:00 | 0.75931
OldNuke | FR | 2018-05-17 10:00 | 0.75931
OldNuke | FR | 2018-05-17 11:00 | 0.75931
OldNuke | FR | 2018-05-17 12:00 | 0.75931
OldNuke | FR | 2018-05-17 13:00 | 0.75931
OldNuke | FR | 2018-05-17 14:00 | 0.75234
OldNuke | FR | 2018-05-17 15:00 | 0.75234
OldNuke | FR | 2018-05-17 16:00 | 0.75234
OldNuke | FR | 2018-05-17 17:00 | 0.75234
OldNuke | FR | 2018-05-17 18:00 | 0.75234
OldNuke | FR | 2018-05-17 19:00 | 0.75234
OldNuke | FR | 2018-05-17 20:00 | 0.75234
OldNuke | FR | 2018-05-17 21:00 | 0.75234
OldNuke | FR | 2018-05-17 22:00 | 0.75234
OldNuke | FR | 2018-05-17 23:00 | 0.75234
OldNuke | FR | 2018-05-18 | 0.75234
OldNuke | FR | 2018-05-18 01:00 | 0.75234
OldNuke | FR | 2018-05-18 02:00 | 0.75234
OldNuke | FR | 2018-05-18 03:00 | 0.75234
OldNuke | FR | 2018-05-18 04:00 | 0.75234
OldNuke | FR | 2018-05-18 05:00 | 0.75234
OldNuke | FR | 2018-05-18 06:00 | 0.75234
OldNuke | FR | 2018-05-18 07:00 | 0.75234
OldNuke | FR | 2018-05-18 08:00 | 0.7563
OldNuke | FR | 2018-05-18 09:00 | 0.7563
OldNuke | FR | 2018-05-18 10:00 | 0.7563
OldNuke | FR | 2018-05-18 11:00 | 0.7563
OldNuke | FR | 2018-05-18 12:00 | 0.7544
OldNuke | FR | 2018-05-18 13:00 | 0.7544
OldNuke | FR | 2018-05-18 14:00 | 0.7515
OldNuke | FR | 2018-05-18 15:00 | 0.7515
OldNuke | FR | 2018-05-18 16:00 | 0.7544
OldNuke | FR | 2018-05-18 17:00 | 0.7563
OldNuke | FR | 2018-05-18 18:00 | 0.7563
OldNuke | FR | 2018-05-18 19:00 | 0.7563
OldNuke | FR | 2018-05-18 20:00 | 0.7563
OldNuke | FR | 2018-05-18 21:00 | 0.7563
OldNuke | FR | 2018-05-18 22:00 | 0.7563
OldNuke | FR | 2018-05-18 23:00 | 0.73523
OldNuke | FR | 2018-05-19 | 0.72279
OldNuke | FR | 2018-05-19 01:00 | 0.72279
OldNuke | FR | 2018-05-19 02:00 | 0.70173
OldNuke | FR | 2018-05-19 03:00 | 0.70474
OldNuke | FR | 2018-05-19 04:00 | 0.70474
OldNuke | FR | 2018-05-19 05:00 | 0.70474
OldNuke | FR | 2018-05-19 06:00 | 0.70474
OldNuke | FR | 2018-05-19 07:00 | 0.70227
OldNuke | FR | 2018-05-19 08:00 | 0.70227
OldNuke | FR | 2018-05-19 09:00 | 0.70227
OldNuke | FR | 2018-05-19 10:00 | 0.68151
OldNuke | FR | 2018-05-19 11:00 | 0.68151
OldNuke | FR | 2018-05-19 12:00 | 0.68151
OldNuke | FR | 2018-05-19 13:00 | 0.68399
OldNuke | FR | 2018-05-19 14:00 | 0.68399
OldNuke | FR | 2018-05-19 15:00 | 0.68399
OldNuke | FR | 2018-05-19 16:00 | 0.68399
OldNuke | FR | 2018-05-19 17:00 | 0.68399
OldNuke | FR | 2018-05-19 18:00 | 0.68399
OldNuke | FR | 2018-05-19 19:00 | 0.68399
OldNuke | FR | 2018-05-19 20:00 | 0.68399
OldNuke | FR | 2018-05-19 21:00 | 0.68399
OldNuke | FR | 2018-05-19 22:00 | 0.68399
OldNuke | FR | 2018-05-19 23:00 | 0.68399
OldNuke | FR | 2018-05-20 | 0.68399
OldNuke | FR | 2018-05-20 01:00 | 0.68399
OldNuke | FR | 2018-05-20 02:00 | 0.66339
OldNuke | FR | 2018-05-20 03:00 | 0.66339
OldNuke | FR | 2018-05-20 04:00 | 0.64898
OldNuke | FR | 2018-05-20 05:00 | 0.64898
OldNuke | FR | 2018-05-20 06:00 | 0.64898
OldNuke | FR | 2018-05-20 07:00 | 0.64898
OldNuke | FR | 2018-05-20 08:00 | 0.64082
OldNuke | FR | 2018-05-20 09:00 | 0.64082
OldNuke | FR | 2018-05-20 10:00 | 0.64082
OldNuke | FR | 2018-05-20 11:00 | 0.64082
OldNuke | FR | 2018-05-20 12:00 | 0.64082
OldNuke | FR | 2018-05-20 13:00 | 0.62387
OldNuke | FR | 2018-05-20 14:00 | 0.62387
OldNuke | FR | 2018-05-20 15:00 | 0.62387
OldNuke | FR | 2018-05-20 16:00 | 0.62387
OldNuke | FR | 2018-05-20 17:00 | 0.62387
OldNuke | FR | 2018-05-20 18:00 | 0.62387
OldNuke | FR | 2018-05-20 19:00 | 0.62387
OldNuke | FR | 2018-05-20 20:00 | 0.62387
OldNuke | FR | 2018-05-20 21:00 | 0.62387
OldNuke | FR | 2018-05-20 22:00 | 0.62387
OldNuke | FR | 2018-05-20 23:00 | 0.62387
OldNuke | FR | 2018-05-21 | 0.62387
OldNuke | FR | 2018-05-21 01:00 | 0.62387
OldNuke | FR | 2018-05-21 02:00 | 0.62387
OldNuke | FR | 2018-05-21 03:00 | 0.62387
OldNuke | FR | 2018-05-21 04:00 | 0.62387
OldNuke | FR | 2018-05-21 05:00 | 0.62387
OldNuke | FR | 2018-05-21 06:00 | 0.62498
OldNuke | FR | 2018-05-21 07:00 | 0.62498
OldNuke | FR | 2018-05-21 08:00 | 0.63583
OldNuke | FR | 2018-05-21 09:00 | 0.63583
OldNuke | FR | 2018-05-21 10:00 | 0.63583
OldNuke | FR | 2018-05-21 11:00 | 0.63583
OldNuke | FR | 2018-05-21 12:00 | 0.63583
OldNuke | FR | 2018-05-21 13:00 | 0.64399
OldNuke | FR | 2018-05-21 14:00 | 0.64399
OldNuke | FR | 2018-05-21 15:00 | 0.63005
OldNuke | FR | 2018-05-21 16:00 | 0.62815
OldNuke | FR | 2018-05-21 17:00 | 0.66363
OldNuke | FR | 2018-05-21 18:00 | 0.68454
OldNuke | FR | 2018-05-21 19:00 | 0.68628
OldNuke | FR | 2018-05-21 20:00 | 0.69895
OldNuke | FR | 2018-05-21 21:00 | 0.69895
OldNuke | FR | 2018-05-21 22:00 | 0.69895
OldNuke | FR | 2018-05-21 23:00 | 0.7159
OldNuke | FR | 2018-05-22 | 0.7159
OldNuke | FR | 2018-05-22 01:00 | 0.7159
OldNuke | FR | 2018-05-22 02:00 | 0.7365
OldNuke | FR | 2018-05-22 03:00 | 0.73079
OldNuke | FR | 2018-05-22 04:00 | 0.73079
OldNuke | FR | 2018-05-22 05:00 | 0.73079
OldNuke | FR | 2018-05-22 06:00 | 0.73079
OldNuke | FR | 2018-05-22 07:00 | 0.72921
OldNuke | FR | 2018-05-22 08:00 | 0.72921
OldNuke | FR | 2018-05-22 09:00 | 0.72921
OldNuke | FR | 2018-05-22 10:00 | 0.70204
OldNuke | FR | 2018-05-22 11:00 | 0.6961
OldNuke | FR | 2018-05-22 12:00 | 0.6961
OldNuke | FR | 2018-05-22 13:00 | 0.68058
OldNuke | FR | 2018-05-22 14:00 | 0.67084
OldNuke | FR | 2018-05-22 15:00 | 0.67084
OldNuke | FR | 2018-05-22 16:00 | 0.67084
OldNuke | FR | 2018-05-22 17:00 | 0.68636
OldNuke | FR | 2018-05-22 18:00 | 0.68636
OldNuke | FR | 2018-05-22 19:00 | 0.68636
OldNuke | FR | 2018-05-22 20:00 | 0.68636
OldNuke | FR | 2018-05-22 21:00 | 0.70204
OldNuke | FR | 2018-05-22 22:00 | 0.68525
OldNuke | FR | 2018-05-22 23:00 | 0.68525
OldNuke | FR | 2018-05-23 | 0.68525
OldNuke | FR | 2018-05-23 01:00 | 0.68525
OldNuke | FR | 2018-05-23 02:00 | 0.6969
OldNuke | FR | 2018-05-23 03:00 | 0.6969
OldNuke | FR | 2018-05-23 04:00 | 0.6969
OldNuke | FR | 2018-05-23 05:00 | 0.6969
OldNuke | FR | 2018-05-23 06:00 | 0.73079
OldNuke | FR | 2018-05-23 07:00 | 0.73079
OldNuke | FR | 2018-05-23 08:00 | 0.73079
OldNuke | FR | 2018-05-23 09:00 | 0.73079
OldNuke | FR | 2018-05-23 10:00 | 0.73079
OldNuke | FR | 2018-05-23 11:00 | 0.73079
OldNuke | FR | 2018-05-23 12:00 | 0.73079
OldNuke | FR | 2018-05-23 13:00 | 0.73079
OldNuke | FR | 2018-05-23 14:00 | 0.73079
OldNuke | FR | 2018-05-23 15:00 | 0.73079
OldNuke | FR | 2018-05-23 16:00 | 0.73079
OldNuke | FR | 2018-05-23 17:00 | 0.73079
OldNuke | FR | 2018-05-23 18:00 | 0.73079
OldNuke | FR | 2018-05-23 19:00 | 0.73079
OldNuke | FR | 2018-05-23 20:00 | 0.73079
OldNuke | FR | 2018-05-23 21:00 | 0.73079
OldNuke | FR | 2018-05-23 22:00 | 0.73079
OldNuke | FR | 2018-05-23 23:00 | 0.73079
OldNuke | FR | 2018-05-24 | 0.73079
OldNuke | FR | 2018-05-24 01:00 | 0.73079
OldNuke | FR | 2018-05-24 02:00 | 0.73079
OldNuke | FR | 2018-05-24 03:00 | 0.73079
OldNuke | FR | 2018-05-24 04:00 | 0.73079
OldNuke | FR | 2018-05-24 05:00 | 0.73079
OldNuke | FR | 2018-05-24 06:00 | 0.73079
OldNuke | FR | 2018-05-24 07:00 | 0.73079
OldNuke | FR | 2018-05-24 08:00 | 0.73079
OldNuke | FR | 2018-05-24 09:00 | 0.73079
OldNuke | FR | 2018-05-24 10:00 | 0.73079
OldNuke | FR | 2018-05-24 11:00 | 0.73079
OldNuke | FR | 2018-05-24 12:00 | 0.73079
OldNuke | FR | 2018-05-24 13:00 | 0.73079
OldNuke | FR | 2018-05-24 14:00 | 0.73079
OldNuke | FR | 2018-05-24 15:00 | 0.73079
OldNuke | FR | 2018-05-24 16:00 | 0.73079
OldNuke | FR | 2018-05-24 17:00 | 0.73079
OldNuke | FR | 2018-05-24 18:00 | 0.73079
OldNuke | FR | 2018-05-24 19:00 | 0.73079
OldNuke | FR | 2018-05-24 20:00 | 0.73079
OldNuke | FR | 2018-05-24 21:00 | 0.73079
OldNuke | FR | 2018-05-24 22:00 | 0.73079
OldNuke | FR | 2018-05-24 23:00 | 0.73079
OldNuke | FR | 2018-05-25 | 0.73079
OldNuke | FR | 2018-05-25 01:00 | 0.7167
OldNuke | FR | 2018-05-25 02:00 | 0.7167
OldNuke | FR | 2018-05-25 03:00 | 0.7167
OldNuke | FR | 2018-05-25 04:00 | 0.7167
OldNuke | FR | 2018-05-25 05:00 | 0.7167
OldNuke | FR | 2018-05-25 06:00 | 0.7167
OldNuke | FR | 2018-05-25 07:00 | 0.7167
OldNuke | FR | 2018-05-25 08:00 | 0.7167
OldNuke | FR | 2018-05-25 09:00 | 0.7167
OldNuke | FR | 2018-05-25 10:00 | 0.71388
OldNuke | FR | 2018-05-25 11:00 | 0.71388
OldNuke | FR | 2018-05-25 12:00 | 0.7167
OldNuke | FR | 2018-05-25 13:00 | 0.7167
OldNuke | FR | 2018-05-25 14:00 | 0.7167
OldNuke | FR | 2018-05-25 15:00 | 0.7167
OldNuke | FR | 2018-05-25 16:00 | 0.7167
OldNuke | FR | 2018-05-25 17:00 | 0.7167
OldNuke | FR | 2018-05-25 18:00 | 0.7167
OldNuke | FR | 2018-05-25 19:00 | 0.7167
OldNuke | FR | 2018-05-25 20:00 | 0.7167
OldNuke | FR | 2018-05-25 21:00 | 0.7167
OldNuke | FR | 2018-05-25 22:00 | 0.69674
OldNuke | FR | 2018-05-25 23:00 | 0.69674
OldNuke | FR | 2018-05-26 | 0.65611
OldNuke | FR | 2018-05-26 01:00 | 0.63496
OldNuke | FR | 2018-05-26 02:00 | 0.63409
OldNuke | FR | 2018-05-26 03:00 | 0.63409
OldNuke | FR | 2018-05-26 04:00 | 0.62284
OldNuke | FR | 2018-05-26 05:00 | 0.62284
OldNuke | FR | 2018-05-26 06:00 | 0.62284
OldNuke | FR | 2018-05-26 07:00 | 0.62284
OldNuke | FR | 2018-05-26 08:00 | 0.60835
OldNuke | FR | 2018-05-26 09:00 | 0.58776
OldNuke | FR | 2018-05-26 10:00 | 0.58776
OldNuke | FR | 2018-05-26 11:00 | 0.58776
OldNuke | FR | 2018-05-26 12:00 | 0.58776
OldNuke | FR | 2018-05-26 13:00 | 0.58776
OldNuke | FR | 2018-05-26 14:00 | 0.58776
OldNuke | FR | 2018-05-26 15:00 | 0.58776
OldNuke | FR | 2018-05-26 16:00 | 0.58776
OldNuke | FR | 2018-05-26 17:00 | 0.58776
OldNuke | FR | 2018-05-26 18:00 | 0.599
OldNuke | FR | 2018-05-26 19:00 | 0.599
OldNuke | FR | 2018-05-26 20:00 | 0.599
OldNuke | FR | 2018-05-26 21:00 | 0.599
OldNuke | FR | 2018-05-26 22:00 | 0.599
OldNuke | FR | 2018-05-26 23:00 | 0.599
OldNuke | FR | 2018-05-27 | 0.599
OldNuke | FR | 2018-05-27 01:00 | 0.599
OldNuke | FR | 2018-05-27 02:00 | 0.599
OldNuke | FR | 2018-05-27 03:00 | 0.599
OldNuke | FR | 2018-05-27 04:00 | 0.62015
OldNuke | FR | 2018-05-27 05:00 | 0.59956
OldNuke | FR | 2018-05-27 06:00 | 0.61096
OldNuke | FR | 2018-05-27 07:00 | 0.61096
OldNuke | FR | 2018-05-27 08:00 | 0.61096
OldNuke | FR | 2018-05-27 09:00 | 0.61096
OldNuke | FR | 2018-05-27 10:00 | 0.61096
OldNuke | FR | 2018-05-27 11:00 | 0.59528
OldNuke | FR | 2018-05-27 12:00 | 0.60098
OldNuke | FR | 2018-05-27 13:00 | 0.60098
OldNuke | FR | 2018-05-27 14:00 | 0.60098
OldNuke | FR | 2018-05-27 15:00 | 0.60098
OldNuke | FR | 2018-05-27 16:00 | 0.60098
OldNuke | FR | 2018-05-27 17:00 | 0.64217
OldNuke | FR | 2018-05-27 18:00 | 0.67741
OldNuke | FR | 2018-05-27 19:00 | 0.67741
OldNuke | FR | 2018-05-27 20:00 | 0.66688
OldNuke | FR | 2018-05-27 21:00 | 0.6702
OldNuke | FR | 2018-05-27 22:00 | 0.6702
OldNuke | FR | 2018-05-27 23:00 | 0.67741
OldNuke | FR | 2018-05-28 | 0.67741
OldNuke | FR | 2018-05-28 01:00 | 0.67741
OldNuke | FR | 2018-05-28 02:00 | 0.69183
OldNuke | FR | 2018-05-28 03:00 | 0.69183
OldNuke | FR | 2018-05-28 04:00 | 0.69183
OldNuke | FR | 2018-05-28 05:00 | 0.69183
OldNuke | FR | 2018-05-28 06:00 | 0.69183
OldNuke | FR | 2018-05-28 07:00 | 0.69183
OldNuke | FR | 2018-05-28 08:00 | 0.69183
OldNuke | FR | 2018-05-28 09:00 | 0.69183
OldNuke | FR | 2018-05-28 10:00 | 0.69183
OldNuke | FR | 2018-05-28 11:00 | 0.69183
OldNuke | FR | 2018-05-28 12:00 | 0.69183
OldNuke | FR | 2018-05-28 13:00 | 0.70592
OldNuke | FR | 2018-05-28 14:00 | 0.70592
OldNuke | FR | 2018-05-28 15:00 | 0.70592
OldNuke | FR | 2018-05-28 16:00 | 0.71147
OldNuke | FR | 2018-05-28 17:00 | 0.71147
OldNuke | FR | 2018-05-28 18:00 | 0.71147
OldNuke | FR | 2018-05-28 19:00 | 0.71147
OldNuke | FR | 2018-05-28 20:00 | 0.71147
OldNuke | FR | 2018-05-28 21:00 | 0.71147
OldNuke | FR | 2018-05-28 22:00 | 0.71147
OldNuke | FR | 2018-05-28 23:00 | 0.71147
OldNuke | FR | 2018-05-29 | 0.71147
OldNuke | FR | 2018-05-29 01:00 | 0.71147
OldNuke | FR | 2018-05-29 02:00 | 0.71147
OldNuke | FR | 2018-05-29 03:00 | 0.71147
OldNuke | FR | 2018-05-29 04:00 | 0.71147
OldNuke | FR | 2018-05-29 05:00 | 0.71147
OldNuke | FR | 2018-05-29 06:00 | 0.71147
OldNuke | FR | 2018-05-29 07:00 | 0.71147
OldNuke | FR | 2018-05-29 08:00 | 0.71147
OldNuke | FR | 2018-05-29 09:00 | 0.71147
OldNuke | FR | 2018-05-29 10:00 | 0.71147
OldNuke | FR | 2018-05-29 11:00 | 0.71147
OldNuke | FR | 2018-05-29 12:00 | 0.71147
OldNuke | FR | 2018-05-29 13:00 | 0.71147
OldNuke | FR | 2018-05-29 14:00 | 0.71147
OldNuke | FR | 2018-05-29 15:00 | 0.71147
OldNuke | FR | 2018-05-29 16:00 | 0.71147
OldNuke | FR | 2018-05-29 17:00 | 0.71147
OldNuke | FR | 2018-05-29 18:00 | 0.71147
OldNuke | FR | 2018-05-29 19:00 | 0.71147
OldNuke | FR | 2018-05-29 20:00 | 0.71147
OldNuke | FR | 2018-05-29 21:00 | 0.71147
OldNuke | FR | 2018-05-29 22:00 | 0.71147
OldNuke | FR | 2018-05-29 23:00 | 0.71147
OldNuke | FR | 2018-05-30 | 0.71147
OldNuke | FR | 2018-05-30 01:00 | 0.71147
OldNuke | FR | 2018-05-30 02:00 | 0.71147
OldNuke | FR | 2018-05-30 03:00 | 0.71147
OldNuke | FR | 2018-05-30 04:00 | 0.71147
OldNuke | FR | 2018-05-30 05:00 | 0.71147
OldNuke | FR | 2018-05-30 06:00 | 0.71147
OldNuke | FR | 2018-05-30 07:00 | 0.71147
OldNuke | FR | 2018-05-30 08:00 | 0.71147
OldNuke | FR | 2018-05-30 09:00 | 0.71147
OldNuke | FR | 2018-05-30 10:00 | 0.71147
OldNuke | FR | 2018-05-30 11:00 | 0.71147
OldNuke | FR | 2018-05-30 12:00 | 0.71147
OldNuke | FR | 2018-05-30 13:00 | 0.71147
OldNuke | FR | 2018-05-30 14:00 | 0.71147
OldNuke | FR | 2018-05-30 15:00 | 0.71147
OldNuke | FR | 2018-05-30 16:00 | 0.71147
OldNuke | FR | 2018-05-30 17:00 | 0.71147
OldNuke | FR | 2018-05-30 18:00 | 0.71147
OldNuke | FR | 2018-05-30 19:00 | 0.71147
OldNuke | FR | 2018-05-30 20:00 | 0.71147
OldNuke | FR | 2018-05-30 21:00 | 0.71147
OldNuke | FR | 2018-05-30 22:00 | 0.71147
OldNuke | FR | 2018-05-30 23:00 | 0.71147
OldNuke | FR | 2018-05-31 | 0.71147
OldNuke | FR | 2018-05-31 01:00 | 0.71147
OldNuke | FR | 2018-05-31 02:00 | 0.71147
OldNuke | FR | 2018-05-31 03:00 | 0.71147
OldNuke | FR | 2018-05-31 04:00 | 0.71147
OldNuke | FR | 2018-05-31 05:00 | 0.71147
OldNuke | FR | 2018-05-31 06:00 | 0.71147
OldNuke | FR | 2018-05-31 07:00 | 0.71147
OldNuke | FR | 2018-05-31 08:00 | 0.71147
OldNuke | FR | 2018-05-31 09:00 | 0.71147
OldNuke | FR | 2018-05-31 10:00 | 0.71147
OldNuke | FR | 2018-05-31 11:00 | 0.71147
OldNuke | FR | 2018-05-31 12:00 | 0.71147
OldNuke | FR | 2018-05-31 13:00 | 0.72541
OldNuke | FR | 2018-05-31 14:00 | 0.72541
OldNuke | FR | 2018-05-31 15:00 | 0.72541
OldNuke | FR | 2018-05-31 16:00 | 0.72541
OldNuke | FR | 2018-05-31 17:00 | 0.72541
OldNuke | FR | 2018-05-31 18:00 | 0.72541
OldNuke | FR | 2018-05-31 19:00 | 0.72541
OldNuke | FR | 2018-05-31 20:00 | 0.72541
OldNuke | FR | 2018-05-31 21:00 | 0.72541
OldNuke | FR | 2018-05-31 22:00 | 0.72541
OldNuke | FR | 2018-05-31 23:00 | 0.72541
OldNuke | FR | 2018-06-01 | 0.71099
OldNuke | FR | 2018-06-01 01:00 | 0.71099
OldNuke | FR | 2018-06-01 02:00 | 0.71099
OldNuke | FR | 2018-06-01 03:00 | 0.71099
OldNuke | FR | 2018-06-01 04:00 | 0.71099
OldNuke | FR | 2018-06-01 05:00 | 0.71099
OldNuke | FR | 2018-06-01 06:00 | 0.71099
OldNuke | FR | 2018-06-01 07:00 | 0.71099
OldNuke | FR | 2018-06-01 08:00 | 0.71099
OldNuke | FR | 2018-06-01 09:00 | 0.70809
OldNuke | FR | 2018-06-01 10:00 | 0.70809
OldNuke | FR | 2018-06-01 11:00 | 0.70809
OldNuke | FR | 2018-06-01 12:00 | 0.71099
OldNuke | FR | 2018-06-01 13:00 | 0.71099
OldNuke | FR | 2018-06-01 14:00 | 0.71099
OldNuke | FR | 2018-06-01 15:00 | 0.71099
OldNuke | FR | 2018-06-01 16:00 | 0.71099
OldNuke | FR | 2018-06-01 17:00 | 0.71099
OldNuke | FR | 2018-06-01 18:00 | 0.71099
OldNuke | FR | 2018-06-01 19:00 | 0.71099
OldNuke | FR | 2018-06-01 20:00 | 0.71099
OldNuke | FR | 2018-06-01 21:00 | 0.71099
OldNuke | FR | 2018-06-01 22:00 | 0.71099
OldNuke | FR | 2018-06-01 23:00 | 0.69808
OldNuke | FR | 2018-06-02 | 0.68367
OldNuke | FR | 2018-06-02 01:00 | 0.68367
OldNuke | FR | 2018-06-02 02:00 | 0.66767
OldNuke | FR | 2018-06-02 03:00 | 0.66767
OldNuke | FR | 2018-06-02 04:00 | 0.68208
OldNuke | FR | 2018-06-02 05:00 | 0.68023
OldNuke | FR | 2018-06-02 06:00 | 0.68023
OldNuke | FR | 2018-06-02 07:00 | 0.67152
OldNuke | FR | 2018-06-02 08:00 | 0.66851
OldNuke | FR | 2018-06-02 09:00 | 0.67152
OldNuke | FR | 2018-06-02 10:00 | 0.67152
OldNuke | FR | 2018-06-02 11:00 | 0.68023
OldNuke | FR | 2018-06-02 12:00 | 0.68023
OldNuke | FR | 2018-06-02 13:00 | 0.68023
OldNuke | FR | 2018-06-02 14:00 | 0.68023
OldNuke | FR | 2018-06-02 15:00 | 0.68023
OldNuke | FR | 2018-06-02 16:00 | 0.68023
OldNuke | FR | 2018-06-02 17:00 | 0.6965
OldNuke | FR | 2018-06-02 18:00 | 0.6965
OldNuke | FR | 2018-06-02 19:00 | 0.6965
OldNuke | FR | 2018-06-02 20:00 | 0.69492
OldNuke | FR | 2018-06-02 21:00 | 0.69492
OldNuke | FR | 2018-06-02 22:00 | 0.69492
OldNuke | FR | 2018-06-02 23:00 | 0.69187
OldNuke | FR | 2018-06-03 | 0.69346
OldNuke | FR | 2018-06-03 01:00 | 0.69346
OldNuke | FR | 2018-06-03 02:00 | 0.69346
OldNuke | FR | 2018-06-03 03:00 | 0.69346
OldNuke | FR | 2018-06-03 04:00 | 0.69346
OldNuke | FR | 2018-06-03 05:00 | 0.69346
OldNuke | FR | 2018-06-03 06:00 | 0.69346
OldNuke | FR | 2018-06-03 07:00 | 0.69346
OldNuke | FR | 2018-06-03 08:00 | 0.69346
OldNuke | FR | 2018-06-03 09:00 | 0.69346
OldNuke | FR | 2018-06-03 10:00 | 0.69346
OldNuke | FR | 2018-06-03 11:00 | 0.69346
OldNuke | FR | 2018-06-03 12:00 | 0.69346
OldNuke | FR | 2018-06-03 13:00 | 0.69346
OldNuke | FR | 2018-06-03 14:00 | 0.69346
OldNuke | FR | 2018-06-03 15:00 | 0.69346
OldNuke | FR | 2018-06-03 16:00 | 0.69346
OldNuke | FR | 2018-06-03 17:00 | 0.69346
OldNuke | FR | 2018-06-03 18:00 | 0.69346
OldNuke | FR | 2018-06-03 19:00 | 0.69346
OldNuke | FR | 2018-06-03 20:00 | 0.69346
OldNuke | FR | 2018-06-03 21:00 | 0.69346
OldNuke | FR | 2018-06-03 22:00 | 0.69346
OldNuke | FR | 2018-06-03 23:00 | 0.69346
OldNuke | FR | 2018-06-04 | 0.69346
OldNuke | FR | 2018-06-04 01:00 | 0.69346
OldNuke | FR | 2018-06-04 02:00 | 0.67271
OldNuke | FR | 2018-06-04 03:00 | 0.67271
OldNuke | FR | 2018-06-04 04:00 | 0.67271
OldNuke | FR | 2018-06-04 05:00 | 0.67575
OldNuke | FR | 2018-06-04 06:00 | 0.67575
OldNuke | FR | 2018-06-04 07:00 | 0.67575
OldNuke | FR | 2018-06-04 08:00 | 0.67733
OldNuke | FR | 2018-06-04 09:00 | 0.67733
OldNuke | FR | 2018-06-04 10:00 | 0.67733
OldNuke | FR | 2018-06-04 11:00 | 0.67733
OldNuke | FR | 2018-06-04 12:00 | 0.67733
OldNuke | FR | 2018-06-04 13:00 | 0.67733
OldNuke | FR | 2018-06-04 14:00 | 0.67733
OldNuke | FR | 2018-06-04 15:00 | 0.67733
OldNuke | FR | 2018-06-04 16:00 | 0.67733
OldNuke | FR | 2018-06-04 17:00 | 0.67733
OldNuke | FR | 2018-06-04 18:00 | 0.67733
OldNuke | FR | 2018-06-04 19:00 | 0.67733
OldNuke | FR | 2018-06-04 20:00 | 0.67733
OldNuke | FR | 2018-06-04 21:00 | 0.67733
OldNuke | FR | 2018-06-04 22:00 | 0.67733
OldNuke | FR | 2018-06-04 23:00 | 0.67733
OldNuke | FR | 2018-06-05 | 0.67733
OldNuke | FR | 2018-06-05 01:00 | 0.67733
OldNuke | FR | 2018-06-05 02:00 | 0.67733
OldNuke | FR | 2018-06-05 03:00 | 0.67733
OldNuke | FR | 2018-06-05 04:00 | 0.67733
OldNuke | FR | 2018-06-05 05:00 | 0.67733
OldNuke | FR | 2018-06-05 06:00 | 0.67733
OldNuke | FR | 2018-06-05 07:00 | 0.67733
OldNuke | FR | 2018-06-05 08:00 | 0.67733
OldNuke | FR | 2018-06-05 09:00 | 0.67733
OldNuke | FR | 2018-06-05 10:00 | 0.67733
OldNuke | FR | 2018-06-05 11:00 | 0.67733
OldNuke | FR | 2018-06-05 12:00 | 0.67733
OldNuke | FR | 2018-06-05 13:00 | 0.67733
OldNuke | FR | 2018-06-05 14:00 | 0.67733
OldNuke | FR | 2018-06-05 15:00 | 0.67733
OldNuke | FR | 2018-06-05 16:00 | 0.67733
OldNuke | FR | 2018-06-05 17:00 | 0.67733
OldNuke | FR | 2018-06-05 18:00 | 0.67733
OldNuke | FR | 2018-06-05 19:00 | 0.67733
OldNuke | FR | 2018-06-05 20:00 | 0.67733
OldNuke | FR | 2018-06-05 21:00 | 0.67733
OldNuke | FR | 2018-06-05 22:00 | 0.67733
OldNuke | FR | 2018-06-05 23:00 | 0.67733
OldNuke | FR | 2018-06-06 | 0.67733
OldNuke | FR | 2018-06-06 01:00 | 0.67733
OldNuke | FR | 2018-06-06 02:00 | 0.67733
OldNuke | FR | 2018-06-06 03:00 | 0.69808
OldNuke | FR | 2018-06-06 04:00 | 0.67812
OldNuke | FR | 2018-06-06 05:00 | 0.67812
OldNuke | FR | 2018-06-06 06:00 | 0.67812
OldNuke | FR | 2018-06-06 07:00 | 0.67812
OldNuke | FR | 2018-06-06 08:00 | 0.67812
OldNuke | FR | 2018-06-06 09:00 | 0.67812
OldNuke | FR | 2018-06-06 10:00 | 0.67812
OldNuke | FR | 2018-06-06 11:00 | 0.67812
OldNuke | FR | 2018-06-06 12:00 | 0.67812
OldNuke | FR | 2018-06-06 13:00 | 0.67812
OldNuke | FR | 2018-06-06 14:00 | 0.67812
OldNuke | FR | 2018-06-06 15:00 | 0.69808
OldNuke | FR | 2018-06-06 16:00 | 0.69808
OldNuke | FR | 2018-06-06 17:00 | 0.69808
OldNuke | FR | 2018-06-06 18:00 | 0.69808
OldNuke | FR | 2018-06-06 19:00 | 0.69808
OldNuke | FR | 2018-06-06 20:00 | 0.69808
OldNuke | FR | 2018-06-06 21:00 | 0.69808
OldNuke | FR | 2018-06-06 22:00 | 0.69808
OldNuke | FR | 2018-06-06 23:00 | 0.69808
OldNuke | FR | 2018-06-07 | 0.69808
OldNuke | FR | 2018-06-07 01:00 | 0.69808
OldNuke | FR | 2018-06-07 02:00 | 0.68993
OldNuke | FR | 2018-06-07 03:00 | 0.68993
OldNuke | FR | 2018-06-07 04:00 | 0.68993
OldNuke | FR | 2018-06-07 05:00 | 0.6878
OldNuke | FR | 2018-06-07 06:00 | 0.6878
OldNuke | FR | 2018-06-07 07:00 | 0.6878
OldNuke | FR | 2018-06-07 08:00 | 0.6878
OldNuke | FR | 2018-06-07 09:00 | 0.68993
OldNuke | FR | 2018-06-07 10:00 | 0.68565
OldNuke | FR | 2018-06-07 11:00 | 0.68565
OldNuke | FR | 2018-06-07 12:00 | 0.68565
OldNuke | FR | 2018-06-07 13:00 | 0.68565
OldNuke | FR | 2018-06-07 14:00 | 0.68565
OldNuke | FR | 2018-06-07 15:00 | 0.68391
OldNuke | FR | 2018-06-07 16:00 | 0.68391
OldNuke | FR | 2018-06-07 17:00 | 0.68391
OldNuke | FR | 2018-06-07 18:00 | 0.68391
OldNuke | FR | 2018-06-07 19:00 | 0.68391
OldNuke | FR | 2018-06-07 20:00 | 0.68391
OldNuke | FR | 2018-06-07 21:00 | 0.68391
OldNuke | FR | 2018-06-07 22:00 | 0.68391
OldNuke | FR | 2018-06-07 23:00 | 0.68715
OldNuke | FR | 2018-06-08 | 0.68715
OldNuke | FR | 2018-06-08 01:00 | 0.68715
OldNuke | FR | 2018-06-08 02:00 | 0.68715
OldNuke | FR | 2018-06-08 03:00 | 0.68715
OldNuke | FR | 2018-06-08 04:00 | 0.68715
OldNuke | FR | 2018-06-08 05:00 | 0.68715
OldNuke | FR | 2018-06-08 06:00 | 0.68715
OldNuke | FR | 2018-06-08 07:00 | 0.68715
OldNuke | FR | 2018-06-08 08:00 | 0.68715
OldNuke | FR | 2018-06-08 09:00 | 0.68715
OldNuke | FR | 2018-06-08 10:00 | 0.68715
OldNuke | FR | 2018-06-08 11:00 | 0.68715
OldNuke | FR | 2018-06-08 12:00 | 0.69032
OldNuke | FR | 2018-06-08 13:00 | 0.69032
OldNuke | FR | 2018-06-08 14:00 | 0.69032
OldNuke | FR | 2018-06-08 15:00 | 0.68747
OldNuke | FR | 2018-06-08 16:00 | 0.69064
OldNuke | FR | 2018-06-08 17:00 | 0.69064
OldNuke | FR | 2018-06-08 18:00 | 0.69349
OldNuke | FR | 2018-06-08 19:00 | 0.6828
OldNuke | FR | 2018-06-08 20:00 | 0.6828
OldNuke | FR | 2018-06-08 21:00 | 0.6828
OldNuke | FR | 2018-06-08 22:00 | 0.6828
OldNuke | FR | 2018-06-08 23:00 | 0.67607
OldNuke | FR | 2018-06-09 | 0.66482
OldNuke | FR | 2018-06-09 01:00 | 0.66482
OldNuke | FR | 2018-06-09 02:00 | 0.66482
OldNuke | FR | 2018-06-09 03:00 | 0.66482
OldNuke | FR | 2018-06-09 04:00 | 0.66482
OldNuke | FR | 2018-06-09 05:00 | 0.66482
OldNuke | FR | 2018-06-09 06:00 | 0.66482
OldNuke | FR | 2018-06-09 07:00 | 0.66482
OldNuke | FR | 2018-06-09 08:00 | 0.6511
OldNuke | FR | 2018-06-09 09:00 | 0.6511
OldNuke | FR | 2018-06-09 10:00 | 0.66482
OldNuke | FR | 2018-06-09 11:00 | 0.66482
OldNuke | FR | 2018-06-09 12:00 | 0.66482
OldNuke | FR | 2018-06-09 13:00 | 0.65032
OldNuke | FR | 2018-06-09 14:00 | 0.65032
OldNuke | FR | 2018-06-09 15:00 | 0.65032
OldNuke | FR | 2018-06-09 16:00 | 0.65032
OldNuke | FR | 2018-06-09 17:00 | 0.65032
OldNuke | FR | 2018-06-09 18:00 | 0.65032
OldNuke | FR | 2018-06-09 19:00 | 0.65032
OldNuke | FR | 2018-06-09 20:00 | 0.66482
OldNuke | FR | 2018-06-09 21:00 | 0.66482
OldNuke | FR | 2018-06-09 22:00 | 0.66482
OldNuke | FR | 2018-06-09 23:00 | 0.66482
OldNuke | FR | 2018-06-10 | 0.66482
OldNuke | FR | 2018-06-10 01:00 | 0.66482
OldNuke | FR | 2018-06-10 02:00 | 0.66482
OldNuke | FR | 2018-06-10 03:00 | 0.66482
OldNuke | FR | 2018-06-10 04:00 | 0.65817
OldNuke | FR | 2018-06-10 05:00 | 0.65817
OldNuke | FR | 2018-06-10 06:00 | 0.65817
OldNuke | FR | 2018-06-10 07:00 | 0.65555
OldNuke | FR | 2018-06-10 08:00 | 0.64827
OldNuke | FR | 2018-06-10 09:00 | 0.67155
OldNuke | FR | 2018-06-10 10:00 | 0.67155
OldNuke | FR | 2018-06-10 11:00 | 0.66922
OldNuke | FR | 2018-06-10 12:00 | 0.66922
OldNuke | FR | 2018-06-10 13:00 | 0.67104
OldNuke | FR | 2018-06-10 14:00 | 0.67104
OldNuke | FR | 2018-06-10 15:00 | 0.67104
OldNuke | FR | 2018-06-10 16:00 | 0.66727
OldNuke | FR | 2018-06-10 17:00 | 0.67472
OldNuke | FR | 2018-06-10 18:00 | 0.67472
OldNuke | FR | 2018-06-10 19:00 | 0.67705
OldNuke | FR | 2018-06-10 20:00 | 0.6643
OldNuke | FR | 2018-06-10 21:00 | 0.6643
OldNuke | FR | 2018-06-10 22:00 | 0.6643
OldNuke | FR | 2018-06-10 23:00 | 0.6643
OldNuke | FR | 2018-06-11 | 0.6643
OldNuke | FR | 2018-06-11 01:00 | 0.6643
OldNuke | FR | 2018-06-11 02:00 | 0.6643
OldNuke | FR | 2018-06-11 03:00 | 0.6643
OldNuke | FR | 2018-06-11 04:00 | 0.65836
OldNuke | FR | 2018-06-11 05:00 | 0.65836
OldNuke | FR | 2018-06-11 06:00 | 0.65836
OldNuke | FR | 2018-06-11 07:00 | 0.65836
OldNuke | FR | 2018-06-11 08:00 | 0.65836
OldNuke | FR | 2018-06-11 09:00 | 0.65836
OldNuke | FR | 2018-06-11 10:00 | 0.65836
OldNuke | FR | 2018-06-11 11:00 | 0.65836
OldNuke | FR | 2018-06-11 12:00 | 0.65836
OldNuke | FR | 2018-06-11 13:00 | 0.67705
OldNuke | FR | 2018-06-11 14:00 | 0.67523
OldNuke | FR | 2018-06-11 15:00 | 0.67523
OldNuke | FR | 2018-06-11 16:00 | 0.67705
OldNuke | FR | 2018-06-11 17:00 | 0.67705
OldNuke | FR | 2018-06-11 18:00 | 0.67705
OldNuke | FR | 2018-06-11 19:00 | 0.67705
OldNuke | FR | 2018-06-11 20:00 | 0.67705
OldNuke | FR | 2018-06-11 21:00 | 0.67705
OldNuke | FR | 2018-06-11 22:00 | 0.67705
OldNuke | FR | 2018-06-11 23:00 | 0.67705
OldNuke | FR | 2018-06-12 | 0.67705
OldNuke | FR | 2018-06-12 01:00 | 0.67705
OldNuke | FR | 2018-06-12 02:00 | 0.67705
OldNuke | FR | 2018-06-12 03:00 | 0.67705
OldNuke | FR | 2018-06-12 04:00 | 0.67705
OldNuke | FR | 2018-06-12 05:00 | 0.67705
OldNuke | FR | 2018-06-12 06:00 | 0.67705
OldNuke | FR | 2018-06-12 07:00 | 0.67705
OldNuke | FR | 2018-06-12 08:00 | 0.67705
OldNuke | FR | 2018-06-12 09:00 | 0.67705
OldNuke | FR | 2018-06-12 10:00 | 0.67705
OldNuke | FR | 2018-06-12 11:00 | 0.67705
OldNuke | FR | 2018-06-12 12:00 | 0.67705
OldNuke | FR | 2018-06-12 13:00 | 0.67705
OldNuke | FR | 2018-06-12 14:00 | 0.67705
OldNuke | FR | 2018-06-12 15:00 | 0.67705
OldNuke | FR | 2018-06-12 16:00 | 0.67705
OldNuke | FR | 2018-06-12 17:00 | 0.67705
OldNuke | FR | 2018-06-12 18:00 | 0.68082
OldNuke | FR | 2018-06-12 19:00 | 0.68082
OldNuke | FR | 2018-06-12 20:00 | 0.68082
OldNuke | FR | 2018-06-12 21:00 | 0.68082
OldNuke | FR | 2018-06-12 22:00 | 0.67432
OldNuke | FR | 2018-06-12 23:00 | 0.67432
OldNuke | FR | 2018-06-13 | 0.67432
OldNuke | FR | 2018-06-13 01:00 | 0.67432
OldNuke | FR | 2018-06-13 02:00 | 0.67432
OldNuke | FR | 2018-06-13 03:00 | 0.67432
OldNuke | FR | 2018-06-13 04:00 | 0.67432
OldNuke | FR | 2018-06-13 05:00 | 0.67432
OldNuke | FR | 2018-06-13 06:00 | 0.67432
OldNuke | FR | 2018-06-13 07:00 | 0.67432
OldNuke | FR | 2018-06-13 08:00 | 0.66331
OldNuke | FR | 2018-06-13 09:00 | 0.65484
OldNuke | FR | 2018-06-13 10:00 | 0.65484
OldNuke | FR | 2018-06-13 11:00 | 0.65484
OldNuke | FR | 2018-06-13 12:00 | 0.65484
OldNuke | FR | 2018-06-13 13:00 | 0.65484
OldNuke | FR | 2018-06-13 14:00 | 0.65484
OldNuke | FR | 2018-06-13 15:00 | 0.66331
OldNuke | FR | 2018-06-13 16:00 | 0.66331
OldNuke | FR | 2018-06-13 17:00 | 0.66331
OldNuke | FR | 2018-06-13 18:00 | 0.66331
OldNuke | FR | 2018-06-13 19:00 | 0.66331
OldNuke | FR | 2018-06-13 20:00 | 0.66331
OldNuke | FR | 2018-06-13 21:00 | 0.66331
OldNuke | FR | 2018-06-13 22:00 | 0.67432
OldNuke | FR | 2018-06-13 23:00 | 0.67432
OldNuke | FR | 2018-06-14 | 0.67432
OldNuke | FR | 2018-06-14 01:00 | 0.67432
OldNuke | FR | 2018-06-14 02:00 | 0.67432
OldNuke | FR | 2018-06-14 03:00 | 0.67432
OldNuke | FR | 2018-06-14 04:00 | 0.67432
OldNuke | FR | 2018-06-14 05:00 | 0.67432
OldNuke | FR | 2018-06-14 06:00 | 0.67432
OldNuke | FR | 2018-06-14 07:00 | 0.66347
OldNuke | FR | 2018-06-14 08:00 | 0.65452
OldNuke | FR | 2018-06-14 09:00 | 0.65452
OldNuke | FR | 2018-06-14 10:00 | 0.65452
OldNuke | FR | 2018-06-14 11:00 | 0.65452
OldNuke | FR | 2018-06-14 12:00 | 0.65452
OldNuke | FR | 2018-06-14 13:00 | 0.65452
OldNuke | FR | 2018-06-14 14:00 | 0.66347
OldNuke | FR | 2018-06-14 15:00 | 0.67432
OldNuke | FR | 2018-06-14 16:00 | 0.67432
OldNuke | FR | 2018-06-14 17:00 | 0.67258
OldNuke | FR | 2018-06-14 18:00 | 0.67432
OldNuke | FR | 2018-06-14 19:00 | 0.66466
OldNuke | FR | 2018-06-14 20:00 | 0.66466
OldNuke | FR | 2018-06-14 21:00 | 0.66466
OldNuke | FR | 2018-06-14 22:00 | 0.66466
OldNuke | FR | 2018-06-14 23:00 | 0.66466
OldNuke | FR | 2018-06-15 | 0.66466
OldNuke | FR | 2018-06-15 01:00 | 0.66466
OldNuke | FR | 2018-06-15 02:00 | 0.66466
OldNuke | FR | 2018-06-15 03:00 | 0.66466
OldNuke | FR | 2018-06-15 04:00 | 0.66466
OldNuke | FR | 2018-06-15 05:00 | 0.66466
OldNuke | FR | 2018-06-15 06:00 | 0.66466
OldNuke | FR | 2018-06-15 07:00 | 0.66466
OldNuke | FR | 2018-06-15 08:00 | 0.66466
OldNuke | FR | 2018-06-15 09:00 | 0.66466
OldNuke | FR | 2018-06-15 10:00 | 0.66466
OldNuke | FR | 2018-06-15 11:00 | 0.66466
OldNuke | FR | 2018-06-15 12:00 | 0.66466
OldNuke | FR | 2018-06-15 13:00 | 0.66466
OldNuke | FR | 2018-06-15 14:00 | 0.66181
OldNuke | FR | 2018-06-15 15:00 | 0.66181
OldNuke | FR | 2018-06-15 16:00 | 0.66466
OldNuke | FR | 2018-06-15 17:00 | 0.66466
OldNuke | FR | 2018-06-15 18:00 | 0.67068
OldNuke | FR | 2018-06-15 19:00 | 0.66466
OldNuke | FR | 2018-06-15 20:00 | 0.66466
OldNuke | FR | 2018-06-15 21:00 | 0.66466
OldNuke | FR | 2018-06-15 22:00 | 0.66466
OldNuke | FR | 2018-06-15 23:00 | 0.67432
OldNuke | FR | 2018-06-16 | 0.6702
OldNuke | FR | 2018-06-16 01:00 | 0.65571
OldNuke | FR | 2018-06-16 02:00 | 0.64177
OldNuke | FR | 2018-06-16 03:00 | 0.62482
OldNuke | FR | 2018-06-16 04:00 | 0.62482
OldNuke | FR | 2018-06-16 05:00 | 0.62482
OldNuke | FR | 2018-06-16 06:00 | 0.62482
OldNuke | FR | 2018-06-16 07:00 | 0.6112
OldNuke | FR | 2018-06-16 08:00 | 0.58783
OldNuke | FR | 2018-06-16 09:00 | 0.58783
OldNuke | FR | 2018-06-16 10:00 | 0.59195
OldNuke | FR | 2018-06-16 11:00 | 0.59195
OldNuke | FR | 2018-06-16 12:00 | 0.59195
OldNuke | FR | 2018-06-16 13:00 | 0.59195
OldNuke | FR | 2018-06-16 14:00 | 0.6009
OldNuke | FR | 2018-06-16 15:00 | 0.6009
OldNuke | FR | 2018-06-16 16:00 | 0.6009
OldNuke | FR | 2018-06-16 17:00 | 0.6009
OldNuke | FR | 2018-06-16 18:00 | 0.6009
OldNuke | FR | 2018-06-16 19:00 | 0.6009
OldNuke | FR | 2018-06-16 20:00 | 0.6009
OldNuke | FR | 2018-06-16 21:00 | 0.6009
OldNuke | FR | 2018-06-16 22:00 | 0.6009
OldNuke | FR | 2018-06-16 23:00 | 0.6009
OldNuke | FR | 2018-06-17 | 0.61785
OldNuke | FR | 2018-06-17 01:00 | 0.61785
OldNuke | FR | 2018-06-17 02:00 | 0.61785
OldNuke | FR | 2018-06-17 03:00 | 0.61785
OldNuke | FR | 2018-06-17 04:00 | 0.60138
OldNuke | FR | 2018-06-17 05:00 | 0.60138
OldNuke | FR | 2018-06-17 06:00 | 0.60138
OldNuke | FR | 2018-06-17 07:00 | 0.60138
OldNuke | FR | 2018-06-17 08:00 | 0.62197
OldNuke | FR | 2018-06-17 09:00 | 0.62197
OldNuke | FR | 2018-06-17 10:00 | 0.60787
OldNuke | FR | 2018-06-17 11:00 | 0.60787
OldNuke | FR | 2018-06-17 12:00 | 0.63844
OldNuke | FR | 2018-06-17 13:00 | 0.63844
OldNuke | FR | 2018-06-17 14:00 | 0.63844
OldNuke | FR | 2018-06-17 15:00 | 0.63844
OldNuke | FR | 2018-06-17 16:00 | 0.62474
OldNuke | FR | 2018-06-17 17:00 | 0.62474
OldNuke | FR | 2018-06-17 18:00 | 0.62474
OldNuke | FR | 2018-06-17 19:00 | 0.62474
OldNuke | FR | 2018-06-17 20:00 | 0.63916
OldNuke | FR | 2018-06-17 21:00 | 0.63916
OldNuke | FR | 2018-06-17 22:00 | 0.63916
OldNuke | FR | 2018-06-17 23:00 | 0.65278
OldNuke | FR | 2018-06-18 | 0.66648
OldNuke | FR | 2018-06-18 01:00 | 0.66648
OldNuke | FR | 2018-06-18 02:00 | 0.66648
OldNuke | FR | 2018-06-18 03:00 | 0.66648
OldNuke | FR | 2018-06-18 04:00 | 0.67155
OldNuke | FR | 2018-06-18 05:00 | 0.67155
OldNuke | FR | 2018-06-18 06:00 | 0.67155
OldNuke | FR | 2018-06-18 07:00 | 0.68502
OldNuke | FR | 2018-06-18 08:00 | 0.67654
OldNuke | FR | 2018-06-18 09:00 | 0.67654
OldNuke | FR | 2018-06-18 10:00 | 0.67654
OldNuke | FR | 2018-06-18 11:00 | 0.67654
OldNuke | FR | 2018-06-18 12:00 | 0.67654
OldNuke | FR | 2018-06-18 13:00 | 0.67654
OldNuke | FR | 2018-06-18 14:00 | 0.68502
OldNuke | FR | 2018-06-18 15:00 | 0.68502
OldNuke | FR | 2018-06-18 16:00 | 0.68502
OldNuke | FR | 2018-06-18 17:00 | 0.68502
OldNuke | FR | 2018-06-18 18:00 | 0.68502
OldNuke | FR | 2018-06-18 19:00 | 0.68502
OldNuke | FR | 2018-06-18 20:00 | 0.69151
OldNuke | FR | 2018-06-18 21:00 | 0.69151
OldNuke | FR | 2018-06-18 22:00 | 0.69151
OldNuke | FR | 2018-06-18 23:00 | 0.69151
OldNuke | FR | 2018-06-19 | 0.69151
OldNuke | FR | 2018-06-19 01:00 | 0.69124
OldNuke | FR | 2018-06-19 02:00 | 0.69124
OldNuke | FR | 2018-06-19 03:00 | 0.69124
OldNuke | FR | 2018-06-19 04:00 | 0.69124
OldNuke | FR | 2018-06-19 05:00 | 0.69124
OldNuke | FR | 2018-06-19 06:00 | 0.69124
OldNuke | FR | 2018-06-19 07:00 | 0.69124
OldNuke | FR | 2018-06-19 08:00 | 0.68335
OldNuke | FR | 2018-06-19 09:00 | 0.68335
OldNuke | FR | 2018-06-19 10:00 | 0.68335
OldNuke | FR | 2018-06-19 11:00 | 0.68335
OldNuke | FR | 2018-06-19 12:00 | 0.68335
OldNuke | FR | 2018-06-19 13:00 | 0.68335
OldNuke | FR | 2018-06-19 14:00 | 0.69151
OldNuke | FR | 2018-06-19 15:00 | 0.69151
OldNuke | FR | 2018-06-19 16:00 | 0.69151
OldNuke | FR | 2018-06-19 17:00 | 0.69151
OldNuke | FR | 2018-06-19 18:00 | 0.69151
OldNuke | FR | 2018-06-19 19:00 | 0.69151
OldNuke | FR | 2018-06-19 20:00 | 0.69151
OldNuke | FR | 2018-06-19 21:00 | 0.69151
OldNuke | FR | 2018-06-19 22:00 | 0.69151
OldNuke | FR | 2018-06-19 23:00 | 0.69151
OldNuke | FR | 2018-06-20 | 0.69151
OldNuke | FR | 2018-06-20 01:00 | 0.69151
OldNuke | FR | 2018-06-20 02:00 | 0.69151
OldNuke | FR | 2018-06-20 03:00 | 0.67709
OldNuke | FR | 2018-06-20 04:00 | 0.67709
OldNuke | FR | 2018-06-20 05:00 | 0.67709
OldNuke | FR | 2018-06-20 06:00 | 0.67709
OldNuke | FR | 2018-06-20 07:00 | 0.67709
OldNuke | FR | 2018-06-20 08:00 | 0.66815
OldNuke | FR | 2018-06-20 09:00 | 0.66815
OldNuke | FR | 2018-06-20 10:00 | 0.66815
OldNuke | FR | 2018-06-20 11:00 | 0.66815
OldNuke | FR | 2018-06-20 12:00 | 0.66815
OldNuke | FR | 2018-06-20 13:00 | 0.66815
OldNuke | FR | 2018-06-20 14:00 | 0.66815
OldNuke | FR | 2018-06-20 15:00 | 0.66815
OldNuke | FR | 2018-06-20 16:00 | 0.67709
OldNuke | FR | 2018-06-20 17:00 | 0.67709
OldNuke | FR | 2018-06-20 18:00 | 0.67709
OldNuke | FR | 2018-06-20 19:00 | 0.67709
OldNuke | FR | 2018-06-20 20:00 | 0.67709
OldNuke | FR | 2018-06-20 21:00 | 0.67709
OldNuke | FR | 2018-06-20 22:00 | 0.67709
OldNuke | FR | 2018-06-20 23:00 | 0.67709
OldNuke | FR | 2018-06-21 | 0.67709
OldNuke | FR | 2018-06-21 01:00 | 0.67709
OldNuke | FR | 2018-06-21 02:00 | 0.67709
OldNuke | FR | 2018-06-21 03:00 | 0.67709
OldNuke | FR | 2018-06-21 04:00 | 0.67709
OldNuke | FR | 2018-06-21 05:00 | 0.67709
OldNuke | FR | 2018-06-21 06:00 | 0.67709
OldNuke | FR | 2018-06-21 07:00 | 0.67709
OldNuke | FR | 2018-06-21 08:00 | 0.66815
OldNuke | FR | 2018-06-21 09:00 | 0.66815
OldNuke | FR | 2018-06-21 10:00 | 0.68256
OldNuke | FR | 2018-06-21 11:00 | 0.68256
OldNuke | FR | 2018-06-21 12:00 | 0.68256
OldNuke | FR | 2018-06-21 13:00 | 0.67543
OldNuke | FR | 2018-06-21 14:00 | 0.67543
OldNuke | FR | 2018-06-21 15:00 | 0.68438
OldNuke | FR | 2018-06-21 16:00 | 0.69151
OldNuke | FR | 2018-06-21 17:00 | 0.69151
OldNuke | FR | 2018-06-21 18:00 | 0.69151
OldNuke | FR | 2018-06-21 19:00 | 0.69151
OldNuke | FR | 2018-06-21 20:00 | 0.69151
OldNuke | FR | 2018-06-21 21:00 | 0.69151
OldNuke | FR | 2018-06-21 22:00 | 0.69151
OldNuke | FR | 2018-06-21 23:00 | 0.69151
OldNuke | FR | 2018-06-22 | 0.69151
OldNuke | FR | 2018-06-22 01:00 | 0.69151
OldNuke | FR | 2018-06-22 02:00 | 0.69151
OldNuke | FR | 2018-06-22 03:00 | 0.69151
OldNuke | FR | 2018-06-22 04:00 | 0.69151
OldNuke | FR | 2018-06-22 05:00 | 0.69151
OldNuke | FR | 2018-06-22 06:00 | 0.69151
OldNuke | FR | 2018-06-22 07:00 | 0.69198
OldNuke | FR | 2018-06-22 08:00 | 0.68399
OldNuke | FR | 2018-06-22 09:00 | 0.68399
OldNuke | FR | 2018-06-22 10:00 | 0.68399
OldNuke | FR | 2018-06-22 11:00 | 0.68399
OldNuke | FR | 2018-06-22 12:00 | 0.68399
OldNuke | FR | 2018-06-22 13:00 | 0.68399
OldNuke | FR | 2018-06-22 14:00 | 0.69198
OldNuke | FR | 2018-06-22 15:00 | 0.69198
OldNuke | FR | 2018-06-22 16:00 | 0.69198
OldNuke | FR | 2018-06-22 17:00 | 0.69198
OldNuke | FR | 2018-06-22 18:00 | 0.69198
OldNuke | FR | 2018-06-22 19:00 | 0.69198
OldNuke | FR | 2018-06-22 20:00 | 0.69198
OldNuke | FR | 2018-06-22 21:00 | 0.69198
OldNuke | FR | 2018-06-22 22:00 | 0.69198
OldNuke | FR | 2018-06-22 23:00 | 0.69198
OldNuke | FR | 2018-06-23 | 0.64104
OldNuke | FR | 2018-06-23 01:00 | 0.6199
OldNuke | FR | 2018-06-23 02:00 | 0.6199
OldNuke | FR | 2018-06-23 03:00 | 0.6199
OldNuke | FR | 2018-06-23 04:00 | 0.6199
OldNuke | FR | 2018-06-23 05:00 | 0.6199
OldNuke | FR | 2018-06-23 06:00 | 0.59914
OldNuke | FR | 2018-06-23 07:00 | 0.59914
OldNuke | FR | 2018-06-23 08:00 | 0.59914
OldNuke | FR | 2018-06-23 09:00 | 0.59408
OldNuke | FR | 2018-06-23 10:00 | 0.59408
OldNuke | FR | 2018-06-23 11:00 | 0.59408
OldNuke | FR | 2018-06-23 12:00 | 0.59408
OldNuke | FR | 2018-06-23 13:00 | 0.59408
OldNuke | FR | 2018-06-23 14:00 | 0.59408
OldNuke | FR | 2018-06-23 15:00 | 0.59408
OldNuke | FR | 2018-06-23 16:00 | 0.59408
OldNuke | FR | 2018-06-23 17:00 | 0.59408
OldNuke | FR | 2018-06-23 18:00 | 0.59408
OldNuke | FR | 2018-06-23 19:00 | 0.59408
OldNuke | FR | 2018-06-23 20:00 | 0.59408
OldNuke | FR | 2018-06-23 21:00 | 0.59408
OldNuke | FR | 2018-06-23 22:00 | 0.61231
OldNuke | FR | 2018-06-23 23:00 | 0.61231
OldNuke | FR | 2018-06-24 | 0.61231
OldNuke | FR | 2018-06-24 01:00 | 0.61231
OldNuke | FR | 2018-06-24 02:00 | 0.61231
OldNuke | FR | 2018-06-24 03:00 | 0.61231
OldNuke | FR | 2018-06-24 04:00 | 0.61231
OldNuke | FR | 2018-06-24 05:00 | 0.61231
OldNuke | FR | 2018-06-24 06:00 | 0.60542
OldNuke | FR | 2018-06-24 07:00 | 0.60542
OldNuke | FR | 2018-06-24 08:00 | 0.60542
OldNuke | FR | 2018-06-24 09:00 | 0.60542
OldNuke | FR | 2018-06-24 10:00 | 0.60542
OldNuke | FR | 2018-06-24 11:00 | 0.60542
OldNuke | FR | 2018-06-24 12:00 | 0.60542
OldNuke | FR | 2018-06-24 13:00 | 0.60542
OldNuke | FR | 2018-06-24 14:00 | 0.61785
OldNuke | FR | 2018-06-24 15:00 | 0.61785
OldNuke | FR | 2018-06-24 16:00 | 0.61785
OldNuke | FR | 2018-06-24 17:00 | 0.61785
OldNuke | FR | 2018-06-24 18:00 | 0.63892
OldNuke | FR | 2018-06-24 19:00 | 0.63892
OldNuke | FR | 2018-06-24 20:00 | 0.63892
OldNuke | FR | 2018-06-24 21:00 | 0.63892
OldNuke | FR | 2018-06-24 22:00 | 0.63892
OldNuke | FR | 2018-06-24 23:00 | 0.63892
OldNuke | FR | 2018-06-25 | 0.64581
OldNuke | FR | 2018-06-25 01:00 | 0.64581
OldNuke | FR | 2018-06-25 02:00 | 0.64581
OldNuke | FR | 2018-06-25 03:00 | 0.65587
OldNuke | FR | 2018-06-25 04:00 | 0.65587
OldNuke | FR | 2018-06-25 05:00 | 0.65587
OldNuke | FR | 2018-06-25 06:00 | 0.65587
OldNuke | FR | 2018-06-25 07:00 | 0.66379
OldNuke | FR | 2018-06-25 08:00 | 0.65935
OldNuke | FR | 2018-06-25 09:00 | 0.65935
OldNuke | FR | 2018-06-25 10:00 | 0.65935
OldNuke | FR | 2018-06-25 11:00 | 0.65935
OldNuke | FR | 2018-06-25 12:00 | 0.65935
OldNuke | FR | 2018-06-25 13:00 | 0.65935
OldNuke | FR | 2018-06-25 14:00 | 0.65935
OldNuke | FR | 2018-06-25 15:00 | 0.66379
OldNuke | FR | 2018-06-25 16:00 | 0.66379
OldNuke | FR | 2018-06-25 17:00 | 0.66379
OldNuke | FR | 2018-06-25 18:00 | 0.66379
OldNuke | FR | 2018-06-25 19:00 | 0.66379
OldNuke | FR | 2018-06-25 20:00 | 0.6493
OldNuke | FR | 2018-06-25 21:00 | 0.64945
OldNuke | FR | 2018-06-25 22:00 | 0.64945
OldNuke | FR | 2018-06-25 23:00 | 0.64945
OldNuke | FR | 2018-06-26 | 0.65531
OldNuke | FR | 2018-06-26 01:00 | 0.65531
OldNuke | FR | 2018-06-26 02:00 | 0.65531
OldNuke | FR | 2018-06-26 03:00 | 0.65531
OldNuke | FR | 2018-06-26 04:00 | 0.65531
OldNuke | FR | 2018-06-26 05:00 | 0.66379
OldNuke | FR | 2018-06-26 06:00 | 0.66379
OldNuke | FR | 2018-06-26 07:00 | 0.65927
OldNuke | FR | 2018-06-26 08:00 | 0.65927
OldNuke | FR | 2018-06-26 09:00 | 0.65927
OldNuke | FR | 2018-06-26 10:00 | 0.65927
OldNuke | FR | 2018-06-26 11:00 | 0.65927
OldNuke | FR | 2018-06-26 12:00 | 0.65927
OldNuke | FR | 2018-06-26 13:00 | 0.65927
OldNuke | FR | 2018-06-26 14:00 | 0.65904
OldNuke | FR | 2018-06-26 15:00 | 0.65904
OldNuke | FR | 2018-06-26 16:00 | 0.65904
OldNuke | FR | 2018-06-26 17:00 | 0.65745
OldNuke | FR | 2018-06-26 18:00 | 0.65745
OldNuke | FR | 2018-06-26 19:00 | 0.65745
OldNuke | FR | 2018-06-26 20:00 | 0.65745
OldNuke | FR | 2018-06-26 21:00 | 0.65745
OldNuke | FR | 2018-06-26 22:00 | 0.65745
OldNuke | FR | 2018-06-26 23:00 | 0.65745
OldNuke | FR | 2018-06-27 | 0.65745
OldNuke | FR | 2018-06-27 01:00 | 0.65745
OldNuke | FR | 2018-06-27 02:00 | 0.65745
OldNuke | FR | 2018-06-27 03:00 | 0.65745
OldNuke | FR | 2018-06-27 04:00 | 0.65745
OldNuke | FR | 2018-06-27 05:00 | 0.65745
OldNuke | FR | 2018-06-27 06:00 | 0.65745
OldNuke | FR | 2018-06-27 07:00 | 0.65745
OldNuke | FR | 2018-06-27 08:00 | 0.65745
OldNuke | FR | 2018-06-27 09:00 | 0.65745
OldNuke | FR | 2018-06-27 10:00 | 0.65745
OldNuke | FR | 2018-06-27 11:00 | 0.65745
OldNuke | FR | 2018-06-27 12:00 | 0.65745
OldNuke | FR | 2018-06-27 13:00 | 0.65745
OldNuke | FR | 2018-06-27 14:00 | 0.65745
OldNuke | FR | 2018-06-27 15:00 | 0.65745
OldNuke | FR | 2018-06-27 16:00 | 0.65745
OldNuke | FR | 2018-06-27 17:00 | 0.6786
OldNuke | FR | 2018-06-27 18:00 | 0.66624
OldNuke | FR | 2018-06-27 19:00 | 0.67876
OldNuke | FR | 2018-06-27 20:00 | 0.67876
OldNuke | FR | 2018-06-27 21:00 | 0.67876
OldNuke | FR | 2018-06-27 22:00 | 0.68351
OldNuke | FR | 2018-06-27 23:00 | 0.68351
OldNuke | FR | 2018-06-28 | 0.65975
OldNuke | FR | 2018-06-28 01:00 | 0.65975
OldNuke | FR | 2018-06-28 02:00 | 0.66141
OldNuke | FR | 2018-06-28 03:00 | 0.66141
OldNuke | FR | 2018-06-28 04:00 | 0.66141
OldNuke | FR | 2018-06-28 05:00 | 0.66141
OldNuke | FR | 2018-06-28 06:00 | 0.66141
OldNuke | FR | 2018-06-28 07:00 | 0.65262
OldNuke | FR | 2018-06-28 08:00 | 0.64644
OldNuke | FR | 2018-06-28 09:00 | 0.64644
OldNuke | FR | 2018-06-28 10:00 | 0.64644
OldNuke | FR | 2018-06-28 11:00 | 0.64644
OldNuke | FR | 2018-06-28 12:00 | 0.65223
OldNuke | FR | 2018-06-28 13:00 | 0.65223
OldNuke | FR | 2018-06-28 14:00 | 0.65223
OldNuke | FR | 2018-06-28 15:00 | 0.65223
OldNuke | FR | 2018-06-28 16:00 | 0.65223
OldNuke | FR | 2018-06-28 17:00 | 0.65223
OldNuke | FR | 2018-06-28 18:00 | 0.65223
OldNuke | FR | 2018-06-28 19:00 | 0.65223
OldNuke | FR | 2018-06-28 20:00 | 0.65223
OldNuke | FR | 2018-06-28 21:00 | 0.66141
OldNuke | FR | 2018-06-28 22:00 | 0.65959
OldNuke | FR | 2018-06-28 23:00 | 0.65959
OldNuke | FR | 2018-06-29 | 0.65959
OldNuke | FR | 2018-06-29 01:00 | 0.65959
OldNuke | FR | 2018-06-29 02:00 | 0.65959
OldNuke | FR | 2018-06-29 03:00 | 0.65959
OldNuke | FR | 2018-06-29 04:00 | 0.65959
OldNuke | FR | 2018-06-29 05:00 | 0.65959
OldNuke | FR | 2018-06-29 06:00 | 0.65959
OldNuke | FR | 2018-06-29 07:00 | 0.66141
OldNuke | FR | 2018-06-29 08:00 | 0.65737
OldNuke | FR | 2018-06-29 09:00 | 0.65737
OldNuke | FR | 2018-06-29 10:00 | 0.67131
OldNuke | FR | 2018-06-29 11:00 | 0.65927
OldNuke | FR | 2018-06-29 12:00 | 0.65927
OldNuke | FR | 2018-06-29 13:00 | 0.67131
OldNuke | FR | 2018-06-29 14:00 | 0.67535
OldNuke | FR | 2018-06-29 15:00 | 0.67535
OldNuke | FR | 2018-06-29 16:00 | 0.67535
OldNuke | FR | 2018-06-29 17:00 | 0.67535
OldNuke | FR | 2018-06-29 18:00 | 0.67535
OldNuke | FR | 2018-06-29 19:00 | 0.67535
OldNuke | FR | 2018-06-29 20:00 | 0.65318
OldNuke | FR | 2018-06-29 21:00 | 0.65318
OldNuke | FR | 2018-06-29 22:00 | 0.62823
OldNuke | FR | 2018-06-29 23:00 | 0.61345
OldNuke | FR | 2018-06-30 | 0.6125
OldNuke | FR | 2018-06-30 01:00 | 0.6125
OldNuke | FR | 2018-06-30 02:00 | 0.59983
OldNuke | FR | 2018-06-30 03:00 | 0.59983
OldNuke | FR | 2018-06-30 04:00 | 0.59983
OldNuke | FR | 2018-06-30 05:00 | 0.59983
OldNuke | FR | 2018-06-30 06:00 | 0.59983
OldNuke | FR | 2018-06-30 07:00 | 0.59983
OldNuke | FR | 2018-06-30 08:00 | 0.59983
OldNuke | FR | 2018-06-30 09:00 | 0.59983
OldNuke | FR | 2018-06-30 10:00 | 0.59983
OldNuke | FR | 2018-06-30 11:00 | 0.59983
OldNuke | FR | 2018-06-30 12:00 | 0.59983
OldNuke | FR | 2018-06-30 13:00 | 0.59983
OldNuke | FR | 2018-06-30 14:00 | 0.59713
OldNuke | FR | 2018-06-30 15:00 | 0.59713
OldNuke | FR | 2018-06-30 16:00 | 0.59983
OldNuke | FR | 2018-06-30 17:00 | 0.59983
OldNuke | FR | 2018-06-30 18:00 | 0.59983
OldNuke | FR | 2018-06-30 19:00 | 0.6146
OldNuke | FR | 2018-06-30 20:00 | 0.6146
OldNuke | FR | 2018-06-30 21:00 | 0.6146
OldNuke | FR | 2018-06-30 22:00 | 0.6146
OldNuke | FR | 2018-06-30 23:00 | 0.6146
OldNuke | FR | 2018-07-01 | 0.6146
OldNuke | FR | 2018-07-01 01:00 | 0.6146
OldNuke | FR | 2018-07-01 02:00 | 0.6146
OldNuke | FR | 2018-07-01 03:00 | 0.6146
OldNuke | FR | 2018-07-01 04:00 | 0.6146
OldNuke | FR | 2018-07-01 05:00 | 0.6146
OldNuke | FR | 2018-07-01 06:00 | 0.6146
OldNuke | FR | 2018-07-01 07:00 | 0.6146
OldNuke | FR | 2018-07-01 08:00 | 0.6146
OldNuke | FR | 2018-07-01 09:00 | 0.6146
OldNuke | FR | 2018-07-01 10:00 | 0.6146
OldNuke | FR | 2018-07-01 11:00 | 0.6146
OldNuke | FR | 2018-07-01 12:00 | 0.6146
OldNuke | FR | 2018-07-01 13:00 | 0.6146
OldNuke | FR | 2018-07-01 14:00 | 0.6146
OldNuke | FR | 2018-07-01 15:00 | 0.6146
OldNuke | FR | 2018-07-01 16:00 | 0.6146
OldNuke | FR | 2018-07-01 17:00 | 0.6146
OldNuke | FR | 2018-07-01 18:00 | 0.6146
OldNuke | FR | 2018-07-01 19:00 | 0.6146
OldNuke | FR | 2018-07-01 20:00 | 0.6146
OldNuke | FR | 2018-07-01 21:00 | 0.6146
OldNuke | FR | 2018-07-01 22:00 | 0.6146
OldNuke | FR | 2018-07-01 23:00 | 0.63029
OldNuke | FR | 2018-07-02 | 0.63029
OldNuke | FR | 2018-07-02 01:00 | 0.63029
OldNuke | FR | 2018-07-02 02:00 | 0.63599
OldNuke | FR | 2018-07-02 03:00 | 0.63599
OldNuke | FR | 2018-07-02 04:00 | 0.63599
OldNuke | FR | 2018-07-02 05:00 | 0.63599
OldNuke | FR | 2018-07-02 06:00 | 0.63599
OldNuke | FR | 2018-07-02 07:00 | 0.63599
OldNuke | FR | 2018-07-02 08:00 | 0.63599
OldNuke | FR | 2018-07-02 09:00 | 0.63599
OldNuke | FR | 2018-07-02 10:00 | 0.63599
OldNuke | FR | 2018-07-02 11:00 | 0.63599
OldNuke | FR | 2018-07-02 12:00 | 0.63599
OldNuke | FR | 2018-07-02 13:00 | 0.6504
OldNuke | FR | 2018-07-02 14:00 | 0.64915
OldNuke | FR | 2018-07-02 15:00 | 0.64915
OldNuke | FR | 2018-07-02 16:00 | 0.64915
OldNuke | FR | 2018-07-02 17:00 | 0.64915
OldNuke | FR | 2018-07-02 18:00 | 0.64915
OldNuke | FR | 2018-07-02 19:00 | 0.65343
OldNuke | FR | 2018-07-02 20:00 | 0.65343
OldNuke | FR | 2018-07-02 21:00 | 0.63696
OldNuke | FR | 2018-07-02 22:00 | 0.63821
OldNuke | FR | 2018-07-02 23:00 | 0.63821
OldNuke | FR | 2018-07-03 | 0.63821
OldNuke | FR | 2018-07-03 01:00 | 0.63821
OldNuke | FR | 2018-07-03 02:00 | 0.64011
OldNuke | FR | 2018-07-03 03:00 | 0.64011
OldNuke | FR | 2018-07-03 04:00 | 0.64011
OldNuke | FR | 2018-07-03 05:00 | 0.64011
OldNuke | FR | 2018-07-03 06:00 | 0.64011
OldNuke | FR | 2018-07-03 07:00 | 0.64011
OldNuke | FR | 2018-07-03 08:00 | 0.64011
OldNuke | FR | 2018-07-03 09:00 | 0.63848
OldNuke | FR | 2018-07-03 10:00 | 0.63848
OldNuke | FR | 2018-07-03 11:00 | 0.63848
OldNuke | FR | 2018-07-03 12:00 | 0.63848
OldNuke | FR | 2018-07-03 13:00 | 0.63848
OldNuke | FR | 2018-07-03 14:00 | 0.63848
OldNuke | FR | 2018-07-03 15:00 | 0.63848
OldNuke | FR | 2018-07-03 16:00 | 0.63848
OldNuke | FR | 2018-07-03 17:00 | 0.64011
OldNuke | FR | 2018-07-03 18:00 | 0.64011
OldNuke | FR | 2018-07-03 19:00 | 0.64011
OldNuke | FR | 2018-07-03 20:00 | 0.64011
OldNuke | FR | 2018-07-03 21:00 | 0.64011
OldNuke | FR | 2018-07-03 22:00 | 0.64011
OldNuke | FR | 2018-07-03 23:00 | 0.64011
OldNuke | FR | 2018-07-04 | 0.64011
OldNuke | FR | 2018-07-04 01:00 | 0.64011
OldNuke | FR | 2018-07-04 02:00 | 0.65737
OldNuke | FR | 2018-07-04 03:00 | 0.65737
OldNuke | FR | 2018-07-04 04:00 | 0.65737
OldNuke | FR | 2018-07-04 05:00 | 0.65737
OldNuke | FR | 2018-07-04 06:00 | 0.65737
OldNuke | FR | 2018-07-04 07:00 | 0.65737
OldNuke | FR | 2018-07-04 08:00 | 0.65737
OldNuke | FR | 2018-07-04 09:00 | 0.65737
OldNuke | FR | 2018-07-04 10:00 | 0.65737
OldNuke | FR | 2018-07-04 11:00 | 0.65737
OldNuke | FR | 2018-07-04 12:00 | 0.65737
OldNuke | FR | 2018-07-04 13:00 | 0.65737
OldNuke | FR | 2018-07-04 14:00 | 0.65737
OldNuke | FR | 2018-07-04 15:00 | 0.65737
OldNuke | FR | 2018-07-04 16:00 | 0.65737
OldNuke | FR | 2018-07-04 17:00 | 0.65737
OldNuke | FR | 2018-07-04 18:00 | 0.65737
OldNuke | FR | 2018-07-04 19:00 | 0.65737
OldNuke | FR | 2018-07-04 20:00 | 0.65737
OldNuke | FR | 2018-07-04 21:00 | 0.65737
OldNuke | FR | 2018-07-04 22:00 | 0.65737
OldNuke | FR | 2018-07-04 23:00 | 0.65737
OldNuke | FR | 2018-07-05 | 0.65737
OldNuke | FR | 2018-07-05 01:00 | 0.65737
OldNuke | FR | 2018-07-05 02:00 | 0.65737
OldNuke | FR | 2018-07-05 03:00 | 0.65737
OldNuke | FR | 2018-07-05 04:00 | 0.65737
OldNuke | FR | 2018-07-05 05:00 | 0.65737
OldNuke | FR | 2018-07-05 06:00 | 0.65737
OldNuke | FR | 2018-07-05 07:00 | 0.65737
OldNuke | FR | 2018-07-05 08:00 | 0.65737
OldNuke | FR | 2018-07-05 09:00 | 0.65737
OldNuke | FR | 2018-07-05 10:00 | 0.65737
OldNuke | FR | 2018-07-05 11:00 | 0.65737
OldNuke | FR | 2018-07-05 12:00 | 0.65737
OldNuke | FR | 2018-07-05 13:00 | 0.65737
OldNuke | FR | 2018-07-05 14:00 | 0.66276
OldNuke | FR | 2018-07-05 15:00 | 0.66276
OldNuke | FR | 2018-07-05 16:00 | 0.66276
OldNuke | FR | 2018-07-05 17:00 | 0.68652
OldNuke | FR | 2018-07-05 18:00 | 0.68652
OldNuke | FR | 2018-07-05 19:00 | 0.68652
OldNuke | FR | 2018-07-05 20:00 | 0.68652
OldNuke | FR | 2018-07-05 21:00 | 0.68652
OldNuke | FR | 2018-07-05 22:00 | 0.68652
OldNuke | FR | 2018-07-05 23:00 | 0.68652
OldNuke | FR | 2018-07-06 | 0.68652
OldNuke | FR | 2018-07-06 01:00 | 0.68652
OldNuke | FR | 2018-07-06 02:00 | 0.68652
OldNuke | FR | 2018-07-06 03:00 | 0.68652
OldNuke | FR | 2018-07-06 04:00 | 0.68652
OldNuke | FR | 2018-07-06 05:00 | 0.68652
OldNuke | FR | 2018-07-06 06:00 | 0.68652
OldNuke | FR | 2018-07-06 07:00 | 0.68652
OldNuke | FR | 2018-07-06 08:00 | 0.68652
OldNuke | FR | 2018-07-06 09:00 | 0.68652
OldNuke | FR | 2018-07-06 10:00 | 0.68652
OldNuke | FR | 2018-07-06 11:00 | 0.68652
OldNuke | FR | 2018-07-06 12:00 | 0.68652
OldNuke | FR | 2018-07-06 13:00 | 0.68652
OldNuke | FR | 2018-07-06 14:00 | 0.68652
OldNuke | FR | 2018-07-06 15:00 | 0.68652
OldNuke | FR | 2018-07-06 16:00 | 0.68652
OldNuke | FR | 2018-07-06 17:00 | 0.68652
OldNuke | FR | 2018-07-06 18:00 | 0.68652
OldNuke | FR | 2018-07-06 19:00 | 0.68652
OldNuke | FR | 2018-07-06 20:00 | 0.68652
OldNuke | FR | 2018-07-06 21:00 | 0.68652
OldNuke | FR | 2018-07-06 22:00 | 0.68652
OldNuke | FR | 2018-07-06 23:00 | 0.68652
OldNuke | FR | 2018-07-07 | 0.67242
OldNuke | FR | 2018-07-07 01:00 | 0.67242
OldNuke | FR | 2018-07-07 02:00 | 0.65809
OldNuke | FR | 2018-07-07 03:00 | 0.64549
OldNuke | FR | 2018-07-07 04:00 | 0.60946
OldNuke | FR | 2018-07-07 05:00 | 0.60946
OldNuke | FR | 2018-07-07 06:00 | 0.60946
OldNuke | FR | 2018-07-07 07:00 | 0.60946
OldNuke | FR | 2018-07-07 08:00 | 0.60946
OldNuke | FR | 2018-07-07 09:00 | 0.59496
OldNuke | FR | 2018-07-07 10:00 | 0.60193
OldNuke | FR | 2018-07-07 11:00 | 0.60193
OldNuke | FR | 2018-07-07 12:00 | 0.59671
OldNuke | FR | 2018-07-07 13:00 | 0.59671
OldNuke | FR | 2018-07-07 14:00 | 0.59671
OldNuke | FR | 2018-07-07 15:00 | 0.59671
OldNuke | FR | 2018-07-07 16:00 | 0.59671
OldNuke | FR | 2018-07-07 17:00 | 0.59671
OldNuke | FR | 2018-07-07 18:00 | 0.59671
OldNuke | FR | 2018-07-07 19:00 | 0.59671
OldNuke | FR | 2018-07-07 20:00 | 0.59671
OldNuke | FR | 2018-07-07 21:00 | 0.59671
OldNuke | FR | 2018-07-07 22:00 | 0.59671
OldNuke | FR | 2018-07-07 23:00 | 0.59671
OldNuke | FR | 2018-07-08 | 0.59671
OldNuke | FR | 2018-07-08 01:00 | 0.60874
OldNuke | FR | 2018-07-08 02:00 | 0.60874
OldNuke | FR | 2018-07-08 03:00 | 0.58768
OldNuke | FR | 2018-07-08 04:00 | 0.58768
OldNuke | FR | 2018-07-08 05:00 | 0.58768
OldNuke | FR | 2018-07-08 06:00 | 0.58768
OldNuke | FR | 2018-07-08 07:00 | 0.58768
OldNuke | FR | 2018-07-08 08:00 | 0.58768
OldNuke | FR | 2018-07-08 09:00 | 0.58768
OldNuke | FR | 2018-07-08 10:00 | 0.59908
OldNuke | FR | 2018-07-08 11:00 | 0.58459
OldNuke | FR | 2018-07-08 12:00 | 0.58459
OldNuke | FR | 2018-07-08 13:00 | 0.58459
OldNuke | FR | 2018-07-08 14:00 | 0.58459
OldNuke | FR | 2018-07-08 15:00 | 0.60565
OldNuke | FR | 2018-07-08 16:00 | 0.62015
OldNuke | FR | 2018-07-08 17:00 | 0.62015
OldNuke | FR | 2018-07-08 18:00 | 0.62015
OldNuke | FR | 2018-07-08 19:00 | 0.62015
OldNuke | FR | 2018-07-08 20:00 | 0.62015
OldNuke | FR | 2018-07-08 21:00 | 0.62015
OldNuke | FR | 2018-07-08 22:00 | 0.62015
OldNuke | FR | 2018-07-08 23:00 | 0.62015
OldNuke | FR | 2018-07-09 | 0.62015
OldNuke | FR | 2018-07-09 01:00 | 0.62015
OldNuke | FR | 2018-07-09 02:00 | 0.64122
OldNuke | FR | 2018-07-09 03:00 | 0.64122
OldNuke | FR | 2018-07-09 04:00 | 0.64233
OldNuke | FR | 2018-07-09 05:00 | 0.64233
OldNuke | FR | 2018-07-09 06:00 | 0.66308
OldNuke | FR | 2018-07-09 07:00 | 0.64486
OldNuke | FR | 2018-07-09 08:00 | 0.64605
OldNuke | FR | 2018-07-09 09:00 | 0.64605
OldNuke | FR | 2018-07-09 10:00 | 0.66434
OldNuke | FR | 2018-07-09 11:00 | 0.66434
OldNuke | FR | 2018-07-09 12:00 | 0.66434
OldNuke | FR | 2018-07-09 13:00 | 0.66434
OldNuke | FR | 2018-07-09 14:00 | 0.66434
OldNuke | FR | 2018-07-09 15:00 | 0.66434
OldNuke | FR | 2018-07-09 16:00 | 0.66704
OldNuke | FR | 2018-07-09 17:00 | 0.66704
OldNuke | FR | 2018-07-09 18:00 | 0.66704
OldNuke | FR | 2018-07-09 19:00 | 0.66704
OldNuke | FR | 2018-07-09 20:00 | 0.66704
OldNuke | FR | 2018-07-09 21:00 | 0.66704
OldNuke | FR | 2018-07-09 22:00 | 0.66704
OldNuke | FR | 2018-07-09 23:00 | 0.66704
OldNuke | FR | 2018-07-10 | 0.66704
OldNuke | FR | 2018-07-10 01:00 | 0.66704
OldNuke | FR | 2018-07-10 02:00 | 0.68525
OldNuke | FR | 2018-07-10 03:00 | 0.68525
OldNuke | FR | 2018-07-10 04:00 | 0.68525
OldNuke | FR | 2018-07-10 05:00 | 0.68525
OldNuke | FR | 2018-07-10 06:00 | 0.68525
OldNuke | FR | 2018-07-10 07:00 | 0.68525
OldNuke | FR | 2018-07-10 08:00 | 0.68525
OldNuke | FR | 2018-07-10 09:00 | 0.68525
OldNuke | FR | 2018-07-10 10:00 | 0.68525
OldNuke | FR | 2018-07-10 11:00 | 0.68525
OldNuke | FR | 2018-07-10 12:00 | 0.68525
OldNuke | FR | 2018-07-10 13:00 | 0.68525
OldNuke | FR | 2018-07-10 14:00 | 0.68525
OldNuke | FR | 2018-07-10 15:00 | 0.68525
OldNuke | FR | 2018-07-10 16:00 | 0.68525
OldNuke | FR | 2018-07-10 17:00 | 0.68525
OldNuke | FR | 2018-07-10 18:00 | 0.68525
OldNuke | FR | 2018-07-10 19:00 | 0.68525
OldNuke | FR | 2018-07-10 20:00 | 0.67076
OldNuke | FR | 2018-07-10 21:00 | 0.67076
OldNuke | FR | 2018-07-10 22:00 | 0.67076
OldNuke | FR | 2018-07-10 23:00 | 0.67076
OldNuke | FR | 2018-07-11 | 0.67076
OldNuke | FR | 2018-07-11 01:00 | 0.67076
OldNuke | FR | 2018-07-11 02:00 | 0.6523
OldNuke | FR | 2018-07-11 03:00 | 0.6523
OldNuke | FR | 2018-07-11 04:00 | 0.6523
OldNuke | FR | 2018-07-11 05:00 | 0.6523
OldNuke | FR | 2018-07-11 06:00 | 0.6523
OldNuke | FR | 2018-07-11 07:00 | 0.6523
OldNuke | FR | 2018-07-11 08:00 | 0.6523
OldNuke | FR | 2018-07-11 09:00 | 0.6523
OldNuke | FR | 2018-07-11 10:00 | 0.6523
OldNuke | FR | 2018-07-11 11:00 | 0.6523
OldNuke | FR | 2018-07-11 12:00 | 0.6523
OldNuke | FR | 2018-07-11 13:00 | 0.6523
OldNuke | FR | 2018-07-11 14:00 | 0.6523
OldNuke | FR | 2018-07-11 15:00 | 0.6523
OldNuke | FR | 2018-07-11 16:00 | 0.6523
OldNuke | FR | 2018-07-11 17:00 | 0.6523
OldNuke | FR | 2018-07-11 18:00 | 0.6523
OldNuke | FR | 2018-07-11 19:00 | 0.6523
OldNuke | FR | 2018-07-11 20:00 | 0.6523
OldNuke | FR | 2018-07-11 21:00 | 0.6523
OldNuke | FR | 2018-07-11 22:00 | 0.6523
OldNuke | FR | 2018-07-11 23:00 | 0.6523
OldNuke | FR | 2018-07-12 | 0.65066
OldNuke | FR | 2018-07-12 01:00 | 0.67434
OldNuke | FR | 2018-07-12 02:00 | 0.67599
OldNuke | FR | 2018-07-12 03:00 | 0.67599
OldNuke | FR | 2018-07-12 04:00 | 0.67599
OldNuke | FR | 2018-07-12 05:00 | 0.67599
OldNuke | FR | 2018-07-12 06:00 | 0.66521
OldNuke | FR | 2018-07-12 07:00 | 0.66521
OldNuke | FR | 2018-07-12 08:00 | 0.67599
OldNuke | FR | 2018-07-12 09:00 | 0.67599
OldNuke | FR | 2018-07-12 10:00 | 0.67599
OldNuke | FR | 2018-07-12 11:00 | 0.67599
OldNuke | FR | 2018-07-12 12:00 | 0.67599
OldNuke | FR | 2018-07-12 13:00 | 0.67599
OldNuke | FR | 2018-07-12 14:00 | 0.67599
OldNuke | FR | 2018-07-12 15:00 | 0.67599
OldNuke | FR | 2018-07-12 16:00 | 0.67599
OldNuke | FR | 2018-07-12 17:00 | 0.67599
OldNuke | FR | 2018-07-12 18:00 | 0.67599
OldNuke | FR | 2018-07-12 19:00 | 0.67599
OldNuke | FR | 2018-07-12 20:00 | 0.67599
OldNuke | FR | 2018-07-12 21:00 | 0.67599
OldNuke | FR | 2018-07-12 22:00 | 0.65492
OldNuke | FR | 2018-07-12 23:00 | 0.65492
OldNuke | FR | 2018-07-13 | 0.65492
OldNuke | FR | 2018-07-13 01:00 | 0.65492
OldNuke | FR | 2018-07-13 02:00 | 0.65492
OldNuke | FR | 2018-07-13 03:00 | 0.65492
OldNuke | FR | 2018-07-13 04:00 | 0.65492
OldNuke | FR | 2018-07-13 05:00 | 0.65492
OldNuke | FR | 2018-07-13 06:00 | 0.65492
OldNuke | FR | 2018-07-13 07:00 | 0.65492
OldNuke | FR | 2018-07-13 08:00 | 0.65492
OldNuke | FR | 2018-07-13 09:00 | 0.65492
OldNuke | FR | 2018-07-13 10:00 | 0.65492
OldNuke | FR | 2018-07-13 11:00 | 0.65492
OldNuke | FR | 2018-07-13 12:00 | 0.65492
OldNuke | FR | 2018-07-13 13:00 | 0.65492
OldNuke | FR | 2018-07-13 14:00 | 0.65492
OldNuke | FR | 2018-07-13 15:00 | 0.65492
OldNuke | FR | 2018-07-13 16:00 | 0.65492
OldNuke | FR | 2018-07-13 17:00 | 0.65492
OldNuke | FR | 2018-07-13 18:00 | 0.67298
OldNuke | FR | 2018-07-13 19:00 | 0.65183
OldNuke | FR | 2018-07-13 20:00 | 0.67298
OldNuke | FR | 2018-07-13 21:00 | 0.67298
OldNuke | FR | 2018-07-13 22:00 | 0.65191
OldNuke | FR | 2018-07-13 23:00 | 0.63797
OldNuke | FR | 2018-07-14 | 0.60819
OldNuke | FR | 2018-07-14 01:00 | 0.60819
OldNuke | FR | 2018-07-14 02:00 | 0.5937
OldNuke | FR | 2018-07-14 03:00 | 0.60518
OldNuke | FR | 2018-07-14 04:00 | 0.60518
OldNuke | FR | 2018-07-14 05:00 | 0.60518
OldNuke | FR | 2018-07-14 06:00 | 0.60518
OldNuke | FR | 2018-07-14 07:00 | 0.60518
OldNuke | FR | 2018-07-14 08:00 | 0.60518
OldNuke | FR | 2018-07-14 09:00 | 0.60518
OldNuke | FR | 2018-07-14 10:00 | 0.60518
OldNuke | FR | 2018-07-14 11:00 | 0.60518
OldNuke | FR | 2018-07-14 12:00 | 0.60518
OldNuke | FR | 2018-07-14 13:00 | 0.60518
OldNuke | FR | 2018-07-14 14:00 | 0.60518
OldNuke | FR | 2018-07-14 15:00 | 0.60518
OldNuke | FR | 2018-07-14 16:00 | 0.60518
OldNuke | FR | 2018-07-14 17:00 | 0.60518
OldNuke | FR | 2018-07-14 18:00 | 0.60748
OldNuke | FR | 2018-07-14 19:00 | 0.60748
OldNuke | FR | 2018-07-14 20:00 | 0.60748
OldNuke | FR | 2018-07-14 21:00 | 0.60748
OldNuke | FR | 2018-07-14 22:00 | 0.60748
OldNuke | FR | 2018-07-14 23:00 | 0.60748
OldNuke | FR | 2018-07-15 | 0.59306
OldNuke | FR | 2018-07-15 01:00 | 0.59306
OldNuke | FR | 2018-07-15 02:00 | 0.61413
OldNuke | FR | 2018-07-15 03:00 | 0.61413
OldNuke | FR | 2018-07-15 04:00 | 0.61413
OldNuke | FR | 2018-07-15 05:00 | 0.61413
OldNuke | FR | 2018-07-15 06:00 | 0.60581
OldNuke | FR | 2018-07-15 07:00 | 0.60581
OldNuke | FR | 2018-07-15 08:00 | 0.60581
OldNuke | FR | 2018-07-15 09:00 | 0.61912
OldNuke | FR | 2018-07-15 10:00 | 0.61389
OldNuke | FR | 2018-07-15 11:00 | 0.61389
OldNuke | FR | 2018-07-15 12:00 | 0.62015
OldNuke | FR | 2018-07-15 13:00 | 0.62015
OldNuke | FR | 2018-07-15 14:00 | 0.62221
OldNuke | FR | 2018-07-15 15:00 | 0.62221
OldNuke | FR | 2018-07-15 16:00 | 0.62221
OldNuke | FR | 2018-07-15 17:00 | 0.62221
OldNuke | FR | 2018-07-15 18:00 | 0.63615
OldNuke | FR | 2018-07-15 19:00 | 0.63615
OldNuke | FR | 2018-07-15 20:00 | 0.63615
OldNuke | FR | 2018-07-15 21:00 | 0.63615
OldNuke | FR | 2018-07-15 22:00 | 0.63615
OldNuke | FR | 2018-07-15 23:00 | 0.65722
OldNuke | FR | 2018-07-16 | 0.65611
OldNuke | FR | 2018-07-16 01:00 | 0.65611
OldNuke | FR | 2018-07-16 02:00 | 0.67052
OldNuke | FR | 2018-07-16 03:00 | 0.67052
OldNuke | FR | 2018-07-16 04:00 | 0.67052
OldNuke | FR | 2018-07-16 05:00 | 0.6881
OldNuke | FR | 2018-07-16 06:00 | 0.6881
OldNuke | FR | 2018-07-16 07:00 | 0.6881
OldNuke | FR | 2018-07-16 08:00 | 0.6881
OldNuke | FR | 2018-07-16 09:00 | 0.6881
OldNuke | FR | 2018-07-16 10:00 | 0.6881
OldNuke | FR | 2018-07-16 11:00 | 0.69333
OldNuke | FR | 2018-07-16 12:00 | 0.69333
OldNuke | FR | 2018-07-16 13:00 | 0.69333
OldNuke | FR | 2018-07-16 14:00 | 0.69333
OldNuke | FR | 2018-07-16 15:00 | 0.69333
OldNuke | FR | 2018-07-16 16:00 | 0.69333
OldNuke | FR | 2018-07-16 17:00 | 0.69333
OldNuke | FR | 2018-07-16 18:00 | 0.68003
OldNuke | FR | 2018-07-16 19:00 | 0.68003
OldNuke | FR | 2018-07-16 20:00 | 0.68003
OldNuke | FR | 2018-07-16 21:00 | 0.68003
OldNuke | FR | 2018-07-16 22:00 | 0.69333
OldNuke | FR | 2018-07-16 23:00 | 0.69333
OldNuke | FR | 2018-07-17 | 0.69333
OldNuke | FR | 2018-07-17 01:00 | 0.69333
OldNuke | FR | 2018-07-17 02:00 | 0.69333
OldNuke | FR | 2018-07-17 03:00 | 0.69333
OldNuke | FR | 2018-07-17 04:00 | 0.69333
OldNuke | FR | 2018-07-17 05:00 | 0.69333
OldNuke | FR | 2018-07-17 06:00 | 0.69333
OldNuke | FR | 2018-07-17 07:00 | 0.69333
OldNuke | FR | 2018-07-17 08:00 | 0.69333
OldNuke | FR | 2018-07-17 09:00 | 0.69333
OldNuke | FR | 2018-07-17 10:00 | 0.69333
OldNuke | FR | 2018-07-17 11:00 | 0.69333
OldNuke | FR | 2018-07-17 12:00 | 0.69333
OldNuke | FR | 2018-07-17 13:00 | 0.69333
OldNuke | FR | 2018-07-17 14:00 | 0.69333
OldNuke | FR | 2018-07-17 15:00 | 0.69333
OldNuke | FR | 2018-07-17 16:00 | 0.69333
OldNuke | FR | 2018-07-17 17:00 | 0.69333
OldNuke | FR | 2018-07-17 18:00 | 0.69333
OldNuke | FR | 2018-07-17 19:00 | 0.69333
OldNuke | FR | 2018-07-17 20:00 | 0.69333
OldNuke | FR | 2018-07-17 21:00 | 0.69333
OldNuke | FR | 2018-07-17 22:00 | 0.69333
OldNuke | FR | 2018-07-17 23:00 | 0.69333
OldNuke | FR | 2018-07-18 | 0.69333
OldNuke | FR | 2018-07-18 01:00 | 0.69333
OldNuke | FR | 2018-07-18 02:00 | 0.69333
OldNuke | FR | 2018-07-18 03:00 | 0.69333
OldNuke | FR | 2018-07-18 04:00 | 0.69333
OldNuke | FR | 2018-07-18 05:00 | 0.69333
OldNuke | FR | 2018-07-18 06:00 | 0.69333
OldNuke | FR | 2018-07-18 07:00 | 0.69333
OldNuke | FR | 2018-07-18 08:00 | 0.69333
OldNuke | FR | 2018-07-18 09:00 | 0.69333
OldNuke | FR | 2018-07-18 10:00 | 0.69333
OldNuke | FR | 2018-07-18 11:00 | 0.69333
OldNuke | FR | 2018-07-18 12:00 | 0.69333
OldNuke | FR | 2018-07-18 13:00 | 0.69333
OldNuke | FR | 2018-07-18 14:00 | 0.69634
OldNuke | FR | 2018-07-18 15:00 | 0.69634
OldNuke | FR | 2018-07-18 16:00 | 0.69634
OldNuke | FR | 2018-07-18 17:00 | 0.69634
OldNuke | FR | 2018-07-18 18:00 | 0.69634
OldNuke | FR | 2018-07-18 19:00 | 0.69634
OldNuke | FR | 2018-07-18 20:00 | 0.69634
OldNuke | FR | 2018-07-18 21:00 | 0.69941
OldNuke | FR | 2018-07-18 22:00 | 0.69634
OldNuke | FR | 2018-07-18 23:00 | 0.69634
OldNuke | FR | 2018-07-19 | 0.69634
OldNuke | FR | 2018-07-19 01:00 | 0.69634
OldNuke | FR | 2018-07-19 02:00 | 0.69634
OldNuke | FR | 2018-07-19 03:00 | 0.71083
OldNuke | FR | 2018-07-19 04:00 | 0.71083
OldNuke | FR | 2018-07-19 05:00 | 0.71083
OldNuke | FR | 2018-07-19 06:00 | 0.71083
OldNuke | FR | 2018-07-19 07:00 | 0.71083
OldNuke | FR | 2018-07-19 08:00 | 0.71083
OldNuke | FR | 2018-07-19 09:00 | 0.71083
OldNuke | FR | 2018-07-19 10:00 | 0.71083
OldNuke | FR | 2018-07-19 11:00 | 0.71083
OldNuke | FR | 2018-07-19 12:00 | 0.71083
OldNuke | FR | 2018-07-19 13:00 | 0.71083
OldNuke | FR | 2018-07-19 14:00 | 0.71083
OldNuke | FR | 2018-07-19 15:00 | 0.71083
OldNuke | FR | 2018-07-19 16:00 | 0.71083
OldNuke | FR | 2018-07-19 17:00 | 0.71083
OldNuke | FR | 2018-07-19 18:00 | 0.71083
OldNuke | FR | 2018-07-19 19:00 | 0.71083
OldNuke | FR | 2018-07-19 20:00 | 0.71083
OldNuke | FR | 2018-07-19 21:00 | 0.71083
OldNuke | FR | 2018-07-19 22:00 | 0.71083
OldNuke | FR | 2018-07-19 23:00 | 0.71083
OldNuke | FR | 2018-07-20 | 0.71083
OldNuke | FR | 2018-07-20 01:00 | 0.6965
OldNuke | FR | 2018-07-20 02:00 | 0.6965
OldNuke | FR | 2018-07-20 03:00 | 0.6965
OldNuke | FR | 2018-07-20 04:00 | 0.6965
OldNuke | FR | 2018-07-20 05:00 | 0.6965
OldNuke | FR | 2018-07-20 06:00 | 0.6965
OldNuke | FR | 2018-07-20 07:00 | 0.6965
OldNuke | FR | 2018-07-20 08:00 | 0.6965
OldNuke | FR | 2018-07-20 09:00 | 0.6965
OldNuke | FR | 2018-07-20 10:00 | 0.6965
OldNuke | FR | 2018-07-20 11:00 | 0.6965
OldNuke | FR | 2018-07-20 12:00 | 0.6965
OldNuke | FR | 2018-07-20 13:00 | 0.6965
OldNuke | FR | 2018-07-20 14:00 | 0.6965
OldNuke | FR | 2018-07-20 15:00 | 0.6965
OldNuke | FR | 2018-07-20 16:00 | 0.6965
OldNuke | FR | 2018-07-20 17:00 | 0.6965
OldNuke | FR | 2018-07-20 18:00 | 0.6965
OldNuke | FR | 2018-07-20 19:00 | 0.6965
OldNuke | FR | 2018-07-20 20:00 | 0.6965
OldNuke | FR | 2018-07-20 21:00 | 0.6965
OldNuke | FR | 2018-07-20 22:00 | 0.6965
OldNuke | FR | 2018-07-20 23:00 | 0.6965
OldNuke | FR | 2018-07-21 | 0.64431
OldNuke | FR | 2018-07-21 01:00 | 0.63718
OldNuke | FR | 2018-07-21 02:00 | 0.62276
OldNuke | FR | 2018-07-21 03:00 | 0.60843
OldNuke | FR | 2018-07-21 04:00 | 0.61248
OldNuke | FR | 2018-07-21 05:00 | 0.614
OldNuke | FR | 2018-07-21 06:00 | 0.61716
OldNuke | FR | 2018-07-21 07:00 | 0.61758
OldNuke | FR | 2018-07-21 08:00 | 0.61796
OldNuke | FR | 2018-07-21 09:00 | 0.61858
OldNuke | FR | 2018-07-21 10:00 | 0.61639
OldNuke | FR | 2018-07-21 11:00 | 0.61415
OldNuke | FR | 2018-07-21 12:00 | 0.61264
OldNuke | FR | 2018-07-21 13:00 | 0.61196
OldNuke | FR | 2018-07-21 14:00 | 0.61476
OldNuke | FR | 2018-07-21 15:00 | 0.61635
OldNuke | FR | 2018-07-21 16:00 | 0.61847
OldNuke | FR | 2018-07-21 17:00 | 0.61868
OldNuke | FR | 2018-07-21 18:00 | 0.62202
OldNuke | FR | 2018-07-21 19:00 | 0.62631
OldNuke | FR | 2018-07-21 20:00 | 0.62772
OldNuke | FR | 2018-07-21 21:00 | 0.62897
OldNuke | FR | 2018-07-21 22:00 | 0.62492
OldNuke | FR | 2018-07-21 23:00 | 0.62519
OldNuke | FR | 2018-07-22 | 0.62284
OldNuke | FR | 2018-07-22 01:00 | 0.62284
OldNuke | FR | 2018-07-22 02:00 | 0.62284
OldNuke | FR | 2018-07-22 03:00 | 0.62113
OldNuke | FR | 2018-07-22 04:00 | 0.6269
OldNuke | FR | 2018-07-22 05:00 | 0.62807
OldNuke | FR | 2018-07-22 06:00 | 0.63746
OldNuke | FR | 2018-07-22 07:00 | 0.64602
OldNuke | FR | 2018-07-22 08:00 | 0.6488
OldNuke | FR | 2018-07-22 09:00 | 0.64963
OldNuke | FR | 2018-07-22 10:00 | 0.64747
OldNuke | FR | 2018-07-22 11:00 | 0.64521
OldNuke | FR | 2018-07-22 12:00 | 0.64602
OldNuke | FR | 2018-07-22 13:00 | 0.64643
OldNuke | FR | 2018-07-22 14:00 | 0.64399
OldNuke | FR | 2018-07-22 15:00 | 0.64399
OldNuke | FR | 2018-07-22 16:00 | 0.65134
OldNuke | FR | 2018-07-22 17:00 | 0.65175
OldNuke | FR | 2018-07-22 18:00 | 0.66767
OldNuke | FR | 2018-07-22 19:00 | 0.65113
OldNuke | FR | 2018-07-22 20:00 | 0.65085
OldNuke | FR | 2018-07-22 21:00 | 0.65147
OldNuke | FR | 2018-07-22 22:00 | 0.64858
OldNuke | FR | 2018-07-22 23:00 | 0.64912
OldNuke | FR | 2018-07-23 | 0.6584
OldNuke | FR | 2018-07-23 01:00 | 0.67282
OldNuke | FR | 2018-07-23 02:00 | 0.67282
OldNuke | FR | 2018-07-23 03:00 | 0.67282
OldNuke | FR | 2018-07-23 04:00 | 0.67282
OldNuke | FR | 2018-07-23 05:00 | 0.67282
OldNuke | FR | 2018-07-23 06:00 | 0.67282
OldNuke | FR | 2018-07-23 07:00 | 0.67282
OldNuke | FR | 2018-07-23 08:00 | 0.67282
OldNuke | FR | 2018-07-23 09:00 | 0.67282
OldNuke | FR | 2018-07-23 10:00 | 0.67282
OldNuke | FR | 2018-07-23 11:00 | 0.67282
OldNuke | FR | 2018-07-23 12:00 | 0.67282
OldNuke | FR | 2018-07-23 13:00 | 0.67282
OldNuke | FR | 2018-07-23 14:00 | 0.67282
OldNuke | FR | 2018-07-23 15:00 | 0.66989
OldNuke | FR | 2018-07-23 16:00 | 0.67282
OldNuke | FR | 2018-07-23 17:00 | 0.6584
OldNuke | FR | 2018-07-23 18:00 | 0.6584
OldNuke | FR | 2018-07-23 19:00 | 0.6584
OldNuke | FR | 2018-07-23 20:00 | 0.6584
OldNuke | FR | 2018-07-23 21:00 | 0.6584
OldNuke | FR | 2018-07-23 22:00 | 0.6584
OldNuke | FR | 2018-07-23 23:00 | 0.6584
OldNuke | FR | 2018-07-24 | 0.65096
OldNuke | FR | 2018-07-24 01:00 | 0.65156
OldNuke | FR | 2018-07-24 02:00 | 0.65238
OldNuke | FR | 2018-07-24 03:00 | 0.65188
OldNuke | FR | 2018-07-24 04:00 | 0.65392
OldNuke | FR | 2018-07-24 05:00 | 0.65628
OldNuke | FR | 2018-07-24 06:00 | 0.6559
OldNuke | FR | 2018-07-24 07:00 | 0.65349
OldNuke | FR | 2018-07-24 08:00 | 0.65131
OldNuke | FR | 2018-07-24 09:00 | 0.65028
OldNuke | FR | 2018-07-24 10:00 | 0.64958
OldNuke | FR | 2018-07-24 11:00 | 0.64901
OldNuke | FR | 2018-07-24 12:00 | 0.64853
OldNuke | FR | 2018-07-24 13:00 | 0.64782
OldNuke | FR | 2018-07-24 14:00 | 0.65067
OldNuke | FR | 2018-07-24 15:00 | 0.65722
OldNuke | FR | 2018-07-24 16:00 | 0.66292
OldNuke | FR | 2018-07-24 17:00 | 0.66485
OldNuke | FR | 2018-07-24 18:00 | 0.66987
OldNuke | FR | 2018-07-24 19:00 | 0.67036
OldNuke | FR | 2018-07-24 20:00 | 0.67046
OldNuke | FR | 2018-07-24 21:00 | 0.67092
OldNuke | FR | 2018-07-24 22:00 | 0.66925
OldNuke | FR | 2018-07-24 23:00 | 0.67146
OldNuke | FR | 2018-07-25 | 0.67683
OldNuke | FR | 2018-07-25 01:00 | 0.68218
OldNuke | FR | 2018-07-25 02:00 | 0.68956
OldNuke | FR | 2018-07-25 03:00 | 0.69221
OldNuke | FR | 2018-07-25 04:00 | 0.69876
OldNuke | FR | 2018-07-25 05:00 | 0.70322
OldNuke | FR | 2018-07-25 06:00 | 0.70559
OldNuke | FR | 2018-07-25 07:00 | 0.70428
OldNuke | FR | 2018-07-25 08:00 | 0.70231
OldNuke | FR | 2018-07-25 09:00 | 0.70062
OldNuke | FR | 2018-07-25 10:00 | 0.69992
OldNuke | FR | 2018-07-25 11:00 | 0.7001
OldNuke | FR | 2018-07-25 12:00 | 0.69959
OldNuke | FR | 2018-07-25 13:00 | 0.69924
OldNuke | FR | 2018-07-25 14:00 | 0.69878
OldNuke | FR | 2018-07-25 15:00 | 0.69819
OldNuke | FR | 2018-07-25 16:00 | 0.69845
OldNuke | FR | 2018-07-25 17:00 | 0.69873
OldNuke | FR | 2018-07-25 18:00 | 0.69876
OldNuke | FR | 2018-07-25 19:00 | 0.69872
OldNuke | FR | 2018-07-25 20:00 | 0.69604
OldNuke | FR | 2018-07-25 21:00 | 0.69621
OldNuke | FR | 2018-07-25 22:00 | 0.69531
OldNuke | FR | 2018-07-25 23:00 | 0.69531
OldNuke | FR | 2018-07-26 | 0.6822
OldNuke | FR | 2018-07-26 01:00 | 0.68323
OldNuke | FR | 2018-07-26 02:00 | 0.68175
OldNuke | FR | 2018-07-26 03:00 | 0.68644
OldNuke | FR | 2018-07-26 04:00 | 0.69808
OldNuke | FR | 2018-07-26 05:00 | 0.69134
OldNuke | FR | 2018-07-26 06:00 | 0.68798
OldNuke | FR | 2018-07-26 07:00 | 0.68726
OldNuke | FR | 2018-07-26 08:00 | 0.68641
OldNuke | FR | 2018-07-26 09:00 | 0.68522
OldNuke | FR | 2018-07-26 10:00 | 0.68487
OldNuke | FR | 2018-07-26 11:00 | 0.6833
OldNuke | FR | 2018-07-26 12:00 | 0.68052
OldNuke | FR | 2018-07-26 13:00 | 0.68082
OldNuke | FR | 2018-07-26 14:00 | 0.67245
OldNuke | FR | 2018-07-26 15:00 | 0.67052
OldNuke | FR | 2018-07-26 16:00 | 0.67052
OldNuke | FR | 2018-07-26 17:00 | 0.67196
OldNuke | FR | 2018-07-26 18:00 | 0.67228
OldNuke | FR | 2018-07-26 19:00 | 0.67196
OldNuke | FR | 2018-07-26 20:00 | 0.67095
OldNuke | FR | 2018-07-26 21:00 | 0.67166
OldNuke | FR | 2018-07-26 22:00 | 0.66694
OldNuke | FR | 2018-07-26 23:00 | 0.66637
OldNuke | FR | 2018-07-27 | 0.66656
OldNuke | FR | 2018-07-27 01:00 | 0.67077
OldNuke | FR | 2018-07-27 02:00 | 0.67404
OldNuke | FR | 2018-07-27 03:00 | 0.67256
OldNuke | FR | 2018-07-27 04:00 | 0.67323
OldNuke | FR | 2018-07-27 05:00 | 0.67697
OldNuke | FR | 2018-07-27 06:00 | 0.67885
OldNuke | FR | 2018-07-27 07:00 | 0.6783
OldNuke | FR | 2018-07-27 08:00 | 0.67645
OldNuke | FR | 2018-07-27 09:00 | 0.67502
OldNuke | FR | 2018-07-27 10:00 | 0.66848
OldNuke | FR | 2018-07-27 11:00 | 0.66396
OldNuke | FR | 2018-07-27 12:00 | 0.66195
OldNuke | FR | 2018-07-27 13:00 | 0.65867
OldNuke | FR | 2018-07-27 14:00 | 0.65631
OldNuke | FR | 2018-07-27 15:00 | 0.65406
OldNuke | FR | 2018-07-27 16:00 | 0.65249
OldNuke | FR | 2018-07-27 17:00 | 0.65265
OldNuke | FR | 2018-07-27 18:00 | 0.65308
OldNuke | FR | 2018-07-27 19:00 | 0.6493
OldNuke | FR | 2018-07-27 20:00 | 0.64462
OldNuke | FR | 2018-07-27 21:00 | 0.63856
OldNuke | FR | 2018-07-27 22:00 | 0.63338
OldNuke | FR | 2018-07-27 23:00 | 0.63344
OldNuke | FR | 2018-07-28 | 0.63494
OldNuke | FR | 2018-07-28 01:00 | 0.62899
OldNuke | FR | 2018-07-28 02:00 | 0.63284
OldNuke | FR | 2018-07-28 03:00 | 0.63637
OldNuke | FR | 2018-07-28 04:00 | 0.63768
OldNuke | FR | 2018-07-28 05:00 | 0.63531
OldNuke | FR | 2018-07-28 06:00 | 0.6364
OldNuke | FR | 2018-07-28 07:00 | 0.63876
OldNuke | FR | 2018-07-28 08:00 | 0.63751
OldNuke | FR | 2018-07-28 09:00 | 0.63805
OldNuke | FR | 2018-07-28 10:00 | 0.63816
OldNuke | FR | 2018-07-28 11:00 | 0.6393
OldNuke | FR | 2018-07-28 12:00 | 0.63528
OldNuke | FR | 2018-07-28 13:00 | 0.62815
OldNuke | FR | 2018-07-28 14:00 | 0.62997
OldNuke | FR | 2018-07-28 15:00 | 0.62997
OldNuke | FR | 2018-07-28 16:00 | 0.63486
OldNuke | FR | 2018-07-28 17:00 | 0.62997
OldNuke | FR | 2018-07-28 18:00 | 0.63376
OldNuke | FR | 2018-07-28 19:00 | 0.63425
OldNuke | FR | 2018-07-28 20:00 | 0.62997
OldNuke | FR | 2018-07-28 21:00 | 0.61902
OldNuke | FR | 2018-07-28 22:00 | 0.61929
OldNuke | FR | 2018-07-28 23:00 | 0.61334
OldNuke | FR | 2018-07-29 | 0.60946
OldNuke | FR | 2018-07-29 01:00 | 0.60946
OldNuke | FR | 2018-07-29 02:00 | 0.60946
OldNuke | FR | 2018-07-29 03:00 | 0.60946
OldNuke | FR | 2018-07-29 04:00 | 0.59713
OldNuke | FR | 2018-07-29 05:00 | 0.59282
OldNuke | FR | 2018-07-29 06:00 | 0.59282
OldNuke | FR | 2018-07-29 07:00 | 0.59282
OldNuke | FR | 2018-07-29 08:00 | 0.59282
OldNuke | FR | 2018-07-29 09:00 | 0.59853
OldNuke | FR | 2018-07-29 10:00 | 0.59309
OldNuke | FR | 2018-07-29 11:00 | 0.58966
OldNuke | FR | 2018-07-29 12:00 | 0.58966
OldNuke | FR | 2018-07-29 13:00 | 0.58966
OldNuke | FR | 2018-07-29 14:00 | 0.58966
OldNuke | FR | 2018-07-29 15:00 | 0.58966
OldNuke | FR | 2018-07-29 16:00 | 0.60515
OldNuke | FR | 2018-07-29 17:00 | 0.61478
OldNuke | FR | 2018-07-29 18:00 | 0.61692
OldNuke | FR | 2018-07-29 19:00 | 0.61639
OldNuke | FR | 2018-07-29 20:00 | 0.61658
OldNuke | FR | 2018-07-29 21:00 | 0.61624
OldNuke | FR | 2018-07-29 22:00 | 0.61486
OldNuke | FR | 2018-07-29 23:00 | 0.61145
OldNuke | FR | 2018-07-30 | 0.60936
OldNuke | FR | 2018-07-30 01:00 | 0.61625
OldNuke | FR | 2018-07-30 02:00 | 0.61771
OldNuke | FR | 2018-07-30 03:00 | 0.62131
OldNuke | FR | 2018-07-30 04:00 | 0.63417
OldNuke | FR | 2018-07-30 05:00 | 0.63786
OldNuke | FR | 2018-07-30 06:00 | 0.63924
OldNuke | FR | 2018-07-30 07:00 | 0.63727
OldNuke | FR | 2018-07-30 08:00 | 0.63539
OldNuke | FR | 2018-07-30 09:00 | 0.63353
OldNuke | FR | 2018-07-30 10:00 | 0.63114
OldNuke | FR | 2018-07-30 11:00 | 0.63149
OldNuke | FR | 2018-07-30 12:00 | 0.63144
OldNuke | FR | 2018-07-30 13:00 | 0.62908
OldNuke | FR | 2018-07-30 14:00 | 0.62864
OldNuke | FR | 2018-07-30 15:00 | 0.62816
OldNuke | FR | 2018-07-30 16:00 | 0.62891
OldNuke | FR | 2018-07-30 17:00 | 0.63417
OldNuke | FR | 2018-07-30 18:00 | 0.64809
OldNuke | FR | 2018-07-30 19:00 | 0.6495
OldNuke | FR | 2018-07-30 20:00 | 0.64949
OldNuke | FR | 2018-07-30 21:00 | 0.65593
OldNuke | FR | 2018-07-30 22:00 | 0.64736
OldNuke | FR | 2018-07-30 23:00 | 0.64337
OldNuke | FR | 2018-07-31 | 0.64402
OldNuke | FR | 2018-07-31 01:00 | 0.63997
OldNuke | FR | 2018-07-31 02:00 | 0.63963
OldNuke | FR | 2018-07-31 03:00 | 0.64221
OldNuke | FR | 2018-07-31 04:00 | 0.65536
OldNuke | FR | 2018-07-31 05:00 | 0.66411
OldNuke | FR | 2018-07-31 06:00 | 0.66384
OldNuke | FR | 2018-07-31 07:00 | 0.6638
OldNuke | FR | 2018-07-31 08:00 | 0.66254
OldNuke | FR | 2018-07-31 09:00 | 0.66086
OldNuke | FR | 2018-07-31 10:00 | 0.6608
OldNuke | FR | 2018-07-31 11:00 | 0.66026
OldNuke | FR | 2018-07-31 12:00 | 0.66027
OldNuke | FR | 2018-07-31 13:00 | 0.66087
OldNuke | FR | 2018-07-31 14:00 | 0.66133
OldNuke | FR | 2018-07-31 15:00 | 0.66566
OldNuke | FR | 2018-07-31 16:00 | 0.67104
OldNuke | FR | 2018-07-31 17:00 | 0.67185
OldNuke | FR | 2018-07-31 18:00 | 0.67206
OldNuke | FR | 2018-07-31 19:00 | 0.67241
OldNuke | FR | 2018-07-31 20:00 | 0.67211
OldNuke | FR | 2018-07-31 21:00 | 0.67231
OldNuke | FR | 2018-07-31 22:00 | 0.65878
OldNuke | FR | 2018-07-31 23:00 | 0.65927
OldNuke | FR | 2018-08-01 | 0.66059
OldNuke | FR | 2018-08-01 01:00 | 0.66198
OldNuke | FR | 2018-08-01 02:00 | 0.68034
OldNuke | FR | 2018-08-01 03:00 | 0.68034
OldNuke | FR | 2018-08-01 04:00 | 0.68034
OldNuke | FR | 2018-08-01 05:00 | 0.68034
OldNuke | FR | 2018-08-01 06:00 | 0.67412
OldNuke | FR | 2018-08-01 07:00 | 0.66856
OldNuke | FR | 2018-08-01 08:00 | 0.66784
OldNuke | FR | 2018-08-01 09:00 | 0.66235
OldNuke | FR | 2018-08-01 10:00 | 0.65901
OldNuke | FR | 2018-08-01 11:00 | 0.66609
OldNuke | FR | 2018-08-01 12:00 | 0.66609
OldNuke | FR | 2018-08-01 13:00 | 0.66236
OldNuke | FR | 2018-08-01 14:00 | 0.65151
OldNuke | FR | 2018-08-01 15:00 | 0.6511
OldNuke | FR | 2018-08-01 16:00 | 0.64454
OldNuke | FR | 2018-08-01 17:00 | 0.6416
OldNuke | FR | 2018-08-01 18:00 | 0.65192
OldNuke | FR | 2018-08-01 19:00 | 0.65192
OldNuke | FR | 2018-08-01 20:00 | 0.65192
OldNuke | FR | 2018-08-01 21:00 | 0.65192
OldNuke | FR | 2018-08-01 22:00 | 0.65192
OldNuke | FR | 2018-08-01 23:00 | 0.65192
OldNuke | FR | 2018-08-02 | 0.6528
OldNuke | FR | 2018-08-02 01:00 | 0.6528
OldNuke | FR | 2018-08-02 02:00 | 0.62191
OldNuke | FR | 2018-08-02 03:00 | 0.62191
OldNuke | FR | 2018-08-02 04:00 | 0.62259
OldNuke | FR | 2018-08-02 05:00 | 0.6258
OldNuke | FR | 2018-08-02 06:00 | 0.62668
OldNuke | FR | 2018-08-02 07:00 | 0.62617
OldNuke | FR | 2018-08-02 08:00 | 0.62563
OldNuke | FR | 2018-08-02 09:00 | 0.6245
OldNuke | FR | 2018-08-02 10:00 | 0.62672
OldNuke | FR | 2018-08-02 11:00 | 0.62672
OldNuke | FR | 2018-08-02 12:00 | 0.62672
OldNuke | FR | 2018-08-02 13:00 | 0.62672
OldNuke | FR | 2018-08-02 14:00 | 0.63075
OldNuke | FR | 2018-08-02 15:00 | 0.63075
OldNuke | FR | 2018-08-02 16:00 | 0.63075
OldNuke | FR | 2018-08-02 17:00 | 0.63075
OldNuke | FR | 2018-08-02 18:00 | 0.63075
OldNuke | FR | 2018-08-02 19:00 | 0.63029
OldNuke | FR | 2018-08-02 20:00 | 0.62807
OldNuke | FR | 2018-08-02 21:00 | 0.62807
OldNuke | FR | 2018-08-02 22:00 | 0.62807
OldNuke | FR | 2018-08-02 23:00 | 0.62807
OldNuke | FR | 2018-08-03 | 0.62062
OldNuke | FR | 2018-08-03 01:00 | 0.62062
OldNuke | FR | 2018-08-03 02:00 | 0.62062
OldNuke | FR | 2018-08-03 03:00 | 0.62663
OldNuke | FR | 2018-08-03 04:00 | 0.62666
OldNuke | FR | 2018-08-03 05:00 | 0.63092
OldNuke | FR | 2018-08-03 06:00 | 0.63092
OldNuke | FR | 2018-08-03 07:00 | 0.63092
OldNuke | FR | 2018-08-03 08:00 | 0.63092
OldNuke | FR | 2018-08-03 09:00 | 0.63092
OldNuke | FR | 2018-08-03 10:00 | 0.63092
OldNuke | FR | 2018-08-03 11:00 | 0.63092
OldNuke | FR | 2018-08-03 12:00 | 0.62379
OldNuke | FR | 2018-08-03 13:00 | 0.62379
OldNuke | FR | 2018-08-03 14:00 | 0.62379
OldNuke | FR | 2018-08-03 15:00 | 0.6269
OldNuke | FR | 2018-08-03 16:00 | 0.62341
OldNuke | FR | 2018-08-03 17:00 | 0.6204
OldNuke | FR | 2018-08-03 18:00 | 0.59427
OldNuke | FR | 2018-08-03 19:00 | 0.59728
OldNuke | FR | 2018-08-03 20:00 | 0.59294
OldNuke | FR | 2018-08-03 21:00 | 0.59294
OldNuke | FR | 2018-08-03 22:00 | 0.59737
OldNuke | FR | 2018-08-03 23:00 | 0.59737
OldNuke | FR | 2018-08-04 | 0.59571
OldNuke | FR | 2018-08-04 01:00 | 0.59571
OldNuke | FR | 2018-08-04 02:00 | 0.58357
OldNuke | FR | 2018-08-04 03:00 | 0.58357
OldNuke | FR | 2018-08-04 04:00 | 0.57985
OldNuke | FR | 2018-08-04 05:00 | 0.57985
OldNuke | FR | 2018-08-04 06:00 | 0.57985
OldNuke | FR | 2018-08-04 07:00 | 0.57985
OldNuke | FR | 2018-08-04 08:00 | 0.57985
OldNuke | FR | 2018-08-04 09:00 | 0.57985
OldNuke | FR | 2018-08-04 10:00 | 0.5686
OldNuke | FR | 2018-08-04 11:00 | 0.57605
OldNuke | FR | 2018-08-04 12:00 | 0.57605
OldNuke | FR | 2018-08-04 13:00 | 0.57605
OldNuke | FR | 2018-08-04 14:00 | 0.57605
OldNuke | FR | 2018-08-04 15:00 | 0.58611
OldNuke | FR | 2018-08-04 16:00 | 0.59735
OldNuke | FR | 2018-08-04 17:00 | 0.59735
OldNuke | FR | 2018-08-04 18:00 | 0.61185
OldNuke | FR | 2018-08-04 19:00 | 0.61185
OldNuke | FR | 2018-08-04 20:00 | 0.61185
OldNuke | FR | 2018-08-04 21:00 | 0.61185
OldNuke | FR | 2018-08-04 22:00 | 0.61185
OldNuke | FR | 2018-08-04 23:00 | 0.61185
OldNuke | FR | 2018-08-05 | 0.59181
OldNuke | FR | 2018-08-05 01:00 | 0.59181
OldNuke | FR | 2018-08-05 02:00 | 0.59181
OldNuke | FR | 2018-08-05 03:00 | 0.57256
OldNuke | FR | 2018-08-05 04:00 | 0.57256
OldNuke | FR | 2018-08-05 05:00 | 0.57256
OldNuke | FR | 2018-08-05 06:00 | 0.57256
OldNuke | FR | 2018-08-05 07:00 | 0.59181
OldNuke | FR | 2018-08-05 08:00 | 0.59181
OldNuke | FR | 2018-08-05 09:00 | 0.59181
OldNuke | FR | 2018-08-05 10:00 | 0.59181
OldNuke | FR | 2018-08-05 11:00 | 0.59181
OldNuke | FR | 2018-08-05 12:00 | 0.57573
OldNuke | FR | 2018-08-05 13:00 | 0.57573
OldNuke | FR | 2018-08-05 14:00 | 0.57573
OldNuke | FR | 2018-08-05 15:00 | 0.57573
OldNuke | FR | 2018-08-05 16:00 | 0.57573
OldNuke | FR | 2018-08-05 17:00 | 0.57573
OldNuke | FR | 2018-08-05 18:00 | 0.5549
OldNuke | FR | 2018-08-05 19:00 | 0.5549
OldNuke | FR | 2018-08-05 20:00 | 0.57874
OldNuke | FR | 2018-08-05 21:00 | 0.57874
OldNuke | FR | 2018-08-05 22:00 | 0.58413
OldNuke | FR | 2018-08-05 23:00 | 0.59046
OldNuke | FR | 2018-08-06 | 0.59221
OldNuke | FR | 2018-08-06 01:00 | 0.59221
OldNuke | FR | 2018-08-06 02:00 | 0.59221
OldNuke | FR | 2018-08-06 03:00 | 0.59221
OldNuke | FR | 2018-08-06 04:00 | 0.57811
OldNuke | FR | 2018-08-06 05:00 | 0.57811
OldNuke | FR | 2018-08-06 06:00 | 0.57811
OldNuke | FR | 2018-08-06 07:00 | 0.57811
OldNuke | FR | 2018-08-06 08:00 | 0.57811
OldNuke | FR | 2018-08-06 09:00 | 0.57811
OldNuke | FR | 2018-08-06 10:00 | 0.57811
OldNuke | FR | 2018-08-06 11:00 | 0.57811
OldNuke | FR | 2018-08-06 12:00 | 0.57811
OldNuke | FR | 2018-08-06 13:00 | 0.57811
OldNuke | FR | 2018-08-06 14:00 | 0.57811
OldNuke | FR | 2018-08-06 15:00 | 0.57811
OldNuke | FR | 2018-08-06 16:00 | 0.57811
OldNuke | FR | 2018-08-06 17:00 | 0.5732
OldNuke | FR | 2018-08-06 18:00 | 0.56788
OldNuke | FR | 2018-08-06 19:00 | 0.57407
OldNuke | FR | 2018-08-06 20:00 | 0.57407
OldNuke | FR | 2018-08-06 21:00 | 0.57407
OldNuke | FR | 2018-08-06 22:00 | 0.57407
OldNuke | FR | 2018-08-06 23:00 | 0.58033
OldNuke | FR | 2018-08-07 | 0.57256
OldNuke | FR | 2018-08-07 01:00 | 0.57256
OldNuke | FR | 2018-08-07 02:00 | 0.57589
OldNuke | FR | 2018-08-07 03:00 | 0.57589
OldNuke | FR | 2018-08-07 04:00 | 0.57589
OldNuke | FR | 2018-08-07 05:00 | 0.57717
OldNuke | FR | 2018-08-07 06:00 | 0.5798
OldNuke | FR | 2018-08-07 07:00 | 0.58053
OldNuke | FR | 2018-08-07 08:00 | 0.58041
OldNuke | FR | 2018-08-07 09:00 | 0.58041
OldNuke | FR | 2018-08-07 10:00 | 0.58041
OldNuke | FR | 2018-08-07 11:00 | 0.58041
OldNuke | FR | 2018-08-07 12:00 | 0.58041
OldNuke | FR | 2018-08-07 13:00 | 0.58041
OldNuke | FR | 2018-08-07 14:00 | 0.58041
OldNuke | FR | 2018-08-07 15:00 | 0.58041
OldNuke | FR | 2018-08-07 16:00 | 0.58041
OldNuke | FR | 2018-08-07 17:00 | 0.58041
OldNuke | FR | 2018-08-07 18:00 | 0.58041
OldNuke | FR | 2018-08-07 19:00 | 0.57645
OldNuke | FR | 2018-08-07 20:00 | 0.57645
OldNuke | FR | 2018-08-07 21:00 | 0.57645
OldNuke | FR | 2018-08-07 22:00 | 0.57681
OldNuke | FR | 2018-08-07 23:00 | 0.57727
OldNuke | FR | 2018-08-08 | 0.58041
OldNuke | FR | 2018-08-08 01:00 | 0.58041
OldNuke | FR | 2018-08-08 02:00 | 0.59149
OldNuke | FR | 2018-08-08 03:00 | 0.59149
OldNuke | FR | 2018-08-08 04:00 | 0.59587
OldNuke | FR | 2018-08-08 05:00 | 0.61264
OldNuke | FR | 2018-08-08 06:00 | 0.61264
OldNuke | FR | 2018-08-08 07:00 | 0.61264
OldNuke | FR | 2018-08-08 08:00 | 0.61264
OldNuke | FR | 2018-08-08 09:00 | 0.61522
OldNuke | FR | 2018-08-08 10:00 | 0.61758
OldNuke | FR | 2018-08-08 11:00 | 0.6348
OldNuke | FR | 2018-08-08 12:00 | 0.6333
OldNuke | FR | 2018-08-08 13:00 | 0.63235
OldNuke | FR | 2018-08-08 14:00 | 0.63235
OldNuke | FR | 2018-08-08 15:00 | 0.64684
OldNuke | FR | 2018-08-08 16:00 | 0.64684
OldNuke | FR | 2018-08-08 17:00 | 0.64684
OldNuke | FR | 2018-08-08 18:00 | 0.64684
OldNuke | FR | 2018-08-08 19:00 | 0.64684
OldNuke | FR | 2018-08-08 20:00 | 0.64684
OldNuke | FR | 2018-08-08 21:00 | 0.64684
OldNuke | FR | 2018-08-08 22:00 | 0.64684
OldNuke | FR | 2018-08-08 23:00 | 0.64684
OldNuke | FR | 2018-08-09 | 0.65175
OldNuke | FR | 2018-08-09 01:00 | 0.65175
OldNuke | FR | 2018-08-09 02:00 | 0.65175
OldNuke | FR | 2018-08-09 03:00 | 0.63765
OldNuke | FR | 2018-08-09 04:00 | 0.63765
OldNuke | FR | 2018-08-09 05:00 | 0.63765
OldNuke | FR | 2018-08-09 06:00 | 0.63765
OldNuke | FR | 2018-08-09 07:00 | 0.63765
OldNuke | FR | 2018-08-09 08:00 | 0.63765
OldNuke | FR | 2018-08-09 09:00 | 0.63765
OldNuke | FR | 2018-08-09 10:00 | 0.65207
OldNuke | FR | 2018-08-09 11:00 | 0.65207
OldNuke | FR | 2018-08-09 12:00 | 0.631
OldNuke | FR | 2018-08-09 13:00 | 0.631
OldNuke | FR | 2018-08-09 14:00 | 0.631
OldNuke | FR | 2018-08-09 15:00 | 0.631
OldNuke | FR | 2018-08-09 16:00 | 0.63279
OldNuke | FR | 2018-08-09 17:00 | 0.63482
OldNuke | FR | 2018-08-09 18:00 | 0.63764
OldNuke | FR | 2018-08-09 19:00 | 0.63406
OldNuke | FR | 2018-08-09 20:00 | 0.63204
OldNuke | FR | 2018-08-09 21:00 | 0.64431
OldNuke | FR | 2018-08-09 22:00 | 0.64431
OldNuke | FR | 2018-08-09 23:00 | 0.64431
OldNuke | FR | 2018-08-10 | 0.64763
OldNuke | FR | 2018-08-10 01:00 | 0.64763
OldNuke | FR | 2018-08-10 02:00 | 0.64763
OldNuke | FR | 2018-08-10 03:00 | 0.64763
OldNuke | FR | 2018-08-10 04:00 | 0.64763
OldNuke | FR | 2018-08-10 05:00 | 0.64763
OldNuke | FR | 2018-08-10 06:00 | 0.64763
OldNuke | FR | 2018-08-10 07:00 | 0.64763
OldNuke | FR | 2018-08-10 08:00 | 0.64763
OldNuke | FR | 2018-08-10 09:00 | 0.64763
OldNuke | FR | 2018-08-10 10:00 | 0.64763
OldNuke | FR | 2018-08-10 11:00 | 0.64763
OldNuke | FR | 2018-08-10 12:00 | 0.64763
OldNuke | FR | 2018-08-10 13:00 | 0.64763
OldNuke | FR | 2018-08-10 14:00 | 0.64763
OldNuke | FR | 2018-08-10 15:00 | 0.64763
OldNuke | FR | 2018-08-10 16:00 | 0.64467
OldNuke | FR | 2018-08-10 17:00 | 0.64467
OldNuke | FR | 2018-08-10 18:00 | 0.64763
OldNuke | FR | 2018-08-10 19:00 | 0.64763
OldNuke | FR | 2018-08-10 20:00 | 0.64763
OldNuke | FR | 2018-08-10 21:00 | 0.64763
OldNuke | FR | 2018-08-10 22:00 | 0.62799
OldNuke | FR | 2018-08-10 23:00 | 0.62799
OldNuke | FR | 2018-08-11 | 0.61358
OldNuke | FR | 2018-08-11 01:00 | 0.63829
OldNuke | FR | 2018-08-11 02:00 | 0.59029
OldNuke | FR | 2018-08-11 03:00 | 0.59029
OldNuke | FR | 2018-08-11 04:00 | 0.58419
OldNuke | FR | 2018-08-11 05:00 | 0.58419
OldNuke | FR | 2018-08-11 06:00 | 0.5758
OldNuke | FR | 2018-08-11 07:00 | 0.57302
OldNuke | FR | 2018-08-11 08:00 | 0.57153
OldNuke | FR | 2018-08-11 09:00 | 0.57153
OldNuke | FR | 2018-08-11 10:00 | 0.57153
OldNuke | FR | 2018-08-11 11:00 | 0.57153
OldNuke | FR | 2018-08-11 12:00 | 0.57153
OldNuke | FR | 2018-08-11 13:00 | 0.57153
OldNuke | FR | 2018-08-11 14:00 | 0.57153
OldNuke | FR | 2018-08-11 15:00 | 0.57153
OldNuke | FR | 2018-08-11 16:00 | 0.57779
OldNuke | FR | 2018-08-11 17:00 | 0.57779
OldNuke | FR | 2018-08-11 18:00 | 0.57952
OldNuke | FR | 2018-08-11 19:00 | 0.57952
OldNuke | FR | 2018-08-11 20:00 | 0.57952
OldNuke | FR | 2018-08-11 21:00 | 0.57952
OldNuke | FR | 2018-08-11 22:00 | 0.57952
OldNuke | FR | 2018-08-11 23:00 | 0.57952
OldNuke | FR | 2018-08-12 | 0.57952
OldNuke | FR | 2018-08-12 01:00 | 0.59362
OldNuke | FR | 2018-08-12 02:00 | 0.59362
OldNuke | FR | 2018-08-12 03:00 | 0.59362
OldNuke | FR | 2018-08-12 04:00 | 0.59362
OldNuke | FR | 2018-08-12 05:00 | 0.59362
OldNuke | FR | 2018-08-12 06:00 | 0.59362
OldNuke | FR | 2018-08-12 07:00 | 0.59362
OldNuke | FR | 2018-08-12 08:00 | 0.59362
OldNuke | FR | 2018-08-12 09:00 | 0.59362
OldNuke | FR | 2018-08-12 10:00 | 0.59362
OldNuke | FR | 2018-08-12 11:00 | 0.59362
OldNuke | FR | 2018-08-12 12:00 | 0.59362
OldNuke | FR | 2018-08-12 13:00 | 0.59362
OldNuke | FR | 2018-08-12 14:00 | 0.59362
OldNuke | FR | 2018-08-12 15:00 | 0.59362
OldNuke | FR | 2018-08-12 16:00 | 0.59615
OldNuke | FR | 2018-08-12 17:00 | 0.59615
OldNuke | FR | 2018-08-12 18:00 | 0.59615
OldNuke | FR | 2018-08-12 19:00 | 0.59615
OldNuke | FR | 2018-08-12 20:00 | 0.59615
OldNuke | FR | 2018-08-12 21:00 | 0.59615
OldNuke | FR | 2018-08-12 22:00 | 0.59615
OldNuke | FR | 2018-08-12 23:00 | 0.59615
OldNuke | FR | 2018-08-13 | 0.59615
OldNuke | FR | 2018-08-13 01:00 | 0.59615
OldNuke | FR | 2018-08-13 02:00 | 0.59615
OldNuke | FR | 2018-08-13 03:00 | 0.59615
OldNuke | FR | 2018-08-13 04:00 | 0.59615
OldNuke | FR | 2018-08-13 05:00 | 0.59615
OldNuke | FR | 2018-08-13 06:00 | 0.59615
OldNuke | FR | 2018-08-13 07:00 | 0.59442
OldNuke | FR | 2018-08-13 08:00 | 0.59615
OldNuke | FR | 2018-08-13 09:00 | 0.59615
OldNuke | FR | 2018-08-13 10:00 | 0.59365
OldNuke | FR | 2018-08-13 11:00 | 0.59471
OldNuke | FR | 2018-08-13 12:00 | 0.59468
OldNuke | FR | 2018-08-13 13:00 | 0.60173
OldNuke | FR | 2018-08-13 14:00 | 0.60998
OldNuke | FR | 2018-08-13 15:00 | 0.61012
OldNuke | FR | 2018-08-13 16:00 | 0.61278
OldNuke | FR | 2018-08-13 17:00 | 0.61278
OldNuke | FR | 2018-08-13 18:00 | 0.61278
OldNuke | FR | 2018-08-13 19:00 | 0.61278
OldNuke | FR | 2018-08-13 20:00 | 0.61278
OldNuke | FR | 2018-08-13 21:00 | 0.61278
OldNuke | FR | 2018-08-13 22:00 | 0.61278
OldNuke | FR | 2018-08-13 23:00 | 0.61278
OldNuke | FR | 2018-08-14 | 0.60977
OldNuke | FR | 2018-08-14 01:00 | 0.60977
OldNuke | FR | 2018-08-14 02:00 | 0.59504
OldNuke | FR | 2018-08-14 03:00 | 0.59504
OldNuke | FR | 2018-08-14 04:00 | 0.59544
OldNuke | FR | 2018-08-14 05:00 | 0.59702
OldNuke | FR | 2018-08-14 06:00 | 0.59826
OldNuke | FR | 2018-08-14 07:00 | 0.59856
OldNuke | FR | 2018-08-14 08:00 | 0.59892
OldNuke | FR | 2018-08-14 09:00 | 0.59745
OldNuke | FR | 2018-08-14 10:00 | 0.59753
OldNuke | FR | 2018-08-14 11:00 | 0.59775
OldNuke | FR | 2018-08-14 12:00 | 0.598
OldNuke | FR | 2018-08-14 13:00 | 0.59962
OldNuke | FR | 2018-08-14 14:00 | 0.60954
OldNuke | FR | 2018-08-14 15:00 | 0.60954
OldNuke | FR | 2018-08-14 16:00 | 0.60954
OldNuke | FR | 2018-08-14 17:00 | 0.60149
OldNuke | FR | 2018-08-14 18:00 | 0.60691
OldNuke | FR | 2018-08-14 19:00 | 0.61649
OldNuke | FR | 2018-08-14 20:00 | 0.62774
OldNuke | FR | 2018-08-14 21:00 | 0.63338
OldNuke | FR | 2018-08-14 22:00 | 0.63338
OldNuke | FR | 2018-08-14 23:00 | 0.63338
OldNuke | FR | 2018-08-15 | 0.62384
OldNuke | FR | 2018-08-15 01:00 | 0.62181
OldNuke | FR | 2018-08-15 02:00 | 0.62181
OldNuke | FR | 2018-08-15 03:00 | 0.62181
OldNuke | FR | 2018-08-15 04:00 | 0.62188
OldNuke | FR | 2018-08-15 05:00 | 0.62466
OldNuke | FR | 2018-08-15 06:00 | 0.62932
OldNuke | FR | 2018-08-15 07:00 | 0.63181
OldNuke | FR | 2018-08-15 08:00 | 0.63062
OldNuke | FR | 2018-08-15 09:00 | 0.63002
OldNuke | FR | 2018-08-15 10:00 | 0.6287
OldNuke | FR | 2018-08-15 11:00 | 0.62636
OldNuke | FR | 2018-08-15 12:00 | 0.6288
OldNuke | FR | 2018-08-15 13:00 | 0.62954
OldNuke | FR | 2018-08-15 14:00 | 0.62935
OldNuke | FR | 2018-08-15 15:00 | 0.62569
OldNuke | FR | 2018-08-15 16:00 | 0.62618
OldNuke | FR | 2018-08-15 17:00 | 0.62687
OldNuke | FR | 2018-08-15 18:00 | 0.62633
OldNuke | FR | 2018-08-15 19:00 | 0.62515
OldNuke | FR | 2018-08-15 20:00 | 0.62419
OldNuke | FR | 2018-08-15 21:00 | 0.62419
OldNuke | FR | 2018-08-15 22:00 | 0.62419
OldNuke | FR | 2018-08-15 23:00 | 0.62553
OldNuke | FR | 2018-08-16 | 0.62709
OldNuke | FR | 2018-08-16 01:00 | 0.62839
OldNuke | FR | 2018-08-16 02:00 | 0.63868
OldNuke | FR | 2018-08-16 03:00 | 0.63868
OldNuke | FR | 2018-08-16 04:00 | 0.63868
OldNuke | FR | 2018-08-16 05:00 | 0.63868
OldNuke | FR | 2018-08-16 06:00 | 0.63868
OldNuke | FR | 2018-08-16 07:00 | 0.63868
OldNuke | FR | 2018-08-16 08:00 | 0.63868
OldNuke | FR | 2018-08-16 09:00 | 0.63868
OldNuke | FR | 2018-08-16 10:00 | 0.63868
OldNuke | FR | 2018-08-16 11:00 | 0.63868
OldNuke | FR | 2018-08-16 12:00 | 0.63868
OldNuke | FR | 2018-08-16 13:00 | 0.63868
OldNuke | FR | 2018-08-16 14:00 | 0.63868
OldNuke | FR | 2018-08-16 15:00 | 0.63868
OldNuke | FR | 2018-08-16 16:00 | 0.63868
OldNuke | FR | 2018-08-16 17:00 | 0.63868
OldNuke | FR | 2018-08-16 18:00 | 0.63868
OldNuke | FR | 2018-08-16 19:00 | 0.63868
OldNuke | FR | 2018-08-16 20:00 | 0.63868
OldNuke | FR | 2018-08-16 21:00 | 0.63868
OldNuke | FR | 2018-08-16 22:00 | 0.63868
OldNuke | FR | 2018-08-16 23:00 | 0.63868
OldNuke | FR | 2018-08-17 | 0.61793
OldNuke | FR | 2018-08-17 01:00 | 0.61793
OldNuke | FR | 2018-08-17 02:00 | 0.61793
OldNuke | FR | 2018-08-17 03:00 | 0.61793
OldNuke | FR | 2018-08-17 04:00 | 0.61793
OldNuke | FR | 2018-08-17 05:00 | 0.61793
OldNuke | FR | 2018-08-17 06:00 | 0.61793
OldNuke | FR | 2018-08-17 07:00 | 0.61793
OldNuke | FR | 2018-08-17 08:00 | 0.61793
OldNuke | FR | 2018-08-17 09:00 | 0.61793
OldNuke | FR | 2018-08-17 10:00 | 0.61793
OldNuke | FR | 2018-08-17 11:00 | 0.61793
OldNuke | FR | 2018-08-17 12:00 | 0.61793
OldNuke | FR | 2018-08-17 13:00 | 0.61793
OldNuke | FR | 2018-08-17 14:00 | 0.61793
OldNuke | FR | 2018-08-17 15:00 | 0.61793
OldNuke | FR | 2018-08-17 16:00 | 0.61793
OldNuke | FR | 2018-08-17 17:00 | 0.61793
OldNuke | FR | 2018-08-17 18:00 | 0.61793
OldNuke | FR | 2018-08-17 19:00 | 0.61793
OldNuke | FR | 2018-08-17 20:00 | 0.61793
OldNuke | FR | 2018-08-17 21:00 | 0.61793
OldNuke | FR | 2018-08-17 22:00 | 0.61793
OldNuke | FR | 2018-08-17 23:00 | 0.61793
OldNuke | FR | 2018-08-18 | 0.60067
OldNuke | FR | 2018-08-18 01:00 | 0.60067
OldNuke | FR | 2018-08-18 02:00 | 0.57134
OldNuke | FR | 2018-08-18 03:00 | 0.57134
OldNuke | FR | 2018-08-18 04:00 | 0.57697
OldNuke | FR | 2018-08-18 05:00 | 0.57697
OldNuke | FR | 2018-08-18 06:00 | 0.57697
OldNuke | FR | 2018-08-18 07:00 | 0.57697
OldNuke | FR | 2018-08-18 08:00 | 0.57697
OldNuke | FR | 2018-08-18 09:00 | 0.57697
OldNuke | FR | 2018-08-18 10:00 | 0.57697
OldNuke | FR | 2018-08-18 11:00 | 0.57697
OldNuke | FR | 2018-08-18 12:00 | 0.57697
OldNuke | FR | 2018-08-18 13:00 | 0.5654
OldNuke | FR | 2018-08-18 14:00 | 0.5654
OldNuke | FR | 2018-08-18 15:00 | 0.5654
OldNuke | FR | 2018-08-18 16:00 | 0.5654
OldNuke | FR | 2018-08-18 17:00 | 0.5654
OldNuke | FR | 2018-08-18 18:00 | 0.5654
OldNuke | FR | 2018-08-18 19:00 | 0.5654
OldNuke | FR | 2018-08-18 20:00 | 0.57697
OldNuke | FR | 2018-08-18 21:00 | 0.57697
OldNuke | FR | 2018-08-18 22:00 | 0.57697
OldNuke | FR | 2018-08-18 23:00 | 0.57697
OldNuke | FR | 2018-08-19 | 0.57073
OldNuke | FR | 2018-08-19 01:00 | 0.55916
OldNuke | FR | 2018-08-19 02:00 | 0.55916
OldNuke | FR | 2018-08-19 03:00 | 0.55916
OldNuke | FR | 2018-08-19 04:00 | 0.55916
OldNuke | FR | 2018-08-19 05:00 | 0.55916
OldNuke | FR | 2018-08-19 06:00 | 0.55916
OldNuke | FR | 2018-08-19 07:00 | 0.55916
OldNuke | FR | 2018-08-19 08:00 | 0.55916
OldNuke | FR | 2018-08-19 09:00 | 0.55916
OldNuke | FR | 2018-08-19 10:00 | 0.54248
OldNuke | FR | 2018-08-19 11:00 | 0.55916
OldNuke | FR | 2018-08-19 12:00 | 0.57358
OldNuke | FR | 2018-08-19 13:00 | 0.57358
OldNuke | FR | 2018-08-19 14:00 | 0.57358
OldNuke | FR | 2018-08-19 15:00 | 0.57358
OldNuke | FR | 2018-08-19 16:00 | 0.58514
OldNuke | FR | 2018-08-19 17:00 | 0.58514
OldNuke | FR | 2018-08-19 18:00 | 0.58514
OldNuke | FR | 2018-08-19 19:00 | 0.58514
OldNuke | FR | 2018-08-19 20:00 | 0.58514
OldNuke | FR | 2018-08-19 21:00 | 0.58514
OldNuke | FR | 2018-08-19 22:00 | 0.58514
OldNuke | FR | 2018-08-19 23:00 | 0.58514
OldNuke | FR | 2018-08-20 | 0.59987
OldNuke | FR | 2018-08-20 01:00 | 0.57619
OldNuke | FR | 2018-08-20 02:00 | 0.57619
OldNuke | FR | 2018-08-20 03:00 | 0.57619
OldNuke | FR | 2018-08-20 04:00 | 0.57619
OldNuke | FR | 2018-08-20 05:00 | 0.57619
OldNuke | FR | 2018-08-20 06:00 | 0.57619
OldNuke | FR | 2018-08-20 07:00 | 0.57619
OldNuke | FR | 2018-08-20 08:00 | 0.57963
OldNuke | FR | 2018-08-20 09:00 | 0.59734
OldNuke | FR | 2018-08-20 10:00 | 0.59734
OldNuke | FR | 2018-08-20 11:00 | 0.59734
OldNuke | FR | 2018-08-20 12:00 | 0.59734
OldNuke | FR | 2018-08-20 13:00 | 0.59734
OldNuke | FR | 2018-08-20 14:00 | 0.59734
OldNuke | FR | 2018-08-20 15:00 | 0.59734
OldNuke | FR | 2018-08-20 16:00 | 0.59734
OldNuke | FR | 2018-08-20 17:00 | 0.59734
OldNuke | FR | 2018-08-20 18:00 | 0.59734
OldNuke | FR | 2018-08-20 19:00 | 0.59734
OldNuke | FR | 2018-08-20 20:00 | 0.5933
OldNuke | FR | 2018-08-20 21:00 | 0.5933
OldNuke | FR | 2018-08-20 22:00 | 0.5933
OldNuke | FR | 2018-08-20 23:00 | 0.5933
OldNuke | FR | 2018-08-21 | 0.5933
OldNuke | FR | 2018-08-21 01:00 | 0.5933
OldNuke | FR | 2018-08-21 02:00 | 0.5933
OldNuke | FR | 2018-08-21 03:00 | 0.5933
OldNuke | FR | 2018-08-21 04:00 | 0.5933
OldNuke | FR | 2018-08-21 05:00 | 0.5933
OldNuke | FR | 2018-08-21 06:00 | 0.5933
OldNuke | FR | 2018-08-21 07:00 | 0.5933
OldNuke | FR | 2018-08-21 08:00 | 0.5933
OldNuke | FR | 2018-08-21 09:00 | 0.5933
OldNuke | FR | 2018-08-21 10:00 | 0.5933
OldNuke | FR | 2018-08-21 11:00 | 0.5933
OldNuke | FR | 2018-08-21 12:00 | 0.5933
OldNuke | FR | 2018-08-21 13:00 | 0.5933
OldNuke | FR | 2018-08-21 14:00 | 0.5933
OldNuke | FR | 2018-08-21 15:00 | 0.5933
OldNuke | FR | 2018-08-21 16:00 | 0.5933
OldNuke | FR | 2018-08-21 17:00 | 0.5933
OldNuke | FR | 2018-08-21 18:00 | 0.5933
OldNuke | FR | 2018-08-21 19:00 | 0.5933
OldNuke | FR | 2018-08-21 20:00 | 0.5933
OldNuke | FR | 2018-08-21 21:00 | 0.5933
OldNuke | FR | 2018-08-21 22:00 | 0.5933
OldNuke | FR | 2018-08-21 23:00 | 0.5933
OldNuke | FR | 2018-08-22 | 0.5933
OldNuke | FR | 2018-08-22 01:00 | 0.5933
OldNuke | FR | 2018-08-22 02:00 | 0.5933
OldNuke | FR | 2018-08-22 03:00 | 0.5933
OldNuke | FR | 2018-08-22 04:00 | 0.58593
OldNuke | FR | 2018-08-22 05:00 | 0.58593
OldNuke | FR | 2018-08-22 06:00 | 0.58593
OldNuke | FR | 2018-08-22 07:00 | 0.58593
OldNuke | FR | 2018-08-22 08:00 | 0.58593
OldNuke | FR | 2018-08-22 09:00 | 0.58593
OldNuke | FR | 2018-08-22 10:00 | 0.58593
OldNuke | FR | 2018-08-22 11:00 | 0.58593
OldNuke | FR | 2018-08-22 12:00 | 0.58593
OldNuke | FR | 2018-08-22 13:00 | 0.58593
OldNuke | FR | 2018-08-22 14:00 | 0.58593
OldNuke | FR | 2018-08-22 15:00 | 0.58593
OldNuke | FR | 2018-08-22 16:00 | 0.58593
OldNuke | FR | 2018-08-22 17:00 | 0.58593
OldNuke | FR | 2018-08-22 18:00 | 0.58593
OldNuke | FR | 2018-08-22 19:00 | 0.58593
OldNuke | FR | 2018-08-22 20:00 | 0.58593
OldNuke | FR | 2018-08-22 21:00 | 0.5933
OldNuke | FR | 2018-08-22 22:00 | 0.5933
OldNuke | FR | 2018-08-22 23:00 | 0.5933
OldNuke | FR | 2018-08-23 | 0.5933
OldNuke | FR | 2018-08-23 01:00 | 0.5933
OldNuke | FR | 2018-08-23 02:00 | 0.5933
OldNuke | FR | 2018-08-23 03:00 | 0.5933
OldNuke | FR | 2018-08-23 04:00 | 0.5933
OldNuke | FR | 2018-08-23 05:00 | 0.5933
OldNuke | FR | 2018-08-23 06:00 | 0.5933
OldNuke | FR | 2018-08-23 07:00 | 0.5933
OldNuke | FR | 2018-08-23 08:00 | 0.5933
OldNuke | FR | 2018-08-23 09:00 | 0.5933
OldNuke | FR | 2018-08-23 10:00 | 0.5933
OldNuke | FR | 2018-08-23 11:00 | 0.5933
OldNuke | FR | 2018-08-23 12:00 | 0.5933
OldNuke | FR | 2018-08-23 13:00 | 0.5933
OldNuke | FR | 2018-08-23 14:00 | 0.5933
OldNuke | FR | 2018-08-23 15:00 | 0.5933
OldNuke | FR | 2018-08-23 16:00 | 0.5933
OldNuke | FR | 2018-08-23 17:00 | 0.5933
OldNuke | FR | 2018-08-23 18:00 | 0.5933
OldNuke | FR | 2018-08-23 19:00 | 0.5933
OldNuke | FR | 2018-08-23 20:00 | 0.5933
OldNuke | FR | 2018-08-23 21:00 | 0.5933
OldNuke | FR | 2018-08-23 22:00 | 0.5933
OldNuke | FR | 2018-08-23 23:00 | 0.5933
OldNuke | FR | 2018-08-24 | 0.5933
OldNuke | FR | 2018-08-24 01:00 | 0.5933
OldNuke | FR | 2018-08-24 02:00 | 0.57627
OldNuke | FR | 2018-08-24 03:00 | 0.57627
OldNuke | FR | 2018-08-24 04:00 | 0.57627
OldNuke | FR | 2018-08-24 05:00 | 0.57627
OldNuke | FR | 2018-08-24 06:00 | 0.5796
OldNuke | FR | 2018-08-24 07:00 | 0.58139
OldNuke | FR | 2018-08-24 08:00 | 0.58094
OldNuke | FR | 2018-08-24 09:00 | 0.5933
OldNuke | FR | 2018-08-24 10:00 | 0.5933
OldNuke | FR | 2018-08-24 11:00 | 0.5933
OldNuke | FR | 2018-08-24 12:00 | 0.5933
OldNuke | FR | 2018-08-24 13:00 | 0.5933
OldNuke | FR | 2018-08-24 14:00 | 0.59029
OldNuke | FR | 2018-08-24 15:00 | 0.59029
OldNuke | FR | 2018-08-24 16:00 | 0.57223
OldNuke | FR | 2018-08-24 17:00 | 0.57223
OldNuke | FR | 2018-08-24 18:00 | 0.57223
OldNuke | FR | 2018-08-24 19:00 | 0.57223
OldNuke | FR | 2018-08-24 20:00 | 0.57223
OldNuke | FR | 2018-08-24 21:00 | 0.57223
OldNuke | FR | 2018-08-24 22:00 | 0.57223
OldNuke | FR | 2018-08-24 23:00 | 0.57223
OldNuke | FR | 2018-08-25 | 0.54332
OldNuke | FR | 2018-08-25 01:00 | 0.52218
OldNuke | FR | 2018-08-25 02:00 | 0.50768
OldNuke | FR | 2018-08-25 03:00 | 0.50768
OldNuke | FR | 2018-08-25 04:00 | 0.48661
OldNuke | FR | 2018-08-25 05:00 | 0.48661
OldNuke | FR | 2018-08-25 06:00 | 0.48661
OldNuke | FR | 2018-08-25 07:00 | 0.49091
OldNuke | FR | 2018-08-25 08:00 | 0.49113
OldNuke | FR | 2018-08-25 09:00 | 0.49037
OldNuke | FR | 2018-08-25 10:00 | 0.48997
OldNuke | FR | 2018-08-25 11:00 | 0.49
OldNuke | FR | 2018-08-25 12:00 | 0.48891
OldNuke | FR | 2018-08-25 13:00 | 0.48661
OldNuke | FR | 2018-08-25 14:00 | 0.48661
OldNuke | FR | 2018-08-25 15:00 | 0.48661
OldNuke | FR | 2018-08-25 16:00 | 0.48511
OldNuke | FR | 2018-08-25 17:00 | 0.48463
OldNuke | FR | 2018-08-25 18:00 | 0.4825
OldNuke | FR | 2018-08-25 19:00 | 0.4825
OldNuke | FR | 2018-08-25 20:00 | 0.48156
OldNuke | FR | 2018-08-25 21:00 | 0.47822
OldNuke | FR | 2018-08-25 22:00 | 0.47616
OldNuke | FR | 2018-08-25 23:00 | 0.47616
OldNuke | FR | 2018-08-26 | 0.47616
OldNuke | FR | 2018-08-26 01:00 | 0.47616
OldNuke | FR | 2018-08-26 02:00 | 0.47616
OldNuke | FR | 2018-08-26 03:00 | 0.47616
OldNuke | FR | 2018-08-26 04:00 | 0.47616
OldNuke | FR | 2018-08-26 05:00 | 0.47616
OldNuke | FR | 2018-08-26 06:00 | 0.47616
OldNuke | FR | 2018-08-26 07:00 | 0.47616
OldNuke | FR | 2018-08-26 08:00 | 0.47616
OldNuke | FR | 2018-08-26 09:00 | 0.47616
OldNuke | FR | 2018-08-26 10:00 | 0.47616
OldNuke | FR | 2018-08-26 11:00 | 0.47616
OldNuke | FR | 2018-08-26 12:00 | 0.47616
OldNuke | FR | 2018-08-26 13:00 | 0.49723
OldNuke | FR | 2018-08-26 14:00 | 0.48281
OldNuke | FR | 2018-08-26 15:00 | 0.48281
OldNuke | FR | 2018-08-26 16:00 | 0.49528
OldNuke | FR | 2018-08-26 17:00 | 0.50086
OldNuke | FR | 2018-08-26 18:00 | 0.50103
OldNuke | FR | 2018-08-26 19:00 | 0.50103
OldNuke | FR | 2018-08-26 20:00 | 0.52986
OldNuke | FR | 2018-08-26 21:00 | 0.51283
OldNuke | FR | 2018-08-26 22:00 | 0.51283
OldNuke | FR | 2018-08-26 23:00 | 0.53398
OldNuke | FR | 2018-08-27 | 0.53398
OldNuke | FR | 2018-08-27 01:00 | 0.53398
OldNuke | FR | 2018-08-27 02:00 | 0.53398
OldNuke | FR | 2018-08-27 03:00 | 0.53398
OldNuke | FR | 2018-08-27 04:00 | 0.53398
OldNuke | FR | 2018-08-27 05:00 | 0.53398
OldNuke | FR | 2018-08-27 06:00 | 0.53398
OldNuke | FR | 2018-08-27 07:00 | 0.53398
OldNuke | FR | 2018-08-27 08:00 | 0.54115
OldNuke | FR | 2018-08-27 09:00 | 0.55101
OldNuke | FR | 2018-08-27 10:00 | 0.55101
OldNuke | FR | 2018-08-27 11:00 | 0.55101
OldNuke | FR | 2018-08-27 12:00 | 0.55101
OldNuke | FR | 2018-08-27 13:00 | 0.55101
OldNuke | FR | 2018-08-27 14:00 | 0.55101
OldNuke | FR | 2018-08-27 15:00 | 0.55101
OldNuke | FR | 2018-08-27 16:00 | 0.55101
OldNuke | FR | 2018-08-27 17:00 | 0.55101
OldNuke | FR | 2018-08-27 18:00 | 0.55101
OldNuke | FR | 2018-08-27 19:00 | 0.55101
OldNuke | FR | 2018-08-27 20:00 | 0.5651
OldNuke | FR | 2018-08-27 21:00 | 0.5651
OldNuke | FR | 2018-08-27 22:00 | 0.5651
OldNuke | FR | 2018-08-27 23:00 | 0.5651
OldNuke | FR | 2018-08-28 | 0.5651
OldNuke | FR | 2018-08-28 01:00 | 0.5651
OldNuke | FR | 2018-08-28 02:00 | 0.5651
OldNuke | FR | 2018-08-28 03:00 | 0.5651
OldNuke | FR | 2018-08-28 04:00 | 0.5651
OldNuke | FR | 2018-08-28 05:00 | 0.5651
OldNuke | FR | 2018-08-28 06:00 | 0.56737
OldNuke | FR | 2018-08-28 07:00 | 0.56784
OldNuke | FR | 2018-08-28 08:00 | 0.56797
OldNuke | FR | 2018-08-28 09:00 | 0.5674
OldNuke | FR | 2018-08-28 10:00 | 0.56694
OldNuke | FR | 2018-08-28 11:00 | 0.56666
OldNuke | FR | 2018-08-28 12:00 | 0.56637
OldNuke | FR | 2018-08-28 13:00 | 0.56604
OldNuke | FR | 2018-08-28 14:00 | 0.56604
OldNuke | FR | 2018-08-28 15:00 | 0.56796
OldNuke | FR | 2018-08-28 16:00 | 0.56796
OldNuke | FR | 2018-08-28 17:00 | 0.56796
OldNuke | FR | 2018-08-28 18:00 | 0.56796
OldNuke | FR | 2018-08-28 19:00 | 0.55093
OldNuke | FR | 2018-08-28 20:00 | 0.55115
OldNuke | FR | 2018-08-28 21:00 | 0.55535
OldNuke | FR | 2018-08-28 22:00 | 0.56796
OldNuke | FR | 2018-08-28 23:00 | 0.55939
OldNuke | FR | 2018-08-29 | 0.59401
OldNuke | FR | 2018-08-29 01:00 | 0.59401
OldNuke | FR | 2018-08-29 02:00 | 0.59401
OldNuke | FR | 2018-08-29 03:00 | 0.59401
OldNuke | FR | 2018-08-29 04:00 | 0.59401
OldNuke | FR | 2018-08-29 05:00 | 0.59401
OldNuke | FR | 2018-08-29 06:00 | 0.59401
OldNuke | FR | 2018-08-29 07:00 | 0.59401
OldNuke | FR | 2018-08-29 08:00 | 0.59401
OldNuke | FR | 2018-08-29 09:00 | 0.59401
OldNuke | FR | 2018-08-29 10:00 | 0.59401
OldNuke | FR | 2018-08-29 11:00 | 0.59401
OldNuke | FR | 2018-08-29 12:00 | 0.59401
OldNuke | FR | 2018-08-29 13:00 | 0.59401
OldNuke | FR | 2018-08-29 14:00 | 0.59401
OldNuke | FR | 2018-08-29 15:00 | 0.59401
OldNuke | FR | 2018-08-29 16:00 | 0.59401
OldNuke | FR | 2018-08-29 17:00 | 0.58871
OldNuke | FR | 2018-08-29 18:00 | 0.58871
OldNuke | FR | 2018-08-29 19:00 | 0.58871
OldNuke | FR | 2018-08-29 20:00 | 0.58871
OldNuke | FR | 2018-08-29 21:00 | 0.58871
OldNuke | FR | 2018-08-29 22:00 | 0.58871
OldNuke | FR | 2018-08-29 23:00 | 0.58871
OldNuke | FR | 2018-08-30 | 0.58871
OldNuke | FR | 2018-08-30 01:00 | 0.58871
OldNuke | FR | 2018-08-30 02:00 | 0.58871
OldNuke | FR | 2018-08-30 03:00 | 0.58871
OldNuke | FR | 2018-08-30 04:00 | 0.58871
OldNuke | FR | 2018-08-30 05:00 | 0.58883
OldNuke | FR | 2018-08-30 06:00 | 0.59075
OldNuke | FR | 2018-08-30 07:00 | 0.59173
OldNuke | FR | 2018-08-30 08:00 | 0.5911
OldNuke | FR | 2018-08-30 09:00 | 0.59013
OldNuke | FR | 2018-08-30 10:00 | 0.5901
OldNuke | FR | 2018-08-30 11:00 | 0.59086
OldNuke | FR | 2018-08-30 12:00 | 0.59116
OldNuke | FR | 2018-08-30 13:00 | 0.59172
OldNuke | FR | 2018-08-30 14:00 | 0.59151
OldNuke | FR | 2018-08-30 15:00 | 0.59134
OldNuke | FR | 2018-08-30 16:00 | 0.59116
OldNuke | FR | 2018-08-30 17:00 | 0.59343
OldNuke | FR | 2018-08-30 18:00 | 0.6032
OldNuke | FR | 2018-08-30 19:00 | 0.6032
OldNuke | FR | 2018-08-30 20:00 | 0.6032
OldNuke | FR | 2018-08-30 21:00 | 0.6032
OldNuke | FR | 2018-08-30 22:00 | 0.6032
OldNuke | FR | 2018-08-30 23:00 | 0.6032
OldNuke | FR | 2018-08-31 | 0.6032
OldNuke | FR | 2018-08-31 01:00 | 0.6032
OldNuke | FR | 2018-08-31 02:00 | 0.61714
OldNuke | FR | 2018-08-31 03:00 | 0.61714
OldNuke | FR | 2018-08-31 04:00 | 0.61714
OldNuke | FR | 2018-08-31 05:00 | 0.61714
OldNuke | FR | 2018-08-31 06:00 | 0.61714
OldNuke | FR | 2018-08-31 07:00 | 0.61714
OldNuke | FR | 2018-08-31 08:00 | 0.61714
OldNuke | FR | 2018-08-31 09:00 | 0.61714
OldNuke | FR | 2018-08-31 10:00 | 0.61714
OldNuke | FR | 2018-08-31 11:00 | 0.61714
OldNuke | FR | 2018-08-31 12:00 | 0.61714
OldNuke | FR | 2018-08-31 13:00 | 0.61714
OldNuke | FR | 2018-08-31 14:00 | 0.61421
OldNuke | FR | 2018-08-31 15:00 | 0.61421
OldNuke | FR | 2018-08-31 16:00 | 0.64082
OldNuke | FR | 2018-08-31 17:00 | 0.64082
OldNuke | FR | 2018-08-31 18:00 | 0.64082
OldNuke | FR | 2018-08-31 19:00 | 0.64082
OldNuke | FR | 2018-08-31 20:00 | 0.64613
OldNuke | FR | 2018-08-31 21:00 | 0.64613
OldNuke | FR | 2018-08-31 22:00 | 0.64613
OldNuke | FR | 2018-08-31 23:00 | 0.63496
OldNuke | FR | 2018-09-01 | 0.63496
OldNuke | FR | 2018-09-01 01:00 | 0.62205
OldNuke | FR | 2018-09-01 02:00 | 0.57397
OldNuke | FR | 2018-09-01 03:00 | 0.57397
OldNuke | FR | 2018-09-01 04:00 | 0.57397
OldNuke | FR | 2018-09-01 05:00 | 0.57397
OldNuke | FR | 2018-09-01 06:00 | 0.57397
OldNuke | FR | 2018-09-01 07:00 | 0.57397
OldNuke | FR | 2018-09-01 08:00 | 0.57231
OldNuke | FR | 2018-09-01 09:00 | 0.55975
OldNuke | FR | 2018-09-01 10:00 | 0.56056
OldNuke | FR | 2018-09-01 11:00 | 0.55821
OldNuke | FR | 2018-09-01 12:00 | 0.57231
OldNuke | FR | 2018-09-01 13:00 | 0.57397
OldNuke | FR | 2018-09-01 14:00 | 0.57397
OldNuke | FR | 2018-09-01 15:00 | 0.57435
OldNuke | FR | 2018-09-01 16:00 | 0.5773
OldNuke | FR | 2018-09-01 17:00 | 0.58105
OldNuke | FR | 2018-09-01 18:00 | 0.6089
OldNuke | FR | 2018-09-01 19:00 | 0.6089
OldNuke | FR | 2018-09-01 20:00 | 0.62949
OldNuke | FR | 2018-09-01 21:00 | 0.62949
OldNuke | FR | 2018-09-01 22:00 | 0.62949
OldNuke | FR | 2018-09-01 23:00 | 0.62523
OldNuke | FR | 2018-09-02 | 0.60569
OldNuke | FR | 2018-09-02 01:00 | 0.59824
OldNuke | FR | 2018-09-02 02:00 | 0.59824
OldNuke | FR | 2018-09-02 03:00 | 0.59824
OldNuke | FR | 2018-09-02 04:00 | 0.59824
OldNuke | FR | 2018-09-02 05:00 | 0.60569
OldNuke | FR | 2018-09-02 06:00 | 0.60569
OldNuke | FR | 2018-09-02 07:00 | 0.60569
OldNuke | FR | 2018-09-02 08:00 | 0.60569
OldNuke | FR | 2018-09-02 09:00 | 0.60569
OldNuke | FR | 2018-09-02 10:00 | 0.60569
OldNuke | FR | 2018-09-02 11:00 | 0.60569
OldNuke | FR | 2018-09-02 12:00 | 0.60569
OldNuke | FR | 2018-09-02 13:00 | 0.58509
OldNuke | FR | 2018-09-02 14:00 | 0.58509
OldNuke | FR | 2018-09-02 15:00 | 0.58509
OldNuke | FR | 2018-09-02 16:00 | 0.59951
OldNuke | FR | 2018-09-02 17:00 | 0.59951
OldNuke | FR | 2018-09-02 18:00 | 0.59951
OldNuke | FR | 2018-09-02 19:00 | 0.59951
OldNuke | FR | 2018-09-02 20:00 | 0.59951
OldNuke | FR | 2018-09-02 21:00 | 0.59951
OldNuke | FR | 2018-09-02 22:00 | 0.59951
OldNuke | FR | 2018-09-02 23:00 | 0.59951
OldNuke | FR | 2018-09-03 | 0.62118
OldNuke | FR | 2018-09-03 01:00 | 0.62118
OldNuke | FR | 2018-09-03 02:00 | 0.64193
OldNuke | FR | 2018-09-03 03:00 | 0.64193
OldNuke | FR | 2018-09-03 04:00 | 0.65397
OldNuke | FR | 2018-09-03 05:00 | 0.65397
OldNuke | FR | 2018-09-03 06:00 | 0.65397
OldNuke | FR | 2018-09-03 07:00 | 0.65397
OldNuke | FR | 2018-09-03 08:00 | 0.66442
OldNuke | FR | 2018-09-03 09:00 | 0.66442
OldNuke | FR | 2018-09-03 10:00 | 0.66442
OldNuke | FR | 2018-09-03 11:00 | 0.66442
OldNuke | FR | 2018-09-03 12:00 | 0.66442
OldNuke | FR | 2018-09-03 13:00 | 0.66442
OldNuke | FR | 2018-09-03 14:00 | 0.66442
OldNuke | FR | 2018-09-03 15:00 | 0.66442
OldNuke | FR | 2018-09-03 16:00 | 0.671
OldNuke | FR | 2018-09-03 17:00 | 0.69159
OldNuke | FR | 2018-09-03 18:00 | 0.69159
OldNuke | FR | 2018-09-03 19:00 | 0.69159
OldNuke | FR | 2018-09-03 20:00 | 0.68003
OldNuke | FR | 2018-09-03 21:00 | 0.68003
OldNuke | FR | 2018-09-03 22:00 | 0.68003
OldNuke | FR | 2018-09-03 23:00 | 0.68003
OldNuke | FR | 2018-09-04 | 0.66022
OldNuke | FR | 2018-09-04 01:00 | 0.66022
OldNuke | FR | 2018-09-04 02:00 | 0.66022
OldNuke | FR | 2018-09-04 03:00 | 0.66022
OldNuke | FR | 2018-09-04 04:00 | 0.66022
OldNuke | FR | 2018-09-04 05:00 | 0.63916
OldNuke | FR | 2018-09-04 06:00 | 0.63916
OldNuke | FR | 2018-09-04 07:00 | 0.63916
OldNuke | FR | 2018-09-04 08:00 | 0.64514
OldNuke | FR | 2018-09-04 09:00 | 0.65072
OldNuke | FR | 2018-09-04 10:00 | 0.66775
OldNuke | FR | 2018-09-04 11:00 | 0.66775
OldNuke | FR | 2018-09-04 12:00 | 0.66775
OldNuke | FR | 2018-09-04 13:00 | 0.66775
OldNuke | FR | 2018-09-04 14:00 | 0.68006
OldNuke | FR | 2018-09-04 15:00 | 0.68006
OldNuke | FR | 2018-09-04 16:00 | 0.70112
OldNuke | FR | 2018-09-04 17:00 | 0.70112
OldNuke | FR | 2018-09-04 18:00 | 0.7039
OldNuke | FR | 2018-09-04 19:00 | 0.7039
OldNuke | FR | 2018-09-04 20:00 | 0.68899
OldNuke | FR | 2018-09-04 21:00 | 0.68899
OldNuke | FR | 2018-09-04 22:00 | 0.68899
OldNuke | FR | 2018-09-04 23:00 | 0.68899
OldNuke | FR | 2018-09-05 | 0.68899
OldNuke | FR | 2018-09-05 01:00 | 0.68899
OldNuke | FR | 2018-09-05 02:00 | 0.68701
OldNuke | FR | 2018-09-05 03:00 | 0.68701
OldNuke | FR | 2018-09-05 04:00 | 0.68368
OldNuke | FR | 2018-09-05 05:00 | 0.68368
OldNuke | FR | 2018-09-05 06:00 | 0.68701
OldNuke | FR | 2018-09-05 07:00 | 0.68899
OldNuke | FR | 2018-09-05 08:00 | 0.68899
OldNuke | FR | 2018-09-05 09:00 | 0.68899
OldNuke | FR | 2018-09-05 10:00 | 0.68899
OldNuke | FR | 2018-09-05 11:00 | 0.68899
OldNuke | FR | 2018-09-05 12:00 | 0.68899
OldNuke | FR | 2018-09-05 13:00 | 0.68899
OldNuke | FR | 2018-09-05 14:00 | 0.68899
OldNuke | FR | 2018-09-05 15:00 | 0.68899
OldNuke | FR | 2018-09-05 16:00 | 0.68899
OldNuke | FR | 2018-09-05 17:00 | 0.68361
OldNuke | FR | 2018-09-05 18:00 | 0.68646
OldNuke | FR | 2018-09-05 19:00 | 0.68646
OldNuke | FR | 2018-09-05 20:00 | 0.70136
OldNuke | FR | 2018-09-05 21:00 | 0.70485
OldNuke | FR | 2018-09-05 22:00 | 0.70485
OldNuke | FR | 2018-09-05 23:00 | 0.70485
OldNuke | FR | 2018-09-06 | 0.70485
OldNuke | FR | 2018-09-06 01:00 | 0.68994
OldNuke | FR | 2018-09-06 02:00 | 0.68994
OldNuke | FR | 2018-09-06 03:00 | 0.68994
OldNuke | FR | 2018-09-06 04:00 | 0.68994
OldNuke | FR | 2018-09-06 05:00 | 0.68994
OldNuke | FR | 2018-09-06 06:00 | 0.68994
OldNuke | FR | 2018-09-06 07:00 | 0.68994
OldNuke | FR | 2018-09-06 08:00 | 0.68994
OldNuke | FR | 2018-09-06 09:00 | 0.68994
OldNuke | FR | 2018-09-06 10:00 | 0.70485
OldNuke | FR | 2018-09-06 11:00 | 0.70485
OldNuke | FR | 2018-09-06 12:00 | 0.70485
OldNuke | FR | 2018-09-06 13:00 | 0.70485
OldNuke | FR | 2018-09-06 14:00 | 0.70485
OldNuke | FR | 2018-09-06 15:00 | 0.70485
OldNuke | FR | 2018-09-06 16:00 | 0.70485
OldNuke | FR | 2018-09-06 17:00 | 0.70485
OldNuke | FR | 2018-09-06 18:00 | 0.70485
OldNuke | FR | 2018-09-06 19:00 | 0.68994
OldNuke | FR | 2018-09-06 20:00 | 0.68994
OldNuke | FR | 2018-09-06 21:00 | 0.68994
OldNuke | FR | 2018-09-06 22:00 | 0.68994
OldNuke | FR | 2018-09-06 23:00 | 0.68361
OldNuke | FR | 2018-09-07 | 0.70737
OldNuke | FR | 2018-09-07 01:00 | 0.70737
OldNuke | FR | 2018-09-07 02:00 | 0.70737
OldNuke | FR | 2018-09-07 03:00 | 0.70737
OldNuke | FR | 2018-09-07 04:00 | 0.70737
OldNuke | FR | 2018-09-07 05:00 | 0.70737
OldNuke | FR | 2018-09-07 06:00 | 0.70737
OldNuke | FR | 2018-09-07 07:00 | 0.70737
OldNuke | FR | 2018-09-07 08:00 | 0.70737
OldNuke | FR | 2018-09-07 09:00 | 0.71403
OldNuke | FR | 2018-09-07 10:00 | 0.71403
OldNuke | FR | 2018-09-07 11:00 | 0.71031
OldNuke | FR | 2018-09-07 12:00 | 0.71031
OldNuke | FR | 2018-09-07 13:00 | 0.71031
OldNuke | FR | 2018-09-07 14:00 | 0.71586
OldNuke | FR | 2018-09-07 15:00 | 0.71586
OldNuke | FR | 2018-09-07 16:00 | 0.72227
OldNuke | FR | 2018-09-07 17:00 | 0.72227
OldNuke | FR | 2018-09-07 18:00 | 0.72227
OldNuke | FR | 2018-09-07 19:00 | 0.72227
OldNuke | FR | 2018-09-07 20:00 | 0.72465
OldNuke | FR | 2018-09-07 21:00 | 0.72465
OldNuke | FR | 2018-09-07 22:00 | 0.72465
OldNuke | FR | 2018-09-07 23:00 | 0.72465
OldNuke | FR | 2018-09-08 | 0.706
OldNuke | FR | 2018-09-08 01:00 | 0.706
OldNuke | FR | 2018-09-08 02:00 | 0.706
OldNuke | FR | 2018-09-08 03:00 | 0.706
OldNuke | FR | 2018-09-08 04:00 | 0.706
OldNuke | FR | 2018-09-08 05:00 | 0.706
OldNuke | FR | 2018-09-08 06:00 | 0.70252
OldNuke | FR | 2018-09-08 07:00 | 0.70252
OldNuke | FR | 2018-09-08 08:00 | 0.68802
OldNuke | FR | 2018-09-08 09:00 | 0.67814
OldNuke | FR | 2018-09-08 10:00 | 0.67814
OldNuke | FR | 2018-09-08 11:00 | 0.69287
OldNuke | FR | 2018-09-08 12:00 | 0.69287
OldNuke | FR | 2018-09-08 13:00 | 0.69287
OldNuke | FR | 2018-09-08 14:00 | 0.68947
OldNuke | FR | 2018-09-08 15:00 | 0.68947
OldNuke | FR | 2018-09-08 16:00 | 0.69287
OldNuke | FR | 2018-09-08 17:00 | 0.69287
OldNuke | FR | 2018-09-08 18:00 | 0.69287
OldNuke | FR | 2018-09-08 19:00 | 0.69636
OldNuke | FR | 2018-09-08 20:00 | 0.69636
OldNuke | FR | 2018-09-08 21:00 | 0.69636
OldNuke | FR | 2018-09-08 22:00 | 0.69636
OldNuke | FR | 2018-09-08 23:00 | 0.69636
OldNuke | FR | 2018-09-09 | 0.68329
OldNuke | FR | 2018-09-09 01:00 | 0.68329
OldNuke | FR | 2018-09-09 02:00 | 0.68329
OldNuke | FR | 2018-09-09 03:00 | 0.68329
OldNuke | FR | 2018-09-09 04:00 | 0.68329
OldNuke | FR | 2018-09-09 05:00 | 0.68329
OldNuke | FR | 2018-09-09 06:00 | 0.68329
OldNuke | FR | 2018-09-09 07:00 | 0.68329
OldNuke | FR | 2018-09-09 08:00 | 0.68338
OldNuke | FR | 2018-09-09 09:00 | 0.68338
OldNuke | FR | 2018-09-09 10:00 | 0.68338
OldNuke | FR | 2018-09-09 11:00 | 0.68338
OldNuke | FR | 2018-09-09 12:00 | 0.68338
OldNuke | FR | 2018-09-09 13:00 | 0.68338
OldNuke | FR | 2018-09-09 14:00 | 0.68338
OldNuke | FR | 2018-09-09 15:00 | 0.68338
OldNuke | FR | 2018-09-09 16:00 | 0.68338
OldNuke | FR | 2018-09-09 17:00 | 0.68338
OldNuke | FR | 2018-09-09 18:00 | 0.69515
OldNuke | FR | 2018-09-09 19:00 | 0.69515
OldNuke | FR | 2018-09-09 20:00 | 0.69515
OldNuke | FR | 2018-09-09 21:00 | 0.69515
OldNuke | FR | 2018-09-09 22:00 | 0.69515
OldNuke | FR | 2018-09-09 23:00 | 0.69515
OldNuke | FR | 2018-09-10 | 0.69857
OldNuke | FR | 2018-09-10 01:00 | 0.69857
OldNuke | FR | 2018-09-10 02:00 | 0.70491
OldNuke | FR | 2018-09-10 03:00 | 0.71982
OldNuke | FR | 2018-09-10 04:00 | 0.71982
OldNuke | FR | 2018-09-10 05:00 | 0.71982
OldNuke | FR | 2018-09-10 06:00 | 0.71982
OldNuke | FR | 2018-09-10 07:00 | 0.71982
OldNuke | FR | 2018-09-10 08:00 | 0.71217
OldNuke | FR | 2018-09-10 09:00 | 0.71217
OldNuke | FR | 2018-09-10 10:00 | 0.71217
OldNuke | FR | 2018-09-10 11:00 | 0.71217
OldNuke | FR | 2018-09-10 12:00 | 0.71217
OldNuke | FR | 2018-09-10 13:00 | 0.71217
OldNuke | FR | 2018-09-10 14:00 | 0.71217
OldNuke | FR | 2018-09-10 15:00 | 0.71217
OldNuke | FR | 2018-09-10 16:00 | 0.722
OldNuke | FR | 2018-09-10 17:00 | 0.722
OldNuke | FR | 2018-09-10 18:00 | 0.7178
OldNuke | FR | 2018-09-10 19:00 | 0.69705
OldNuke | FR | 2018-09-10 20:00 | 0.69705
OldNuke | FR | 2018-09-10 21:00 | 0.69705
OldNuke | FR | 2018-09-10 22:00 | 0.69705
OldNuke | FR | 2018-09-10 23:00 | 0.69705
OldNuke | FR | 2018-09-11 | 0.69705
OldNuke | FR | 2018-09-11 01:00 | 0.69705
OldNuke | FR | 2018-09-11 02:00 | 0.69705
OldNuke | FR | 2018-09-11 03:00 | 0.69705
OldNuke | FR | 2018-09-11 04:00 | 0.69705
OldNuke | FR | 2018-09-11 05:00 | 0.69705
OldNuke | FR | 2018-09-11 06:00 | 0.69705
OldNuke | FR | 2018-09-11 07:00 | 0.68953
OldNuke | FR | 2018-09-11 08:00 | 0.68953
OldNuke | FR | 2018-09-11 09:00 | 0.68953
OldNuke | FR | 2018-09-11 10:00 | 0.68953
OldNuke | FR | 2018-09-11 11:00 | 0.68953
OldNuke | FR | 2018-09-11 12:00 | 0.68953
OldNuke | FR | 2018-09-11 13:00 | 0.68953
OldNuke | FR | 2018-09-11 14:00 | 0.70695
OldNuke | FR | 2018-09-11 15:00 | 0.71448
OldNuke | FR | 2018-09-11 16:00 | 0.71448
OldNuke | FR | 2018-09-11 17:00 | 0.7224
OldNuke | FR | 2018-09-11 18:00 | 0.7266
OldNuke | FR | 2018-09-11 19:00 | 0.7266
OldNuke | FR | 2018-09-11 20:00 | 0.7266
OldNuke | FR | 2018-09-11 21:00 | 0.7266
OldNuke | FR | 2018-09-11 22:00 | 0.74109
OldNuke | FR | 2018-09-11 23:00 | 0.74109
OldNuke | FR | 2018-09-12 | 0.74109
OldNuke | FR | 2018-09-12 01:00 | 0.74109
OldNuke | FR | 2018-09-12 02:00 | 0.73816
OldNuke | FR | 2018-09-12 03:00 | 0.73816
OldNuke | FR | 2018-09-12 04:00 | 0.73816
OldNuke | FR | 2018-09-12 05:00 | 0.73816
OldNuke | FR | 2018-09-12 06:00 | 0.73816
OldNuke | FR | 2018-09-12 07:00 | 0.73816
OldNuke | FR | 2018-09-12 08:00 | 0.73816
OldNuke | FR | 2018-09-12 09:00 | 0.73816
OldNuke | FR | 2018-09-12 10:00 | 0.73816
OldNuke | FR | 2018-09-12 11:00 | 0.75099
OldNuke | FR | 2018-09-12 12:00 | 0.75099
OldNuke | FR | 2018-09-12 13:00 | 0.75099
OldNuke | FR | 2018-09-12 14:00 | 0.74901
OldNuke | FR | 2018-09-12 15:00 | 0.74901
OldNuke | FR | 2018-09-12 16:00 | 0.74901
OldNuke | FR | 2018-09-12 17:00 | 0.75099
OldNuke | FR | 2018-09-12 18:00 | 0.75099
OldNuke | FR | 2018-09-12 19:00 | 0.75099
OldNuke | FR | 2018-09-12 20:00 | 0.75392
OldNuke | FR | 2018-09-12 21:00 | 0.75392
OldNuke | FR | 2018-09-12 22:00 | 0.75392
OldNuke | FR | 2018-09-12 23:00 | 0.75392
OldNuke | FR | 2018-09-13 | 0.75392
OldNuke | FR | 2018-09-13 01:00 | 0.75392
OldNuke | FR | 2018-09-13 02:00 | 0.75392
OldNuke | FR | 2018-09-13 03:00 | 0.75392
OldNuke | FR | 2018-09-13 04:00 | 0.75392
OldNuke | FR | 2018-09-13 05:00 | 0.75392
OldNuke | FR | 2018-09-13 06:00 | 0.75392
OldNuke | FR | 2018-09-13 07:00 | 0.75392
OldNuke | FR | 2018-09-13 08:00 | 0.75392
OldNuke | FR | 2018-09-13 09:00 | 0.75392
OldNuke | FR | 2018-09-13 10:00 | 0.75392
OldNuke | FR | 2018-09-13 11:00 | 0.75392
OldNuke | FR | 2018-09-13 12:00 | 0.75392
OldNuke | FR | 2018-09-13 13:00 | 0.75392
OldNuke | FR | 2018-09-13 14:00 | 0.75582
OldNuke | FR | 2018-09-13 15:00 | 0.75582
OldNuke | FR | 2018-09-13 16:00 | 0.75582
OldNuke | FR | 2018-09-13 17:00 | 0.75582
OldNuke | FR | 2018-09-13 18:00 | 0.75582
OldNuke | FR | 2018-09-13 19:00 | 0.75582
OldNuke | FR | 2018-09-13 20:00 | 0.75582
OldNuke | FR | 2018-09-13 21:00 | 0.75582
OldNuke | FR | 2018-09-13 22:00 | 0.75582
OldNuke | FR | 2018-09-13 23:00 | 0.75582
OldNuke | FR | 2018-09-14 | 0.74038
OldNuke | FR | 2018-09-14 01:00 | 0.74038
OldNuke | FR | 2018-09-14 02:00 | 0.74038
OldNuke | FR | 2018-09-14 03:00 | 0.74038
OldNuke | FR | 2018-09-14 04:00 | 0.74751
OldNuke | FR | 2018-09-14 05:00 | 0.74751
OldNuke | FR | 2018-09-14 06:00 | 0.74751
OldNuke | FR | 2018-09-14 07:00 | 0.74751
OldNuke | FR | 2018-09-14 08:00 | 0.74751
OldNuke | FR | 2018-09-14 09:00 | 0.74751
OldNuke | FR | 2018-09-14 10:00 | 0.74751
OldNuke | FR | 2018-09-14 11:00 | 0.74751
OldNuke | FR | 2018-09-14 12:00 | 0.74751
OldNuke | FR | 2018-09-14 13:00 | 0.74751
OldNuke | FR | 2018-09-14 14:00 | 0.74751
OldNuke | FR | 2018-09-14 15:00 | 0.74751
OldNuke | FR | 2018-09-14 16:00 | 0.74751
OldNuke | FR | 2018-09-14 17:00 | 0.75582
OldNuke | FR | 2018-09-14 18:00 | 0.75582
OldNuke | FR | 2018-09-14 19:00 | 0.75582
OldNuke | FR | 2018-09-14 20:00 | 0.75582
OldNuke | FR | 2018-09-14 21:00 | 0.76184
OldNuke | FR | 2018-09-14 22:00 | 0.76184
OldNuke | FR | 2018-09-14 23:00 | 0.73808
OldNuke | FR | 2018-09-15 | 0.70252
OldNuke | FR | 2018-09-15 01:00 | 0.70252
OldNuke | FR | 2018-09-15 02:00 | 0.69555
OldNuke | FR | 2018-09-15 03:00 | 0.69555
OldNuke | FR | 2018-09-15 04:00 | 0.69366
OldNuke | FR | 2018-09-15 05:00 | 0.69366
OldNuke | FR | 2018-09-15 06:00 | 0.69366
OldNuke | FR | 2018-09-15 07:00 | 0.69366
OldNuke | FR | 2018-09-15 08:00 | 0.69366
OldNuke | FR | 2018-09-15 09:00 | 0.69366
OldNuke | FR | 2018-09-15 10:00 | 0.69366
OldNuke | FR | 2018-09-15 11:00 | 0.69366
OldNuke | FR | 2018-09-15 12:00 | 0.69366
OldNuke | FR | 2018-09-15 13:00 | 0.69366
OldNuke | FR | 2018-09-15 14:00 | 0.69267
OldNuke | FR | 2018-09-15 15:00 | 0.69267
OldNuke | FR | 2018-09-15 16:00 | 0.69555
OldNuke | FR | 2018-09-15 17:00 | 0.69555
OldNuke | FR | 2018-09-15 18:00 | 0.69555
OldNuke | FR | 2018-09-15 19:00 | 0.69555
OldNuke | FR | 2018-09-15 20:00 | 0.69555
OldNuke | FR | 2018-09-15 21:00 | 0.69555
OldNuke | FR | 2018-09-15 22:00 | 0.69555
OldNuke | FR | 2018-09-15 23:00 | 0.69555
OldNuke | FR | 2018-09-16 | 0.69555
OldNuke | FR | 2018-09-16 01:00 | 0.69555
OldNuke | FR | 2018-09-16 02:00 | 0.69555
OldNuke | FR | 2018-09-16 03:00 | 0.69555
OldNuke | FR | 2018-09-16 04:00 | 0.68652
OldNuke | FR | 2018-09-16 05:00 | 0.68652
OldNuke | FR | 2018-09-16 06:00 | 0.68652
OldNuke | FR | 2018-09-16 07:00 | 0.68652
OldNuke | FR | 2018-09-16 08:00 | 0.68652
OldNuke | FR | 2018-09-16 09:00 | 0.68652
OldNuke | FR | 2018-09-16 10:00 | 0.68652
OldNuke | FR | 2018-09-16 11:00 | 0.68652
OldNuke | FR | 2018-09-16 12:00 | 0.68652
OldNuke | FR | 2018-09-16 13:00 | 0.68652
OldNuke | FR | 2018-09-16 14:00 | 0.68652
OldNuke | FR | 2018-09-16 15:00 | 0.68652
OldNuke | FR | 2018-09-16 16:00 | 0.68652
OldNuke | FR | 2018-09-16 17:00 | 0.68652
OldNuke | FR | 2018-09-16 18:00 | 0.70767
OldNuke | FR | 2018-09-16 19:00 | 0.70767
OldNuke | FR | 2018-09-16 20:00 | 0.70767
OldNuke | FR | 2018-09-16 21:00 | 0.70767
OldNuke | FR | 2018-09-16 22:00 | 0.7167
OldNuke | FR | 2018-09-16 23:00 | 0.69594
OldNuke | FR | 2018-09-17 | 0.70862
OldNuke | FR | 2018-09-17 01:00 | 0.70862
OldNuke | FR | 2018-09-17 02:00 | 0.70862
OldNuke | FR | 2018-09-17 03:00 | 0.70862
OldNuke | FR | 2018-09-17 04:00 | 0.70862
OldNuke | FR | 2018-09-17 05:00 | 0.70862
OldNuke | FR | 2018-09-17 06:00 | 0.70862
OldNuke | FR | 2018-09-17 07:00 | 0.71654
OldNuke | FR | 2018-09-17 08:00 | 0.71654
OldNuke | FR | 2018-09-17 09:00 | 0.71654
OldNuke | FR | 2018-09-17 10:00 | 0.71654
OldNuke | FR | 2018-09-17 11:00 | 0.73729
OldNuke | FR | 2018-09-17 12:00 | 0.73729
OldNuke | FR | 2018-09-17 13:00 | 0.73729
OldNuke | FR | 2018-09-17 14:00 | 0.73729
OldNuke | FR | 2018-09-17 15:00 | 0.73729
OldNuke | FR | 2018-09-17 16:00 | 0.72604
OldNuke | FR | 2018-09-17 17:00 | 0.72604
OldNuke | FR | 2018-09-17 18:00 | 0.72604
OldNuke | FR | 2018-09-17 19:00 | 0.72604
OldNuke | FR | 2018-09-17 20:00 | 0.72604
OldNuke | FR | 2018-09-17 21:00 | 0.72604
OldNuke | FR | 2018-09-17 22:00 | 0.72604
OldNuke | FR | 2018-09-17 23:00 | 0.72604
OldNuke | FR | 2018-09-18 | 0.72097
OldNuke | FR | 2018-09-18 01:00 | 0.72097
OldNuke | FR | 2018-09-18 02:00 | 0.72097
OldNuke | FR | 2018-09-18 03:00 | 0.72097
OldNuke | FR | 2018-09-18 04:00 | 0.72097
OldNuke | FR | 2018-09-18 05:00 | 0.72097
OldNuke | FR | 2018-09-18 06:00 | 0.72097
OldNuke | FR | 2018-09-18 07:00 | 0.72097
OldNuke | FR | 2018-09-18 08:00 | 0.72097
OldNuke | FR | 2018-09-18 09:00 | 0.72097
OldNuke | FR | 2018-09-18 10:00 | 0.72097
OldNuke | FR | 2018-09-18 11:00 | 0.72097
OldNuke | FR | 2018-09-18 12:00 | 0.70038
OldNuke | FR | 2018-09-18 13:00 | 0.70038
OldNuke | FR | 2018-09-18 14:00 | 0.70038
OldNuke | FR | 2018-09-18 15:00 | 0.69864
OldNuke | FR | 2018-09-18 16:00 | 0.69579
OldNuke | FR | 2018-09-18 17:00 | 0.69753
OldNuke | FR | 2018-09-18 18:00 | 0.70878
OldNuke | FR | 2018-09-18 19:00 | 0.70878
OldNuke | FR | 2018-09-18 20:00 | 0.71575
OldNuke | FR | 2018-09-18 21:00 | 0.71575
OldNuke | FR | 2018-09-18 22:00 | 0.71575
OldNuke | FR | 2018-09-18 23:00 | 0.71575
OldNuke | FR | 2018-09-19 | 0.71575
OldNuke | FR | 2018-09-19 01:00 | 0.71575
OldNuke | FR | 2018-09-19 02:00 | 0.71575
OldNuke | FR | 2018-09-19 03:00 | 0.71575
OldNuke | FR | 2018-09-19 04:00 | 0.71575
OldNuke | FR | 2018-09-19 05:00 | 0.7186
OldNuke | FR | 2018-09-19 06:00 | 0.7186
OldNuke | FR | 2018-09-19 07:00 | 0.7186
OldNuke | FR | 2018-09-19 08:00 | 0.7186
OldNuke | FR | 2018-09-19 09:00 | 0.7186
OldNuke | FR | 2018-09-19 10:00 | 0.7186
OldNuke | FR | 2018-09-19 11:00 | 0.7186
OldNuke | FR | 2018-09-19 12:00 | 0.7186
OldNuke | FR | 2018-09-19 13:00 | 0.7186
OldNuke | FR | 2018-09-19 14:00 | 0.7186
OldNuke | FR | 2018-09-19 15:00 | 0.7186
OldNuke | FR | 2018-09-19 16:00 | 0.7186
OldNuke | FR | 2018-09-19 17:00 | 0.7186
OldNuke | FR | 2018-09-19 18:00 | 0.7186
OldNuke | FR | 2018-09-19 19:00 | 0.71202
OldNuke | FR | 2018-09-19 20:00 | 0.71202
OldNuke | FR | 2018-09-19 21:00 | 0.71202
OldNuke | FR | 2018-09-19 22:00 | 0.69468
OldNuke | FR | 2018-09-19 23:00 | 0.69468
OldNuke | FR | 2018-09-20 | 0.70125
OldNuke | FR | 2018-09-20 01:00 | 0.70125
OldNuke | FR | 2018-09-20 02:00 | 0.68731
OldNuke | FR | 2018-09-20 03:00 | 0.68731
OldNuke | FR | 2018-09-20 04:00 | 0.68731
OldNuke | FR | 2018-09-20 05:00 | 0.68731
OldNuke | FR | 2018-09-20 06:00 | 0.68731
OldNuke | FR | 2018-09-20 07:00 | 0.68731
OldNuke | FR | 2018-09-20 08:00 | 0.68731
OldNuke | FR | 2018-09-20 09:00 | 0.68731
OldNuke | FR | 2018-09-20 10:00 | 0.68731
OldNuke | FR | 2018-09-20 11:00 | 0.68731
OldNuke | FR | 2018-09-20 12:00 | 0.68731
OldNuke | FR | 2018-09-20 13:00 | 0.68327
OldNuke | FR | 2018-09-20 14:00 | 0.6881
OldNuke | FR | 2018-09-20 15:00 | 0.6881
OldNuke | FR | 2018-09-20 16:00 | 0.6881
OldNuke | FR | 2018-09-20 17:00 | 0.6881
OldNuke | FR | 2018-09-20 18:00 | 0.6881
OldNuke | FR | 2018-09-20 19:00 | 0.6881
OldNuke | FR | 2018-09-20 20:00 | 0.6881
OldNuke | FR | 2018-09-20 21:00 | 0.6881
OldNuke | FR | 2018-09-20 22:00 | 0.6881
OldNuke | FR | 2018-09-20 23:00 | 0.6881
OldNuke | FR | 2018-09-21 | 0.68628
OldNuke | FR | 2018-09-21 01:00 | 0.66252
OldNuke | FR | 2018-09-21 02:00 | 0.66252
OldNuke | FR | 2018-09-21 03:00 | 0.66252
OldNuke | FR | 2018-09-21 04:00 | 0.65951
OldNuke | FR | 2018-09-21 05:00 | 0.6801
OldNuke | FR | 2018-09-21 06:00 | 0.66442
OldNuke | FR | 2018-09-21 07:00 | 0.66442
OldNuke | FR | 2018-09-21 08:00 | 0.66442
OldNuke | FR | 2018-09-21 09:00 | 0.66442
OldNuke | FR | 2018-09-21 10:00 | 0.66442
OldNuke | FR | 2018-09-21 11:00 | 0.66442
OldNuke | FR | 2018-09-21 12:00 | 0.68375
OldNuke | FR | 2018-09-21 13:00 | 0.68375
OldNuke | FR | 2018-09-21 14:00 | 0.68375
OldNuke | FR | 2018-09-21 15:00 | 0.68375
OldNuke | FR | 2018-09-21 16:00 | 0.68779
OldNuke | FR | 2018-09-21 17:00 | 0.70228
OldNuke | FR | 2018-09-21 18:00 | 0.70228
OldNuke | FR | 2018-09-21 19:00 | 0.68454
OldNuke | FR | 2018-09-21 20:00 | 0.68454
OldNuke | FR | 2018-09-21 21:00 | 0.68454
OldNuke | FR | 2018-09-21 22:00 | 0.67971
OldNuke | FR | 2018-09-21 23:00 | 0.67971
OldNuke | FR | 2018-09-22 | 0.64819
OldNuke | FR | 2018-09-22 01:00 | 0.58467
OldNuke | FR | 2018-09-22 02:00 | 0.58467
OldNuke | FR | 2018-09-22 03:00 | 0.58467
OldNuke | FR | 2018-09-22 04:00 | 0.58467
OldNuke | FR | 2018-09-22 05:00 | 0.58467
OldNuke | FR | 2018-09-22 06:00 | 0.58467
OldNuke | FR | 2018-09-22 07:00 | 0.58467
OldNuke | FR | 2018-09-22 08:00 | 0.58467
OldNuke | FR | 2018-09-22 09:00 | 0.58467
OldNuke | FR | 2018-09-22 10:00 | 0.58636
OldNuke | FR | 2018-09-22 11:00 | 0.60169
OldNuke | FR | 2018-09-22 12:00 | 0.60169
OldNuke | FR | 2018-09-22 13:00 | 0.61373
OldNuke | FR | 2018-09-22 14:00 | 0.61373
OldNuke | FR | 2018-09-22 15:00 | 0.61373
OldNuke | FR | 2018-09-22 16:00 | 0.61373
OldNuke | FR | 2018-09-22 17:00 | 0.60249
OldNuke | FR | 2018-09-22 18:00 | 0.61278
OldNuke | FR | 2018-09-22 19:00 | 0.61278
OldNuke | FR | 2018-09-22 20:00 | 0.61278
OldNuke | FR | 2018-09-22 21:00 | 0.61278
OldNuke | FR | 2018-09-22 22:00 | 0.61278
OldNuke | FR | 2018-09-22 23:00 | 0.62403
OldNuke | FR | 2018-09-23 | 0.607
OldNuke | FR | 2018-09-23 01:00 | 0.607
OldNuke | FR | 2018-09-23 02:00 | 0.607
OldNuke | FR | 2018-09-23 03:00 | 0.607
OldNuke | FR | 2018-09-23 04:00 | 0.59671
OldNuke | FR | 2018-09-23 05:00 | 0.59671
OldNuke | FR | 2018-09-23 06:00 | 0.59671
OldNuke | FR | 2018-09-23 07:00 | 0.59671
OldNuke | FR | 2018-09-23 08:00 | 0.61746
OldNuke | FR | 2018-09-23 09:00 | 0.61746
OldNuke | FR | 2018-09-23 10:00 | 0.61746
OldNuke | FR | 2018-09-23 11:00 | 0.61746
OldNuke | FR | 2018-09-23 12:00 | 0.63805
OldNuke | FR | 2018-09-23 13:00 | 0.62783
OldNuke | FR | 2018-09-23 14:00 | 0.62783
OldNuke | FR | 2018-09-23 15:00 | 0.62601
OldNuke | FR | 2018-09-23 16:00 | 0.62783
OldNuke | FR | 2018-09-23 17:00 | 0.62783
OldNuke | FR | 2018-09-23 18:00 | 0.64486
OldNuke | FR | 2018-09-23 19:00 | 0.64486
OldNuke | FR | 2018-09-23 20:00 | 0.64486
OldNuke | FR | 2018-09-23 21:00 | 0.66593
OldNuke | FR | 2018-09-23 22:00 | 0.66593
OldNuke | FR | 2018-09-23 23:00 | 0.6489
OldNuke | FR | 2018-09-24 | 0.6489
OldNuke | FR | 2018-09-24 01:00 | 0.6489
OldNuke | FR | 2018-09-24 02:00 | 0.64035
OldNuke | FR | 2018-09-24 03:00 | 0.64035
OldNuke | FR | 2018-09-24 04:00 | 0.64035
OldNuke | FR | 2018-09-24 05:00 | 0.656
OldNuke | FR | 2018-09-24 06:00 | 0.66176
OldNuke | FR | 2018-09-24 07:00 | 0.66593
OldNuke | FR | 2018-09-24 08:00 | 0.67123
OldNuke | FR | 2018-09-24 09:00 | 0.67123
OldNuke | FR | 2018-09-24 10:00 | 0.67123
OldNuke | FR | 2018-09-24 11:00 | 0.67123
OldNuke | FR | 2018-09-24 12:00 | 0.68145
OldNuke | FR | 2018-09-24 13:00 | 0.68145
OldNuke | FR | 2018-09-24 14:00 | 0.68145
OldNuke | FR | 2018-09-24 15:00 | 0.68145
OldNuke | FR | 2018-09-24 16:00 | 0.68145
OldNuke | FR | 2018-09-24 17:00 | 0.69539
OldNuke | FR | 2018-09-24 18:00 | 0.70331
OldNuke | FR | 2018-09-24 19:00 | 0.70331
OldNuke | FR | 2018-09-24 20:00 | 0.70331
OldNuke | FR | 2018-09-24 21:00 | 0.70331
OldNuke | FR | 2018-09-24 22:00 | 0.70331
OldNuke | FR | 2018-09-24 23:00 | 0.71567
OldNuke | FR | 2018-09-25 | 0.71567
OldNuke | FR | 2018-09-25 01:00 | 0.71567
OldNuke | FR | 2018-09-25 02:00 | 0.71567
OldNuke | FR | 2018-09-25 03:00 | 0.71567
OldNuke | FR | 2018-09-25 04:00 | 0.71567
OldNuke | FR | 2018-09-25 05:00 | 0.71567
OldNuke | FR | 2018-09-25 06:00 | 0.71567
OldNuke | FR | 2018-09-25 07:00 | 0.71567
OldNuke | FR | 2018-09-25 08:00 | 0.71567
OldNuke | FR | 2018-09-25 09:00 | 0.71567
OldNuke | FR | 2018-09-25 10:00 | 0.71567
OldNuke | FR | 2018-09-25 11:00 | 0.71567
OldNuke | FR | 2018-09-25 12:00 | 0.71567
OldNuke | FR | 2018-09-25 13:00 | 0.71567
OldNuke | FR | 2018-09-25 14:00 | 0.71329
OldNuke | FR | 2018-09-25 15:00 | 0.71329
OldNuke | FR | 2018-09-25 16:00 | 0.71329
OldNuke | FR | 2018-09-25 17:00 | 0.71329
OldNuke | FR | 2018-09-25 18:00 | 0.71329
OldNuke | FR | 2018-09-25 19:00 | 0.71329
OldNuke | FR | 2018-09-25 20:00 | 0.71329
OldNuke | FR | 2018-09-25 21:00 | 0.71535
OldNuke | FR | 2018-09-25 22:00 | 0.71535
OldNuke | FR | 2018-09-25 23:00 | 0.71535
OldNuke | FR | 2018-09-26 | 0.71891
OldNuke | FR | 2018-09-26 01:00 | 0.71891
OldNuke | FR | 2018-09-26 02:00 | 0.71891
OldNuke | FR | 2018-09-26 03:00 | 0.71891
OldNuke | FR | 2018-09-26 04:00 | 0.71891
OldNuke | FR | 2018-09-26 05:00 | 0.71891
OldNuke | FR | 2018-09-26 06:00 | 0.71891
OldNuke | FR | 2018-09-26 07:00 | 0.71891
OldNuke | FR | 2018-09-26 08:00 | 0.71891
OldNuke | FR | 2018-09-26 09:00 | 0.71891
OldNuke | FR | 2018-09-26 10:00 | 0.69785
OldNuke | FR | 2018-09-26 11:00 | 0.69785
OldNuke | FR | 2018-09-26 12:00 | 0.69785
OldNuke | FR | 2018-09-26 13:00 | 0.69785
OldNuke | FR | 2018-09-26 14:00 | 0.69785
OldNuke | FR | 2018-09-26 15:00 | 0.69785
OldNuke | FR | 2018-09-26 16:00 | 0.69785
OldNuke | FR | 2018-09-26 17:00 | 0.69618
OldNuke | FR | 2018-09-26 18:00 | 0.69618
OldNuke | FR | 2018-09-26 19:00 | 0.69618
OldNuke | FR | 2018-09-26 20:00 | 0.71994
OldNuke | FR | 2018-09-26 21:00 | 0.71994
OldNuke | FR | 2018-09-26 22:00 | 0.71994
OldNuke | FR | 2018-09-26 23:00 | 0.71994
OldNuke | FR | 2018-09-27 | 0.71091
OldNuke | FR | 2018-09-27 01:00 | 0.71091
OldNuke | FR | 2018-09-27 02:00 | 0.7041
OldNuke | FR | 2018-09-27 03:00 | 0.7041
OldNuke | FR | 2018-09-27 04:00 | 0.69682
OldNuke | FR | 2018-09-27 05:00 | 0.69682
OldNuke | FR | 2018-09-27 06:00 | 0.69682
OldNuke | FR | 2018-09-27 07:00 | 0.69682
OldNuke | FR | 2018-09-27 08:00 | 0.69682
OldNuke | FR | 2018-09-27 09:00 | 0.69682
OldNuke | FR | 2018-09-27 10:00 | 0.69682
OldNuke | FR | 2018-09-27 11:00 | 0.69682
OldNuke | FR | 2018-09-27 12:00 | 0.69682
OldNuke | FR | 2018-09-27 13:00 | 0.69682
OldNuke | FR | 2018-09-27 14:00 | 0.70933
OldNuke | FR | 2018-09-27 15:00 | 0.70933
OldNuke | FR | 2018-09-27 16:00 | 0.70933
OldNuke | FR | 2018-09-27 17:00 | 0.70933
OldNuke | FR | 2018-09-27 18:00 | 0.706
OldNuke | FR | 2018-09-27 19:00 | 0.706
OldNuke | FR | 2018-09-27 20:00 | 0.706
OldNuke | FR | 2018-09-27 21:00 | 0.706
OldNuke | FR | 2018-09-27 22:00 | 0.68565
OldNuke | FR | 2018-09-27 23:00 | 0.68565
OldNuke | FR | 2018-09-28 | 0.68565
OldNuke | FR | 2018-09-28 01:00 | 0.68565
OldNuke | FR | 2018-09-28 02:00 | 0.68565
OldNuke | FR | 2018-09-28 03:00 | 0.68565
OldNuke | FR | 2018-09-28 04:00 | 0.68565
OldNuke | FR | 2018-09-28 05:00 | 0.68565
OldNuke | FR | 2018-09-28 06:00 | 0.68565
OldNuke | FR | 2018-09-28 07:00 | 0.68565
OldNuke | FR | 2018-09-28 08:00 | 0.68565
OldNuke | FR | 2018-09-28 09:00 | 0.68565
OldNuke | FR | 2018-09-28 10:00 | 0.68565
OldNuke | FR | 2018-09-28 11:00 | 0.68565
OldNuke | FR | 2018-09-28 12:00 | 0.70941
OldNuke | FR | 2018-09-28 13:00 | 0.70941
OldNuke | FR | 2018-09-28 14:00 | 0.70941
OldNuke | FR | 2018-09-28 15:00 | 0.70941
OldNuke | FR | 2018-09-28 16:00 | 0.70941
OldNuke | FR | 2018-09-28 17:00 | 0.70941
OldNuke | FR | 2018-09-28 18:00 | 0.70941
OldNuke | FR | 2018-09-28 19:00 | 0.70941
OldNuke | FR | 2018-09-28 20:00 | 0.70941
OldNuke | FR | 2018-09-28 21:00 | 0.70941
OldNuke | FR | 2018-09-28 22:00 | 0.68343
OldNuke | FR | 2018-09-28 23:00 | 0.68747
OldNuke | FR | 2018-09-29 | 0.6611
OldNuke | FR | 2018-09-29 01:00 | 0.6611
OldNuke | FR | 2018-09-29 02:00 | 0.59716
OldNuke | FR | 2018-09-29 03:00 | 0.59534
OldNuke | FR | 2018-09-29 04:00 | 0.59492
OldNuke | FR | 2018-09-29 05:00 | 0.5981
OldNuke | FR | 2018-09-29 06:00 | 0.60051
OldNuke | FR | 2018-09-29 07:00 | 0.60222
OldNuke | FR | 2018-09-29 08:00 | 0.60022
OldNuke | FR | 2018-09-29 09:00 | 0.59661
OldNuke | FR | 2018-09-29 10:00 | 0.59644
OldNuke | FR | 2018-09-29 11:00 | 0.58856
OldNuke | FR | 2018-09-29 12:00 | 0.58346
OldNuke | FR | 2018-09-29 13:00 | 0.584
OldNuke | FR | 2018-09-29 14:00 | 0.5891
OldNuke | FR | 2018-09-29 15:00 | 0.59652
OldNuke | FR | 2018-09-29 16:00 | 0.60086
OldNuke | FR | 2018-09-29 17:00 | 0.60448
OldNuke | FR | 2018-09-29 18:00 | 0.60594
OldNuke | FR | 2018-09-29 19:00 | 0.60643
OldNuke | FR | 2018-09-29 20:00 | 0.60439
OldNuke | FR | 2018-09-29 21:00 | 0.60447
OldNuke | FR | 2018-09-29 22:00 | 0.60323
OldNuke | FR | 2018-09-29 23:00 | 0.59452
OldNuke | FR | 2018-09-30 | 0.59583
OldNuke | FR | 2018-09-30 01:00 | 0.59683
OldNuke | FR | 2018-09-30 02:00 | 0.60589
OldNuke | FR | 2018-09-30 03:00 | 0.60589
OldNuke | FR | 2018-09-30 04:00 | 0.60589
OldNuke | FR | 2018-09-30 05:00 | 0.60589
OldNuke | FR | 2018-09-30 06:00 | 0.60589
OldNuke | FR | 2018-09-30 07:00 | 0.60589
OldNuke | FR | 2018-09-30 08:00 | 0.60589
OldNuke | FR | 2018-09-30 09:00 | 0.60589
OldNuke | FR | 2018-09-30 10:00 | 0.60589
OldNuke | FR | 2018-09-30 11:00 | 0.60589
OldNuke | FR | 2018-09-30 12:00 | 0.6009
OldNuke | FR | 2018-09-30 13:00 | 0.6009
OldNuke | FR | 2018-09-30 14:00 | 0.6009
OldNuke | FR | 2018-09-30 15:00 | 0.6009
OldNuke | FR | 2018-09-30 16:00 | 0.59773
OldNuke | FR | 2018-09-30 17:00 | 0.59773
OldNuke | FR | 2018-09-30 18:00 | 0.61335
OldNuke | FR | 2018-09-30 19:00 | 0.62371
OldNuke | FR | 2018-09-30 20:00 | 0.63955
OldNuke | FR | 2018-09-30 21:00 | 0.63162
OldNuke | FR | 2018-09-30 22:00 | 0.63955
OldNuke | FR | 2018-09-30 23:00 | 0.63955
OldNuke | FR | 2018-10-01 | 0.64771
OldNuke | FR | 2018-10-01 01:00 | 0.64771
OldNuke | FR | 2018-10-01 02:00 | 0.66213
OldNuke | FR | 2018-10-01 03:00 | 0.66213
OldNuke | FR | 2018-10-01 04:00 | 0.65991
OldNuke | FR | 2018-10-01 05:00 | 0.66213
OldNuke | FR | 2018-10-01 06:00 | 0.66395
OldNuke | FR | 2018-10-01 07:00 | 0.66746
OldNuke | FR | 2018-10-01 08:00 | 0.66463
OldNuke | FR | 2018-10-01 09:00 | 0.66495
OldNuke | FR | 2018-10-01 10:00 | 0.6665
OldNuke | FR | 2018-10-01 11:00 | 0.66626
OldNuke | FR | 2018-10-01 12:00 | 0.66566
OldNuke | FR | 2018-10-01 13:00 | 0.6629
OldNuke | FR | 2018-10-01 14:00 | 0.66314
OldNuke | FR | 2018-10-01 15:00 | 0.66369
OldNuke | FR | 2018-10-01 16:00 | 0.66502
OldNuke | FR | 2018-10-01 17:00 | 0.66642
OldNuke | FR | 2018-10-01 18:00 | 0.66925
OldNuke | FR | 2018-10-01 19:00 | 0.66998
OldNuke | FR | 2018-10-01 20:00 | 0.66081
OldNuke | FR | 2018-10-01 21:00 | 0.66213
OldNuke | FR | 2018-10-01 22:00 | 0.66213
OldNuke | FR | 2018-10-01 23:00 | 0.66213
OldNuke | FR | 2018-10-02 | 0.66213
OldNuke | FR | 2018-10-02 01:00 | 0.66213
OldNuke | FR | 2018-10-02 02:00 | 0.66213
OldNuke | FR | 2018-10-02 03:00 | 0.66213
OldNuke | FR | 2018-10-02 04:00 | 0.66213
OldNuke | FR | 2018-10-02 05:00 | 0.66629
OldNuke | FR | 2018-10-02 06:00 | 0.66575
OldNuke | FR | 2018-10-02 07:00 | 0.66881
OldNuke | FR | 2018-10-02 08:00 | 0.6678
OldNuke | FR | 2018-10-02 09:00 | 0.66564
OldNuke | FR | 2018-10-02 10:00 | 0.66734
OldNuke | FR | 2018-10-02 11:00 | 0.66762
OldNuke | FR | 2018-10-02 12:00 | 0.66908
OldNuke | FR | 2018-10-02 13:00 | 0.66973
OldNuke | FR | 2018-10-02 14:00 | 0.68319
OldNuke | FR | 2018-10-02 15:00 | 0.68319
OldNuke | FR | 2018-10-02 16:00 | 0.68652
OldNuke | FR | 2018-10-02 17:00 | 0.68978
OldNuke | FR | 2018-10-02 18:00 | 0.69027
OldNuke | FR | 2018-10-02 19:00 | 0.68121
OldNuke | FR | 2018-10-02 20:00 | 0.68121
OldNuke | FR | 2018-10-02 21:00 | 0.66373
OldNuke | FR | 2018-10-02 22:00 | 0.66428
OldNuke | FR | 2018-10-02 23:00 | 0.66276
OldNuke | FR | 2018-10-03 | 0.66046
OldNuke | FR | 2018-10-03 01:00 | 0.65059
OldNuke | FR | 2018-10-03 02:00 | 0.66054
OldNuke | FR | 2018-10-03 03:00 | 0.66054
OldNuke | FR | 2018-10-03 04:00 | 0.66054
OldNuke | FR | 2018-10-03 05:00 | 0.66054
OldNuke | FR | 2018-10-03 06:00 | 0.65644
OldNuke | FR | 2018-10-03 07:00 | 0.65503
OldNuke | FR | 2018-10-03 08:00 | 0.6556
OldNuke | FR | 2018-10-03 09:00 | 0.65666
OldNuke | FR | 2018-10-03 10:00 | 0.65253
OldNuke | FR | 2018-10-03 11:00 | 0.65042
OldNuke | FR | 2018-10-03 12:00 | 0.64944
OldNuke | FR | 2018-10-03 13:00 | 0.64903
OldNuke | FR | 2018-10-03 14:00 | 0.65428
OldNuke | FR | 2018-10-03 15:00 | 0.65574
OldNuke | FR | 2018-10-03 16:00 | 0.65809
OldNuke | FR | 2018-10-03 17:00 | 0.66144
OldNuke | FR | 2018-10-03 18:00 | 0.66217
OldNuke | FR | 2018-10-03 19:00 | 0.66144
OldNuke | FR | 2018-10-03 20:00 | 0.65994
OldNuke | FR | 2018-10-03 21:00 | 0.66195
OldNuke | FR | 2018-10-03 22:00 | 0.66018
OldNuke | FR | 2018-10-03 23:00 | 0.65999
OldNuke | FR | 2018-10-04 | 0.65999
OldNuke | FR | 2018-10-04 01:00 | 0.65999
OldNuke | FR | 2018-10-04 02:00 | 0.66436
OldNuke | FR | 2018-10-04 03:00 | 0.67409
OldNuke | FR | 2018-10-04 04:00 | 0.67409
OldNuke | FR | 2018-10-04 05:00 | 0.67409
OldNuke | FR | 2018-10-04 06:00 | 0.68128
OldNuke | FR | 2018-10-04 07:00 | 0.68047
OldNuke | FR | 2018-10-04 08:00 | 0.67965
OldNuke | FR | 2018-10-04 09:00 | 0.67817
OldNuke | FR | 2018-10-04 10:00 | 0.67947
OldNuke | FR | 2018-10-04 11:00 | 0.68186
OldNuke | FR | 2018-10-04 12:00 | 0.68047
OldNuke | FR | 2018-10-04 13:00 | 0.68042
OldNuke | FR | 2018-10-04 14:00 | 0.68012
OldNuke | FR | 2018-10-04 15:00 | 0.68204
OldNuke | FR | 2018-10-04 16:00 | 0.68182
OldNuke | FR | 2018-10-04 17:00 | 0.68253
OldNuke | FR | 2018-10-04 18:00 | 0.68527
OldNuke | FR | 2018-10-04 19:00 | 0.69096
OldNuke | FR | 2018-10-04 20:00 | 0.68905
OldNuke | FR | 2018-10-04 21:00 | 0.68905
OldNuke | FR | 2018-10-04 22:00 | 0.68966
OldNuke | FR | 2018-10-04 23:00 | 0.68905
OldNuke | FR | 2018-10-05 | 0.68905
OldNuke | FR | 2018-10-05 01:00 | 0.68905
OldNuke | FR | 2018-10-05 02:00 | 0.68905
OldNuke | FR | 2018-10-05 03:00 | 0.68905
OldNuke | FR | 2018-10-05 04:00 | 0.69031
OldNuke | FR | 2018-10-05 05:00 | 0.69504
OldNuke | FR | 2018-10-05 06:00 | 0.69981
OldNuke | FR | 2018-10-05 07:00 | 0.7003
OldNuke | FR | 2018-10-05 08:00 | 0.69895
OldNuke | FR | 2018-10-05 09:00 | 0.69683
OldNuke | FR | 2018-10-05 10:00 | 0.69458
OldNuke | FR | 2018-10-05 11:00 | 0.69276
OldNuke | FR | 2018-10-05 12:00 | 0.68905
OldNuke | FR | 2018-10-05 13:00 | 0.68905
OldNuke | FR | 2018-10-05 14:00 | 0.68905
OldNuke | FR | 2018-10-05 15:00 | 0.68905
OldNuke | FR | 2018-10-05 16:00 | 0.67511
OldNuke | FR | 2018-10-05 17:00 | 0.67321
OldNuke | FR | 2018-10-05 18:00 | 0.67424
OldNuke | FR | 2018-10-05 19:00 | 0.67413
OldNuke | FR | 2018-10-05 20:00 | 0.67035
OldNuke | FR | 2018-10-05 21:00 | 0.66521
OldNuke | FR | 2018-10-05 22:00 | 0.66506
OldNuke | FR | 2018-10-05 23:00 | 0.64684
OldNuke | FR | 2018-10-06 | 0.66355
OldNuke | FR | 2018-10-06 01:00 | 0.63979
OldNuke | FR | 2018-10-06 02:00 | 0.61904
OldNuke | FR | 2018-10-06 03:00 | 0.61904
OldNuke | FR | 2018-10-06 04:00 | 0.60664
OldNuke | FR | 2018-10-06 05:00 | 0.61076
OldNuke | FR | 2018-10-06 06:00 | 0.61242
OldNuke | FR | 2018-10-06 07:00 | 0.61361
OldNuke | FR | 2018-10-06 08:00 | 0.61321
OldNuke | FR | 2018-10-06 09:00 | 0.60618
OldNuke | FR | 2018-10-06 10:00 | 0.60779
OldNuke | FR | 2018-10-06 11:00 | 0.60651
OldNuke | FR | 2018-10-06 12:00 | 0.60784
OldNuke | FR | 2018-10-06 13:00 | 0.60567
OldNuke | FR | 2018-10-06 14:00 | 0.60532
OldNuke | FR | 2018-10-06 15:00 | 0.60512
OldNuke | FR | 2018-10-06 16:00 | 0.60689
OldNuke | FR | 2018-10-06 17:00 | 0.60741
OldNuke | FR | 2018-10-06 18:00 | 0.60954
OldNuke | FR | 2018-10-06 19:00 | 0.60879
OldNuke | FR | 2018-10-06 20:00 | 0.60029
OldNuke | FR | 2018-10-06 21:00 | 0.60317
OldNuke | FR | 2018-10-06 22:00 | 0.6007
OldNuke | FR | 2018-10-06 23:00 | 0.60084
OldNuke | FR | 2018-10-07 | 0.59834
OldNuke | FR | 2018-10-07 01:00 | 0.59377
OldNuke | FR | 2018-10-07 02:00 | 0.59633
OldNuke | FR | 2018-10-07 03:00 | 0.59762
OldNuke | FR | 2018-10-07 04:00 | 0.59439
OldNuke | FR | 2018-10-07 05:00 | 0.59713
OldNuke | FR | 2018-10-07 06:00 | 0.59981
OldNuke | FR | 2018-10-07 07:00 | 0.60689
OldNuke | FR | 2018-10-07 08:00 | 0.61676
OldNuke | FR | 2018-10-07 09:00 | 0.62503
OldNuke | FR | 2018-10-07 10:00 | 0.63838
OldNuke | FR | 2018-10-07 11:00 | 0.64112
OldNuke | FR | 2018-10-07 12:00 | 0.64415
OldNuke | FR | 2018-10-07 13:00 | 0.6457
OldNuke | FR | 2018-10-07 14:00 | 0.64598
OldNuke | FR | 2018-10-07 15:00 | 0.65129
OldNuke | FR | 2018-10-07 16:00 | 0.65333
OldNuke | FR | 2018-10-07 17:00 | 0.655
OldNuke | FR | 2018-10-07 18:00 | 0.65937
OldNuke | FR | 2018-10-07 19:00 | 0.65942
OldNuke | FR | 2018-10-07 20:00 | 0.65707
OldNuke | FR | 2018-10-07 21:00 | 0.65718
OldNuke | FR | 2018-10-07 22:00 | 0.65796
OldNuke | FR | 2018-10-07 23:00 | 0.65717
OldNuke | FR | 2018-10-08 | 0.65314
OldNuke | FR | 2018-10-08 01:00 | 0.66097
OldNuke | FR | 2018-10-08 02:00 | 0.66479
OldNuke | FR | 2018-10-08 03:00 | 0.66477
OldNuke | FR | 2018-10-08 04:00 | 0.67258
OldNuke | FR | 2018-10-08 05:00 | 0.67694
OldNuke | FR | 2018-10-08 06:00 | 0.67942
OldNuke | FR | 2018-10-08 07:00 | 0.68094
OldNuke | FR | 2018-10-08 08:00 | 0.68132
OldNuke | FR | 2018-10-08 09:00 | 0.68117
OldNuke | FR | 2018-10-08 10:00 | 0.68091
OldNuke | FR | 2018-10-08 11:00 | 0.67827
OldNuke | FR | 2018-10-08 12:00 | 0.67594
OldNuke | FR | 2018-10-08 13:00 | 0.67706
OldNuke | FR | 2018-10-08 14:00 | 0.67757
OldNuke | FR | 2018-10-08 15:00 | 0.67831
OldNuke | FR | 2018-10-08 16:00 | 0.67835
OldNuke | FR | 2018-10-08 17:00 | 0.67953
OldNuke | FR | 2018-10-08 18:00 | 0.67797
OldNuke | FR | 2018-10-08 19:00 | 0.67597
OldNuke | FR | 2018-10-08 20:00 | 0.66648
OldNuke | FR | 2018-10-08 21:00 | 0.66476
OldNuke | FR | 2018-10-08 22:00 | 0.66623
OldNuke | FR | 2018-10-08 23:00 | 0.66282
OldNuke | FR | 2018-10-09 | 0.66442
OldNuke | FR | 2018-10-09 01:00 | 0.66354
OldNuke | FR | 2018-10-09 02:00 | 0.66553
OldNuke | FR | 2018-10-09 03:00 | 0.66708
OldNuke | FR | 2018-10-09 04:00 | 0.67225
OldNuke | FR | 2018-10-09 05:00 | 0.66404
OldNuke | FR | 2018-10-09 06:00 | 0.65625
OldNuke | FR | 2018-10-09 07:00 | 0.66135
OldNuke | FR | 2018-10-09 08:00 | 0.66181
OldNuke | FR | 2018-10-09 09:00 | 0.65636
OldNuke | FR | 2018-10-09 10:00 | 0.64071
OldNuke | FR | 2018-10-09 11:00 | 0.63889
OldNuke | FR | 2018-10-09 12:00 | 0.6368
OldNuke | FR | 2018-10-09 13:00 | 0.63837
OldNuke | FR | 2018-10-09 14:00 | 0.63895
OldNuke | FR | 2018-10-09 15:00 | 0.64022
OldNuke | FR | 2018-10-09 16:00 | 0.6412
OldNuke | FR | 2018-10-09 17:00 | 0.64305
OldNuke | FR | 2018-10-09 18:00 | 0.65524
OldNuke | FR | 2018-10-09 19:00 | 0.66049
OldNuke | FR | 2018-10-09 20:00 | 0.65181
OldNuke | FR | 2018-10-09 21:00 | 0.64708
OldNuke | FR | 2018-10-09 22:00 | 0.64872
OldNuke | FR | 2018-10-09 23:00 | 0.64606
OldNuke | FR | 2018-10-10 | 0.65845
OldNuke | FR | 2018-10-10 01:00 | 0.65579
OldNuke | FR | 2018-10-10 02:00 | 0.65447
OldNuke | FR | 2018-10-10 03:00 | 0.66008
OldNuke | FR | 2018-10-10 04:00 | 0.6607
OldNuke | FR | 2018-10-10 05:00 | 0.66358
OldNuke | FR | 2018-10-10 06:00 | 0.66365
OldNuke | FR | 2018-10-10 07:00 | 0.66545
OldNuke | FR | 2018-10-10 08:00 | 0.66631
OldNuke | FR | 2018-10-10 09:00 | 0.66609
OldNuke | FR | 2018-10-10 10:00 | 0.66466
OldNuke | FR | 2018-10-10 11:00 | 0.66182
OldNuke | FR | 2018-10-10 12:00 | 0.65986
OldNuke | FR | 2018-10-10 13:00 | 0.6594
OldNuke | FR | 2018-10-10 14:00 | 0.65745
OldNuke | FR | 2018-10-10 15:00 | 0.66078
OldNuke | FR | 2018-10-10 16:00 | 0.66165
OldNuke | FR | 2018-10-10 17:00 | 0.66144
OldNuke | FR | 2018-10-10 18:00 | 0.66056
OldNuke | FR | 2018-10-10 19:00 | 0.65872
OldNuke | FR | 2018-10-10 20:00 | 0.65737
OldNuke | FR | 2018-10-10 21:00 | 0.65969
OldNuke | FR | 2018-10-10 22:00 | 0.65626
OldNuke | FR | 2018-10-10 23:00 | 0.64693
OldNuke | FR | 2018-10-11 | 0.64581
OldNuke | FR | 2018-10-11 01:00 | 0.64581
OldNuke | FR | 2018-10-11 02:00 | 0.62937
OldNuke | FR | 2018-10-11 03:00 | 0.62493
OldNuke | FR | 2018-10-11 04:00 | 0.62807
OldNuke | FR | 2018-10-11 05:00 | 0.63016
OldNuke | FR | 2018-10-11 06:00 | 0.62972
OldNuke | FR | 2018-10-11 07:00 | 0.62858
OldNuke | FR | 2018-10-11 08:00 | 0.62764
OldNuke | FR | 2018-10-11 09:00 | 0.6269
OldNuke | FR | 2018-10-11 10:00 | 0.63475
OldNuke | FR | 2018-10-11 11:00 | 0.63453
OldNuke | FR | 2018-10-11 12:00 | 0.62945
OldNuke | FR | 2018-10-11 13:00 | 0.63583
OldNuke | FR | 2018-10-11 14:00 | 0.63734
OldNuke | FR | 2018-10-11 15:00 | 0.63722
OldNuke | FR | 2018-10-11 16:00 | 0.64803
OldNuke | FR | 2018-10-11 17:00 | 0.65023
OldNuke | FR | 2018-10-11 18:00 | 0.65139
OldNuke | FR | 2018-10-11 19:00 | 0.64673
OldNuke | FR | 2018-10-11 20:00 | 0.63808
OldNuke | FR | 2018-10-11 21:00 | 0.63295
OldNuke | FR | 2018-10-11 22:00 | 0.63052
OldNuke | FR | 2018-10-11 23:00 | 0.63052
OldNuke | FR | 2018-10-12 | 0.63052
OldNuke | FR | 2018-10-12 01:00 | 0.63052
OldNuke | FR | 2018-10-12 02:00 | 0.63052
OldNuke | FR | 2018-10-12 03:00 | 0.63052
OldNuke | FR | 2018-10-12 04:00 | 0.64144
OldNuke | FR | 2018-10-12 05:00 | 0.64619
OldNuke | FR | 2018-10-12 06:00 | 0.64766
OldNuke | FR | 2018-10-12 07:00 | 0.64855
OldNuke | FR | 2018-10-12 08:00 | 0.64773
OldNuke | FR | 2018-10-12 09:00 | 0.64526
OldNuke | FR | 2018-10-12 10:00 | 0.6425
OldNuke | FR | 2018-10-12 11:00 | 0.63808
OldNuke | FR | 2018-10-12 12:00 | 0.63738
OldNuke | FR | 2018-10-12 13:00 | 0.6418
OldNuke | FR | 2018-10-12 14:00 | 0.64055
OldNuke | FR | 2018-10-12 15:00 | 0.64195
OldNuke | FR | 2018-10-12 16:00 | 0.64383
OldNuke | FR | 2018-10-12 17:00 | 0.64553
OldNuke | FR | 2018-10-12 18:00 | 0.64511
OldNuke | FR | 2018-10-12 19:00 | 0.64297
OldNuke | FR | 2018-10-12 20:00 | 0.64103
OldNuke | FR | 2018-10-12 21:00 | 0.63665
OldNuke | FR | 2018-10-12 22:00 | 0.63925
OldNuke | FR | 2018-10-12 23:00 | 0.62767
OldNuke | FR | 2018-10-13 | 0.61372
OldNuke | FR | 2018-10-13 01:00 | 0.61177
OldNuke | FR | 2018-10-13 02:00 | 0.61556
OldNuke | FR | 2018-10-13 03:00 | 0.61739
OldNuke | FR | 2018-10-13 04:00 | 0.6218
OldNuke | FR | 2018-10-13 05:00 | 0.62744
OldNuke | FR | 2018-10-13 06:00 | 0.62923
OldNuke | FR | 2018-10-13 07:00 | 0.63176
OldNuke | FR | 2018-10-13 08:00 | 0.63597
OldNuke | FR | 2018-10-13 09:00 | 0.64136
OldNuke | FR | 2018-10-13 10:00 | 0.63748
OldNuke | FR | 2018-10-13 11:00 | 0.63243
OldNuke | FR | 2018-10-13 12:00 | 0.63341
OldNuke | FR | 2018-10-13 13:00 | 0.63455
OldNuke | FR | 2018-10-13 14:00 | 0.63873
OldNuke | FR | 2018-10-13 15:00 | 0.64128
OldNuke | FR | 2018-10-13 16:00 | 0.64188
OldNuke | FR | 2018-10-13 17:00 | 0.64237
OldNuke | FR | 2018-10-13 18:00 | 0.64345
OldNuke | FR | 2018-10-13 19:00 | 0.64296
OldNuke | FR | 2018-10-13 20:00 | 0.63645
OldNuke | FR | 2018-10-13 21:00 | 0.63924
OldNuke | FR | 2018-10-13 22:00 | 0.64099
OldNuke | FR | 2018-10-13 23:00 | 0.63388
OldNuke | FR | 2018-10-14 | 0.616
OldNuke | FR | 2018-10-14 01:00 | 0.61223
OldNuke | FR | 2018-10-14 02:00 | 0.61223
OldNuke | FR | 2018-10-14 03:00 | 0.61223
OldNuke | FR | 2018-10-14 04:00 | 0.61223
OldNuke | FR | 2018-10-14 05:00 | 0.61223
OldNuke | FR | 2018-10-14 06:00 | 0.61223
OldNuke | FR | 2018-10-14 07:00 | 0.60938
OldNuke | FR | 2018-10-14 08:00 | 0.61134
OldNuke | FR | 2018-10-14 09:00 | 0.61223
OldNuke | FR | 2018-10-14 10:00 | 0.61757
OldNuke | FR | 2018-10-14 11:00 | 0.61353
OldNuke | FR | 2018-10-14 12:00 | 0.61033
OldNuke | FR | 2018-10-14 13:00 | 0.61033
OldNuke | FR | 2018-10-14 14:00 | 0.62522
OldNuke | FR | 2018-10-14 15:00 | 0.64006
OldNuke | FR | 2018-10-14 16:00 | 0.6566
OldNuke | FR | 2018-10-14 17:00 | 0.66396
OldNuke | FR | 2018-10-14 18:00 | 0.67225
OldNuke | FR | 2018-10-14 19:00 | 0.67581
OldNuke | FR | 2018-10-14 20:00 | 0.67287
OldNuke | FR | 2018-10-14 21:00 | 0.6654
OldNuke | FR | 2018-10-14 22:00 | 0.65774
OldNuke | FR | 2018-10-14 23:00 | 0.65088
OldNuke | FR | 2018-10-15 | 0.65088
OldNuke | FR | 2018-10-15 01:00 | 0.65088
OldNuke | FR | 2018-10-15 02:00 | 0.66529
OldNuke | FR | 2018-10-15 03:00 | 0.66529
OldNuke | FR | 2018-10-15 04:00 | 0.67592
OldNuke | FR | 2018-10-15 05:00 | 0.6843
OldNuke | FR | 2018-10-15 06:00 | 0.68443
OldNuke | FR | 2018-10-15 07:00 | 0.68451
OldNuke | FR | 2018-10-15 08:00 | 0.68405
OldNuke | FR | 2018-10-15 09:00 | 0.68413
OldNuke | FR | 2018-10-15 10:00 | 0.68319
OldNuke | FR | 2018-10-15 11:00 | 0.68253
OldNuke | FR | 2018-10-15 12:00 | 0.67996
OldNuke | FR | 2018-10-15 13:00 | 0.68104
OldNuke | FR | 2018-10-15 14:00 | 0.68126
OldNuke | FR | 2018-10-15 15:00 | 0.68246
OldNuke | FR | 2018-10-15 16:00 | 0.68373
OldNuke | FR | 2018-10-15 17:00 | 0.68444
OldNuke | FR | 2018-10-15 18:00 | 0.68381
OldNuke | FR | 2018-10-15 19:00 | 0.67722
OldNuke | FR | 2018-10-15 20:00 | 0.67683
OldNuke | FR | 2018-10-15 21:00 | 0.67182
OldNuke | FR | 2018-10-15 22:00 | 0.67024
OldNuke | FR | 2018-10-15 23:00 | 0.67364
OldNuke | FR | 2018-10-16 | 0.67952
OldNuke | FR | 2018-10-16 01:00 | 0.67698
OldNuke | FR | 2018-10-16 02:00 | 0.67626
OldNuke | FR | 2018-10-16 03:00 | 0.67546
OldNuke | FR | 2018-10-16 04:00 | 0.68167
OldNuke | FR | 2018-10-16 05:00 | 0.68251
OldNuke | FR | 2018-10-16 06:00 | 0.68614
OldNuke | FR | 2018-10-16 07:00 | 0.68693
OldNuke | FR | 2018-10-16 08:00 | 0.68657
OldNuke | FR | 2018-10-16 09:00 | 0.68444
OldNuke | FR | 2018-10-16 10:00 | 0.68286
OldNuke | FR | 2018-10-16 11:00 | 0.68212
OldNuke | FR | 2018-10-16 12:00 | 0.67996
OldNuke | FR | 2018-10-16 13:00 | 0.67896
OldNuke | FR | 2018-10-16 14:00 | 0.6808
OldNuke | FR | 2018-10-16 15:00 | 0.68313
OldNuke | FR | 2018-10-16 16:00 | 0.6849
OldNuke | FR | 2018-10-16 17:00 | 0.68647
OldNuke | FR | 2018-10-16 18:00 | 0.68738
OldNuke | FR | 2018-10-16 19:00 | 0.68601
OldNuke | FR | 2018-10-16 20:00 | 0.68533
OldNuke | FR | 2018-10-16 21:00 | 0.68413
OldNuke | FR | 2018-10-16 22:00 | 0.6869
OldNuke | FR | 2018-10-16 23:00 | 0.68744
OldNuke | FR | 2018-10-17 | 0.68839
OldNuke | FR | 2018-10-17 01:00 | 0.68427
OldNuke | FR | 2018-10-17 02:00 | 0.69102
OldNuke | FR | 2018-10-17 03:00 | 0.69154
OldNuke | FR | 2018-10-17 04:00 | 0.69241
OldNuke | FR | 2018-10-17 05:00 | 0.69409
OldNuke | FR | 2018-10-17 06:00 | 0.69593
OldNuke | FR | 2018-10-17 07:00 | 0.69739
OldNuke | FR | 2018-10-17 08:00 | 0.69956
OldNuke | FR | 2018-10-17 09:00 | 0.69781
OldNuke | FR | 2018-10-17 10:00 | 0.6958
OldNuke | FR | 2018-10-17 11:00 | 0.6939
OldNuke | FR | 2018-10-17 12:00 | 0.6875
OldNuke | FR | 2018-10-17 13:00 | 0.67717
OldNuke | FR | 2018-10-17 14:00 | 0.67543
OldNuke | FR | 2018-10-17 15:00 | 0.67293
OldNuke | FR | 2018-10-17 16:00 | 0.67065
OldNuke | FR | 2018-10-17 17:00 | 0.66674
OldNuke | FR | 2018-10-17 18:00 | 0.66718
OldNuke | FR | 2018-10-17 19:00 | 0.66658
OldNuke | FR | 2018-10-17 20:00 | 0.66559
OldNuke | FR | 2018-10-17 21:00 | 0.66672
OldNuke | FR | 2018-10-17 22:00 | 0.6626
OldNuke | FR | 2018-10-17 23:00 | 0.65984
OldNuke | FR | 2018-10-18 | 0.65905
OldNuke | FR | 2018-10-18 01:00 | 0.65885
OldNuke | FR | 2018-10-18 02:00 | 0.66067
OldNuke | FR | 2018-10-18 03:00 | 0.66354
OldNuke | FR | 2018-10-18 04:00 | 0.66764
OldNuke | FR | 2018-10-18 05:00 | 0.67353
OldNuke | FR | 2018-10-18 06:00 | 0.67491
OldNuke | FR | 2018-10-18 07:00 | 0.67513
OldNuke | FR | 2018-10-18 08:00 | 0.67543
OldNuke | FR | 2018-10-18 09:00 | 0.6747
OldNuke | FR | 2018-10-18 10:00 | 0.67789
OldNuke | FR | 2018-10-18 11:00 | 0.68802
OldNuke | FR | 2018-10-18 12:00 | 0.69496
OldNuke | FR | 2018-10-18 13:00 | 0.69566
OldNuke | FR | 2018-10-18 14:00 | 0.69729
OldNuke | FR | 2018-10-18 15:00 | 0.698
OldNuke | FR | 2018-10-18 16:00 | 0.69865
OldNuke | FR | 2018-10-18 17:00 | 0.70112
OldNuke | FR | 2018-10-18 18:00 | 0.70494
OldNuke | FR | 2018-10-18 19:00 | 0.70684
OldNuke | FR | 2018-10-18 20:00 | 0.69907
OldNuke | FR | 2018-10-18 21:00 | 0.69639
OldNuke | FR | 2018-10-18 22:00 | 0.6913
OldNuke | FR | 2018-10-18 23:00 | 0.69138
OldNuke | FR | 2018-10-19 | 0.69077
OldNuke | FR | 2018-10-19 01:00 | 0.68589
OldNuke | FR | 2018-10-19 02:00 | 0.68909
OldNuke | FR | 2018-10-19 03:00 | 0.69216
OldNuke | FR | 2018-10-19 04:00 | 0.7006
OldNuke | FR | 2018-10-19 05:00 | 0.70215
OldNuke | FR | 2018-10-19 06:00 | 0.70727
OldNuke | FR | 2018-10-19 07:00 | 0.70901
OldNuke | FR | 2018-10-19 08:00 | 0.70794
OldNuke | FR | 2018-10-19 09:00 | 0.70694
OldNuke | FR | 2018-10-19 10:00 | 0.70041
OldNuke | FR | 2018-10-19 11:00 | 0.6897
OldNuke | FR | 2018-10-19 12:00 | 0.68628
OldNuke | FR | 2018-10-19 13:00 | 0.68606
OldNuke | FR | 2018-10-19 14:00 | 0.68701
OldNuke | FR | 2018-10-19 15:00 | 0.68573
OldNuke | FR | 2018-10-19 16:00 | 0.68774
OldNuke | FR | 2018-10-19 17:00 | 0.68825
OldNuke | FR | 2018-10-19 18:00 | 0.68955
OldNuke | FR | 2018-10-19 19:00 | 0.68329
OldNuke | FR | 2018-10-19 20:00 | 0.66466
OldNuke | FR | 2018-10-19 21:00 | 0.66466
OldNuke | FR | 2018-10-19 22:00 | 0.65191
OldNuke | FR | 2018-10-19 23:00 | 0.65191
OldNuke | FR | 2018-10-20 | 0.63014
OldNuke | FR | 2018-10-20 01:00 | 0.6365
OldNuke | FR | 2018-10-20 02:00 | 0.6422
OldNuke | FR | 2018-10-20 03:00 | 0.64624
OldNuke | FR | 2018-10-20 04:00 | 0.64616
OldNuke | FR | 2018-10-20 05:00 | 0.64947
OldNuke | FR | 2018-10-20 06:00 | 0.64673
OldNuke | FR | 2018-10-20 07:00 | 0.6351
OldNuke | FR | 2018-10-20 08:00 | 0.63572
OldNuke | FR | 2018-10-20 09:00 | 0.63504
OldNuke | FR | 2018-10-20 10:00 | 0.62926
OldNuke | FR | 2018-10-20 11:00 | 0.61761
OldNuke | FR | 2018-10-20 12:00 | 0.62847
OldNuke | FR | 2018-10-20 13:00 | 0.63811
OldNuke | FR | 2018-10-20 14:00 | 0.63727
OldNuke | FR | 2018-10-20 15:00 | 0.63764
OldNuke | FR | 2018-10-20 16:00 | 0.64111
OldNuke | FR | 2018-10-20 17:00 | 0.64907
OldNuke | FR | 2018-10-20 18:00 | 0.65891
OldNuke | FR | 2018-10-20 19:00 | 0.66651
OldNuke | FR | 2018-10-20 20:00 | 0.66563
OldNuke | FR | 2018-10-20 21:00 | 0.66712
OldNuke | FR | 2018-10-20 22:00 | 0.66197
OldNuke | FR | 2018-10-20 23:00 | 0.66163
OldNuke | FR | 2018-10-21 | 0.65665
OldNuke | FR | 2018-10-21 01:00 | 0.66059
OldNuke | FR | 2018-10-21 02:00 | 0.6667
OldNuke | FR | 2018-10-21 03:00 | 0.66696
OldNuke | FR | 2018-10-21 04:00 | 0.66631
OldNuke | FR | 2018-10-21 05:00 | 0.6776
OldNuke | FR | 2018-10-21 06:00 | 0.68237
OldNuke | FR | 2018-10-21 07:00 | 0.69105
OldNuke | FR | 2018-10-21 08:00 | 0.69165
OldNuke | FR | 2018-10-21 09:00 | 0.69205
OldNuke | FR | 2018-10-21 10:00 | 0.69084
OldNuke | FR | 2018-10-21 11:00 | 0.68424
OldNuke | FR | 2018-10-21 12:00 | 0.66765
OldNuke | FR | 2018-10-21 13:00 | 0.67695
OldNuke | FR | 2018-10-21 14:00 | 0.67803
OldNuke | FR | 2018-10-21 15:00 | 0.69829
OldNuke | FR | 2018-10-21 16:00 | 0.70125
OldNuke | FR | 2018-10-21 17:00 | 0.70469
OldNuke | FR | 2018-10-21 18:00 | 0.70833
OldNuke | FR | 2018-10-21 19:00 | 0.71025
OldNuke | FR | 2018-10-21 20:00 | 0.71017
OldNuke | FR | 2018-10-21 21:00 | 0.70965
OldNuke | FR | 2018-10-21 22:00 | 0.7067
OldNuke | FR | 2018-10-21 23:00 | 0.70592
OldNuke | FR | 2018-10-22 | 0.70597
OldNuke | FR | 2018-10-22 01:00 | 0.70192
OldNuke | FR | 2018-10-22 02:00 | 0.70011
OldNuke | FR | 2018-10-22 03:00 | 0.70246
OldNuke | FR | 2018-10-22 04:00 | 0.70154
OldNuke | FR | 2018-10-22 05:00 | 0.70938
OldNuke | FR | 2018-10-22 06:00 | 0.71464
OldNuke | FR | 2018-10-22 07:00 | 0.71658
OldNuke | FR | 2018-10-22 08:00 | 0.71609
OldNuke | FR | 2018-10-22 09:00 | 0.71573
OldNuke | FR | 2018-10-22 10:00 | 0.71291
OldNuke | FR | 2018-10-22 11:00 | 0.71293
OldNuke | FR | 2018-10-22 12:00 | 0.71453
OldNuke | FR | 2018-10-22 13:00 | 0.70887
OldNuke | FR | 2018-10-22 14:00 | 0.7084
OldNuke | FR | 2018-10-22 15:00 | 0.70981
OldNuke | FR | 2018-10-22 16:00 | 0.71194
OldNuke | FR | 2018-10-22 17:00 | 0.71359
OldNuke | FR | 2018-10-22 18:00 | 0.71445
OldNuke | FR | 2018-10-22 19:00 | 0.71115
OldNuke | FR | 2018-10-22 20:00 | 0.70987
OldNuke | FR | 2018-10-22 21:00 | 0.70866
OldNuke | FR | 2018-10-22 22:00 | 0.70337
OldNuke | FR | 2018-10-22 23:00 | 0.70195
OldNuke | FR | 2018-10-23 | 0.69797
OldNuke | FR | 2018-10-23 01:00 | 0.69408
OldNuke | FR | 2018-10-23 02:00 | 0.68958
OldNuke | FR | 2018-10-23 03:00 | 0.68956
OldNuke | FR | 2018-10-23 04:00 | 0.69362
OldNuke | FR | 2018-10-23 05:00 | 0.70331
OldNuke | FR | 2018-10-23 06:00 | 0.70787
OldNuke | FR | 2018-10-23 07:00 | 0.70925
OldNuke | FR | 2018-10-23 08:00 | 0.70814
OldNuke | FR | 2018-10-23 09:00 | 0.70775
OldNuke | FR | 2018-10-23 10:00 | 0.70602
OldNuke | FR | 2018-10-23 11:00 | 0.70445
OldNuke | FR | 2018-10-23 12:00 | 0.70721
OldNuke | FR | 2018-10-23 13:00 | 0.70895
OldNuke | FR | 2018-10-23 14:00 | 0.71167
OldNuke | FR | 2018-10-23 15:00 | 0.71532
OldNuke | FR | 2018-10-23 16:00 | 0.71497
OldNuke | FR | 2018-10-23 17:00 | 0.71494
OldNuke | FR | 2018-10-23 18:00 | 0.71377
OldNuke | FR | 2018-10-23 19:00 | 0.71541
OldNuke | FR | 2018-10-23 20:00 | 0.70969
OldNuke | FR | 2018-10-23 21:00 | 0.69959
OldNuke | FR | 2018-10-23 22:00 | 0.69509
OldNuke | FR | 2018-10-23 23:00 | 0.6856
OldNuke | FR | 2018-10-24 | 0.68189
OldNuke | FR | 2018-10-24 01:00 | 0.65665
OldNuke | FR | 2018-10-24 02:00 | 0.64372
OldNuke | FR | 2018-10-24 03:00 | 0.65383
OldNuke | FR | 2018-10-24 04:00 | 0.67676
OldNuke | FR | 2018-10-24 05:00 | 0.69788
OldNuke | FR | 2018-10-24 06:00 | 0.70551
OldNuke | FR | 2018-10-24 07:00 | 0.70681
OldNuke | FR | 2018-10-24 08:00 | 0.70635
OldNuke | FR | 2018-10-24 09:00 | 0.70546
OldNuke | FR | 2018-10-24 10:00 | 0.70367
OldNuke | FR | 2018-10-24 11:00 | 0.70241
OldNuke | FR | 2018-10-24 12:00 | 0.70165
OldNuke | FR | 2018-10-24 13:00 | 0.70114
OldNuke | FR | 2018-10-24 14:00 | 0.70147
OldNuke | FR | 2018-10-24 15:00 | 0.70135
OldNuke | FR | 2018-10-24 16:00 | 0.69604
OldNuke | FR | 2018-10-24 17:00 | 0.69236
OldNuke | FR | 2018-10-24 18:00 | 0.69338
OldNuke | FR | 2018-10-24 19:00 | 0.69423
OldNuke | FR | 2018-10-24 20:00 | 0.69395
OldNuke | FR | 2018-10-24 21:00 | 0.68937
OldNuke | FR | 2018-10-24 22:00 | 0.68549
OldNuke | FR | 2018-10-24 23:00 | 0.68284
OldNuke | FR | 2018-10-25 | 0.68349
OldNuke | FR | 2018-10-25 01:00 | 0.68541
OldNuke | FR | 2018-10-25 02:00 | 0.67946
OldNuke | FR | 2018-10-25 03:00 | 0.68769
OldNuke | FR | 2018-10-25 04:00 | 0.69401
OldNuke | FR | 2018-10-25 05:00 | 0.69263
OldNuke | FR | 2018-10-25 06:00 | 0.69349
OldNuke | FR | 2018-10-25 07:00 | 0.69496
OldNuke | FR | 2018-10-25 08:00 | 0.69609
OldNuke | FR | 2018-10-25 09:00 | 0.69593
OldNuke | FR | 2018-10-25 10:00 | 0.69499
OldNuke | FR | 2018-10-25 11:00 | 0.69476
OldNuke | FR | 2018-10-25 12:00 | 0.69398
OldNuke | FR | 2018-10-25 13:00 | 0.69411
OldNuke | FR | 2018-10-25 14:00 | 0.69387
OldNuke | FR | 2018-10-25 15:00 | 0.69194
OldNuke | FR | 2018-10-25 16:00 | 0.69284
OldNuke | FR | 2018-10-25 17:00 | 0.69351
OldNuke | FR | 2018-10-25 18:00 | 0.69427
OldNuke | FR | 2018-10-25 19:00 | 0.69561
OldNuke | FR | 2018-10-25 20:00 | 0.69466
OldNuke | FR | 2018-10-25 21:00 | 0.69275
OldNuke | FR | 2018-10-25 22:00 | 0.67084
OldNuke | FR | 2018-10-25 23:00 | 0.65832
OldNuke | FR | 2018-10-26 | 0.6619
OldNuke | FR | 2018-10-26 01:00 | 0.66078
OldNuke | FR | 2018-10-26 02:00 | 0.65981
OldNuke | FR | 2018-10-26 03:00 | 0.66232
OldNuke | FR | 2018-10-26 04:00 | 0.67165
OldNuke | FR | 2018-10-26 05:00 | 0.67443
OldNuke | FR | 2018-10-26 06:00 | 0.68356
OldNuke | FR | 2018-10-26 07:00 | 0.69278
OldNuke | FR | 2018-10-26 08:00 | 0.69526
OldNuke | FR | 2018-10-26 09:00 | 0.69571
OldNuke | FR | 2018-10-26 10:00 | 0.69563
OldNuke | FR | 2018-10-26 11:00 | 0.69561
OldNuke | FR | 2018-10-26 12:00 | 0.69506
OldNuke | FR | 2018-10-26 13:00 | 0.69186
OldNuke | FR | 2018-10-26 14:00 | 0.69111
OldNuke | FR | 2018-10-26 15:00 | 0.69295
OldNuke | FR | 2018-10-26 16:00 | 0.69365
OldNuke | FR | 2018-10-26 17:00 | 0.69349
OldNuke | FR | 2018-10-26 18:00 | 0.69319
OldNuke | FR | 2018-10-26 19:00 | 0.69354
OldNuke | FR | 2018-10-26 20:00 | 0.69137
OldNuke | FR | 2018-10-26 21:00 | 0.68514
OldNuke | FR | 2018-10-26 22:00 | 0.65585
OldNuke | FR | 2018-10-26 23:00 | 0.62991
OldNuke | FR | 2018-10-27 | 0.6207
OldNuke | FR | 2018-10-27 01:00 | 0.63068
OldNuke | FR | 2018-10-27 02:00 | 0.61023
OldNuke | FR | 2018-10-27 03:00 | 0.61053
OldNuke | FR | 2018-10-27 04:00 | 0.61396
OldNuke | FR | 2018-10-27 05:00 | 0.61427
OldNuke | FR | 2018-10-27 06:00 | 0.61977
OldNuke | FR | 2018-10-27 07:00 | 0.62447
OldNuke | FR | 2018-10-27 08:00 | 0.62802
OldNuke | FR | 2018-10-27 09:00 | 0.63166
OldNuke | FR | 2018-10-27 10:00 | 0.63494
OldNuke | FR | 2018-10-27 11:00 | 0.6425
OldNuke | FR | 2018-10-27 12:00 | 0.64209
OldNuke | FR | 2018-10-27 13:00 | 0.64163
OldNuke | FR | 2018-10-27 14:00 | 0.64239
OldNuke | FR | 2018-10-27 15:00 | 0.64305
OldNuke | FR | 2018-10-27 16:00 | 0.64434
OldNuke | FR | 2018-10-27 17:00 | 0.64391
OldNuke | FR | 2018-10-27 18:00 | 0.63642
OldNuke | FR | 2018-10-27 19:00 | 0.63127
OldNuke | FR | 2018-10-27 20:00 | 0.62449
OldNuke | FR | 2018-10-27 21:00 | 0.62379
OldNuke | FR | 2018-10-27 22:00 | 0.63236
OldNuke | FR | 2018-10-27 23:00 | 0.63743
OldNuke | FR | 2018-10-28 | 0.61874
OldNuke | FR | 2018-10-28 01:00 | 0.60005
OldNuke | FR | 2018-10-28 02:00 | 0.59671
OldNuke | FR | 2018-10-28 03:00 | 0.59674
OldNuke | FR | 2018-10-28 04:00 | 0.61796
OldNuke | FR | 2018-10-28 05:00 | 0.62861
OldNuke | FR | 2018-10-28 06:00 | 0.63637
OldNuke | FR | 2018-10-28 07:00 | 0.64652
OldNuke | FR | 2018-10-28 08:00 | 0.65969
OldNuke | FR | 2018-10-28 09:00 | 0.66873
OldNuke | FR | 2018-10-28 10:00 | 0.67239
OldNuke | FR | 2018-10-28 11:00 | 0.67827
OldNuke | FR | 2018-10-28 12:00 | 0.6769
OldNuke | FR | 2018-10-28 13:00 | 0.67719
OldNuke | FR | 2018-10-28 14:00 | 0.68223
OldNuke | FR | 2018-10-28 15:00 | 0.69309
OldNuke | FR | 2018-10-28 16:00 | 0.69482
OldNuke | FR | 2018-10-28 17:00 | 0.69952
OldNuke | FR | 2018-10-28 18:00 | 0.7007
OldNuke | FR | 2018-10-28 19:00 | 0.69987
OldNuke | FR | 2018-10-28 20:00 | 0.70146
OldNuke | FR | 2018-10-28 21:00 | 0.70051
OldNuke | FR | 2018-10-28 22:00 | 0.6988
OldNuke | FR | 2018-10-28 23:00 | 0.70008
OldNuke | FR | 2018-10-29 | 0.69034
OldNuke | FR | 2018-10-29 01:00 | 0.68844
OldNuke | FR | 2018-10-29 02:00 | 0.68978
OldNuke | FR | 2018-10-29 03:00 | 0.6838
OldNuke | FR | 2018-10-29 04:00 | 0.69495
OldNuke | FR | 2018-10-29 05:00 | 0.70911
OldNuke | FR | 2018-10-29 06:00 | 0.71533
OldNuke | FR | 2018-10-29 07:00 | 0.71926
OldNuke | FR | 2018-10-29 08:00 | 0.71982
OldNuke | FR | 2018-10-29 09:00 | 0.72043
OldNuke | FR | 2018-10-29 10:00 | 0.72105
OldNuke | FR | 2018-10-29 11:00 | 0.72319
OldNuke | FR | 2018-10-29 12:00 | 0.72428
OldNuke | FR | 2018-10-29 13:00 | 0.72506
OldNuke | FR | 2018-10-29 14:00 | 0.72553
OldNuke | FR | 2018-10-29 15:00 | 0.72595
OldNuke | FR | 2018-10-29 16:00 | 0.72696
OldNuke | FR | 2018-10-29 17:00 | 0.72755
OldNuke | FR | 2018-10-29 18:00 | 0.72818
OldNuke | FR | 2018-10-29 19:00 | 0.72807
OldNuke | FR | 2018-10-29 20:00 | 0.72498
OldNuke | FR | 2018-10-29 21:00 | 0.72519
OldNuke | FR | 2018-10-29 22:00 | 0.72614
OldNuke | FR | 2018-10-29 23:00 | 0.72511
OldNuke | FR | 2018-10-30 | 0.72295
OldNuke | FR | 2018-10-30 01:00 | 0.72649
OldNuke | FR | 2018-10-30 02:00 | 0.72615
OldNuke | FR | 2018-10-30 03:00 | 0.72539
OldNuke | FR | 2018-10-30 04:00 | 0.72687
OldNuke | FR | 2018-10-30 05:00 | 0.72845
OldNuke | FR | 2018-10-30 06:00 | 0.73057
OldNuke | FR | 2018-10-30 07:00 | 0.73113
OldNuke | FR | 2018-10-30 08:00 | 0.73097
OldNuke | FR | 2018-10-30 09:00 | 0.73033
OldNuke | FR | 2018-10-30 10:00 | 0.72892
OldNuke | FR | 2018-10-30 11:00 | 0.72796
OldNuke | FR | 2018-10-30 12:00 | 0.72732
OldNuke | FR | 2018-10-30 13:00 | 0.72744
OldNuke | FR | 2018-10-30 14:00 | 0.72718
OldNuke | FR | 2018-10-30 15:00 | 0.72832
OldNuke | FR | 2018-10-30 16:00 | 0.72872
OldNuke | FR | 2018-10-30 17:00 | 0.7287
OldNuke | FR | 2018-10-30 18:00 | 0.72972
OldNuke | FR | 2018-10-30 19:00 | 0.73032
OldNuke | FR | 2018-10-30 20:00 | 0.73067
OldNuke | FR | 2018-10-30 21:00 | 0.7277
OldNuke | FR | 2018-10-30 22:00 | 0.72732
OldNuke | FR | 2018-10-30 23:00 | 0.72774
OldNuke | FR | 2018-10-31 | 0.72827
OldNuke | FR | 2018-10-31 01:00 | 0.72813
OldNuke | FR | 2018-10-31 02:00 | 0.72826
OldNuke | FR | 2018-10-31 03:00 | 0.72827
OldNuke | FR | 2018-10-31 04:00 | 0.72629
OldNuke | FR | 2018-10-31 05:00 | 0.72886
OldNuke | FR | 2018-10-31 06:00 | 0.7313
OldNuke | FR | 2018-10-31 07:00 | 0.73113
OldNuke | FR | 2018-10-31 08:00 | 0.73078
OldNuke | FR | 2018-10-31 09:00 | 0.72991
OldNuke | FR | 2018-10-31 10:00 | 0.72899
OldNuke | FR | 2018-10-31 11:00 | 0.72853
OldNuke | FR | 2018-10-31 12:00 | 0.72783
OldNuke | FR | 2018-10-31 13:00 | 0.72751
OldNuke | FR | 2018-10-31 14:00 | 0.72824
OldNuke | FR | 2018-10-31 15:00 | 0.72799
OldNuke | FR | 2018-10-31 16:00 | 0.72766
OldNuke | FR | 2018-10-31 17:00 | 0.72778
OldNuke | FR | 2018-10-31 18:00 | 0.72987
OldNuke | FR | 2018-10-31 19:00 | 0.72728
OldNuke | FR | 2018-10-31 20:00 | 0.72721
OldNuke | FR | 2018-10-31 21:00 | 0.7223
OldNuke | FR | 2018-10-31 22:00 | 0.71901
OldNuke | FR | 2018-10-31 23:00 | 0.72341
OldNuke | FR | 2018-11-01 | 0.72145
OldNuke | FR | 2018-11-01 01:00 | 0.72013
OldNuke | FR | 2018-11-01 02:00 | 0.71432
OldNuke | FR | 2018-11-01 03:00 | 0.7077
OldNuke | FR | 2018-11-01 04:00 | 0.70059
OldNuke | FR | 2018-11-01 05:00 | 0.7063
OldNuke | FR | 2018-11-01 06:00 | 0.70958
OldNuke | FR | 2018-11-01 07:00 | 0.71516
OldNuke | FR | 2018-11-01 08:00 | 0.72195
OldNuke | FR | 2018-11-01 09:00 | 0.72013
OldNuke | FR | 2018-11-01 10:00 | 0.72105
OldNuke | FR | 2018-11-01 11:00 | 0.72485
OldNuke | FR | 2018-11-01 12:00 | 0.72226
OldNuke | FR | 2018-11-01 13:00 | 0.71792
OldNuke | FR | 2018-11-01 14:00 | 0.72104
OldNuke | FR | 2018-11-01 15:00 | 0.72078
OldNuke | FR | 2018-11-01 16:00 | 0.71921
OldNuke | FR | 2018-11-01 17:00 | 0.72005
OldNuke | FR | 2018-11-01 18:00 | 0.72576
OldNuke | FR | 2018-11-01 19:00 | 0.72493
OldNuke | FR | 2018-11-01 20:00 | 0.72322
OldNuke | FR | 2018-11-01 21:00 | 0.72083
OldNuke | FR | 2018-11-01 22:00 | 0.71891
OldNuke | FR | 2018-11-01 23:00 | 0.7106
OldNuke | FR | 2018-11-02 | 0.70257
OldNuke | FR | 2018-11-02 01:00 | 0.69531
OldNuke | FR | 2018-11-02 02:00 | 0.69249
OldNuke | FR | 2018-11-02 03:00 | 0.69103
OldNuke | FR | 2018-11-02 04:00 | 0.69569
OldNuke | FR | 2018-11-02 05:00 | 0.70732
OldNuke | FR | 2018-11-02 06:00 | 0.71072
OldNuke | FR | 2018-11-02 07:00 | 0.71416
OldNuke | FR | 2018-11-02 08:00 | 0.70925
OldNuke | FR | 2018-11-02 09:00 | 0.70067
OldNuke | FR | 2018-11-02 10:00 | 0.69981
OldNuke | FR | 2018-11-02 11:00 | 0.70212
OldNuke | FR | 2018-11-02 12:00 | 0.70293
OldNuke | FR | 2018-11-02 13:00 | 0.70225
OldNuke | FR | 2018-11-02 14:00 | 0.70228
OldNuke | FR | 2018-11-02 15:00 | 0.70578
OldNuke | FR | 2018-11-02 16:00 | 0.71082
OldNuke | FR | 2018-11-02 17:00 | 0.71041
OldNuke | FR | 2018-11-02 18:00 | 0.71158
OldNuke | FR | 2018-11-02 19:00 | 0.71232
OldNuke | FR | 2018-11-02 20:00 | 0.7106
OldNuke | FR | 2018-11-02 21:00 | 0.70445
OldNuke | FR | 2018-11-02 22:00 | 0.69587
OldNuke | FR | 2018-11-02 23:00 | 0.68937
OldNuke | FR | 2018-11-03 | 0.68299
OldNuke | FR | 2018-11-03 01:00 | 0.67071
OldNuke | FR | 2018-11-03 02:00 | 0.67214
OldNuke | FR | 2018-11-03 03:00 | 0.67435
OldNuke | FR | 2018-11-03 04:00 | 0.67166
OldNuke | FR | 2018-11-03 05:00 | 0.67557
OldNuke | FR | 2018-11-03 06:00 | 0.6761
OldNuke | FR | 2018-11-03 07:00 | 0.6792
OldNuke | FR | 2018-11-03 08:00 | 0.67852
OldNuke | FR | 2018-11-03 09:00 | 0.67705
OldNuke | FR | 2018-11-03 10:00 | 0.67328
OldNuke | FR | 2018-11-03 11:00 | 0.67519
OldNuke | FR | 2018-11-03 12:00 | 0.67561
OldNuke | FR | 2018-11-03 13:00 | 0.67166
OldNuke | FR | 2018-11-03 14:00 | 0.67313
OldNuke | FR | 2018-11-03 15:00 | 0.67584
OldNuke | FR | 2018-11-03 16:00 | 0.67744
OldNuke | FR | 2018-11-03 17:00 | 0.67703
OldNuke | FR | 2018-11-03 18:00 | 0.67822
OldNuke | FR | 2018-11-03 19:00 | 0.68004
OldNuke | FR | 2018-11-03 20:00 | 0.68099
OldNuke | FR | 2018-11-03 21:00 | 0.67914
OldNuke | FR | 2018-11-03 22:00 | 0.67993
OldNuke | FR | 2018-11-03 23:00 | 0.67714
OldNuke | FR | 2018-11-04 | 0.67608
OldNuke | FR | 2018-11-04 01:00 | 0.67697
OldNuke | FR | 2018-11-04 02:00 | 0.67351
OldNuke | FR | 2018-11-04 03:00 | 0.67188
OldNuke | FR | 2018-11-04 04:00 | 0.67171
OldNuke | FR | 2018-11-04 05:00 | 0.67173
OldNuke | FR | 2018-11-04 06:00 | 0.67706
OldNuke | FR | 2018-11-04 07:00 | 0.67556
OldNuke | FR | 2018-11-04 08:00 | 0.67876
OldNuke | FR | 2018-11-04 09:00 | 0.67635
OldNuke | FR | 2018-11-04 10:00 | 0.67787
OldNuke | FR | 2018-11-04 11:00 | 0.67857
OldNuke | FR | 2018-11-04 12:00 | 0.67407
OldNuke | FR | 2018-11-04 13:00 | 0.67261
OldNuke | FR | 2018-11-04 14:00 | 0.67665
OldNuke | FR | 2018-11-04 15:00 | 0.68581
OldNuke | FR | 2018-11-04 16:00 | 0.69162
OldNuke | FR | 2018-11-04 17:00 | 0.69365
OldNuke | FR | 2018-11-04 18:00 | 0.69764
OldNuke | FR | 2018-11-04 19:00 | 0.69918
OldNuke | FR | 2018-11-04 20:00 | 0.69739
OldNuke | FR | 2018-11-04 21:00 | 0.69496
OldNuke | FR | 2018-11-04 22:00 | 0.6882
OldNuke | FR | 2018-11-04 23:00 | 0.683
OldNuke | FR | 2018-11-05 | 0.68072
OldNuke | FR | 2018-11-05 01:00 | 0.67877
OldNuke | FR | 2018-11-05 02:00 | 0.67972
OldNuke | FR | 2018-11-05 03:00 | 0.68226
OldNuke | FR | 2018-11-05 04:00 | 0.69843
OldNuke | FR | 2018-11-05 05:00 | 0.70878
OldNuke | FR | 2018-11-05 06:00 | 0.70649
OldNuke | FR | 2018-11-05 07:00 | 0.71052
OldNuke | FR | 2018-11-05 08:00 | 0.71077
OldNuke | FR | 2018-11-05 09:00 | 0.7106
OldNuke | FR | 2018-11-05 10:00 | 0.71052
OldNuke | FR | 2018-11-05 11:00 | 0.71012
OldNuke | FR | 2018-11-05 12:00 | 0.70889
OldNuke | FR | 2018-11-05 13:00 | 0.71161
OldNuke | FR | 2018-11-05 14:00 | 0.71725
OldNuke | FR | 2018-11-05 15:00 | 0.71871
OldNuke | FR | 2018-11-05 16:00 | 0.71921
OldNuke | FR | 2018-11-05 17:00 | 0.71956
OldNuke | FR | 2018-11-05 18:00 | 0.72012
OldNuke | FR | 2018-11-05 19:00 | 0.71985
OldNuke | FR | 2018-11-05 20:00 | 0.71632
OldNuke | FR | 2018-11-05 21:00 | 0.71313
OldNuke | FR | 2018-11-05 22:00 | 0.71312
OldNuke | FR | 2018-11-05 23:00 | 0.71544
OldNuke | FR | 2018-11-06 | 0.71093
OldNuke | FR | 2018-11-06 01:00 | 0.70778
OldNuke | FR | 2018-11-06 02:00 | 0.7028
OldNuke | FR | 2018-11-06 03:00 | 0.7012
OldNuke | FR | 2018-11-06 04:00 | 0.70295
OldNuke | FR | 2018-11-06 05:00 | 0.71042
OldNuke | FR | 2018-11-06 06:00 | 0.71906
OldNuke | FR | 2018-11-06 07:00 | 0.72159
OldNuke | FR | 2018-11-06 08:00 | 0.72175
OldNuke | FR | 2018-11-06 09:00 | 0.72059
OldNuke | FR | 2018-11-06 10:00 | 0.71716
OldNuke | FR | 2018-11-06 11:00 | 0.71418
OldNuke | FR | 2018-11-06 12:00 | 0.71359
OldNuke | FR | 2018-11-06 13:00 | 0.7166
OldNuke | FR | 2018-11-06 14:00 | 0.71773
OldNuke | FR | 2018-11-06 15:00 | 0.71869
OldNuke | FR | 2018-11-06 16:00 | 0.71978
OldNuke | FR | 2018-11-06 17:00 | 0.71703
OldNuke | FR | 2018-11-06 18:00 | 0.71741
OldNuke | FR | 2018-11-06 19:00 | 0.71925
OldNuke | FR | 2018-11-06 20:00 | 0.71673
OldNuke | FR | 2018-11-06 21:00 | 0.71613
OldNuke | FR | 2018-11-06 22:00 | 0.71643
OldNuke | FR | 2018-11-06 23:00 | 0.71527
OldNuke | FR | 2018-11-07 | 0.71432
OldNuke | FR | 2018-11-07 01:00 | 0.71102
OldNuke | FR | 2018-11-07 02:00 | 0.69094
OldNuke | FR | 2018-11-07 03:00 | 0.69547
OldNuke | FR | 2018-11-07 04:00 | 0.7029
OldNuke | FR | 2018-11-07 05:00 | 0.70931
OldNuke | FR | 2018-11-07 06:00 | 0.7226
OldNuke | FR | 2018-11-07 07:00 | 0.72565
OldNuke | FR | 2018-11-07 08:00 | 0.7265
OldNuke | FR | 2018-11-07 09:00 | 0.72427
OldNuke | FR | 2018-11-07 10:00 | 0.72474
OldNuke | FR | 2018-11-07 11:00 | 0.72324
OldNuke | FR | 2018-11-07 12:00 | 0.72446
OldNuke | FR | 2018-11-07 13:00 | 0.72541
OldNuke | FR | 2018-11-07 14:00 | 0.72549
OldNuke | FR | 2018-11-07 15:00 | 0.72699
OldNuke | FR | 2018-11-07 16:00 | 0.72818
OldNuke | FR | 2018-11-07 17:00 | 0.72991
OldNuke | FR | 2018-11-07 18:00 | 0.73022
OldNuke | FR | 2018-11-07 19:00 | 0.7285
OldNuke | FR | 2018-11-07 20:00 | 0.7255
OldNuke | FR | 2018-11-07 21:00 | 0.72378
OldNuke | FR | 2018-11-07 22:00 | 0.72286
OldNuke | FR | 2018-11-07 23:00 | 0.72344
OldNuke | FR | 2018-11-08 | 0.72446
OldNuke | FR | 2018-11-08 01:00 | 0.72484
OldNuke | FR | 2018-11-08 02:00 | 0.72037
OldNuke | FR | 2018-11-08 03:00 | 0.72091
OldNuke | FR | 2018-11-08 04:00 | 0.72506
OldNuke | FR | 2018-11-08 05:00 | 0.72658
OldNuke | FR | 2018-11-08 06:00 | 0.72962
OldNuke | FR | 2018-11-08 07:00 | 0.73355
OldNuke | FR | 2018-11-08 08:00 | 0.72473
OldNuke | FR | 2018-11-08 09:00 | 0.72336
OldNuke | FR | 2018-11-08 10:00 | 0.72243
OldNuke | FR | 2018-11-08 11:00 | 0.72279
OldNuke | FR | 2018-11-08 12:00 | 0.72359
OldNuke | FR | 2018-11-08 13:00 | 0.7239
OldNuke | FR | 2018-11-08 14:00 | 0.72431
OldNuke | FR | 2018-11-08 15:00 | 0.72561
OldNuke | FR | 2018-11-08 16:00 | 0.7287
OldNuke | FR | 2018-11-08 17:00 | 0.72964
OldNuke | FR | 2018-11-08 18:00 | 0.73133
OldNuke | FR | 2018-11-08 19:00 | 0.73184
OldNuke | FR | 2018-11-08 20:00 | 0.73057
OldNuke | FR | 2018-11-08 21:00 | 0.72976
OldNuke | FR | 2018-11-08 22:00 | 0.73334
OldNuke | FR | 2018-11-08 23:00 | 0.72677
OldNuke | FR | 2018-11-09 | 0.72574
OldNuke | FR | 2018-11-09 01:00 | 0.72601
OldNuke | FR | 2018-11-09 02:00 | 0.71668
OldNuke | FR | 2018-11-09 03:00 | 0.71277
OldNuke | FR | 2018-11-09 04:00 | 0.72359
OldNuke | FR | 2018-11-09 05:00 | 0.73376
OldNuke | FR | 2018-11-09 06:00 | 0.73683
OldNuke | FR | 2018-11-09 07:00 | 0.73697
OldNuke | FR | 2018-11-09 08:00 | 0.73722
OldNuke | FR | 2018-11-09 09:00 | 0.73757
OldNuke | FR | 2018-11-09 10:00 | 0.73856
OldNuke | FR | 2018-11-09 11:00 | 0.73726
OldNuke | FR | 2018-11-09 12:00 | 0.73658
OldNuke | FR | 2018-11-09 13:00 | 0.73553
OldNuke | FR | 2018-11-09 14:00 | 0.73696
OldNuke | FR | 2018-11-09 15:00 | 0.73716
OldNuke | FR | 2018-11-09 16:00 | 0.73849
OldNuke | FR | 2018-11-09 17:00 | 0.7393
OldNuke | FR | 2018-11-09 18:00 | 0.74
OldNuke | FR | 2018-11-09 19:00 | 0.73532
OldNuke | FR | 2018-11-09 20:00 | 0.73768
OldNuke | FR | 2018-11-09 21:00 | 0.73032
OldNuke | FR | 2018-11-09 22:00 | 0.71196
OldNuke | FR | 2018-11-09 23:00 | 0.694
OldNuke | FR | 2018-11-10 | 0.69593
OldNuke | FR | 2018-11-10 01:00 | 0.69446
OldNuke | FR | 2018-11-10 02:00 | 0.69495
OldNuke | FR | 2018-11-10 03:00 | 0.69652
OldNuke | FR | 2018-11-10 04:00 | 0.68966
OldNuke | FR | 2018-11-10 05:00 | 0.69311
OldNuke | FR | 2018-11-10 06:00 | 0.69705
OldNuke | FR | 2018-11-10 07:00 | 0.70076
OldNuke | FR | 2018-11-10 08:00 | 0.70188
OldNuke | FR | 2018-11-10 09:00 | 0.70155
OldNuke | FR | 2018-11-10 10:00 | 0.69807
OldNuke | FR | 2018-11-10 11:00 | 0.69688
OldNuke | FR | 2018-11-10 12:00 | 0.69859
OldNuke | FR | 2018-11-10 13:00 | 0.69948
OldNuke | FR | 2018-11-10 14:00 | 0.70003
OldNuke | FR | 2018-11-10 15:00 | 0.70152
OldNuke | FR | 2018-11-10 16:00 | 0.69785
OldNuke | FR | 2018-11-10 17:00 | 0.70127
OldNuke | FR | 2018-11-10 18:00 | 0.70629
OldNuke | FR | 2018-11-10 19:00 | 0.70413
OldNuke | FR | 2018-11-10 20:00 | 0.70208
OldNuke | FR | 2018-11-10 21:00 | 0.69737
OldNuke | FR | 2018-11-10 22:00 | 0.69886
OldNuke | FR | 2018-11-10 23:00 | 0.69633
OldNuke | FR | 2018-11-11 | 0.69189
OldNuke | FR | 2018-11-11 01:00 | 0.69295
OldNuke | FR | 2018-11-11 02:00 | 0.68419
OldNuke | FR | 2018-11-11 03:00 | 0.67999
OldNuke | FR | 2018-11-11 04:00 | 0.68614
OldNuke | FR | 2018-11-11 05:00 | 0.6796
OldNuke | FR | 2018-11-11 06:00 | 0.67621
OldNuke | FR | 2018-11-11 07:00 | 0.67456
OldNuke | FR | 2018-11-11 08:00 | 0.68158
OldNuke | FR | 2018-11-11 09:00 | 0.67874
OldNuke | FR | 2018-11-11 10:00 | 0.68259
OldNuke | FR | 2018-11-11 11:00 | 0.6908
OldNuke | FR | 2018-11-11 12:00 | 0.6853
OldNuke | FR | 2018-11-11 13:00 | 0.68555
OldNuke | FR | 2018-11-11 14:00 | 0.68886
OldNuke | FR | 2018-11-11 15:00 | 0.68913
OldNuke | FR | 2018-11-11 16:00 | 0.69522
OldNuke | FR | 2018-11-11 17:00 | 0.70345
OldNuke | FR | 2018-11-11 18:00 | 0.70705
OldNuke | FR | 2018-11-11 19:00 | 0.7061
OldNuke | FR | 2018-11-11 20:00 | 0.70499
OldNuke | FR | 2018-11-11 21:00 | 0.70529
OldNuke | FR | 2018-11-11 22:00 | 0.70166
OldNuke | FR | 2018-11-11 23:00 | 0.70516
OldNuke | FR | 2018-11-12 | 0.70296
OldNuke | FR | 2018-11-12 01:00 | 0.7009
OldNuke | FR | 2018-11-12 02:00 | 0.69696
OldNuke | FR | 2018-11-12 03:00 | 0.69446
OldNuke | FR | 2018-11-12 04:00 | 0.69715
OldNuke | FR | 2018-11-12 05:00 | 0.70377
OldNuke | FR | 2018-11-12 06:00 | 0.7064
OldNuke | FR | 2018-11-12 07:00 | 0.70827
OldNuke | FR | 2018-11-12 08:00 | 0.70879
OldNuke | FR | 2018-11-12 09:00 | 0.70836
OldNuke | FR | 2018-11-12 10:00 | 0.70684
OldNuke | FR | 2018-11-12 11:00 | 0.70461
OldNuke | FR | 2018-11-12 12:00 | 0.70537
OldNuke | FR | 2018-11-12 13:00 | 0.70526
OldNuke | FR | 2018-11-12 14:00 | 0.70486
OldNuke | FR | 2018-11-12 15:00 | 0.70607
OldNuke | FR | 2018-11-12 16:00 | 0.70752
OldNuke | FR | 2018-11-12 17:00 | 0.70729
OldNuke | FR | 2018-11-12 18:00 | 0.70917
OldNuke | FR | 2018-11-12 19:00 | 0.70794
OldNuke | FR | 2018-11-12 20:00 | 0.70348
OldNuke | FR | 2018-11-12 21:00 | 0.6921
OldNuke | FR | 2018-11-12 22:00 | 0.68791
OldNuke | FR | 2018-11-12 23:00 | 0.68522
OldNuke | FR | 2018-11-13 | 0.66696
OldNuke | FR | 2018-11-13 01:00 | 0.66631
OldNuke | FR | 2018-11-13 02:00 | 0.66719
OldNuke | FR | 2018-11-13 03:00 | 0.66719
OldNuke | FR | 2018-11-13 04:00 | 0.67477
OldNuke | FR | 2018-11-13 05:00 | 0.68886
OldNuke | FR | 2018-11-13 06:00 | 0.6943
OldNuke | FR | 2018-11-13 07:00 | 0.69309
OldNuke | FR | 2018-11-13 08:00 | 0.6924
OldNuke | FR | 2018-11-13 09:00 | 0.69192
OldNuke | FR | 2018-11-13 10:00 | 0.69172
OldNuke | FR | 2018-11-13 11:00 | 0.69153
OldNuke | FR | 2018-11-13 12:00 | 0.69151
OldNuke | FR | 2018-11-13 13:00 | 0.68958
OldNuke | FR | 2018-11-13 14:00 | 0.67996
OldNuke | FR | 2018-11-13 15:00 | 0.67946
OldNuke | FR | 2018-11-13 16:00 | 0.67551
OldNuke | FR | 2018-11-13 17:00 | 0.66887
OldNuke | FR | 2018-11-13 18:00 | 0.66984
OldNuke | FR | 2018-11-13 19:00 | 0.68205
OldNuke | FR | 2018-11-13 20:00 | 0.69671
OldNuke | FR | 2018-11-13 21:00 | 0.6895
OldNuke | FR | 2018-11-13 22:00 | 0.69173
OldNuke | FR | 2018-11-13 23:00 | 0.69108
OldNuke | FR | 2018-11-14 | 0.6913
OldNuke | FR | 2018-11-14 01:00 | 0.69012
OldNuke | FR | 2018-11-14 02:00 | 0.68715
OldNuke | FR | 2018-11-14 03:00 | 0.69211
OldNuke | FR | 2018-11-14 04:00 | 0.69537
OldNuke | FR | 2018-11-14 05:00 | 0.69929
OldNuke | FR | 2018-11-14 06:00 | 0.69981
OldNuke | FR | 2018-11-14 07:00 | 0.70166
OldNuke | FR | 2018-11-14 08:00 | 0.70084
OldNuke | FR | 2018-11-14 09:00 | 0.69962
OldNuke | FR | 2018-11-14 10:00 | 0.69867
OldNuke | FR | 2018-11-14 11:00 | 0.69653
OldNuke | FR | 2018-11-14 12:00 | 0.69653
OldNuke | FR | 2018-11-14 13:00 | 0.69633
OldNuke | FR | 2018-11-14 14:00 | 0.69655
OldNuke | FR | 2018-11-14 15:00 | 0.6972
OldNuke | FR | 2018-11-14 16:00 | 0.69766
OldNuke | FR | 2018-11-14 17:00 | 0.69788
OldNuke | FR | 2018-11-14 18:00 | 0.7
OldNuke | FR | 2018-11-14 19:00 | 0.70014
OldNuke | FR | 2018-11-14 20:00 | 0.7003
OldNuke | FR | 2018-11-14 21:00 | 0.69829
OldNuke | FR | 2018-11-14 22:00 | 0.69902
OldNuke | FR | 2018-11-14 23:00 | 0.69764
OldNuke | FR | 2018-11-15 | 0.69642
OldNuke | FR | 2018-11-15 01:00 | 0.69232
OldNuke | FR | 2018-11-15 02:00 | 0.6914
OldNuke | FR | 2018-11-15 03:00 | 0.68587
OldNuke | FR | 2018-11-15 04:00 | 0.69393
OldNuke | FR | 2018-11-15 05:00 | 0.69848
OldNuke | FR | 2018-11-15 06:00 | 0.70246
OldNuke | FR | 2018-11-15 07:00 | 0.70645
OldNuke | FR | 2018-11-15 08:00 | 0.70876
OldNuke | FR | 2018-11-15 09:00 | 0.71053
OldNuke | FR | 2018-11-15 10:00 | 0.71098
OldNuke | FR | 2018-11-15 11:00 | 0.7092
OldNuke | FR | 2018-11-15 12:00 | 0.70976
OldNuke | FR | 2018-11-15 13:00 | 0.70874
OldNuke | FR | 2018-11-15 14:00 | 0.70821
OldNuke | FR | 2018-11-15 15:00 | 0.7099
OldNuke | FR | 2018-11-15 16:00 | 0.71058
OldNuke | FR | 2018-11-15 17:00 | 0.71112
OldNuke | FR | 2018-11-15 18:00 | 0.71155
OldNuke | FR | 2018-11-15 19:00 | 0.71074
OldNuke | FR | 2018-11-15 20:00 | 0.71064
OldNuke | FR | 2018-11-15 21:00 | 0.7108
OldNuke | FR | 2018-11-15 22:00 | 0.70014
OldNuke | FR | 2018-11-15 23:00 | 0.69056
OldNuke | FR | 2018-11-16 | 0.68658
OldNuke | FR | 2018-11-16 01:00 | 0.68722
OldNuke | FR | 2018-11-16 02:00 | 0.68163
OldNuke | FR | 2018-11-16 03:00 | 0.68506
OldNuke | FR | 2018-11-16 04:00 | 0.68753
OldNuke | FR | 2018-11-16 05:00 | 0.69172
OldNuke | FR | 2018-11-16 06:00 | 0.69335
OldNuke | FR | 2018-11-16 07:00 | 0.69317
OldNuke | FR | 2018-11-16 08:00 | 0.69295
OldNuke | FR | 2018-11-16 09:00 | 0.69173
OldNuke | FR | 2018-11-16 10:00 | 0.69221
OldNuke | FR | 2018-11-16 11:00 | 0.69556
OldNuke | FR | 2018-11-16 12:00 | 0.69561
OldNuke | FR | 2018-11-16 13:00 | 0.69526
OldNuke | FR | 2018-11-16 14:00 | 0.69911
OldNuke | FR | 2018-11-16 15:00 | 0.70504
OldNuke | FR | 2018-11-16 16:00 | 0.71343
OldNuke | FR | 2018-11-16 17:00 | 0.72005
OldNuke | FR | 2018-11-16 18:00 | 0.7255
OldNuke | FR | 2018-11-16 19:00 | 0.7231
OldNuke | FR | 2018-11-16 20:00 | 0.72311
OldNuke | FR | 2018-11-16 21:00 | 0.72553
OldNuke | FR | 2018-11-16 22:00 | 0.72096
OldNuke | FR | 2018-11-16 23:00 | 0.71003
OldNuke | FR | 2018-11-17 | 0.69213
OldNuke | FR | 2018-11-17 01:00 | 0.68882
OldNuke | FR | 2018-11-17 02:00 | 0.6744
OldNuke | FR | 2018-11-17 03:00 | 0.67741
OldNuke | FR | 2018-11-17 04:00 | 0.67862
OldNuke | FR | 2018-11-17 05:00 | 0.68056
OldNuke | FR | 2018-11-17 06:00 | 0.68178
OldNuke | FR | 2018-11-17 07:00 | 0.68125
OldNuke | FR | 2018-11-17 08:00 | 0.68419
OldNuke | FR | 2018-11-17 09:00 | 0.68473
OldNuke | FR | 2018-11-17 10:00 | 0.68514
OldNuke | FR | 2018-11-17 11:00 | 0.6831
OldNuke | FR | 2018-11-17 12:00 | 0.68117
OldNuke | FR | 2018-11-17 13:00 | 0.67998
OldNuke | FR | 2018-11-17 14:00 | 0.67714
OldNuke | FR | 2018-11-17 15:00 | 0.67716
OldNuke | FR | 2018-11-17 16:00 | 0.67961
OldNuke | FR | 2018-11-17 17:00 | 0.68199
OldNuke | FR | 2018-11-17 18:00 | 0.68224
OldNuke | FR | 2018-11-17 19:00 | 0.68061
OldNuke | FR | 2018-11-17 20:00 | 0.68289
OldNuke | FR | 2018-11-17 21:00 | 0.68262
OldNuke | FR | 2018-11-17 22:00 | 0.68304
OldNuke | FR | 2018-11-17 23:00 | 0.68329
OldNuke | FR | 2018-11-18 | 0.68739
OldNuke | FR | 2018-11-18 01:00 | 0.68408
OldNuke | FR | 2018-11-18 02:00 | 0.67497
OldNuke | FR | 2018-11-18 03:00 | 0.67553
OldNuke | FR | 2018-11-18 04:00 | 0.6774
OldNuke | FR | 2018-11-18 05:00 | 0.67888
OldNuke | FR | 2018-11-18 06:00 | 0.68079
OldNuke | FR | 2018-11-18 07:00 | 0.69054
OldNuke | FR | 2018-11-18 08:00 | 0.69403
OldNuke | FR | 2018-11-18 09:00 | 0.69435
OldNuke | FR | 2018-11-18 10:00 | 0.69848
OldNuke | FR | 2018-11-18 11:00 | 0.70649
OldNuke | FR | 2018-11-18 12:00 | 0.70802
OldNuke | FR | 2018-11-18 13:00 | 0.70109
OldNuke | FR | 2018-11-18 14:00 | 0.70109
OldNuke | FR | 2018-11-18 15:00 | 0.70643
OldNuke | FR | 2018-11-18 16:00 | 0.70922
OldNuke | FR | 2018-11-18 17:00 | 0.71441
OldNuke | FR | 2018-11-18 18:00 | 0.71692
OldNuke | FR | 2018-11-18 19:00 | 0.72105
OldNuke | FR | 2018-11-18 20:00 | 0.72267
OldNuke | FR | 2018-11-18 21:00 | 0.7185
OldNuke | FR | 2018-11-18 22:00 | 0.7175
OldNuke | FR | 2018-11-18 23:00 | 0.71434
OldNuke | FR | 2018-11-19 | 0.7089
OldNuke | FR | 2018-11-19 01:00 | 0.70939
OldNuke | FR | 2018-11-19 02:00 | 0.71114
OldNuke | FR | 2018-11-19 03:00 | 0.71449
OldNuke | FR | 2018-11-19 04:00 | 0.72062
OldNuke | FR | 2018-11-19 05:00 | 0.7204
OldNuke | FR | 2018-11-19 06:00 | 0.71388
OldNuke | FR | 2018-11-19 07:00 | 0.71278
OldNuke | FR | 2018-11-19 08:00 | 0.71269
OldNuke | FR | 2018-11-19 09:00 | 0.71274
OldNuke | FR | 2018-11-19 10:00 | 0.71419
OldNuke | FR | 2018-11-19 11:00 | 0.71449
OldNuke | FR | 2018-11-19 12:00 | 0.71415
OldNuke | FR | 2018-11-19 13:00 | 0.71405
OldNuke | FR | 2018-11-19 14:00 | 0.70968
OldNuke | FR | 2018-11-19 15:00 | 0.70995
OldNuke | FR | 2018-11-19 16:00 | 0.70341
OldNuke | FR | 2018-11-19 17:00 | 0.7035
OldNuke | FR | 2018-11-19 18:00 | 0.70394
OldNuke | FR | 2018-11-19 19:00 | 0.7036
OldNuke | FR | 2018-11-19 20:00 | 0.70111
OldNuke | FR | 2018-11-19 21:00 | 0.70078
OldNuke | FR | 2018-11-19 22:00 | 0.70068
OldNuke | FR | 2018-11-19 23:00 | 0.69952
OldNuke | FR | 2018-11-20 | 0.6969
OldNuke | FR | 2018-11-20 01:00 | 0.69555
OldNuke | FR | 2018-11-20 02:00 | 0.69238
OldNuke | FR | 2018-11-20 03:00 | 0.69389
OldNuke | FR | 2018-11-20 04:00 | 0.69623
OldNuke | FR | 2018-11-20 05:00 | 0.69735
OldNuke | FR | 2018-11-20 06:00 | 0.70021
OldNuke | FR | 2018-11-20 07:00 | 0.7041
OldNuke | FR | 2018-11-20 08:00 | 0.70409
OldNuke | FR | 2018-11-20 09:00 | 0.7041
OldNuke | FR | 2018-11-20 10:00 | 0.70388
OldNuke | FR | 2018-11-20 11:00 | 0.70388
OldNuke | FR | 2018-11-20 12:00 | 0.70396
OldNuke | FR | 2018-11-20 13:00 | 0.70366
OldNuke | FR | 2018-11-20 14:00 | 0.7036
OldNuke | FR | 2018-11-20 15:00 | 0.70372
OldNuke | FR | 2018-11-20 16:00 | 0.71179
OldNuke | FR | 2018-11-20 17:00 | 0.72305
OldNuke | FR | 2018-11-20 18:00 | 0.72698
OldNuke | FR | 2018-11-20 19:00 | 0.72734
OldNuke | FR | 2018-11-20 20:00 | 0.72774
OldNuke | FR | 2018-11-20 21:00 | 0.72471
OldNuke | FR | 2018-11-20 22:00 | 0.71394
OldNuke | FR | 2018-11-20 23:00 | 0.71367
OldNuke | FR | 2018-11-21 | 0.71389
OldNuke | FR | 2018-11-21 01:00 | 0.71332
OldNuke | FR | 2018-11-21 02:00 | 0.71063
OldNuke | FR | 2018-11-21 03:00 | 0.70646
OldNuke | FR | 2018-11-21 04:00 | 0.70933
OldNuke | FR | 2018-11-21 05:00 | 0.71204
OldNuke | FR | 2018-11-21 06:00 | 0.72091
OldNuke | FR | 2018-11-21 07:00 | 0.72566
OldNuke | FR | 2018-11-21 08:00 | 0.72628
OldNuke | FR | 2018-11-21 09:00 | 0.72744
OldNuke | FR | 2018-11-21 10:00 | 0.72808
OldNuke | FR | 2018-11-21 11:00 | 0.7293
OldNuke | FR | 2018-11-21 12:00 | 0.72986
OldNuke | FR | 2018-11-21 13:00 | 0.72694
OldNuke | FR | 2018-11-21 14:00 | 0.72066
OldNuke | FR | 2018-11-21 15:00 | 0.71367
OldNuke | FR | 2018-11-21 16:00 | 0.71677
OldNuke | FR | 2018-11-21 17:00 | 0.72923
OldNuke | FR | 2018-11-21 18:00 | 0.73127
OldNuke | FR | 2018-11-21 19:00 | 0.72987
OldNuke | FR | 2018-11-21 20:00 | 0.72178
OldNuke | FR | 2018-11-21 21:00 | 0.70757
OldNuke | FR | 2018-11-21 22:00 | 0.70284
OldNuke | FR | 2018-11-21 23:00 | 0.70727
OldNuke | FR | 2018-11-22 | 0.70878
OldNuke | FR | 2018-11-22 01:00 | 0.70835
OldNuke | FR | 2018-11-22 02:00 | 0.70673
OldNuke | FR | 2018-11-22 03:00 | 0.70822
OldNuke | FR | 2018-11-22 04:00 | 0.70771
OldNuke | FR | 2018-11-22 05:00 | 0.71497
OldNuke | FR | 2018-11-22 06:00 | 0.72837
OldNuke | FR | 2018-11-22 07:00 | 0.73436
OldNuke | FR | 2018-11-22 08:00 | 0.73417
OldNuke | FR | 2018-11-22 09:00 | 0.73357
OldNuke | FR | 2018-11-22 10:00 | 0.73326
OldNuke | FR | 2018-11-22 11:00 | 0.73311
OldNuke | FR | 2018-11-22 12:00 | 0.73279
OldNuke | FR | 2018-11-22 13:00 | 0.73254
OldNuke | FR | 2018-11-22 14:00 | 0.73247
OldNuke | FR | 2018-11-22 15:00 | 0.7336
OldNuke | FR | 2018-11-22 16:00 | 0.73383
OldNuke | FR | 2018-11-22 17:00 | 0.73406
OldNuke | FR | 2018-11-22 18:00 | 0.73404
OldNuke | FR | 2018-11-22 19:00 | 0.73132
OldNuke | FR | 2018-11-22 20:00 | 0.73136
OldNuke | FR | 2018-11-22 21:00 | 0.7265
OldNuke | FR | 2018-11-22 22:00 | 0.71643
OldNuke | FR | 2018-11-22 23:00 | 0.71255
OldNuke | FR | 2018-11-23 | 0.7103
OldNuke | FR | 2018-11-23 01:00 | 0.71045
OldNuke | FR | 2018-11-23 02:00 | 0.71019
OldNuke | FR | 2018-11-23 03:00 | 0.70898
OldNuke | FR | 2018-11-23 04:00 | 0.70407
OldNuke | FR | 2018-11-23 05:00 | 0.7076
OldNuke | FR | 2018-11-23 06:00 | 0.72009
OldNuke | FR | 2018-11-23 07:00 | 0.73441
OldNuke | FR | 2018-11-23 08:00 | 0.73539
OldNuke | FR | 2018-11-23 09:00 | 0.73502
OldNuke | FR | 2018-11-23 10:00 | 0.73477
OldNuke | FR | 2018-11-23 11:00 | 0.73466
OldNuke | FR | 2018-11-23 12:00 | 0.73422
OldNuke | FR | 2018-11-23 13:00 | 0.73334
OldNuke | FR | 2018-11-23 14:00 | 0.73296
OldNuke | FR | 2018-11-23 15:00 | 0.73249
OldNuke | FR | 2018-11-23 16:00 | 0.73262
OldNuke | FR | 2018-11-23 17:00 | 0.73287
OldNuke | FR | 2018-11-23 18:00 | 0.73285
OldNuke | FR | 2018-11-23 19:00 | 0.73052
OldNuke | FR | 2018-11-23 20:00 | 0.7304
OldNuke | FR | 2018-11-23 21:00 | 0.72072
OldNuke | FR | 2018-11-23 22:00 | 0.72066
OldNuke | FR | 2018-11-23 23:00 | 0.72066
OldNuke | FR | 2018-11-24 | 0.69721
OldNuke | FR | 2018-11-24 01:00 | 0.69721
OldNuke | FR | 2018-11-24 02:00 | 0.6946
OldNuke | FR | 2018-11-24 03:00 | 0.69444
OldNuke | FR | 2018-11-24 04:00 | 0.69558
OldNuke | FR | 2018-11-24 05:00 | 0.69789
OldNuke | FR | 2018-11-24 06:00 | 0.69618
OldNuke | FR | 2018-11-24 07:00 | 0.69032
OldNuke | FR | 2018-11-24 08:00 | 0.68614
OldNuke | FR | 2018-11-24 09:00 | 0.68676
OldNuke | FR | 2018-11-24 10:00 | 0.69279
OldNuke | FR | 2018-11-24 11:00 | 0.69428
OldNuke | FR | 2018-11-24 12:00 | 0.69428
OldNuke | FR | 2018-11-24 13:00 | 0.69571
OldNuke | FR | 2018-11-24 14:00 | 0.69575
OldNuke | FR | 2018-11-24 15:00 | 0.69571
OldNuke | FR | 2018-11-24 16:00 | 0.69571
OldNuke | FR | 2018-11-24 17:00 | 0.69842
OldNuke | FR | 2018-11-24 18:00 | 0.70203
OldNuke | FR | 2018-11-24 19:00 | 0.70269
OldNuke | FR | 2018-11-24 20:00 | 0.70198
OldNuke | FR | 2018-11-24 21:00 | 0.70165
OldNuke | FR | 2018-11-24 22:00 | 0.70079
OldNuke | FR | 2018-11-24 23:00 | 0.70143
OldNuke | FR | 2018-11-25 | 0.70065
OldNuke | FR | 2018-11-25 01:00 | 0.69739
OldNuke | FR | 2018-11-25 02:00 | 0.69571
OldNuke | FR | 2018-11-25 03:00 | 0.69571
OldNuke | FR | 2018-11-25 04:00 | 0.69571
OldNuke | FR | 2018-11-25 05:00 | 0.69677
OldNuke | FR | 2018-11-25 06:00 | 0.69618
OldNuke | FR | 2018-11-25 07:00 | 0.71275
OldNuke | FR | 2018-11-25 08:00 | 0.72416
OldNuke | FR | 2018-11-25 09:00 | 0.72843
OldNuke | FR | 2018-11-25 10:00 | 0.72995
OldNuke | FR | 2018-11-25 11:00 | 0.73113
OldNuke | FR | 2018-11-25 12:00 | 0.72791
OldNuke | FR | 2018-11-25 13:00 | 0.72794
OldNuke | FR | 2018-11-25 14:00 | 0.72322
OldNuke | FR | 2018-11-25 15:00 | 0.72625
OldNuke | FR | 2018-11-25 16:00 | 0.72995
OldNuke | FR | 2018-11-25 17:00 | 0.73521
OldNuke | FR | 2018-11-25 18:00 | 0.74084
OldNuke | FR | 2018-11-25 19:00 | 0.73978
OldNuke | FR | 2018-11-25 20:00 | 0.73767
OldNuke | FR | 2018-11-25 21:00 | 0.73284
OldNuke | FR | 2018-11-25 22:00 | 0.73425
OldNuke | FR | 2018-11-25 23:00 | 0.73499
OldNuke | FR | 2018-11-26 | 0.73425
OldNuke | FR | 2018-11-26 01:00 | 0.73441
OldNuke | FR | 2018-11-26 02:00 | 0.73071
OldNuke | FR | 2018-11-26 03:00 | 0.72894
OldNuke | FR | 2018-11-26 04:00 | 0.73135
OldNuke | FR | 2018-11-26 05:00 | 0.73596
OldNuke | FR | 2018-11-26 06:00 | 0.74385
OldNuke | FR | 2018-11-26 07:00 | 0.75205
OldNuke | FR | 2018-11-26 08:00 | 0.75438
OldNuke | FR | 2018-11-26 09:00 | 0.7569
OldNuke | FR | 2018-11-26 10:00 | 0.75626
OldNuke | FR | 2018-11-26 11:00 | 0.7595
OldNuke | FR | 2018-11-26 12:00 | 0.7638
OldNuke | FR | 2018-11-26 13:00 | 0.76569
OldNuke | FR | 2018-11-26 14:00 | 0.76585
OldNuke | FR | 2018-11-26 15:00 | 0.76667
OldNuke | FR | 2018-11-26 16:00 | 0.76754
OldNuke | FR | 2018-11-26 17:00 | 0.7681
OldNuke | FR | 2018-11-26 18:00 | 0.76832
OldNuke | FR | 2018-11-26 19:00 | 0.76856
OldNuke | FR | 2018-11-26 20:00 | 0.75994
OldNuke | FR | 2018-11-26 21:00 | 0.75954
OldNuke | FR | 2018-11-26 22:00 | 0.75356
OldNuke | FR | 2018-11-26 23:00 | 0.75817
OldNuke | FR | 2018-11-27 | 0.75916
OldNuke | FR | 2018-11-27 01:00 | 0.75804
OldNuke | FR | 2018-11-27 02:00 | 0.76092
OldNuke | FR | 2018-11-27 03:00 | 0.75731
OldNuke | FR | 2018-11-27 04:00 | 0.76029
OldNuke | FR | 2018-11-27 05:00 | 0.76664
OldNuke | FR | 2018-11-27 06:00 | 0.77193
OldNuke | FR | 2018-11-27 07:00 | 0.77927
OldNuke | FR | 2018-11-27 08:00 | 0.7824
OldNuke | FR | 2018-11-27 09:00 | 0.78278
OldNuke | FR | 2018-11-27 10:00 | 0.78277
OldNuke | FR | 2018-11-27 11:00 | 0.78102
OldNuke | FR | 2018-11-27 12:00 | 0.78132
OldNuke | FR | 2018-11-27 13:00 | 0.78118
OldNuke | FR | 2018-11-27 14:00 | 0.78058
OldNuke | FR | 2018-11-27 15:00 | 0.78172
OldNuke | FR | 2018-11-27 16:00 | 0.78261
OldNuke | FR | 2018-11-27 17:00 | 0.78159
OldNuke | FR | 2018-11-27 18:00 | 0.78118
OldNuke | FR | 2018-11-27 19:00 | 0.77768
OldNuke | FR | 2018-11-27 20:00 | 0.77744
OldNuke | FR | 2018-11-27 21:00 | 0.77743
OldNuke | FR | 2018-11-27 22:00 | 0.77158
OldNuke | FR | 2018-11-27 23:00 | 0.77543
OldNuke | FR | 2018-11-28 | 0.77109
OldNuke | FR | 2018-11-28 01:00 | 0.76879
OldNuke | FR | 2018-11-28 02:00 | 0.76057
OldNuke | FR | 2018-11-28 03:00 | 0.76401
OldNuke | FR | 2018-11-28 04:00 | 0.7696
OldNuke | FR | 2018-11-28 05:00 | 0.76824
OldNuke | FR | 2018-11-28 06:00 | 0.77161
OldNuke | FR | 2018-11-28 07:00 | 0.7757
OldNuke | FR | 2018-11-28 08:00 | 0.77824
OldNuke | FR | 2018-11-28 09:00 | 0.77773
OldNuke | FR | 2018-11-28 10:00 | 0.77565
OldNuke | FR | 2018-11-28 11:00 | 0.77491
OldNuke | FR | 2018-11-28 12:00 | 0.77542
OldNuke | FR | 2018-11-28 13:00 | 0.7766
OldNuke | FR | 2018-11-28 14:00 | 0.77664
OldNuke | FR | 2018-11-28 15:00 | 0.77767
OldNuke | FR | 2018-11-28 16:00 | 0.77759
OldNuke | FR | 2018-11-28 17:00 | 0.77828
OldNuke | FR | 2018-11-28 18:00 | 0.77979
OldNuke | FR | 2018-11-28 19:00 | 0.77744
OldNuke | FR | 2018-11-28 20:00 | 0.77554
OldNuke | FR | 2018-11-28 21:00 | 0.77174
OldNuke | FR | 2018-11-28 22:00 | 0.75291
OldNuke | FR | 2018-11-28 23:00 | 0.75498
OldNuke | FR | 2018-11-29 | 0.7536
OldNuke | FR | 2018-11-29 01:00 | 0.75595
OldNuke | FR | 2018-11-29 02:00 | 0.75383
OldNuke | FR | 2018-11-29 03:00 | 0.75083
OldNuke | FR | 2018-11-29 04:00 | 0.75612
OldNuke | FR | 2018-11-29 05:00 | 0.75571
OldNuke | FR | 2018-11-29 06:00 | 0.75869
OldNuke | FR | 2018-11-29 07:00 | 0.76295
OldNuke | FR | 2018-11-29 08:00 | 0.76567
OldNuke | FR | 2018-11-29 09:00 | 0.76472
OldNuke | FR | 2018-11-29 10:00 | 0.76354
OldNuke | FR | 2018-11-29 11:00 | 0.76208
OldNuke | FR | 2018-11-29 12:00 | 0.76322
OldNuke | FR | 2018-11-29 13:00 | 0.76235
OldNuke | FR | 2018-11-29 14:00 | 0.75729
OldNuke | FR | 2018-11-29 15:00 | 0.75633
OldNuke | FR | 2018-11-29 16:00 | 0.75595
OldNuke | FR | 2018-11-29 17:00 | 0.75715
OldNuke | FR | 2018-11-29 18:00 | 0.76013
OldNuke | FR | 2018-11-29 19:00 | 0.76138
OldNuke | FR | 2018-11-29 20:00 | 0.77046
OldNuke | FR | 2018-11-29 21:00 | 0.78608
OldNuke | FR | 2018-11-29 22:00 | 0.78608
OldNuke | FR | 2018-11-29 23:00 | 0.78608
OldNuke | FR | 2018-11-30 | 0.7761
OldNuke | FR | 2018-11-30 01:00 | 0.7761
OldNuke | FR | 2018-11-30 02:00 | 0.77792
OldNuke | FR | 2018-11-30 03:00 | 0.77792
OldNuke | FR | 2018-11-30 04:00 | 0.77792
OldNuke | FR | 2018-11-30 05:00 | 0.77792
OldNuke | FR | 2018-11-30 06:00 | 0.78451
OldNuke | FR | 2018-11-30 07:00 | 0.79385
OldNuke | FR | 2018-11-30 08:00 | 0.7958
OldNuke | FR | 2018-11-30 09:00 | 0.79463
OldNuke | FR | 2018-11-30 10:00 | 0.79463
OldNuke | FR | 2018-11-30 11:00 | 0.79493
OldNuke | FR | 2018-11-30 12:00 | 0.79492
OldNuke | FR | 2018-11-30 13:00 | 0.7943
OldNuke | FR | 2018-11-30 14:00 | 0.79485
OldNuke | FR | 2018-11-30 15:00 | 0.79566
OldNuke | FR | 2018-11-30 16:00 | 0.79854
OldNuke | FR | 2018-11-30 17:00 | 0.79941
OldNuke | FR | 2018-11-30 18:00 | 0.7994
OldNuke | FR | 2018-11-30 19:00 | 0.79911
OldNuke | FR | 2018-11-30 20:00 | 0.79685
OldNuke | FR | 2018-11-30 21:00 | 0.7879
OldNuke | FR | 2018-11-30 22:00 | 0.78188
OldNuke | FR | 2018-11-30 23:00 | 0.78188
OldNuke | FR | 2018-12-01 | 0.76113
OldNuke | FR | 2018-12-01 01:00 | 0.74703
OldNuke | FR | 2018-12-01 02:00 | 0.75099
OldNuke | FR | 2018-12-01 03:00 | 0.72992
OldNuke | FR | 2018-12-01 04:00 | 0.7172
OldNuke | FR | 2018-12-01 05:00 | 0.71864
OldNuke | FR | 2018-12-01 06:00 | 0.72164
OldNuke | FR | 2018-12-01 07:00 | 0.72598
OldNuke | FR | 2018-12-01 08:00 | 0.72799
OldNuke | FR | 2018-12-01 09:00 | 0.72937
OldNuke | FR | 2018-12-01 10:00 | 0.72976
OldNuke | FR | 2018-12-01 11:00 | 0.73073
OldNuke | FR | 2018-12-01 12:00 | 0.72829
OldNuke | FR | 2018-12-01 13:00 | 0.72726
OldNuke | FR | 2018-12-01 14:00 | 0.73181
OldNuke | FR | 2018-12-01 15:00 | 0.73494
OldNuke | FR | 2018-12-01 16:00 | 0.73567
OldNuke | FR | 2018-12-01 17:00 | 0.73973
OldNuke | FR | 2018-12-01 18:00 | 0.74076
OldNuke | FR | 2018-12-01 19:00 | 0.74031
OldNuke | FR | 2018-12-01 20:00 | 0.73507
OldNuke | FR | 2018-12-01 21:00 | 0.73507
OldNuke | FR | 2018-12-01 22:00 | 0.73507
OldNuke | FR | 2018-12-01 23:00 | 0.72097
OldNuke | FR | 2018-12-02 | 0.7159
OldNuke | FR | 2018-12-02 01:00 | 0.7159
OldNuke | FR | 2018-12-02 02:00 | 0.7159
OldNuke | FR | 2018-12-02 03:00 | 0.7159
OldNuke | FR | 2018-12-02 04:00 | 0.7159
OldNuke | FR | 2018-12-02 05:00 | 0.7159
OldNuke | FR | 2018-12-02 06:00 | 0.7159
OldNuke | FR | 2018-12-02 07:00 | 0.7218
OldNuke | FR | 2018-12-02 08:00 | 0.73412
OldNuke | FR | 2018-12-02 09:00 | 0.73849
OldNuke | FR | 2018-12-02 10:00 | 0.73949
OldNuke | FR | 2018-12-02 11:00 | 0.7387
OldNuke | FR | 2018-12-02 12:00 | 0.73997
OldNuke | FR | 2018-12-02 13:00 | 0.73875
OldNuke | FR | 2018-12-02 14:00 | 0.75674
OldNuke | FR | 2018-12-02 15:00 | 0.75143
OldNuke | FR | 2018-12-02 16:00 | 0.76213
OldNuke | FR | 2018-12-02 17:00 | 0.76213
OldNuke | FR | 2018-12-02 18:00 | 0.76336
OldNuke | FR | 2018-12-02 19:00 | 0.76132
OldNuke | FR | 2018-12-02 20:00 | 0.77426
OldNuke | FR | 2018-12-02 21:00 | 0.76596
OldNuke | FR | 2018-12-02 22:00 | 0.76596
OldNuke | FR | 2018-12-02 23:00 | 0.76596
OldNuke | FR | 2018-12-03 | 0.76596
OldNuke | FR | 2018-12-03 01:00 | 0.76596
OldNuke | FR | 2018-12-03 02:00 | 0.78037
OldNuke | FR | 2018-12-03 03:00 | 0.79907
OldNuke | FR | 2018-12-03 04:00 | 0.79907
OldNuke | FR | 2018-12-03 05:00 | 0.79907
OldNuke | FR | 2018-12-03 06:00 | 0.79907
OldNuke | FR | 2018-12-03 07:00 | 0.79907
OldNuke | FR | 2018-12-03 08:00 | 0.79907
OldNuke | FR | 2018-12-03 09:00 | 0.79907
OldNuke | FR | 2018-12-03 10:00 | 0.82013
OldNuke | FR | 2018-12-03 11:00 | 0.82013
OldNuke | FR | 2018-12-03 12:00 | 0.82013
OldNuke | FR | 2018-12-03 13:00 | 0.82013
OldNuke | FR | 2018-12-03 14:00 | 0.82013
OldNuke | FR | 2018-12-03 15:00 | 0.82013
OldNuke | FR | 2018-12-03 16:00 | 0.82013
OldNuke | FR | 2018-12-03 17:00 | 0.82013
OldNuke | FR | 2018-12-03 18:00 | 0.82013
OldNuke | FR | 2018-12-03 19:00 | 0.82013
OldNuke | FR | 2018-12-03 20:00 | 0.82013
OldNuke | FR | 2018-12-03 21:00 | 0.82013
OldNuke | FR | 2018-12-03 22:00 | 0.82013
OldNuke | FR | 2018-12-03 23:00 | 0.82013
OldNuke | FR | 2018-12-04 | 0.82013
OldNuke | FR | 2018-12-04 01:00 | 0.82013
OldNuke | FR | 2018-12-04 02:00 | 0.82013
OldNuke | FR | 2018-12-04 03:00 | 0.82013
OldNuke | FR | 2018-12-04 04:00 | 0.82219
OldNuke | FR | 2018-12-04 05:00 | 0.82219
OldNuke | FR | 2018-12-04 06:00 | 0.82219
OldNuke | FR | 2018-12-04 07:00 | 0.82219
OldNuke | FR | 2018-12-04 08:00 | 0.82314
OldNuke | FR | 2018-12-04 09:00 | 0.82316
OldNuke | FR | 2018-12-04 10:00 | 0.82219
OldNuke | FR | 2018-12-04 11:00 | 0.82219
OldNuke | FR | 2018-12-04 12:00 | 0.82219
OldNuke | FR | 2018-12-04 13:00 | 0.82219
OldNuke | FR | 2018-12-04 14:00 | 0.82219
OldNuke | FR | 2018-12-04 15:00 | 0.82219
OldNuke | FR | 2018-12-04 16:00 | 0.82314
OldNuke | FR | 2018-12-04 17:00 | 0.82346
OldNuke | FR | 2018-12-04 18:00 | 0.82373
OldNuke | FR | 2018-12-04 19:00 | 0.82238
OldNuke | FR | 2018-12-04 20:00 | 0.82219
OldNuke | FR | 2018-12-04 21:00 | 0.82219
OldNuke | FR | 2018-12-04 22:00 | 0.82219
OldNuke | FR | 2018-12-04 23:00 | 0.82219
OldNuke | FR | 2018-12-05 | 0.81706
OldNuke | FR | 2018-12-05 01:00 | 0.81256
OldNuke | FR | 2018-12-05 02:00 | 0.80805
OldNuke | FR | 2018-12-05 03:00 | 0.81055
OldNuke | FR | 2018-12-05 04:00 | 0.81419
OldNuke | FR | 2018-12-05 05:00 | 0.81887
OldNuke | FR | 2018-12-05 06:00 | 0.82477
OldNuke | FR | 2018-12-05 07:00 | 0.82965
OldNuke | FR | 2018-12-05 08:00 | 0.82905
OldNuke | FR | 2018-12-05 09:00 | 0.82509
OldNuke | FR | 2018-12-05 10:00 | 0.82725
OldNuke | FR | 2018-12-05 11:00 | 0.829
OldNuke | FR | 2018-12-05 12:00 | 0.82983
OldNuke | FR | 2018-12-05 13:00 | 0.82956
OldNuke | FR | 2018-12-05 14:00 | 0.82387
OldNuke | FR | 2018-12-05 15:00 | 0.81799
OldNuke | FR | 2018-12-05 16:00 | 0.8122
OldNuke | FR | 2018-12-05 17:00 | 0.81418
OldNuke | FR | 2018-12-05 18:00 | 0.81422
OldNuke | FR | 2018-12-05 19:00 | 0.81201
OldNuke | FR | 2018-12-05 20:00 | 0.80971
OldNuke | FR | 2018-12-05 21:00 | 0.80645
OldNuke | FR | 2018-12-05 22:00 | 0.80515
OldNuke | FR | 2018-12-05 23:00 | 0.8036
OldNuke | FR | 2018-12-06 | 0.7993
OldNuke | FR | 2018-12-06 01:00 | 0.7993
OldNuke | FR | 2018-12-06 02:00 | 0.7993
OldNuke | FR | 2018-12-06 03:00 | 0.80325
OldNuke | FR | 2018-12-06 04:00 | 0.80325
OldNuke | FR | 2018-12-06 05:00 | 0.80545
OldNuke | FR | 2018-12-06 06:00 | 0.80876
OldNuke | FR | 2018-12-06 07:00 | 0.81023
OldNuke | FR | 2018-12-06 08:00 | 0.81164
OldNuke | FR | 2018-12-06 09:00 | 0.81194
OldNuke | FR | 2018-12-06 10:00 | 0.81139
OldNuke | FR | 2018-12-06 11:00 | 0.81123
OldNuke | FR | 2018-12-06 12:00 | 0.81007
OldNuke | FR | 2018-12-06 13:00 | 0.80901
OldNuke | FR | 2018-12-06 14:00 | 0.80771
OldNuke | FR | 2018-12-06 15:00 | 0.80732
OldNuke | FR | 2018-12-06 16:00 | 0.80993
OldNuke | FR | 2018-12-06 17:00 | 0.81212
OldNuke | FR | 2018-12-06 18:00 | 0.81172
OldNuke | FR | 2018-12-06 19:00 | 0.81039
OldNuke | FR | 2018-12-06 20:00 | 0.80453
OldNuke | FR | 2018-12-06 21:00 | 0.79949
OldNuke | FR | 2018-12-06 22:00 | 0.7993
OldNuke | FR | 2018-12-06 23:00 | 0.7993
OldNuke | FR | 2018-12-07 | 0.7993
OldNuke | FR | 2018-12-07 01:00 | 0.7993
OldNuke | FR | 2018-12-07 02:00 | 0.80461
OldNuke | FR | 2018-12-07 03:00 | 0.80461
OldNuke | FR | 2018-12-07 04:00 | 0.80223
OldNuke | FR | 2018-12-07 05:00 | 0.80223
OldNuke | FR | 2018-12-07 06:00 | 0.80613
OldNuke | FR | 2018-12-07 07:00 | 0.80977
OldNuke | FR | 2018-12-07 08:00 | 0.80884
OldNuke | FR | 2018-12-07 09:00 | 0.80965
OldNuke | FR | 2018-12-07 10:00 | 0.81169
OldNuke | FR | 2018-12-07 11:00 | 0.8111
OldNuke | FR | 2018-12-07 12:00 | 0.80906
OldNuke | FR | 2018-12-07 13:00 | 0.80697
OldNuke | FR | 2018-12-07 14:00 | 0.80586
OldNuke | FR | 2018-12-07 15:00 | 0.80821
OldNuke | FR | 2018-12-07 16:00 | 0.81112
OldNuke | FR | 2018-12-07 17:00 | 0.81472
OldNuke | FR | 2018-12-07 18:00 | 0.81548
OldNuke | FR | 2018-12-07 19:00 | 0.80754
OldNuke | FR | 2018-12-07 20:00 | 0.80223
OldNuke | FR | 2018-12-07 21:00 | 0.80223
OldNuke | FR | 2018-12-07 22:00 | 0.80223
OldNuke | FR | 2018-12-07 23:00 | 0.80223
OldNuke | FR | 2018-12-08 | 0.81277
OldNuke | FR | 2018-12-08 01:00 | 0.81277
OldNuke | FR | 2018-12-08 02:00 | 0.78513
OldNuke | FR | 2018-12-08 03:00 | 0.78513
OldNuke | FR | 2018-12-08 04:00 | 0.78513
OldNuke | FR | 2018-12-08 05:00 | 0.78513
OldNuke | FR | 2018-12-08 06:00 | 0.78513
OldNuke | FR | 2018-12-08 07:00 | 0.78796
OldNuke | FR | 2018-12-08 08:00 | 0.78909
OldNuke | FR | 2018-12-08 09:00 | 0.78622
OldNuke | FR | 2018-12-08 10:00 | 0.78951
OldNuke | FR | 2018-12-08 11:00 | 0.79281
OldNuke | FR | 2018-12-08 12:00 | 0.78731
OldNuke | FR | 2018-12-08 13:00 | 0.78513
OldNuke | FR | 2018-12-08 14:00 | 0.78513
OldNuke | FR | 2018-12-08 15:00 | 0.77301
OldNuke | FR | 2018-12-08 16:00 | 0.75791
OldNuke | FR | 2018-12-08 17:00 | 0.75929
OldNuke | FR | 2018-12-08 18:00 | 0.76289
OldNuke | FR | 2018-12-08 19:00 | 0.75899
OldNuke | FR | 2018-12-08 20:00 | 0.75669
OldNuke | FR | 2018-12-08 21:00 | 0.75669
OldNuke | FR | 2018-12-08 22:00 | 0.75669
OldNuke | FR | 2018-12-08 23:00 | 0.75669
OldNuke | FR | 2018-12-09 | 0.75479
OldNuke | FR | 2018-12-09 01:00 | 0.75479
OldNuke | FR | 2018-12-09 02:00 | 0.75479
OldNuke | FR | 2018-12-09 03:00 | 0.75479
OldNuke | FR | 2018-12-09 04:00 | 0.75479
OldNuke | FR | 2018-12-09 05:00 | 0.75479
OldNuke | FR | 2018-12-09 06:00 | 0.75479
OldNuke | FR | 2018-12-09 07:00 | 0.75305
OldNuke | FR | 2018-12-09 08:00 | 0.75305
OldNuke | FR | 2018-12-09 09:00 | 0.77728
OldNuke | FR | 2018-12-09 10:00 | 0.77728
OldNuke | FR | 2018-12-09 11:00 | 0.76802
OldNuke | FR | 2018-12-09 12:00 | 0.77728
OldNuke | FR | 2018-12-09 13:00 | 0.77538
OldNuke | FR | 2018-12-09 14:00 | 0.79645
OldNuke | FR | 2018-12-09 15:00 | 0.79463
OldNuke | FR | 2018-12-09 16:00 | 0.79645
OldNuke | FR | 2018-12-09 17:00 | 0.81087
OldNuke | FR | 2018-12-09 18:00 | 0.81087
OldNuke | FR | 2018-12-09 19:00 | 0.81248
OldNuke | FR | 2018-12-09 20:00 | 0.81087
OldNuke | FR | 2018-12-09 21:00 | 0.8111
OldNuke | FR | 2018-12-09 22:00 | 0.81087
OldNuke | FR | 2018-12-09 23:00 | 0.81087
OldNuke | FR | 2018-12-10 | 0.81087
OldNuke | FR | 2018-12-10 01:00 | 0.80627
OldNuke | FR | 2018-12-10 02:00 | 0.80627
OldNuke | FR | 2018-12-10 03:00 | 0.80627
OldNuke | FR | 2018-12-10 04:00 | 0.80627
OldNuke | FR | 2018-12-10 05:00 | 0.81662
OldNuke | FR | 2018-12-10 06:00 | 0.82962
OldNuke | FR | 2018-12-10 07:00 | 0.83415
OldNuke | FR | 2018-12-10 08:00 | 0.83684
OldNuke | FR | 2018-12-10 09:00 | 0.83746
OldNuke | FR | 2018-12-10 10:00 | 0.83897
OldNuke | FR | 2018-12-10 11:00 | 0.83958
OldNuke | FR | 2018-12-10 12:00 | 0.83944
OldNuke | FR | 2018-12-10 13:00 | 0.83957
OldNuke | FR | 2018-12-10 14:00 | 0.84172
OldNuke | FR | 2018-12-10 15:00 | 0.84345
OldNuke | FR | 2018-12-10 16:00 | 0.84041
OldNuke | FR | 2018-12-10 17:00 | 0.84107
OldNuke | FR | 2018-12-10 18:00 | 0.84337
OldNuke | FR | 2018-12-10 19:00 | 0.84285
OldNuke | FR | 2018-12-10 20:00 | 0.84534
OldNuke | FR | 2018-12-10 21:00 | 0.84446
OldNuke | FR | 2018-12-10 22:00 | 0.84023
OldNuke | FR | 2018-12-10 23:00 | 0.83881
OldNuke | FR | 2018-12-11 | 0.84036
OldNuke | FR | 2018-12-11 01:00 | 0.84223
OldNuke | FR | 2018-12-11 02:00 | 0.83599
OldNuke | FR | 2018-12-11 03:00 | 0.83719
OldNuke | FR | 2018-12-11 04:00 | 0.84312
OldNuke | FR | 2018-12-11 05:00 | 0.84393
OldNuke | FR | 2018-12-11 06:00 | 0.84686
OldNuke | FR | 2018-12-11 07:00 | 0.85055
OldNuke | FR | 2018-12-11 08:00 | 0.85056
OldNuke | FR | 2018-12-11 09:00 | 0.84949
OldNuke | FR | 2018-12-11 10:00 | 0.84926
OldNuke | FR | 2018-12-11 11:00 | 0.8489
OldNuke | FR | 2018-12-11 12:00 | 0.84861
OldNuke | FR | 2018-12-11 13:00 | 0.84817
OldNuke | FR | 2018-12-11 14:00 | 0.84841
OldNuke | FR | 2018-12-11 15:00 | 0.85211
OldNuke | FR | 2018-12-11 16:00 | 0.85392
OldNuke | FR | 2018-12-11 17:00 | 0.85455
OldNuke | FR | 2018-12-11 18:00 | 0.85511
OldNuke | FR | 2018-12-11 19:00 | 0.85352
OldNuke | FR | 2018-12-11 20:00 | 0.85188
OldNuke | FR | 2018-12-11 21:00 | 0.85262
OldNuke | FR | 2018-12-11 22:00 | 0.85427
OldNuke | FR | 2018-12-11 23:00 | 0.85205
OldNuke | FR | 2018-12-12 | 0.84849
OldNuke | FR | 2018-12-12 01:00 | 0.84876
OldNuke | FR | 2018-12-12 02:00 | 0.84809
OldNuke | FR | 2018-12-12 03:00 | 0.84933
OldNuke | FR | 2018-12-12 04:00 | 0.84866
OldNuke | FR | 2018-12-12 05:00 | 0.8537
OldNuke | FR | 2018-12-12 06:00 | 0.85557
OldNuke | FR | 2018-12-12 07:00 | 0.85628
OldNuke | FR | 2018-12-12 08:00 | 0.85633
OldNuke | FR | 2018-12-12 09:00 | 0.85617
OldNuke | FR | 2018-12-12 10:00 | 0.85573
OldNuke | FR | 2018-12-12 11:00 | 0.8555
OldNuke | FR | 2018-12-12 12:00 | 0.85574
OldNuke | FR | 2018-12-12 13:00 | 0.85603
OldNuke | FR | 2018-12-12 14:00 | 0.85623
OldNuke | FR | 2018-12-12 15:00 | 0.85593
OldNuke | FR | 2018-12-12 16:00 | 0.85585
OldNuke | FR | 2018-12-12 17:00 | 0.85587
OldNuke | FR | 2018-12-12 18:00 | 0.85492
OldNuke | FR | 2018-12-12 19:00 | 0.85527
OldNuke | FR | 2018-12-12 20:00 | 0.85492
OldNuke | FR | 2018-12-12 21:00 | 0.8556
OldNuke | FR | 2018-12-12 22:00 | 0.85592
OldNuke | FR | 2018-12-12 23:00 | 0.85089
OldNuke | FR | 2018-12-13 | 0.85101
OldNuke | FR | 2018-12-13 01:00 | 0.85026
OldNuke | FR | 2018-12-13 02:00 | 0.84426
OldNuke | FR | 2018-12-13 03:00 | 0.84434
OldNuke | FR | 2018-12-13 04:00 | 0.84624
OldNuke | FR | 2018-12-13 05:00 | 0.85625
OldNuke | FR | 2018-12-13 06:00 | 0.85669
OldNuke | FR | 2018-12-13 07:00 | 0.85649
OldNuke | FR | 2018-12-13 08:00 | 0.8566
OldNuke | FR | 2018-12-13 09:00 | 0.85658
OldNuke | FR | 2018-12-13 10:00 | 0.85682
OldNuke | FR | 2018-12-13 11:00 | 0.85642
OldNuke | FR | 2018-12-13 12:00 | 0.85614
OldNuke | FR | 2018-12-13 13:00 | 0.8549
OldNuke | FR | 2018-12-13 14:00 | 0.8569
OldNuke | FR | 2018-12-13 15:00 | 0.86
OldNuke | FR | 2018-12-13 16:00 | 0.86094
OldNuke | FR | 2018-12-13 17:00 | 0.86111
OldNuke | FR | 2018-12-13 18:00 | 0.8611
OldNuke | FR | 2018-12-13 19:00 | 0.86133
OldNuke | FR | 2018-12-13 20:00 | 0.86062
OldNuke | FR | 2018-12-13 21:00 | 0.85359
OldNuke | FR | 2018-12-13 22:00 | 0.84193
OldNuke | FR | 2018-12-13 23:00 | 0.84106
OldNuke | FR | 2018-12-14 | 0.84031
OldNuke | FR | 2018-12-14 01:00 | 0.83559
OldNuke | FR | 2018-12-14 02:00 | 0.83334
OldNuke | FR | 2018-12-14 03:00 | 0.8339
OldNuke | FR | 2018-12-14 04:00 | 0.83725
OldNuke | FR | 2018-12-14 05:00 | 0.84059
OldNuke | FR | 2018-12-14 06:00 | 0.84394
OldNuke | FR | 2018-12-14 07:00 | 0.84098
OldNuke | FR | 2018-12-14 08:00 | 0.84386
OldNuke | FR | 2018-12-14 09:00 | 0.847
OldNuke | FR | 2018-12-14 10:00 | 0.84674
OldNuke | FR | 2018-12-14 11:00 | 0.84643
OldNuke | FR | 2018-12-14 12:00 | 0.8476
OldNuke | FR | 2018-12-14 13:00 | 0.84993
OldNuke | FR | 2018-12-14 14:00 | 0.85002
OldNuke | FR | 2018-12-14 15:00 | 0.84922
OldNuke | FR | 2018-12-14 16:00 | 0.84833
OldNuke | FR | 2018-12-14 17:00 | 0.85121
OldNuke | FR | 2018-12-14 18:00 | 0.85859
OldNuke | FR | 2018-12-14 19:00 | 0.8591
OldNuke | FR | 2018-12-14 20:00 | 0.85696
OldNuke | FR | 2018-12-14 21:00 | 0.84448
OldNuke | FR | 2018-12-14 22:00 | 0.83423
OldNuke | FR | 2018-12-14 23:00 | 0.83726
OldNuke | FR | 2018-12-15 | 0.83431
OldNuke | FR | 2018-12-15 01:00 | 0.82726
OldNuke | FR | 2018-12-15 02:00 | 0.81617
OldNuke | FR | 2018-12-15 03:00 | 0.81842
OldNuke | FR | 2018-12-15 04:00 | 0.81801
OldNuke | FR | 2018-12-15 05:00 | 0.82056
OldNuke | FR | 2018-12-15 06:00 | 0.8323
OldNuke | FR | 2018-12-15 07:00 | 0.83784
OldNuke | FR | 2018-12-15 08:00 | 0.84141
OldNuke | FR | 2018-12-15 09:00 | 0.84196
OldNuke | FR | 2018-12-15 10:00 | 0.84293
OldNuke | FR | 2018-12-15 11:00 | 0.84301
OldNuke | FR | 2018-12-15 12:00 | 0.84071
OldNuke | FR | 2018-12-15 13:00 | 0.83906
OldNuke | FR | 2018-12-15 14:00 | 0.83876
OldNuke | FR | 2018-12-15 15:00 | 0.84008
OldNuke | FR | 2018-12-15 16:00 | 0.83699
OldNuke | FR | 2018-12-15 17:00 | 0.84141
OldNuke | FR | 2018-12-15 18:00 | 0.8416
OldNuke | FR | 2018-12-15 19:00 | 0.84228
OldNuke | FR | 2018-12-15 20:00 | 0.84111
OldNuke | FR | 2018-12-15 21:00 | 0.83995
OldNuke | FR | 2018-12-15 22:00 | 0.84054
OldNuke | FR | 2018-12-15 23:00 | 0.83936
OldNuke | FR | 2018-12-16 | 0.83448
OldNuke | FR | 2018-12-16 01:00 | 0.83133
OldNuke | FR | 2018-12-16 02:00 | 0.83209
OldNuke | FR | 2018-12-16 03:00 | 0.8314
OldNuke | FR | 2018-12-16 04:00 | 0.82837
OldNuke | FR | 2018-12-16 05:00 | 0.84896
OldNuke | FR | 2018-12-16 06:00 | 0.84263
OldNuke | FR | 2018-12-16 07:00 | 0.84415
OldNuke | FR | 2018-12-16 08:00 | 0.8556
OldNuke | FR | 2018-12-16 09:00 | 0.85902
OldNuke | FR | 2018-12-16 10:00 | 0.86195
OldNuke | FR | 2018-12-16 11:00 | 0.86143
OldNuke | FR | 2018-12-16 12:00 | 0.85983
OldNuke | FR | 2018-12-16 13:00 | 0.85733
OldNuke | FR | 2018-12-16 14:00 | 0.85519
OldNuke | FR | 2018-12-16 15:00 | 0.85649
OldNuke | FR | 2018-12-16 16:00 | 0.85943
OldNuke | FR | 2018-12-16 17:00 | 0.8632
OldNuke | FR | 2018-12-16 18:00 | 0.86544
OldNuke | FR | 2018-12-16 19:00 | 0.86773
OldNuke | FR | 2018-12-16 20:00 | 0.8664
OldNuke | FR | 2018-12-16 21:00 | 0.86582
OldNuke | FR | 2018-12-16 22:00 | 0.86528
OldNuke | FR | 2018-12-16 23:00 | 0.85748
OldNuke | FR | 2018-12-17 | 0.85907
OldNuke | FR | 2018-12-17 01:00 | 0.86262
OldNuke | FR | 2018-12-17 02:00 | 0.85877
OldNuke | FR | 2018-12-17 03:00 | 0.85755
OldNuke | FR | 2018-12-17 04:00 | 0.8576
OldNuke | FR | 2018-12-17 05:00 | 0.8639
OldNuke | FR | 2018-12-17 06:00 | 0.86895
OldNuke | FR | 2018-12-17 07:00 | 0.87032
OldNuke | FR | 2018-12-17 08:00 | 0.87076
OldNuke | FR | 2018-12-17 09:00 | 0.87149
OldNuke | FR | 2018-12-17 10:00 | 0.87163
OldNuke | FR | 2018-12-17 11:00 | 0.87185
OldNuke | FR | 2018-12-17 12:00 | 0.87144
OldNuke | FR | 2018-12-17 13:00 | 0.87079
OldNuke | FR | 2018-12-17 14:00 | 0.87131
OldNuke | FR | 2018-12-17 15:00 | 0.87179
OldNuke | FR | 2018-12-17 16:00 | 0.86737
OldNuke | FR | 2018-12-17 17:00 | 0.86661
OldNuke | FR | 2018-12-17 18:00 | 0.87401
OldNuke | FR | 2018-12-17 19:00 | 0.87068
OldNuke | FR | 2018-12-17 20:00 | 0.869
OldNuke | FR | 2018-12-17 21:00 | 0.86743
OldNuke | FR | 2018-12-17 22:00 | 0.86824
OldNuke | FR | 2018-12-17 23:00 | 0.86872
OldNuke | FR | 2018-12-18 | 0.86716
OldNuke | FR | 2018-12-18 01:00 | 0.86612
OldNuke | FR | 2018-12-18 02:00 | 0.86615
OldNuke | FR | 2018-12-18 03:00 | 0.86314
OldNuke | FR | 2018-12-18 04:00 | 0.8686
OldNuke | FR | 2018-12-18 05:00 | 0.8723
OldNuke | FR | 2018-12-18 06:00 | 0.87586
OldNuke | FR | 2018-12-18 07:00 | 0.87554
OldNuke | FR | 2018-12-18 08:00 | 0.87554
OldNuke | FR | 2018-12-18 09:00 | 0.87613
OldNuke | FR | 2018-12-18 10:00 | 0.87619
OldNuke | FR | 2018-12-18 11:00 | 0.87345
OldNuke | FR | 2018-12-18 12:00 | 0.86995
OldNuke | FR | 2018-12-18 13:00 | 0.86903
OldNuke | FR | 2018-12-18 14:00 | 0.86824
OldNuke | FR | 2018-12-18 15:00 | 0.86775
OldNuke | FR | 2018-12-18 16:00 | 0.86903
OldNuke | FR | 2018-12-18 17:00 | 0.86727
OldNuke | FR | 2018-12-18 18:00 | 0.87082
OldNuke | FR | 2018-12-18 19:00 | 0.86951
OldNuke | FR | 2018-12-18 20:00 | 0.86651
OldNuke | FR | 2018-12-18 21:00 | 0.85855
OldNuke | FR | 2018-12-18 22:00 | 0.85788
OldNuke | FR | 2018-12-18 23:00 | 0.85783
OldNuke | FR | 2018-12-19 | 0.85752
OldNuke | FR | 2018-12-19 01:00 | 0.85281
OldNuke | FR | 2018-12-19 02:00 | 0.84956
OldNuke | FR | 2018-12-19 03:00 | 0.85113
OldNuke | FR | 2018-12-19 04:00 | 0.85956
OldNuke | FR | 2018-12-19 05:00 | 0.86203
OldNuke | FR | 2018-12-19 06:00 | 0.86707
OldNuke | FR | 2018-12-19 07:00 | 0.86886
OldNuke | FR | 2018-12-19 08:00 | 0.86854
OldNuke | FR | 2018-12-19 09:00 | 0.86734
OldNuke | FR | 2018-12-19 10:00 | 0.86816
OldNuke | FR | 2018-12-19 11:00 | 0.86887
OldNuke | FR | 2018-12-19 12:00 | 0.86865
OldNuke | FR | 2018-12-19 13:00 | 0.86789
OldNuke | FR | 2018-12-19 14:00 | 0.86819
OldNuke | FR | 2018-12-19 15:00 | 0.86962
OldNuke | FR | 2018-12-19 16:00 | 0.87003
OldNuke | FR | 2018-12-19 17:00 | 0.8576
OldNuke | FR | 2018-12-19 18:00 | 0.85799
OldNuke | FR | 2018-12-19 19:00 | 0.85883
OldNuke | FR | 2018-12-19 20:00 | 0.85836
OldNuke | FR | 2018-12-19 21:00 | 0.85755
OldNuke | FR | 2018-12-19 22:00 | 0.85691
OldNuke | FR | 2018-12-19 23:00 | 0.85492
OldNuke | FR | 2018-12-20 | 0.84912
OldNuke | FR | 2018-12-20 01:00 | 0.84366
OldNuke | FR | 2018-12-20 02:00 | 0.84933
OldNuke | FR | 2018-12-20 03:00 | 0.84134
OldNuke | FR | 2018-12-20 04:00 | 0.83502
OldNuke | FR | 2018-12-20 05:00 | 0.84071
OldNuke | FR | 2018-12-20 06:00 | 0.84294
OldNuke | FR | 2018-12-20 07:00 | 0.84469
OldNuke | FR | 2018-12-20 08:00 | 0.84456
OldNuke | FR | 2018-12-20 09:00 | 0.8444
OldNuke | FR | 2018-12-20 10:00 | 0.84402
OldNuke | FR | 2018-12-20 11:00 | 0.84302
OldNuke | FR | 2018-12-20 12:00 | 0.84187
OldNuke | FR | 2018-12-20 13:00 | 0.84136
OldNuke | FR | 2018-12-20 14:00 | 0.84157
OldNuke | FR | 2018-12-20 15:00 | 0.84125
OldNuke | FR | 2018-12-20 16:00 | 0.84188
OldNuke | FR | 2018-12-20 17:00 | 0.84168
OldNuke | FR | 2018-12-20 18:00 | 0.84328
OldNuke | FR | 2018-12-20 19:00 | 0.84421
OldNuke | FR | 2018-12-20 20:00 | 0.84339
OldNuke | FR | 2018-12-20 21:00 | 0.83925
OldNuke | FR | 2018-12-20 22:00 | 0.8383
OldNuke | FR | 2018-12-20 23:00 | 0.83531
OldNuke | FR | 2018-12-21 | 0.83301
OldNuke | FR | 2018-12-21 01:00 | 0.83043
OldNuke | FR | 2018-12-21 02:00 | 0.83043
OldNuke | FR | 2018-12-21 03:00 | 0.83043
OldNuke | FR | 2018-12-21 04:00 | 0.83043
OldNuke | FR | 2018-12-21 05:00 | 0.83683
OldNuke | FR | 2018-12-21 06:00 | 0.84469
OldNuke | FR | 2018-12-21 07:00 | 0.84535
OldNuke | FR | 2018-12-21 08:00 | 0.84502
OldNuke | FR | 2018-12-21 09:00 | 0.84526
OldNuke | FR | 2018-12-21 10:00 | 0.84472
OldNuke | FR | 2018-12-21 11:00 | 0.84598
OldNuke | FR | 2018-12-21 12:00 | 0.84348
OldNuke | FR | 2018-12-21 13:00 | 0.84362
OldNuke | FR | 2018-12-21 14:00 | 0.84223
OldNuke | FR | 2018-12-21 15:00 | 0.84269
OldNuke | FR | 2018-12-21 16:00 | 0.84901
OldNuke | FR | 2018-12-21 17:00 | 0.85245
OldNuke | FR | 2018-12-21 18:00 | 0.84622
OldNuke | FR | 2018-12-21 19:00 | 0.84049
OldNuke | FR | 2018-12-21 20:00 | 0.84049
OldNuke | FR | 2018-12-21 21:00 | 0.84049
OldNuke | FR | 2018-12-21 22:00 | 0.84049
OldNuke | FR | 2018-12-21 23:00 | 0.84263
OldNuke | FR | 2018-12-22 | 0.81158
OldNuke | FR | 2018-12-22 01:00 | 0.77673
OldNuke | FR | 2018-12-22 02:00 | 0.75558
OldNuke | FR | 2018-12-22 03:00 | 0.75788
OldNuke | FR | 2018-12-22 04:00 | 0.75788
OldNuke | FR | 2018-12-22 05:00 | 0.75788
OldNuke | FR | 2018-12-22 06:00 | 0.75788
OldNuke | FR | 2018-12-22 07:00 | 0.76685
OldNuke | FR | 2018-12-22 08:00 | 0.77459
OldNuke | FR | 2018-12-22 09:00 | 0.78337
OldNuke | FR | 2018-12-22 10:00 | 0.78712
OldNuke | FR | 2018-12-22 11:00 | 0.79007
OldNuke | FR | 2018-12-22 12:00 | 0.7894
OldNuke | FR | 2018-12-22 13:00 | 0.78845
OldNuke | FR | 2018-12-22 14:00 | 0.79525
OldNuke | FR | 2018-12-22 15:00 | 0.79916
OldNuke | FR | 2018-12-22 16:00 | 0.80006
OldNuke | FR | 2018-12-22 17:00 | 0.80032
OldNuke | FR | 2018-12-22 18:00 | 0.79897
OldNuke | FR | 2018-12-22 19:00 | 0.79735
OldNuke | FR | 2018-12-22 20:00 | 0.79544
OldNuke | FR | 2018-12-22 21:00 | 0.79257
OldNuke | FR | 2018-12-22 22:00 | 0.79084
OldNuke | FR | 2018-12-22 23:00 | 0.79165
OldNuke | FR | 2018-12-23 | 0.78866
OldNuke | FR | 2018-12-23 01:00 | 0.7833
OldNuke | FR | 2018-12-23 02:00 | 0.7833
OldNuke | FR | 2018-12-23 03:00 | 0.7833
OldNuke | FR | 2018-12-23 04:00 | 0.7833
OldNuke | FR | 2018-12-23 05:00 | 0.7833
OldNuke | FR | 2018-12-23 06:00 | 0.7833
OldNuke | FR | 2018-12-23 07:00 | 0.7833
OldNuke | FR | 2018-12-23 08:00 | 0.7833
OldNuke | FR | 2018-12-23 09:00 | 0.7833
OldNuke | FR | 2018-12-23 10:00 | 0.7833
OldNuke | FR | 2018-12-23 11:00 | 0.7833
OldNuke | FR | 2018-12-23 12:00 | 0.7833
OldNuke | FR | 2018-12-23 13:00 | 0.7833
OldNuke | FR | 2018-12-23 14:00 | 0.77618
OldNuke | FR | 2018-12-23 15:00 | 0.77435
OldNuke | FR | 2018-12-23 16:00 | 0.77435
OldNuke | FR | 2018-12-23 17:00 | 0.77538
OldNuke | FR | 2018-12-23 18:00 | 0.80611
OldNuke | FR | 2018-12-23 19:00 | 0.80611
OldNuke | FR | 2018-12-23 20:00 | 0.80611
OldNuke | FR | 2018-12-23 21:00 | 0.80611
OldNuke | FR | 2018-12-23 22:00 | 0.80611
OldNuke | FR | 2018-12-23 23:00 | 0.80889
OldNuke | FR | 2018-12-24 | 0.80889
OldNuke | FR | 2018-12-24 01:00 | 0.80889
OldNuke | FR | 2018-12-24 02:00 | 0.80889
OldNuke | FR | 2018-12-24 03:00 | 0.80889
OldNuke | FR | 2018-12-24 04:00 | 0.80889
OldNuke | FR | 2018-12-24 05:00 | 0.80889
OldNuke | FR | 2018-12-24 06:00 | 0.81079
OldNuke | FR | 2018-12-24 07:00 | 0.81882
OldNuke | FR | 2018-12-24 08:00 | 0.83244
OldNuke | FR | 2018-12-24 09:00 | 0.83993
OldNuke | FR | 2018-12-24 10:00 | 0.83966
OldNuke | FR | 2018-12-24 11:00 | 0.84155
OldNuke | FR | 2018-12-24 12:00 | 0.83835
OldNuke | FR | 2018-12-24 13:00 | 0.83827
OldNuke | FR | 2018-12-24 14:00 | 0.83705
OldNuke | FR | 2018-12-24 15:00 | 0.83908
OldNuke | FR | 2018-12-24 16:00 | 0.83013
OldNuke | FR | 2018-12-24 17:00 | 0.82283
OldNuke | FR | 2018-12-24 18:00 | 0.81419
OldNuke | FR | 2018-12-24 19:00 | 0.81053
OldNuke | FR | 2018-12-24 20:00 | 0.82283
OldNuke | FR | 2018-12-24 21:00 | 0.82283
OldNuke | FR | 2018-12-24 22:00 | 0.82283
OldNuke | FR | 2018-12-24 23:00 | 0.82283
OldNuke | FR | 2018-12-25 | 0.82283
OldNuke | FR | 2018-12-25 01:00 | 0.82283
OldNuke | FR | 2018-12-25 02:00 | 0.82283
OldNuke | FR | 2018-12-25 03:00 | 0.82283
OldNuke | FR | 2018-12-25 04:00 | 0.82283
OldNuke | FR | 2018-12-25 05:00 | 0.82283
OldNuke | FR | 2018-12-25 06:00 | 0.82283
OldNuke | FR | 2018-12-25 07:00 | 0.82283
OldNuke | FR | 2018-12-25 08:00 | 0.83505
OldNuke | FR | 2018-12-25 09:00 | 0.83559
OldNuke | FR | 2018-12-25 10:00 | 0.83193
OldNuke | FR | 2018-12-25 11:00 | 0.83083
OldNuke | FR | 2018-12-25 12:00 | 0.82283
OldNuke | FR | 2018-12-25 13:00 | 0.81031
OldNuke | FR | 2018-12-25 14:00 | 0.81261
OldNuke | FR | 2018-12-25 15:00 | 0.81031
OldNuke | FR | 2018-12-25 16:00 | 0.8156
OldNuke | FR | 2018-12-25 17:00 | 0.82199
OldNuke | FR | 2018-12-25 18:00 | 0.82305
OldNuke | FR | 2018-12-25 19:00 | 0.82374
OldNuke | FR | 2018-12-25 20:00 | 0.83187
OldNuke | FR | 2018-12-25 21:00 | 0.83436
OldNuke | FR | 2018-12-25 22:00 | 0.83236
OldNuke | FR | 2018-12-25 23:00 | 0.82403
OldNuke | FR | 2018-12-26 | 0.82481
OldNuke | FR | 2018-12-26 01:00 | 0.81665
OldNuke | FR | 2018-12-26 02:00 | 0.81665
OldNuke | FR | 2018-12-26 03:00 | 0.81665
OldNuke | FR | 2018-12-26 04:00 | 0.82481
OldNuke | FR | 2018-12-26 05:00 | 0.84739
OldNuke | FR | 2018-12-26 06:00 | 0.86278
OldNuke | FR | 2018-12-26 07:00 | 0.86582
OldNuke | FR | 2018-12-26 08:00 | 0.8712
OldNuke | FR | 2018-12-26 09:00 | 0.87214
OldNuke | FR | 2018-12-26 10:00 | 0.8723
OldNuke | FR | 2018-12-26 11:00 | 0.87313
OldNuke | FR | 2018-12-26 12:00 | 0.87092
OldNuke | FR | 2018-12-26 13:00 | 0.86971
OldNuke | FR | 2018-12-26 14:00 | 0.87035
OldNuke | FR | 2018-12-26 15:00 | 0.87415
OldNuke | FR | 2018-12-26 16:00 | 0.88197
OldNuke | FR | 2018-12-26 17:00 | 0.88891
OldNuke | FR | 2018-12-26 18:00 | 0.89482
OldNuke | FR | 2018-12-26 19:00 | 0.89436
OldNuke | FR | 2018-12-26 20:00 | 0.89366
OldNuke | FR | 2018-12-26 21:00 | 0.89568
OldNuke | FR | 2018-12-26 22:00 | 0.89544
OldNuke | FR | 2018-12-26 23:00 | 0.89099
OldNuke | FR | 2018-12-27 | 0.88079
OldNuke | FR | 2018-12-27 01:00 | 0.88837
OldNuke | FR | 2018-12-27 02:00 | 0.89103
OldNuke | FR | 2018-12-27 03:00 | 0.88604
OldNuke | FR | 2018-12-27 04:00 | 0.88782
OldNuke | FR | 2018-12-27 05:00 | 0.89319
OldNuke | FR | 2018-12-27 06:00 | 0.90285
OldNuke | FR | 2018-12-27 07:00 | 0.90737
OldNuke | FR | 2018-12-27 08:00 | 0.90333
OldNuke | FR | 2018-12-27 09:00 | 0.90025
OldNuke | FR | 2018-12-27 10:00 | 0.8917
OldNuke | FR | 2018-12-27 11:00 | 0.89065
OldNuke | FR | 2018-12-27 12:00 | 0.89108
OldNuke | FR | 2018-12-27 13:00 | 0.89107
OldNuke | FR | 2018-12-27 14:00 | 0.89179
OldNuke | FR | 2018-12-27 15:00 | 0.8916
OldNuke | FR | 2018-12-27 16:00 | 0.8921
OldNuke | FR | 2018-12-27 17:00 | 0.8924
OldNuke | FR | 2018-12-27 18:00 | 0.89191
OldNuke | FR | 2018-12-27 19:00 | 0.89187
OldNuke | FR | 2018-12-27 20:00 | 0.89153
OldNuke | FR | 2018-12-27 21:00 | 0.88858
OldNuke | FR | 2018-12-27 22:00 | 0.88814
OldNuke | FR | 2018-12-27 23:00 | 0.88671
OldNuke | FR | 2018-12-28 | 0.8821
OldNuke | FR | 2018-12-28 01:00 | 0.87855
OldNuke | FR | 2018-12-28 02:00 | 0.88039
OldNuke | FR | 2018-12-28 03:00 | 0.88468
OldNuke | FR | 2018-12-28 04:00 | 0.88305
OldNuke | FR | 2018-12-28 05:00 | 0.8885
OldNuke | FR | 2018-12-28 06:00 | 0.88885
OldNuke | FR | 2018-12-28 07:00 | 0.891
OldNuke | FR | 2018-12-28 08:00 | 0.89262
OldNuke | FR | 2018-12-28 09:00 | 0.89211
OldNuke | FR | 2018-12-28 10:00 | 0.89187
OldNuke | FR | 2018-12-28 11:00 | 0.89145
OldNuke | FR | 2018-12-28 12:00 | 0.89072
OldNuke | FR | 2018-12-28 13:00 | 0.89018
OldNuke | FR | 2018-12-28 14:00 | 0.88997
OldNuke | FR | 2018-12-28 15:00 | 0.89042
OldNuke | FR | 2018-12-28 16:00 | 0.89111
OldNuke | FR | 2018-12-28 17:00 | 0.891
OldNuke | FR | 2018-12-28 18:00 | 0.89121
OldNuke | FR | 2018-12-28 19:00 | 0.89029
OldNuke | FR | 2018-12-28 20:00 | 0.88942
OldNuke | FR | 2018-12-28 21:00 | 0.88877
OldNuke | FR | 2018-12-28 22:00 | 0.88723
OldNuke | FR | 2018-12-28 23:00 | 0.88437
OldNuke | FR | 2018-12-29 | 0.87958
OldNuke | FR | 2018-12-29 01:00 | 0.87888
OldNuke | FR | 2018-12-29 02:00 | 0.87858
OldNuke | FR | 2018-12-29 03:00 | 0.87173
OldNuke | FR | 2018-12-29 04:00 | 0.87944
OldNuke | FR | 2018-12-29 05:00 | 0.87757
OldNuke | FR | 2018-12-29 06:00 | 0.87407
OldNuke | FR | 2018-12-29 07:00 | 0.88235
OldNuke | FR | 2018-12-29 08:00 | 0.8862
OldNuke | FR | 2018-12-29 09:00 | 0.89043
OldNuke | FR | 2018-12-29 10:00 | 0.89078
OldNuke | FR | 2018-12-29 11:00 | 0.8889
OldNuke | FR | 2018-12-29 12:00 | 0.88707
OldNuke | FR | 2018-12-29 13:00 | 0.88489
OldNuke | FR | 2018-12-29 14:00 | 0.88316
OldNuke | FR | 2018-12-29 15:00 | 0.88744
OldNuke | FR | 2018-12-29 16:00 | 0.88399
OldNuke | FR | 2018-12-29 17:00 | 0.88742
OldNuke | FR | 2018-12-29 18:00 | 0.88674
OldNuke | FR | 2018-12-29 19:00 | 0.88361
OldNuke | FR | 2018-12-29 20:00 | 0.87972
OldNuke | FR | 2018-12-29 21:00 | 0.88123
OldNuke | FR | 2018-12-29 22:00 | 0.88424
OldNuke | FR | 2018-12-29 23:00 | 0.88262
OldNuke | FR | 2018-12-30 | 0.8777
OldNuke | FR | 2018-12-30 01:00 | 0.87081
OldNuke | FR | 2018-12-30 02:00 | 0.85569
OldNuke | FR | 2018-12-30 03:00 | 0.85569
OldNuke | FR | 2018-12-30 04:00 | 0.85569
OldNuke | FR | 2018-12-30 05:00 | 0.85569
OldNuke | FR | 2018-12-30 06:00 | 0.85569
OldNuke | FR | 2018-12-30 07:00 | 0.87231
OldNuke | FR | 2018-12-30 08:00 | 0.88023
OldNuke | FR | 2018-12-30 09:00 | 0.88105
OldNuke | FR | 2018-12-30 10:00 | 0.88218
OldNuke | FR | 2018-12-30 11:00 | 0.88498
OldNuke | FR | 2018-12-30 12:00 | 0.87971
OldNuke | FR | 2018-12-30 13:00 | 0.88109
OldNuke | FR | 2018-12-30 14:00 | 0.88023
OldNuke | FR | 2018-12-30 15:00 | 0.87782
OldNuke | FR | 2018-12-30 16:00 | 0.88188
OldNuke | FR | 2018-12-30 17:00 | 0.88389
OldNuke | FR | 2018-12-30 18:00 | 0.88598
OldNuke | FR | 2018-12-30 19:00 | 0.88847
OldNuke | FR | 2018-12-30 20:00 | 0.88821
OldNuke | FR | 2018-12-30 21:00 | 0.88503
OldNuke | FR | 2018-12-30 22:00 | 0.88547
OldNuke | FR | 2018-12-30 23:00 | 0.87827
OldNuke | FR | 2018-12-31 | 0.87919
OldNuke | FR | 2018-12-31 01:00 | 0.87779
OldNuke | FR | 2018-12-31 02:00 | 0.88117
OldNuke | FR | 2018-12-31 03:00 | 0.8796
OldNuke | FR | 2018-12-31 04:00 | 0.87114
OldNuke | FR | 2018-12-31 05:00 | 0.87502
OldNuke | FR | 2018-12-31 06:00 | 0.87855
OldNuke | FR | 2018-12-31 07:00 | 0.88502
OldNuke | FR | 2018-12-31 08:00 | 0.88771
OldNuke | FR | 2018-12-31 09:00 | 0.88939
OldNuke | FR | 2018-12-31 10:00 | 0.89048
OldNuke | FR | 2018-12-31 11:00 | 0.89029
OldNuke | FR | 2018-12-31 12:00 | 0.89013
OldNuke | FR | 2018-12-31 13:00 | 0.88864
OldNuke | FR | 2018-12-31 14:00 | 0.8891
OldNuke | FR | 2018-12-31 15:00 | 0.88725
OldNuke | FR | 2018-12-31 16:00 | 0.88611
OldNuke | FR | 2018-12-31 17:00 | 0.8884
OldNuke | FR | 2018-12-31 18:00 | 0.88687
OldNuke | FR | 2018-12-31 19:00 | 0.8785
OldNuke | FR | 2018-12-31 20:00 | 0.87866
OldNuke | FR | 2018-12-31 21:00 | 0.87454
OldNuke | FR | 2018-12-31 22:00 | 0.87721
OldNuke | FR | 2018-12-31 23:00 | 0.88115
OldNuke | GB | 2018-01-01 | 0.80934
OldNuke | GB | 2018-01-01 01:00 | 0.809
OldNuke | GB | 2018-01-01 02:00 | 0.80945
OldNuke | GB | 2018-01-01 03:00 | 0.80834
OldNuke | GB | 2018-01-01 04:00 | 0.80878
OldNuke | GB | 2018-01-01 05:00 | 0.80867
OldNuke | GB | 2018-01-01 06:00 | 0.80934
OldNuke | GB | 2018-01-01 07:00 | 0.80889
OldNuke | GB | 2018-01-01 08:00 | 0.80978
OldNuke | GB | 2018-01-01 09:00 | 0.80978
OldNuke | GB | 2018-01-01 10:00 | 0.809
OldNuke | GB | 2018-01-01 11:00 | 0.80923
OldNuke | GB | 2018-01-01 12:00 | 0.80945
OldNuke | GB | 2018-01-01 13:00 | 0.80767
OldNuke | GB | 2018-01-01 14:00 | 0.809
OldNuke | GB | 2018-01-01 15:00 | 0.80733
OldNuke | GB | 2018-01-01 16:00 | 0.81023
OldNuke | GB | 2018-01-01 17:00 | 0.80934
OldNuke | GB | 2018-01-01 18:00 | 0.80767
OldNuke | GB | 2018-01-01 19:00 | 0.8099
OldNuke | GB | 2018-01-01 20:00 | 0.809
OldNuke | GB | 2018-01-01 21:00 | 0.808
OldNuke | GB | 2018-01-01 22:00 | 0.80945
OldNuke | GB | 2018-01-01 23:00 | 0.809
OldNuke | GB | 2018-01-02 | 0.81012
OldNuke | GB | 2018-01-02 01:00 | 0.80967
OldNuke | GB | 2018-01-02 02:00 | 0.81101
OldNuke | GB | 2018-01-02 03:00 | 0.80923
OldNuke | GB | 2018-01-02 04:00 | 0.80878
OldNuke | GB | 2018-01-02 05:00 | 0.80856
OldNuke | GB | 2018-01-02 06:00 | 0.80856
OldNuke | GB | 2018-01-02 07:00 | 0.80978
OldNuke | GB | 2018-01-02 08:00 | 0.80923
OldNuke | GB | 2018-01-02 09:00 | 0.80934
OldNuke | GB | 2018-01-02 10:00 | 0.80856
OldNuke | GB | 2018-01-02 11:00 | 0.8099
OldNuke | GB | 2018-01-02 12:00 | 0.80967
OldNuke | GB | 2018-01-02 13:00 | 0.80978
OldNuke | GB | 2018-01-02 14:00 | 0.80867
OldNuke | GB | 2018-01-02 15:00 | 0.80789
OldNuke | GB | 2018-01-02 16:00 | 0.80856
OldNuke | GB | 2018-01-02 17:00 | 0.80878
OldNuke | GB | 2018-01-02 18:00 | 0.81034
OldNuke | GB | 2018-01-02 19:00 | 0.80934
OldNuke | GB | 2018-01-02 20:00 | 0.80923
OldNuke | GB | 2018-01-02 21:00 | 0.80967
OldNuke | GB | 2018-01-02 22:00 | 0.81034
OldNuke | GB | 2018-01-02 23:00 | 0.81023
OldNuke | GB | 2018-01-03 | 0.81079
OldNuke | GB | 2018-01-03 01:00 | 0.80912
OldNuke | GB | 2018-01-03 02:00 | 0.80867
OldNuke | GB | 2018-01-03 03:00 | 0.808
OldNuke | GB | 2018-01-03 04:00 | 0.76532
OldNuke | GB | 2018-01-03 05:00 | 0.7641
OldNuke | GB | 2018-01-03 06:00 | 0.7632
OldNuke | GB | 2018-01-03 07:00 | 0.76265
OldNuke | GB | 2018-01-03 08:00 | 0.76254
OldNuke | GB | 2018-01-03 09:00 | 0.76889
OldNuke | GB | 2018-01-03 10:00 | 0.769
OldNuke | GB | 2018-01-03 11:00 | 0.77513
OldNuke | GB | 2018-01-03 12:00 | 0.77602
OldNuke | GB | 2018-01-03 13:00 | 0.78037
OldNuke | GB | 2018-01-03 14:00 | 0.78115
OldNuke | GB | 2018-01-03 15:00 | 0.79307
OldNuke | GB | 2018-01-03 16:00 | 0.79418
OldNuke | GB | 2018-01-03 17:00 | 0.79374
OldNuke | GB | 2018-01-03 18:00 | 0.79429
OldNuke | GB | 2018-01-03 19:00 | 0.79374
OldNuke | GB | 2018-01-03 20:00 | 0.79418
OldNuke | GB | 2018-01-03 21:00 | 0.79385
OldNuke | GB | 2018-01-03 22:00 | 0.79496
OldNuke | GB | 2018-01-03 23:00 | 0.79418
OldNuke | GB | 2018-01-04 | 0.79463
OldNuke | GB | 2018-01-04 01:00 | 0.79474
OldNuke | GB | 2018-01-04 02:00 | 0.79396
OldNuke | GB | 2018-01-04 03:00 | 0.79151
OldNuke | GB | 2018-01-04 04:00 | 0.79463
OldNuke | GB | 2018-01-04 05:00 | 0.79463
OldNuke | GB | 2018-01-04 06:00 | 0.79507
OldNuke | GB | 2018-01-04 07:00 | 0.79363
OldNuke | GB | 2018-01-04 08:00 | 0.79329
OldNuke | GB | 2018-01-04 09:00 | 0.77736
OldNuke | GB | 2018-01-04 10:00 | 0.76867
OldNuke | GB | 2018-01-04 11:00 | 0.76956
OldNuke | GB | 2018-01-04 12:00 | 0.76967
OldNuke | GB | 2018-01-04 13:00 | 0.78516
OldNuke | GB | 2018-01-04 14:00 | 0.79474
OldNuke | GB | 2018-01-04 15:00 | 0.79418
OldNuke | GB | 2018-01-04 16:00 | 0.79608
OldNuke | GB | 2018-01-04 17:00 | 0.77167
OldNuke | GB | 2018-01-04 18:00 | 0.77101
OldNuke | GB | 2018-01-04 19:00 | 0.78193
OldNuke | GB | 2018-01-04 20:00 | 0.78103
OldNuke | GB | 2018-01-04 21:00 | 0.79585
OldNuke | GB | 2018-01-04 22:00 | 0.79485
OldNuke | GB | 2018-01-04 23:00 | 0.78939
OldNuke | GB | 2018-01-05 | 0.77089
OldNuke | GB | 2018-01-05 01:00 | 0.77078
OldNuke | GB | 2018-01-05 02:00 | 0.77836
OldNuke | GB | 2018-01-05 03:00 | 0.79574
OldNuke | GB | 2018-01-05 04:00 | 0.79507
OldNuke | GB | 2018-01-05 05:00 | 0.79552
OldNuke | GB | 2018-01-05 06:00 | 0.79452
OldNuke | GB | 2018-01-05 07:00 | 0.79541
OldNuke | GB | 2018-01-05 08:00 | 0.79585
OldNuke | GB | 2018-01-05 09:00 | 0.79463
OldNuke | GB | 2018-01-05 10:00 | 0.79541
OldNuke | GB | 2018-01-05 11:00 | 0.73847
OldNuke | GB | 2018-01-05 12:00 | 0.73902
OldNuke | GB | 2018-01-05 13:00 | 0.73847
OldNuke | GB | 2018-01-05 14:00 | 0.73947
OldNuke | GB | 2018-01-05 15:00 | 0.73791
OldNuke | GB | 2018-01-05 16:00 | 0.73992
OldNuke | GB | 2018-01-05 17:00 | 0.73713
OldNuke | GB | 2018-01-05 18:00 | 0.73702
OldNuke | GB | 2018-01-05 19:00 | 0.73735
OldNuke | GB | 2018-01-05 20:00 | 0.73746
OldNuke | GB | 2018-01-05 21:00 | 0.71306
OldNuke | GB | 2018-01-05 22:00 | 0.71105
OldNuke | GB | 2018-01-05 23:00 | 0.71195
OldNuke | GB | 2018-01-06 | 0.71228
OldNuke | GB | 2018-01-06 01:00 | 0.72064
OldNuke | GB | 2018-01-06 02:00 | 0.7125
OldNuke | GB | 2018-01-06 03:00 | 0.71384
OldNuke | GB | 2018-01-06 04:00 | 0.72275
OldNuke | GB | 2018-01-06 05:00 | 0.72833
OldNuke | GB | 2018-01-06 06:00 | 0.72053
OldNuke | GB | 2018-01-06 07:00 | 0.71429
OldNuke | GB | 2018-01-06 08:00 | 0.72465
OldNuke | GB | 2018-01-06 09:00 | 0.73869
OldNuke | GB | 2018-01-06 10:00 | 0.73802
OldNuke | GB | 2018-01-06 11:00 | 0.73836
OldNuke | GB | 2018-01-06 12:00 | 0.73412
OldNuke | GB | 2018-01-06 13:00 | 0.72777
OldNuke | GB | 2018-01-06 14:00 | 0.73635
OldNuke | GB | 2018-01-06 15:00 | 0.74928
OldNuke | GB | 2018-01-06 16:00 | 0.73713
OldNuke | GB | 2018-01-06 17:00 | 0.73713
OldNuke | GB | 2018-01-06 18:00 | 0.76287
OldNuke | GB | 2018-01-06 19:00 | 0.76967
OldNuke | GB | 2018-01-06 20:00 | 0.76878
OldNuke | GB | 2018-01-06 21:00 | 0.77056
OldNuke | GB | 2018-01-06 22:00 | 0.75273
OldNuke | GB | 2018-01-06 23:00 | 0.75162
OldNuke | GB | 2018-01-07 | 0.75451
OldNuke | GB | 2018-01-07 01:00 | 0.7719
OldNuke | GB | 2018-01-07 02:00 | 0.77457
OldNuke | GB | 2018-01-07 03:00 | 0.76075
OldNuke | GB | 2018-01-07 04:00 | 0.75908
OldNuke | GB | 2018-01-07 05:00 | 0.78271
OldNuke | GB | 2018-01-07 06:00 | 0.78705
OldNuke | GB | 2018-01-07 07:00 | 0.78605
OldNuke | GB | 2018-01-07 08:00 | 0.78549
OldNuke | GB | 2018-01-07 09:00 | 0.77234
OldNuke | GB | 2018-01-07 10:00 | 0.76309
OldNuke | GB | 2018-01-07 11:00 | 0.76967
OldNuke | GB | 2018-01-07 12:00 | 0.78672
OldNuke | GB | 2018-01-07 13:00 | 0.78549
OldNuke | GB | 2018-01-07 14:00 | 0.78538
OldNuke | GB | 2018-01-07 15:00 | 0.77936
OldNuke | GB | 2018-01-07 16:00 | 0.7739
OldNuke | GB | 2018-01-07 17:00 | 0.79229
OldNuke | GB | 2018-01-07 18:00 | 0.80622
OldNuke | GB | 2018-01-07 19:00 | 0.809
OldNuke | GB | 2018-01-07 20:00 | 0.81056
OldNuke | GB | 2018-01-07 21:00 | 0.8109
OldNuke | GB | 2018-01-07 22:00 | 0.81313
OldNuke | GB | 2018-01-07 23:00 | 0.8158
OldNuke | GB | 2018-01-08 | 0.82015
OldNuke | GB | 2018-01-08 01:00 | 0.82204
OldNuke | GB | 2018-01-08 02:00 | 0.82505
OldNuke | GB | 2018-01-08 03:00 | 0.8265
OldNuke | GB | 2018-01-08 04:00 | 0.83218
OldNuke | GB | 2018-01-08 05:00 | 0.8314
OldNuke | GB | 2018-01-08 06:00 | 0.83185
OldNuke | GB | 2018-01-08 07:00 | 0.83497
OldNuke | GB | 2018-01-08 08:00 | 0.8353
OldNuke | GB | 2018-01-08 09:00 | 0.83541
OldNuke | GB | 2018-01-08 10:00 | 0.83508
OldNuke | GB | 2018-01-08 11:00 | 0.84009
OldNuke | GB | 2018-01-08 12:00 | 0.84533
OldNuke | GB | 2018-01-08 13:00 | 0.84745
OldNuke | GB | 2018-01-08 14:00 | 0.84756
OldNuke | GB | 2018-01-08 15:00 | 0.84645
OldNuke | GB | 2018-01-08 16:00 | 0.84923
OldNuke | GB | 2018-01-08 17:00 | 0.84934
OldNuke | GB | 2018-01-08 18:00 | 0.85068
OldNuke | GB | 2018-01-08 19:00 | 0.85269
OldNuke | GB | 2018-01-08 20:00 | 0.85881
OldNuke | GB | 2018-01-08 21:00 | 0.85815
OldNuke | GB | 2018-01-08 22:00 | 0.85725
OldNuke | GB | 2018-01-08 23:00 | 0.85748
OldNuke | GB | 2018-01-09 | 0.85815
OldNuke | GB | 2018-01-09 01:00 | 0.8587
OldNuke | GB | 2018-01-09 02:00 | 0.85859
OldNuke | GB | 2018-01-09 03:00 | 0.85703
OldNuke | GB | 2018-01-09 04:00 | 0.86305
OldNuke | GB | 2018-01-09 05:00 | 0.86405
OldNuke | GB | 2018-01-09 06:00 | 0.86361
OldNuke | GB | 2018-01-09 07:00 | 0.86338
OldNuke | GB | 2018-01-09 08:00 | 0.86305
OldNuke | GB | 2018-01-09 09:00 | 0.86361
OldNuke | GB | 2018-01-09 10:00 | 0.85425
OldNuke | GB | 2018-01-09 11:00 | 0.85224
OldNuke | GB | 2018-01-09 12:00 | 0.85413
OldNuke | GB | 2018-01-09 13:00 | 0.85759
OldNuke | GB | 2018-01-09 14:00 | 0.85692
OldNuke | GB | 2018-01-09 15:00 | 0.85692
OldNuke | GB | 2018-01-09 16:00 | 0.86093
OldNuke | GB | 2018-01-09 17:00 | 0.86015
OldNuke | GB | 2018-01-09 18:00 | 0.86093
OldNuke | GB | 2018-01-09 19:00 | 0.8655
OldNuke | GB | 2018-01-09 20:00 | 0.86539
OldNuke | GB | 2018-01-09 21:00 | 0.86561
OldNuke | GB | 2018-01-09 22:00 | 0.85324
OldNuke | GB | 2018-01-09 23:00 | 0.85402
OldNuke | GB | 2018-01-10 | 0.85347
OldNuke | GB | 2018-01-10 01:00 | 0.85335
OldNuke | GB | 2018-01-10 02:00 | 0.85213
OldNuke | GB | 2018-01-10 03:00 | 0.85257
OldNuke | GB | 2018-01-10 04:00 | 0.85347
OldNuke | GB | 2018-01-10 05:00 | 0.85413
OldNuke | GB | 2018-01-10 06:00 | 0.85425
OldNuke | GB | 2018-01-10 07:00 | 0.8548
OldNuke | GB | 2018-01-10 08:00 | 0.85425
OldNuke | GB | 2018-01-10 09:00 | 0.85425
OldNuke | GB | 2018-01-10 10:00 | 0.83686
OldNuke | GB | 2018-01-10 11:00 | 0.8294
OldNuke | GB | 2018-01-10 12:00 | 0.8304
OldNuke | GB | 2018-01-10 13:00 | 0.8372
OldNuke | GB | 2018-01-10 14:00 | 0.85302
OldNuke | GB | 2018-01-10 15:00 | 0.85491
OldNuke | GB | 2018-01-10 16:00 | 0.85659
OldNuke | GB | 2018-01-10 17:00 | 0.85581
OldNuke | GB | 2018-01-10 18:00 | 0.85659
OldNuke | GB | 2018-01-10 19:00 | 0.85569
OldNuke | GB | 2018-01-10 20:00 | 0.85491
OldNuke | GB | 2018-01-10 21:00 | 0.85425
OldNuke | GB | 2018-01-10 22:00 | 0.8392
OldNuke | GB | 2018-01-10 23:00 | 0.83096
OldNuke | GB | 2018-01-11 | 0.83107
OldNuke | GB | 2018-01-11 01:00 | 0.83162
OldNuke | GB | 2018-01-11 02:00 | 0.85079
OldNuke | GB | 2018-01-11 03:00 | 0.85425
OldNuke | GB | 2018-01-11 04:00 | 0.85313
OldNuke | GB | 2018-01-11 05:00 | 0.85647
OldNuke | GB | 2018-01-11 06:00 | 0.85692
OldNuke | GB | 2018-01-11 07:00 | 0.85714
OldNuke | GB | 2018-01-11 08:00 | 0.85703
OldNuke | GB | 2018-01-11 09:00 | 0.83831
OldNuke | GB | 2018-01-11 10:00 | 0.82037
OldNuke | GB | 2018-01-11 11:00 | 0.81246
OldNuke | GB | 2018-01-11 12:00 | 0.81179
OldNuke | GB | 2018-01-11 13:00 | 0.81491
OldNuke | GB | 2018-01-11 14:00 | 0.83463
OldNuke | GB | 2018-01-11 15:00 | 0.83642
OldNuke | GB | 2018-01-11 16:00 | 0.83552
OldNuke | GB | 2018-01-11 17:00 | 0.83575
OldNuke | GB | 2018-01-11 18:00 | 0.83619
OldNuke | GB | 2018-01-11 19:00 | 0.83864
OldNuke | GB | 2018-01-11 20:00 | 0.83764
OldNuke | GB | 2018-01-11 21:00 | 0.82037
OldNuke | GB | 2018-01-11 22:00 | 0.80354
OldNuke | GB | 2018-01-11 23:00 | 0.79552
OldNuke | GB | 2018-01-12 | 0.79418
OldNuke | GB | 2018-01-12 01:00 | 0.79474
OldNuke | GB | 2018-01-12 02:00 | 0.81926
OldNuke | GB | 2018-01-12 03:00 | 0.81859
OldNuke | GB | 2018-01-12 04:00 | 0.81937
OldNuke | GB | 2018-01-12 05:00 | 0.81814
OldNuke | GB | 2018-01-12 06:00 | 0.79463
OldNuke | GB | 2018-01-12 07:00 | 0.79797
OldNuke | GB | 2018-01-12 08:00 | 0.82538
OldNuke | GB | 2018-01-12 09:00 | 0.8255
OldNuke | GB | 2018-01-12 10:00 | 0.806
OldNuke | GB | 2018-01-12 11:00 | 0.80009
OldNuke | GB | 2018-01-12 12:00 | 0.77279
OldNuke | GB | 2018-01-12 13:00 | 0.76945
OldNuke | GB | 2018-01-12 14:00 | 0.80087
OldNuke | GB | 2018-01-12 15:00 | 0.82048
OldNuke | GB | 2018-01-12 16:00 | 0.82416
OldNuke | GB | 2018-01-12 17:00 | 0.82215
OldNuke | GB | 2018-01-12 18:00 | 0.7992
OldNuke | GB | 2018-01-12 19:00 | 0.79452
OldNuke | GB | 2018-01-12 20:00 | 0.79496
OldNuke | GB | 2018-01-12 21:00 | 0.82594
OldNuke | GB | 2018-01-12 22:00 | 0.80867
OldNuke | GB | 2018-01-12 23:00 | 0.80076
OldNuke | GB | 2018-01-13 | 0.79953
OldNuke | GB | 2018-01-13 01:00 | 0.80366
OldNuke | GB | 2018-01-13 02:00 | 0.81602
OldNuke | GB | 2018-01-13 03:00 | 0.81212
OldNuke | GB | 2018-01-13 04:00 | 0.80934
OldNuke | GB | 2018-01-13 05:00 | 0.80655
OldNuke | GB | 2018-01-13 06:00 | 0.80254
OldNuke | GB | 2018-01-13 07:00 | 0.79842
OldNuke | GB | 2018-01-13 08:00 | 0.79753
OldNuke | GB | 2018-01-13 09:00 | 0.77758
OldNuke | GB | 2018-01-13 10:00 | 0.75173
OldNuke | GB | 2018-01-13 11:00 | 0.75195
OldNuke | GB | 2018-01-13 12:00 | 0.76755
OldNuke | GB | 2018-01-13 13:00 | 0.77736
OldNuke | GB | 2018-01-13 14:00 | 0.78148
OldNuke | GB | 2018-01-13 15:00 | 0.78349
OldNuke | GB | 2018-01-13 16:00 | 0.78583
OldNuke | GB | 2018-01-13 17:00 | 0.78482
OldNuke | GB | 2018-01-13 18:00 | 0.78672
OldNuke | GB | 2018-01-13 19:00 | 0.7817
OldNuke | GB | 2018-01-13 20:00 | 0.76198
OldNuke | GB | 2018-01-13 21:00 | 0.76209
OldNuke | GB | 2018-01-13 22:00 | 0.76465
OldNuke | GB | 2018-01-13 23:00 | 0.78594
OldNuke | GB | 2018-01-14 | 0.78605
OldNuke | GB | 2018-01-14 01:00 | 0.78571
OldNuke | GB | 2018-01-14 02:00 | 0.78661
OldNuke | GB | 2018-01-14 03:00 | 0.78616
OldNuke | GB | 2018-01-14 04:00 | 0.78672
OldNuke | GB | 2018-01-14 05:00 | 0.79184
OldNuke | GB | 2018-01-14 06:00 | 0.79987
OldNuke | GB | 2018-01-14 07:00 | 0.79886
OldNuke | GB | 2018-01-14 08:00 | 0.80009
OldNuke | GB | 2018-01-14 09:00 | 0.79998
OldNuke | GB | 2018-01-14 10:00 | 0.8002
OldNuke | GB | 2018-01-14 11:00 | 0.80065
OldNuke | GB | 2018-01-14 12:00 | 0.80377
OldNuke | GB | 2018-01-14 13:00 | 0.80421
OldNuke | GB | 2018-01-14 14:00 | 0.80499
OldNuke | GB | 2018-01-14 15:00 | 0.81279
OldNuke | GB | 2018-01-14 16:00 | 0.82494
OldNuke | GB | 2018-01-14 17:00 | 0.82884
OldNuke | GB | 2018-01-14 18:00 | 0.83285
OldNuke | GB | 2018-01-14 19:00 | 0.83497
OldNuke | GB | 2018-01-14 20:00 | 0.83519
OldNuke | GB | 2018-01-14 21:00 | 0.8382
OldNuke | GB | 2018-01-14 22:00 | 0.84154
OldNuke | GB | 2018-01-14 23:00 | 0.84533
OldNuke | GB | 2018-01-15 | 0.84834
OldNuke | GB | 2018-01-15 01:00 | 0.84912
OldNuke | GB | 2018-01-15 02:00 | 0.8509
OldNuke | GB | 2018-01-15 03:00 | 0.85246
OldNuke | GB | 2018-01-15 04:00 | 0.85402
OldNuke | GB | 2018-01-15 05:00 | 0.85035
OldNuke | GB | 2018-01-15 06:00 | 0.83664
OldNuke | GB | 2018-01-15 07:00 | 0.83809
OldNuke | GB | 2018-01-15 08:00 | 0.83697
OldNuke | GB | 2018-01-15 09:00 | 0.83775
OldNuke | GB | 2018-01-15 10:00 | 0.83864
OldNuke | GB | 2018-01-15 11:00 | 0.84255
OldNuke | GB | 2018-01-15 12:00 | 0.8431
OldNuke | GB | 2018-01-15 13:00 | 0.8431
OldNuke | GB | 2018-01-15 14:00 | 0.84321
OldNuke | GB | 2018-01-15 15:00 | 0.84333
OldNuke | GB | 2018-01-15 16:00 | 0.847
OldNuke | GB | 2018-01-15 17:00 | 0.84879
OldNuke | GB | 2018-01-15 18:00 | 0.8489
OldNuke | GB | 2018-01-15 19:00 | 0.85001
OldNuke | GB | 2018-01-15 20:00 | 0.85068
OldNuke | GB | 2018-01-15 21:00 | 0.84968
OldNuke | GB | 2018-01-15 22:00 | 0.85023
OldNuke | GB | 2018-01-15 23:00 | 0.85079
OldNuke | GB | 2018-01-16 | 0.85068
OldNuke | GB | 2018-01-16 01:00 | 0.85046
OldNuke | GB | 2018-01-16 02:00 | 0.85101
OldNuke | GB | 2018-01-16 03:00 | 0.85146
OldNuke | GB | 2018-01-16 04:00 | 0.85179
OldNuke | GB | 2018-01-16 05:00 | 0.8499
OldNuke | GB | 2018-01-16 06:00 | 0.85213
OldNuke | GB | 2018-01-16 07:00 | 0.85146
OldNuke | GB | 2018-01-16 08:00 | 0.85012
OldNuke | GB | 2018-01-16 09:00 | 0.83307
OldNuke | GB | 2018-01-16 10:00 | 0.82449
OldNuke | GB | 2018-01-16 11:00 | 0.8226
OldNuke | GB | 2018-01-16 12:00 | 0.8246
OldNuke | GB | 2018-01-16 13:00 | 0.83898
OldNuke | GB | 2018-01-16 14:00 | 0.84979
OldNuke | GB | 2018-01-16 15:00 | 0.84957
OldNuke | GB | 2018-01-16 16:00 | 0.8509
OldNuke | GB | 2018-01-16 17:00 | 0.85035
OldNuke | GB | 2018-01-16 18:00 | 0.85124
OldNuke | GB | 2018-01-16 19:00 | 0.85157
OldNuke | GB | 2018-01-16 20:00 | 0.85202
OldNuke | GB | 2018-01-16 21:00 | 0.85146
OldNuke | GB | 2018-01-16 22:00 | 0.8392
OldNuke | GB | 2018-01-16 23:00 | 0.84043
OldNuke | GB | 2018-01-17 | 0.84143
OldNuke | GB | 2018-01-17 01:00 | 0.84121
OldNuke | GB | 2018-01-17 02:00 | 0.84076
OldNuke | GB | 2018-01-17 03:00 | 0.84054
OldNuke | GB | 2018-01-17 04:00 | 0.84154
OldNuke | GB | 2018-01-17 05:00 | 0.83887
OldNuke | GB | 2018-01-17 06:00 | 0.8392
OldNuke | GB | 2018-01-17 07:00 | 0.83987
OldNuke | GB | 2018-01-17 08:00 | 0.84032
OldNuke | GB | 2018-01-17 09:00 | 0.83965
OldNuke | GB | 2018-01-17 10:00 | 0.84043
OldNuke | GB | 2018-01-17 11:00 | 0.84009
OldNuke | GB | 2018-01-17 12:00 | 0.84087
OldNuke | GB | 2018-01-17 13:00 | 0.83307
OldNuke | GB | 2018-01-17 14:00 | 0.81424
OldNuke | GB | 2018-01-17 15:00 | 0.81424
OldNuke | GB | 2018-01-17 16:00 | 0.81402
OldNuke | GB | 2018-01-17 17:00 | 0.82182
OldNuke | GB | 2018-01-17 18:00 | 0.83987
OldNuke | GB | 2018-01-17 19:00 | 0.84009
OldNuke | GB | 2018-01-17 20:00 | 0.83931
OldNuke | GB | 2018-01-17 21:00 | 0.83998
OldNuke | GB | 2018-01-17 22:00 | 0.84154
OldNuke | GB | 2018-01-17 23:00 | 0.83976
OldNuke | GB | 2018-01-18 | 0.79184
OldNuke | GB | 2018-01-18 01:00 | 0.78181
OldNuke | GB | 2018-01-18 02:00 | 0.78538
OldNuke | GB | 2018-01-18 03:00 | 0.80622
OldNuke | GB | 2018-01-18 04:00 | 0.83296
OldNuke | GB | 2018-01-18 05:00 | 0.83174
OldNuke | GB | 2018-01-18 06:00 | 0.8333
OldNuke | GB | 2018-01-18 07:00 | 0.83218
OldNuke | GB | 2018-01-18 08:00 | 0.83296
OldNuke | GB | 2018-01-18 09:00 | 0.83263
OldNuke | GB | 2018-01-18 10:00 | 0.83385
OldNuke | GB | 2018-01-18 11:00 | 0.83207
OldNuke | GB | 2018-01-18 12:00 | 0.83006
OldNuke | GB | 2018-01-18 13:00 | 0.79452
OldNuke | GB | 2018-01-18 14:00 | 0.7797
OldNuke | GB | 2018-01-18 15:00 | 0.78003
OldNuke | GB | 2018-01-18 16:00 | 0.78037
OldNuke | GB | 2018-01-18 17:00 | 0.79697
OldNuke | GB | 2018-01-18 18:00 | 0.80488
OldNuke | GB | 2018-01-18 19:00 | 0.83151
OldNuke | GB | 2018-01-18 20:00 | 0.83129
OldNuke | GB | 2018-01-18 21:00 | 0.8314
OldNuke | GB | 2018-01-18 22:00 | 0.8314
OldNuke | GB | 2018-01-18 23:00 | 0.83151
OldNuke | GB | 2018-01-19 | 0.83129
OldNuke | GB | 2018-01-19 01:00 | 0.81591
OldNuke | GB | 2018-01-19 02:00 | 0.78137
OldNuke | GB | 2018-01-19 03:00 | 0.78248
OldNuke | GB | 2018-01-19 04:00 | 0.79452
OldNuke | GB | 2018-01-19 05:00 | 0.83118
OldNuke | GB | 2018-01-19 06:00 | 0.83263
OldNuke | GB | 2018-01-19 07:00 | 0.83118
OldNuke | GB | 2018-01-19 08:00 | 0.83218
OldNuke | GB | 2018-01-19 09:00 | 0.83207
OldNuke | GB | 2018-01-19 10:00 | 0.83129
OldNuke | GB | 2018-01-19 11:00 | 0.83229
OldNuke | GB | 2018-01-19 12:00 | 0.82249
OldNuke | GB | 2018-01-19 13:00 | 0.80399
OldNuke | GB | 2018-01-19 14:00 | 0.78103
OldNuke | GB | 2018-01-19 15:00 | 0.78037
OldNuke | GB | 2018-01-19 16:00 | 0.80934
OldNuke | GB | 2018-01-19 17:00 | 0.83029
OldNuke | GB | 2018-01-19 18:00 | 0.83073
OldNuke | GB | 2018-01-19 19:00 | 0.83162
OldNuke | GB | 2018-01-19 20:00 | 0.83006
OldNuke | GB | 2018-01-19 21:00 | 0.82839
OldNuke | GB | 2018-01-19 22:00 | 0.82438
OldNuke | GB | 2018-01-19 23:00 | 0.82093
OldNuke | GB | 2018-01-20 | 0.81402
OldNuke | GB | 2018-01-20 01:00 | 0.78906
OldNuke | GB | 2018-01-20 02:00 | 0.78404
OldNuke | GB | 2018-01-20 03:00 | 0.75964
OldNuke | GB | 2018-01-20 04:00 | 0.76153
OldNuke | GB | 2018-01-20 05:00 | 0.78037
OldNuke | GB | 2018-01-20 06:00 | 0.79675
OldNuke | GB | 2018-01-20 07:00 | 0.79151
OldNuke | GB | 2018-01-20 08:00 | 0.79207
OldNuke | GB | 2018-01-20 09:00 | 0.76632
OldNuke | GB | 2018-01-20 10:00 | 0.76599
OldNuke | GB | 2018-01-20 11:00 | 0.76621
OldNuke | GB | 2018-01-20 12:00 | 0.74337
OldNuke | GB | 2018-01-20 13:00 | 0.74025
OldNuke | GB | 2018-01-20 14:00 | 0.71585
OldNuke | GB | 2018-01-20 15:00 | 0.71562
OldNuke | GB | 2018-01-20 16:00 | 0.74103
OldNuke | GB | 2018-01-20 17:00 | 0.76644
OldNuke | GB | 2018-01-20 18:00 | 0.76688
OldNuke | GB | 2018-01-20 19:00 | 0.76499
OldNuke | GB | 2018-01-20 20:00 | 0.76621
OldNuke | GB | 2018-01-20 21:00 | 0.76476
OldNuke | GB | 2018-01-20 22:00 | 0.76666
OldNuke | GB | 2018-01-20 23:00 | 0.76398
OldNuke | GB | 2018-01-21 | 0.74025
OldNuke | GB | 2018-01-21 01:00 | 0.73925
OldNuke | GB | 2018-01-21 02:00 | 0.73891
OldNuke | GB | 2018-01-21 03:00 | 0.74404
OldNuke | GB | 2018-01-21 04:00 | 0.76655
OldNuke | GB | 2018-01-21 05:00 | 0.76722
OldNuke | GB | 2018-01-21 06:00 | 0.76699
OldNuke | GB | 2018-01-21 07:00 | 0.7671
OldNuke | GB | 2018-01-21 08:00 | 0.76554
OldNuke | GB | 2018-01-21 09:00 | 0.76577
OldNuke | GB | 2018-01-21 10:00 | 0.76499
OldNuke | GB | 2018-01-21 11:00 | 0.77725
OldNuke | GB | 2018-01-21 12:00 | 0.78248
OldNuke | GB | 2018-01-21 13:00 | 0.78627
OldNuke | GB | 2018-01-21 14:00 | 0.78594
OldNuke | GB | 2018-01-21 15:00 | 0.78583
OldNuke | GB | 2018-01-21 16:00 | 0.7875
OldNuke | GB | 2018-01-21 17:00 | 0.78616
OldNuke | GB | 2018-01-21 18:00 | 0.78694
OldNuke | GB | 2018-01-21 19:00 | 0.78727
OldNuke | GB | 2018-01-21 20:00 | 0.78761
OldNuke | GB | 2018-01-21 21:00 | 0.78872
OldNuke | GB | 2018-01-21 22:00 | 0.78772
OldNuke | GB | 2018-01-21 23:00 | 0.78727
OldNuke | GB | 2018-01-22 | 0.76332
OldNuke | GB | 2018-01-22 01:00 | 0.76187
OldNuke | GB | 2018-01-22 02:00 | 0.76265
OldNuke | GB | 2018-01-22 03:00 | 0.76153
OldNuke | GB | 2018-01-22 04:00 | 0.78271
OldNuke | GB | 2018-01-22 05:00 | 0.78705
OldNuke | GB | 2018-01-22 06:00 | 0.78839
OldNuke | GB | 2018-01-22 07:00 | 0.78761
OldNuke | GB | 2018-01-22 08:00 | 0.78727
OldNuke | GB | 2018-01-22 09:00 | 0.78716
OldNuke | GB | 2018-01-22 10:00 | 0.78605
OldNuke | GB | 2018-01-22 11:00 | 0.78527
OldNuke | GB | 2018-01-22 12:00 | 0.78605
OldNuke | GB | 2018-01-22 13:00 | 0.78661
OldNuke | GB | 2018-01-22 14:00 | 0.76309
OldNuke | GB | 2018-01-22 15:00 | 0.76209
OldNuke | GB | 2018-01-22 16:00 | 0.76276
OldNuke | GB | 2018-01-22 17:00 | 0.77513
OldNuke | GB | 2018-01-22 18:00 | 0.78527
OldNuke | GB | 2018-01-22 19:00 | 0.78672
OldNuke | GB | 2018-01-22 20:00 | 0.78638
OldNuke | GB | 2018-01-22 21:00 | 0.7875
OldNuke | GB | 2018-01-22 22:00 | 0.78627
OldNuke | GB | 2018-01-22 23:00 | 0.78638
OldNuke | GB | 2018-01-23 | 0.78739
OldNuke | GB | 2018-01-23 01:00 | 0.78627
OldNuke | GB | 2018-01-23 02:00 | 0.79496
OldNuke | GB | 2018-01-23 03:00 | 0.79563
OldNuke | GB | 2018-01-23 04:00 | 0.79519
OldNuke | GB | 2018-01-23 05:00 | 0.79463
OldNuke | GB | 2018-01-23 06:00 | 0.7953
OldNuke | GB | 2018-01-23 07:00 | 0.79296
OldNuke | GB | 2018-01-23 08:00 | 0.79262
OldNuke | GB | 2018-01-23 09:00 | 0.79095
OldNuke | GB | 2018-01-23 10:00 | 0.44283
OldNuke | GB | 2018-01-23 11:00 | 0.45064
OldNuke | GB | 2018-01-23 12:00 | 0.45064
OldNuke | GB | 2018-01-23 13:00 | 0.45064
OldNuke | GB | 2018-01-23 14:00 | 0.79897
OldNuke | GB | 2018-01-23 15:00 | 0.79953
OldNuke | GB | 2018-01-23 16:00 | 0.80076
OldNuke | GB | 2018-01-23 17:00 | 0.79786
OldNuke | GB | 2018-01-23 18:00 | 0.79842
OldNuke | GB | 2018-01-23 19:00 | 0.79864
OldNuke | GB | 2018-01-23 20:00 | 0.74181
OldNuke | GB | 2018-01-23 21:00 | 0.74226
OldNuke | GB | 2018-01-23 22:00 | 0.74348
OldNuke | GB | 2018-01-23 23:00 | 0.74281
OldNuke | GB | 2018-01-24 | 0.74326
OldNuke | GB | 2018-01-24 01:00 | 0.74214
OldNuke | GB | 2018-01-24 02:00 | 0.74248
OldNuke | GB | 2018-01-24 03:00 | 0.7437
OldNuke | GB | 2018-01-24 04:00 | 0.74437
OldNuke | GB | 2018-01-24 05:00 | 0.74482
OldNuke | GB | 2018-01-24 06:00 | 0.7446
OldNuke | GB | 2018-01-24 07:00 | 0.74181
OldNuke | GB | 2018-01-24 08:00 | 0.74203
OldNuke | GB | 2018-01-24 09:00 | 0.7417
OldNuke | GB | 2018-01-24 10:00 | 0.74092
OldNuke | GB | 2018-01-24 11:00 | 0.74125
OldNuke | GB | 2018-01-24 12:00 | 0.74148
OldNuke | GB | 2018-01-24 13:00 | 0.74136
OldNuke | GB | 2018-01-24 14:00 | 0.74248
OldNuke | GB | 2018-01-24 15:00 | 0.74259
OldNuke | GB | 2018-01-24 16:00 | 0.74326
OldNuke | GB | 2018-01-24 17:00 | 0.74159
OldNuke | GB | 2018-01-24 18:00 | 0.73524
OldNuke | GB | 2018-01-24 19:00 | 0.73479
OldNuke | GB | 2018-01-24 20:00 | 0.73546
OldNuke | GB | 2018-01-24 21:00 | 0.73379
OldNuke | GB | 2018-01-24 22:00 | 0.73512
OldNuke | GB | 2018-01-24 23:00 | 0.73535
OldNuke | GB | 2018-01-25 | 0.73512
OldNuke | GB | 2018-01-25 01:00 | 0.72977
OldNuke | GB | 2018-01-25 02:00 | 0.72743
OldNuke | GB | 2018-01-25 03:00 | 0.72844
OldNuke | GB | 2018-01-25 04:00 | 0.72777
OldNuke | GB | 2018-01-25 05:00 | 0.72498
OldNuke | GB | 2018-01-25 06:00 | 0.72142
OldNuke | GB | 2018-01-25 07:00 | 0.71963
OldNuke | GB | 2018-01-25 08:00 | 0.71941
OldNuke | GB | 2018-01-25 09:00 | 0.71741
OldNuke | GB | 2018-01-25 10:00 | 0.71328
OldNuke | GB | 2018-01-25 11:00 | 0.71473
OldNuke | GB | 2018-01-25 12:00 | 0.71239
OldNuke | GB | 2018-01-25 13:00 | 0.71273
OldNuke | GB | 2018-01-25 14:00 | 0.71429
OldNuke | GB | 2018-01-25 15:00 | 0.69668
OldNuke | GB | 2018-01-25 16:00 | 0.69456
OldNuke | GB | 2018-01-25 17:00 | 0.68442
OldNuke | GB | 2018-01-25 18:00 | 0.67896
OldNuke | GB | 2018-01-25 19:00 | 0.67395
OldNuke | GB | 2018-01-25 20:00 | 0.67317
OldNuke | GB | 2018-01-25 21:00 | 0.67384
OldNuke | GB | 2018-01-25 22:00 | 0.65645
OldNuke | GB | 2018-01-25 23:00 | 0.65556
OldNuke | GB | 2018-01-26 | 0.66971
OldNuke | GB | 2018-01-26 01:00 | 0.66916
OldNuke | GB | 2018-01-26 02:00 | 0.65601
OldNuke | GB | 2018-01-26 03:00 | 0.65456
OldNuke | GB | 2018-01-26 04:00 | 0.67183
OldNuke | GB | 2018-01-26 05:00 | 0.67306
OldNuke | GB | 2018-01-26 06:00 | 0.67294
OldNuke | GB | 2018-01-26 07:00 | 0.6725
OldNuke | GB | 2018-01-26 08:00 | 0.67228
OldNuke | GB | 2018-01-26 09:00 | 0.65378
OldNuke | GB | 2018-01-26 10:00 | 0.654
OldNuke | GB | 2018-01-26 11:00 | 0.66347
OldNuke | GB | 2018-01-26 12:00 | 0.67228
OldNuke | GB | 2018-01-26 13:00 | 0.67261
OldNuke | GB | 2018-01-26 14:00 | 0.67339
OldNuke | GB | 2018-01-26 15:00 | 0.67417
OldNuke | GB | 2018-01-26 16:00 | 0.66503
OldNuke | GB | 2018-01-26 17:00 | 0.65489
OldNuke | GB | 2018-01-26 18:00 | 0.65489
OldNuke | GB | 2018-01-26 19:00 | 0.67328
OldNuke | GB | 2018-01-26 20:00 | 0.67372
OldNuke | GB | 2018-01-26 21:00 | 0.67205
OldNuke | GB | 2018-01-26 22:00 | 0.67361
OldNuke | GB | 2018-01-26 23:00 | 0.67384
OldNuke | GB | 2018-01-27 | 0.65523
OldNuke | GB | 2018-01-27 01:00 | 0.65534
OldNuke | GB | 2018-01-27 02:00 | 0.66626
OldNuke | GB | 2018-01-27 03:00 | 0.67294
OldNuke | GB | 2018-01-27 04:00 | 0.67228
OldNuke | GB | 2018-01-27 05:00 | 0.65523
OldNuke | GB | 2018-01-27 06:00 | 0.65133
OldNuke | GB | 2018-01-27 07:00 | 0.65133
OldNuke | GB | 2018-01-27 08:00 | 0.65066
OldNuke | GB | 2018-01-27 09:00 | 0.6335
OldNuke | GB | 2018-01-27 10:00 | 0.63171
OldNuke | GB | 2018-01-27 11:00 | 0.64687
OldNuke | GB | 2018-01-27 12:00 | 0.63093
OldNuke | GB | 2018-01-27 13:00 | 0.63316
OldNuke | GB | 2018-01-27 14:00 | 0.63751
OldNuke | GB | 2018-01-27 15:00 | 0.64353
OldNuke | GB | 2018-01-27 16:00 | 0.65099
OldNuke | GB | 2018-01-27 17:00 | 0.66214
OldNuke | GB | 2018-01-27 18:00 | 0.6725
OldNuke | GB | 2018-01-27 19:00 | 0.67584
OldNuke | GB | 2018-01-27 20:00 | 0.67495
OldNuke | GB | 2018-01-27 21:00 | 0.67573
OldNuke | GB | 2018-01-27 22:00 | 0.67673
OldNuke | GB | 2018-01-27 23:00 | 0.65946
OldNuke | GB | 2018-01-28 | 0.65979
OldNuke | GB | 2018-01-28 01:00 | 0.65957
OldNuke | GB | 2018-01-28 02:00 | 0.68219
OldNuke | GB | 2018-01-28 03:00 | 0.69668
OldNuke | GB | 2018-01-28 04:00 | 0.6969
OldNuke | GB | 2018-01-28 05:00 | 0.69768
OldNuke | GB | 2018-01-28 06:00 | 0.69846
OldNuke | GB | 2018-01-28 07:00 | 0.69779
OldNuke | GB | 2018-01-28 08:00 | 0.69835
OldNuke | GB | 2018-01-28 09:00 | 0.69869
OldNuke | GB | 2018-01-28 10:00 | 0.69891
OldNuke | GB | 2018-01-28 11:00 | 0.70025
OldNuke | GB | 2018-01-28 12:00 | 0.67406
OldNuke | GB | 2018-01-28 13:00 | 0.67528
OldNuke | GB | 2018-01-28 14:00 | 0.6754
OldNuke | GB | 2018-01-28 15:00 | 0.69133
OldNuke | GB | 2018-01-28 16:00 | 0.70147
OldNuke | GB | 2018-01-28 17:00 | 0.70247
OldNuke | GB | 2018-01-28 18:00 | 0.70314
OldNuke | GB | 2018-01-28 19:00 | 0.70437
OldNuke | GB | 2018-01-28 20:00 | 0.70325
OldNuke | GB | 2018-01-28 21:00 | 0.70303
OldNuke | GB | 2018-01-28 22:00 | 0.68041
OldNuke | GB | 2018-01-28 23:00 | 0.67038
OldNuke | GB | 2018-01-29 | 0.67049
OldNuke | GB | 2018-01-29 01:00 | 0.69523
OldNuke | GB | 2018-01-29 02:00 | 0.70738
OldNuke | GB | 2018-01-29 03:00 | 0.71663
OldNuke | GB | 2018-01-29 04:00 | 0.71562
OldNuke | GB | 2018-01-29 05:00 | 0.7144
OldNuke | GB | 2018-01-29 06:00 | 0.71206
OldNuke | GB | 2018-01-29 07:00 | 0.68988
OldNuke | GB | 2018-01-29 08:00 | 0.68788
OldNuke | GB | 2018-01-29 09:00 | 0.68765
OldNuke | GB | 2018-01-29 10:00 | 0.70292
OldNuke | GB | 2018-01-29 11:00 | 0.71495
OldNuke | GB | 2018-01-29 12:00 | 0.71651
OldNuke | GB | 2018-01-29 13:00 | 0.72119
OldNuke | GB | 2018-01-29 14:00 | 0.72164
OldNuke | GB | 2018-01-29 15:00 | 0.72454
OldNuke | GB | 2018-01-29 16:00 | 0.72743
OldNuke | GB | 2018-01-29 17:00 | 0.72703
OldNuke | GB | 2018-01-29 18:00 | 0.72662
OldNuke | GB | 2018-01-29 19:00 | 0.72621
OldNuke | GB | 2018-01-29 20:00 | 0.70704
OldNuke | GB | 2018-01-29 21:00 | 0.70091
OldNuke | GB | 2018-01-29 22:00 | 0.63082
OldNuke | GB | 2018-01-29 23:00 | 0.64954
OldNuke | GB | 2018-01-30 | 0.65835
OldNuke | GB | 2018-01-30 01:00 | 0.65846
OldNuke | GB | 2018-01-30 02:00 | 0.65857
OldNuke | GB | 2018-01-30 03:00 | 0.65857
OldNuke | GB | 2018-01-30 04:00 | 0.65857
OldNuke | GB | 2018-01-30 05:00 | 0.66682
OldNuke | GB | 2018-01-30 06:00 | 0.67473
OldNuke | GB | 2018-01-30 07:00 | 0.67707
OldNuke | GB | 2018-01-30 08:00 | 0.67651
OldNuke | GB | 2018-01-30 09:00 | 0.67506
OldNuke | GB | 2018-01-30 10:00 | 0.67306
OldNuke | GB | 2018-01-30 11:00 | 0.67406
OldNuke | GB | 2018-01-30 12:00 | 0.67751
OldNuke | GB | 2018-01-30 13:00 | 0.67618
OldNuke | GB | 2018-01-30 14:00 | 0.67584
OldNuke | GB | 2018-01-30 15:00 | 0.67651
OldNuke | GB | 2018-01-30 16:00 | 0.67729
OldNuke | GB | 2018-01-30 17:00 | 0.67852
OldNuke | GB | 2018-01-30 18:00 | 0.67852
OldNuke | GB | 2018-01-30 19:00 | 0.67985
OldNuke | GB | 2018-01-30 20:00 | 0.67941
OldNuke | GB | 2018-01-30 21:00 | 0.68052
OldNuke | GB | 2018-01-30 22:00 | 0.6793
OldNuke | GB | 2018-01-30 23:00 | 0.67852
OldNuke | GB | 2018-01-31 | 0.67963
OldNuke | GB | 2018-01-31 01:00 | 0.67952
OldNuke | GB | 2018-01-31 02:00 | 0.68063
OldNuke | GB | 2018-01-31 03:00 | 0.68665
OldNuke | GB | 2018-01-31 04:00 | 0.69211
OldNuke | GB | 2018-01-31 05:00 | 0.69958
OldNuke | GB | 2018-01-31 06:00 | 0.70559
OldNuke | GB | 2018-01-31 07:00 | 0.71239
OldNuke | GB | 2018-01-31 08:00 | 0.71852
OldNuke | GB | 2018-01-31 09:00 | 0.72443
OldNuke | GB | 2018-01-31 10:00 | 0.73145
OldNuke | GB | 2018-01-31 11:00 | 0.73925
OldNuke | GB | 2018-01-31 12:00 | 0.74159
OldNuke | GB | 2018-01-31 13:00 | 0.74103
OldNuke | GB | 2018-01-31 14:00 | 0.74159
OldNuke | GB | 2018-01-31 15:00 | 0.7407
OldNuke | GB | 2018-01-31 16:00 | 0.74203
OldNuke | GB | 2018-01-31 17:00 | 0.74125
OldNuke | GB | 2018-01-31 18:00 | 0.74203
OldNuke | GB | 2018-01-31 19:00 | 0.74214
OldNuke | GB | 2018-01-31 20:00 | 0.74638
OldNuke | GB | 2018-01-31 21:00 | 0.74627
OldNuke | GB | 2018-01-31 22:00 | 0.74749
OldNuke | GB | 2018-01-31 23:00 | 0.74627
OldNuke | GB | 2018-02-01 | 0.74604
OldNuke | GB | 2018-02-01 01:00 | 0.74716
OldNuke | GB | 2018-02-01 02:00 | 0.74627
OldNuke | GB | 2018-02-01 03:00 | 0.74582
OldNuke | GB | 2018-02-01 04:00 | 0.74749
OldNuke | GB | 2018-02-01 05:00 | 0.74649
OldNuke | GB | 2018-02-01 06:00 | 0.74716
OldNuke | GB | 2018-02-01 07:00 | 0.74604
OldNuke | GB | 2018-02-01 08:00 | 0.7456
OldNuke | GB | 2018-02-01 09:00 | 0.74571
OldNuke | GB | 2018-02-01 10:00 | 0.74671
OldNuke | GB | 2018-02-01 11:00 | 0.74482
OldNuke | GB | 2018-02-01 12:00 | 0.74582
OldNuke | GB | 2018-02-01 13:00 | 0.74571
OldNuke | GB | 2018-02-01 14:00 | 0.74794
OldNuke | GB | 2018-02-01 15:00 | 0.7515
OldNuke | GB | 2018-02-01 16:00 | 0.75318
OldNuke | GB | 2018-02-01 17:00 | 0.7554
OldNuke | GB | 2018-02-01 18:00 | 0.75864
OldNuke | GB | 2018-02-01 19:00 | 0.7632
OldNuke | GB | 2018-02-01 20:00 | 0.76632
OldNuke | GB | 2018-02-01 21:00 | 0.76911
OldNuke | GB | 2018-02-01 22:00 | 0.77312
OldNuke | GB | 2018-02-01 23:00 | 0.77502
OldNuke | GB | 2018-02-02 | 0.77424
OldNuke | GB | 2018-02-02 01:00 | 0.7739
OldNuke | GB | 2018-02-02 02:00 | 0.77379
OldNuke | GB | 2018-02-02 03:00 | 0.77435
OldNuke | GB | 2018-02-02 04:00 | 0.77702
OldNuke | GB | 2018-02-02 05:00 | 0.77569
OldNuke | GB | 2018-02-02 06:00 | 0.77446
OldNuke | GB | 2018-02-02 07:00 | 0.77546
OldNuke | GB | 2018-02-02 08:00 | 0.77479
OldNuke | GB | 2018-02-02 09:00 | 0.76577
OldNuke | GB | 2018-02-02 10:00 | 0.76543
OldNuke | GB | 2018-02-02 11:00 | 0.76599
OldNuke | GB | 2018-02-02 12:00 | 0.76532
OldNuke | GB | 2018-02-02 13:00 | 0.75674
OldNuke | GB | 2018-02-02 14:00 | 0.73858
OldNuke | GB | 2018-02-02 15:00 | 0.73936
OldNuke | GB | 2018-02-02 16:00 | 0.73858
OldNuke | GB | 2018-02-02 17:00 | 0.73958
OldNuke | GB | 2018-02-02 18:00 | 0.73925
OldNuke | GB | 2018-02-02 19:00 | 0.73925
OldNuke | GB | 2018-02-02 20:00 | 0.73891
OldNuke | GB | 2018-02-02 21:00 | 0.73524
OldNuke | GB | 2018-02-02 22:00 | 0.72443
OldNuke | GB | 2018-02-02 23:00 | 0.72721
OldNuke | GB | 2018-02-03 | 0.73033
OldNuke | GB | 2018-02-03 01:00 | 0.73345
OldNuke | GB | 2018-02-03 02:00 | 0.73579
OldNuke | GB | 2018-02-03 03:00 | 0.74181
OldNuke | GB | 2018-02-03 04:00 | 0.75596
OldNuke | GB | 2018-02-03 05:00 | 0.75942
OldNuke | GB | 2018-02-03 06:00 | 0.76376
OldNuke | GB | 2018-02-03 07:00 | 0.76655
OldNuke | GB | 2018-02-03 08:00 | 0.77023
OldNuke | GB | 2018-02-03 09:00 | 0.76945
OldNuke | GB | 2018-02-03 10:00 | 0.77078
OldNuke | GB | 2018-02-03 11:00 | 0.77
OldNuke | GB | 2018-02-03 12:00 | 0.77034
OldNuke | GB | 2018-02-03 13:00 | 0.77101
OldNuke | GB | 2018-02-03 14:00 | 0.77357
OldNuke | GB | 2018-02-03 15:00 | 0.77401
OldNuke | GB | 2018-02-03 16:00 | 0.77959
OldNuke | GB | 2018-02-03 17:00 | 0.78538
OldNuke | GB | 2018-02-03 18:00 | 0.78438
OldNuke | GB | 2018-02-03 19:00 | 0.78794
OldNuke | GB | 2018-02-03 20:00 | 0.78794
OldNuke | GB | 2018-02-03 21:00 | 0.78839
OldNuke | GB | 2018-02-03 22:00 | 0.7885
OldNuke | GB | 2018-02-03 23:00 | 0.78961
OldNuke | GB | 2018-02-04 | 0.79273
OldNuke | GB | 2018-02-04 01:00 | 0.79519
OldNuke | GB | 2018-02-04 02:00 | 0.79953
OldNuke | GB | 2018-02-04 03:00 | 0.80878
OldNuke | GB | 2018-02-04 04:00 | 0.81268
OldNuke | GB | 2018-02-04 05:00 | 0.81302
OldNuke | GB | 2018-02-04 06:00 | 0.81502
OldNuke | GB | 2018-02-04 07:00 | 0.81435
OldNuke | GB | 2018-02-04 08:00 | 0.81469
OldNuke | GB | 2018-02-04 09:00 | 0.81391
OldNuke | GB | 2018-02-04 10:00 | 0.8148
OldNuke | GB | 2018-02-04 11:00 | 0.8187
OldNuke | GB | 2018-02-04 12:00 | 0.8187
OldNuke | GB | 2018-02-04 13:00 | 0.82115
OldNuke | GB | 2018-02-04 14:00 | 0.82204
OldNuke | GB | 2018-02-04 15:00 | 0.82137
OldNuke | GB | 2018-02-04 16:00 | 0.8226
OldNuke | GB | 2018-02-04 17:00 | 0.82338
OldNuke | GB | 2018-02-04 18:00 | 0.82271
OldNuke | GB | 2018-02-04 19:00 | 0.82382
OldNuke | GB | 2018-02-04 20:00 | 0.82382
OldNuke | GB | 2018-02-04 21:00 | 0.82394
OldNuke | GB | 2018-02-04 22:00 | 0.82583
OldNuke | GB | 2018-02-04 23:00 | 0.82616
OldNuke | GB | 2018-02-05 | 0.82572
OldNuke | GB | 2018-02-05 01:00 | 0.82639
OldNuke | GB | 2018-02-05 02:00 | 0.82605
OldNuke | GB | 2018-02-05 03:00 | 0.82538
OldNuke | GB | 2018-02-05 04:00 | 0.82761
OldNuke | GB | 2018-02-05 05:00 | 0.82817
OldNuke | GB | 2018-02-05 06:00 | 0.82761
OldNuke | GB | 2018-02-05 07:00 | 0.8285
OldNuke | GB | 2018-02-05 08:00 | 0.82795
OldNuke | GB | 2018-02-05 09:00 | 0.82828
OldNuke | GB | 2018-02-05 10:00 | 0.82839
OldNuke | GB | 2018-02-05 11:00 | 0.82906
OldNuke | GB | 2018-02-05 12:00 | 0.82828
OldNuke | GB | 2018-02-05 13:00 | 0.82795
OldNuke | GB | 2018-02-05 14:00 | 0.82828
OldNuke | GB | 2018-02-05 15:00 | 0.82917
OldNuke | GB | 2018-02-05 16:00 | 0.82906
OldNuke | GB | 2018-02-05 17:00 | 0.82973
OldNuke | GB | 2018-02-05 18:00 | 0.82951
OldNuke | GB | 2018-02-05 19:00 | 0.82839
OldNuke | GB | 2018-02-05 20:00 | 0.82984
OldNuke | GB | 2018-02-05 21:00 | 0.82806
OldNuke | GB | 2018-02-05 22:00 | 0.82906
OldNuke | GB | 2018-02-05 23:00 | 0.82962
OldNuke | GB | 2018-02-06 | 0.82862
OldNuke | GB | 2018-02-06 01:00 | 0.82906
OldNuke | GB | 2018-02-06 02:00 | 0.82706
OldNuke | GB | 2018-02-06 03:00 | 0.8294
OldNuke | GB | 2018-02-06 04:00 | 0.82895
OldNuke | GB | 2018-02-06 05:00 | 0.81224
OldNuke | GB | 2018-02-06 06:00 | 0.81235
OldNuke | GB | 2018-02-06 07:00 | 0.81257
OldNuke | GB | 2018-02-06 08:00 | 0.81235
OldNuke | GB | 2018-02-06 09:00 | 0.81112
OldNuke | GB | 2018-02-06 10:00 | 0.81101
OldNuke | GB | 2018-02-06 11:00 | 0.78583
OldNuke | GB | 2018-02-06 12:00 | 0.78616
OldNuke | GB | 2018-02-06 13:00 | 0.81692
OldNuke | GB | 2018-02-06 14:00 | 0.81647
OldNuke | GB | 2018-02-06 15:00 | 0.81647
OldNuke | GB | 2018-02-06 16:00 | 0.81725
OldNuke | GB | 2018-02-06 17:00 | 0.79663
OldNuke | GB | 2018-02-06 18:00 | 0.78805
OldNuke | GB | 2018-02-06 19:00 | 0.78794
OldNuke | GB | 2018-02-06 20:00 | 0.79251
OldNuke | GB | 2018-02-06 21:00 | 0.81725
OldNuke | GB | 2018-02-06 22:00 | 0.81792
OldNuke | GB | 2018-02-06 23:00 | 0.8177
OldNuke | GB | 2018-02-07 | 0.8177
OldNuke | GB | 2018-02-07 01:00 | 0.78716
OldNuke | GB | 2018-02-07 02:00 | 0.78761
OldNuke | GB | 2018-02-07 03:00 | 0.8148
OldNuke | GB | 2018-02-07 04:00 | 0.81803
OldNuke | GB | 2018-02-07 05:00 | 0.81814
OldNuke | GB | 2018-02-07 06:00 | 0.81758
OldNuke | GB | 2018-02-07 07:00 | 0.78649
OldNuke | GB | 2018-02-07 08:00 | 0.78627
OldNuke | GB | 2018-02-07 09:00 | 0.81859
OldNuke | GB | 2018-02-07 10:00 | 0.81758
OldNuke | GB | 2018-02-07 11:00 | 0.81814
OldNuke | GB | 2018-02-07 12:00 | 0.81692
OldNuke | GB | 2018-02-07 13:00 | 0.78549
OldNuke | GB | 2018-02-07 14:00 | 0.78549
OldNuke | GB | 2018-02-07 15:00 | 0.8158
OldNuke | GB | 2018-02-07 16:00 | 0.81669
OldNuke | GB | 2018-02-07 17:00 | 0.81814
OldNuke | GB | 2018-02-07 18:00 | 0.81747
OldNuke | GB | 2018-02-07 19:00 | 0.79028
OldNuke | GB | 2018-02-07 20:00 | 0.78649
OldNuke | GB | 2018-02-07 21:00 | 0.80956
OldNuke | GB | 2018-02-07 22:00 | 0.81413
OldNuke | GB | 2018-02-07 23:00 | 0.81758
OldNuke | GB | 2018-02-08 | 0.8177
OldNuke | GB | 2018-02-08 01:00 | 0.81714
OldNuke | GB | 2018-02-08 02:00 | 0.81758
OldNuke | GB | 2018-02-08 03:00 | 0.81836
OldNuke | GB | 2018-02-08 04:00 | 0.81736
OldNuke | GB | 2018-02-08 05:00 | 0.81669
OldNuke | GB | 2018-02-08 06:00 | 0.81781
OldNuke | GB | 2018-02-08 07:00 | 0.81903
OldNuke | GB | 2018-02-08 08:00 | 0.82037
OldNuke | GB | 2018-02-08 09:00 | 0.82093
OldNuke | GB | 2018-02-08 10:00 | 0.82115
OldNuke | GB | 2018-02-08 11:00 | 0.81992
OldNuke | GB | 2018-02-08 12:00 | 0.82093
OldNuke | GB | 2018-02-08 13:00 | 0.82572
OldNuke | GB | 2018-02-08 14:00 | 0.82583
OldNuke | GB | 2018-02-08 15:00 | 0.82616
OldNuke | GB | 2018-02-08 16:00 | 0.8255
OldNuke | GB | 2018-02-08 17:00 | 0.82516
OldNuke | GB | 2018-02-08 18:00 | 0.82683
OldNuke | GB | 2018-02-08 19:00 | 0.82995
OldNuke | GB | 2018-02-08 20:00 | 0.82951
OldNuke | GB | 2018-02-08 21:00 | 0.82817
OldNuke | GB | 2018-02-08 22:00 | 0.82795
OldNuke | GB | 2018-02-08 23:00 | 0.82772
OldNuke | GB | 2018-02-09 | 0.82917
OldNuke | GB | 2018-02-09 01:00 | 0.82784
OldNuke | GB | 2018-02-09 02:00 | 0.82928
OldNuke | GB | 2018-02-09 03:00 | 0.82984
OldNuke | GB | 2018-02-09 04:00 | 0.83018
OldNuke | GB | 2018-02-09 05:00 | 0.82906
OldNuke | GB | 2018-02-09 06:00 | 0.82973
OldNuke | GB | 2018-02-09 07:00 | 0.82917
OldNuke | GB | 2018-02-09 08:00 | 0.8285
OldNuke | GB | 2018-02-09 09:00 | 0.82884
OldNuke | GB | 2018-02-09 10:00 | 0.82984
OldNuke | GB | 2018-02-09 11:00 | 0.83018
OldNuke | GB | 2018-02-09 12:00 | 0.82951
OldNuke | GB | 2018-02-09 13:00 | 0.82951
OldNuke | GB | 2018-02-09 14:00 | 0.82839
OldNuke | GB | 2018-02-09 15:00 | 0.8285
OldNuke | GB | 2018-02-09 16:00 | 0.82884
OldNuke | GB | 2018-02-09 17:00 | 0.82862
OldNuke | GB | 2018-02-09 18:00 | 0.82917
OldNuke | GB | 2018-02-09 19:00 | 0.82928
OldNuke | GB | 2018-02-09 20:00 | 0.82873
OldNuke | GB | 2018-02-09 21:00 | 0.82873
OldNuke | GB | 2018-02-09 22:00 | 0.82906
OldNuke | GB | 2018-02-09 23:00 | 0.82895
OldNuke | GB | 2018-02-10 | 0.82951
OldNuke | GB | 2018-02-10 01:00 | 0.82906
OldNuke | GB | 2018-02-10 02:00 | 0.82917
OldNuke | GB | 2018-02-10 03:00 | 0.83018
OldNuke | GB | 2018-02-10 04:00 | 0.82895
OldNuke | GB | 2018-02-10 05:00 | 0.82895
OldNuke | GB | 2018-02-10 06:00 | 0.8294
OldNuke | GB | 2018-02-10 07:00 | 0.8285
OldNuke | GB | 2018-02-10 08:00 | 0.82973
OldNuke | GB | 2018-02-10 09:00 | 0.82895
OldNuke | GB | 2018-02-10 10:00 | 0.83006
OldNuke | GB | 2018-02-10 11:00 | 0.82973
OldNuke | GB | 2018-02-10 12:00 | 0.82962
OldNuke | GB | 2018-02-10 13:00 | 0.83073
OldNuke | GB | 2018-02-10 14:00 | 0.83029
OldNuke | GB | 2018-02-10 15:00 | 0.82839
OldNuke | GB | 2018-02-10 16:00 | 0.82862
OldNuke | GB | 2018-02-10 17:00 | 0.82906
OldNuke | GB | 2018-02-10 18:00 | 0.83006
OldNuke | GB | 2018-02-10 19:00 | 0.82984
OldNuke | GB | 2018-02-10 20:00 | 0.83084
OldNuke | GB | 2018-02-10 21:00 | 0.82984
OldNuke | GB | 2018-02-10 22:00 | 0.82962
OldNuke | GB | 2018-02-10 23:00 | 0.83084
OldNuke | GB | 2018-02-11 | 0.82895
OldNuke | GB | 2018-02-11 01:00 | 0.82672
OldNuke | GB | 2018-02-11 02:00 | 0.82672
OldNuke | GB | 2018-02-11 03:00 | 0.82973
OldNuke | GB | 2018-02-11 04:00 | 0.82928
OldNuke | GB | 2018-02-11 05:00 | 0.82906
OldNuke | GB | 2018-02-11 06:00 | 0.8294
OldNuke | GB | 2018-02-11 07:00 | 0.82995
OldNuke | GB | 2018-02-11 08:00 | 0.82962
OldNuke | GB | 2018-02-11 09:00 | 0.82973
OldNuke | GB | 2018-02-11 10:00 | 0.82839
OldNuke | GB | 2018-02-11 11:00 | 0.82917
OldNuke | GB | 2018-02-11 12:00 | 0.82895
OldNuke | GB | 2018-02-11 13:00 | 0.82984
OldNuke | GB | 2018-02-11 14:00 | 0.80856
OldNuke | GB | 2018-02-11 15:00 | 0.81101
OldNuke | GB | 2018-02-11 16:00 | 0.81079
OldNuke | GB | 2018-02-11 17:00 | 0.81224
OldNuke | GB | 2018-02-11 18:00 | 0.83162
OldNuke | GB | 2018-02-11 19:00 | 0.83675
OldNuke | GB | 2018-02-11 20:00 | 0.83552
OldNuke | GB | 2018-02-11 21:00 | 0.83708
OldNuke | GB | 2018-02-11 22:00 | 0.83697
OldNuke | GB | 2018-02-11 23:00 | 0.8372
OldNuke | GB | 2018-02-12 | 0.83786
OldNuke | GB | 2018-02-12 01:00 | 0.83775
OldNuke | GB | 2018-02-12 02:00 | 0.84032
OldNuke | GB | 2018-02-12 03:00 | 0.8431
OldNuke | GB | 2018-02-12 04:00 | 0.84255
OldNuke | GB | 2018-02-12 05:00 | 0.84143
OldNuke | GB | 2018-02-12 06:00 | 0.8431
OldNuke | GB | 2018-02-12 07:00 | 0.84288
OldNuke | GB | 2018-02-12 08:00 | 0.84277
OldNuke | GB | 2018-02-12 09:00 | 0.84243
OldNuke | GB | 2018-02-12 10:00 | 0.84177
OldNuke | GB | 2018-02-12 11:00 | 0.84154
OldNuke | GB | 2018-02-12 12:00 | 0.84255
OldNuke | GB | 2018-02-12 13:00 | 0.84288
OldNuke | GB | 2018-02-12 14:00 | 0.8421
OldNuke | GB | 2018-02-12 15:00 | 0.84009
OldNuke | GB | 2018-02-12 16:00 | 0.84199
OldNuke | GB | 2018-02-12 17:00 | 0.84165
OldNuke | GB | 2018-02-12 18:00 | 0.8421
OldNuke | GB | 2018-02-12 19:00 | 0.84277
OldNuke | GB | 2018-02-12 20:00 | 0.84255
OldNuke | GB | 2018-02-12 21:00 | 0.8421
OldNuke | GB | 2018-02-12 22:00 | 0.84255
OldNuke | GB | 2018-02-12 23:00 | 0.84489
OldNuke | GB | 2018-02-13 | 0.84333
OldNuke | GB | 2018-02-13 01:00 | 0.84165
OldNuke | GB | 2018-02-13 02:00 | 0.84255
OldNuke | GB | 2018-02-13 03:00 | 0.84132
OldNuke | GB | 2018-02-13 04:00 | 0.84132
OldNuke | GB | 2018-02-13 05:00 | 0.84243
OldNuke | GB | 2018-02-13 06:00 | 0.84243
OldNuke | GB | 2018-02-13 07:00 | 0.84221
OldNuke | GB | 2018-02-13 08:00 | 0.84243
OldNuke | GB | 2018-02-13 09:00 | 0.84232
OldNuke | GB | 2018-02-13 10:00 | 0.84199
OldNuke | GB | 2018-02-13 11:00 | 0.84199
OldNuke | GB | 2018-02-13 12:00 | 0.84132
OldNuke | GB | 2018-02-13 13:00 | 0.84188
OldNuke | GB | 2018-02-13 14:00 | 0.84288
OldNuke | GB | 2018-02-13 15:00 | 0.84333
OldNuke | GB | 2018-02-13 16:00 | 0.8431
OldNuke | GB | 2018-02-13 17:00 | 0.84143
OldNuke | GB | 2018-02-13 18:00 | 0.84076
OldNuke | GB | 2018-02-13 19:00 | 0.84299
OldNuke | GB | 2018-02-13 20:00 | 0.84856
OldNuke | GB | 2018-02-13 21:00 | 0.85023
OldNuke | GB | 2018-02-13 22:00 | 0.85023
OldNuke | GB | 2018-02-13 23:00 | 0.85023
OldNuke | GB | 2018-02-14 | 0.85057
OldNuke | GB | 2018-02-14 01:00 | 0.84979
OldNuke | GB | 2018-02-14 02:00 | 0.84968
OldNuke | GB | 2018-02-14 03:00 | 0.85035
OldNuke | GB | 2018-02-14 04:00 | 0.85113
OldNuke | GB | 2018-02-14 05:00 | 0.85068
OldNuke | GB | 2018-02-14 06:00 | 0.85046
OldNuke | GB | 2018-02-14 07:00 | 0.85068
OldNuke | GB | 2018-02-14 08:00 | 0.85101
OldNuke | GB | 2018-02-14 09:00 | 0.84934
OldNuke | GB | 2018-02-14 10:00 | 0.84789
OldNuke | GB | 2018-02-14 11:00 | 0.8548
OldNuke | GB | 2018-02-14 12:00 | 0.85525
OldNuke | GB | 2018-02-14 13:00 | 0.85681
OldNuke | GB | 2018-02-14 14:00 | 0.85737
OldNuke | GB | 2018-02-14 15:00 | 0.85759
OldNuke | GB | 2018-02-14 16:00 | 0.8577
OldNuke | GB | 2018-02-14 17:00 | 0.85647
OldNuke | GB | 2018-02-14 18:00 | 0.85748
OldNuke | GB | 2018-02-14 19:00 | 0.86015
OldNuke | GB | 2018-02-14 20:00 | 0.86082
OldNuke | GB | 2018-02-14 21:00 | 0.86249
OldNuke | GB | 2018-02-14 22:00 | 0.86216
OldNuke | GB | 2018-02-14 23:00 | 0.86416
OldNuke | GB | 2018-02-15 | 0.86327
OldNuke | GB | 2018-02-15 01:00 | 0.86561
OldNuke | GB | 2018-02-15 02:00 | 0.86851
OldNuke | GB | 2018-02-15 03:00 | 0.86817
OldNuke | GB | 2018-02-15 04:00 | 0.86985
OldNuke | GB | 2018-02-15 05:00 | 0.87063
OldNuke | GB | 2018-02-15 06:00 | 0.87352
OldNuke | GB | 2018-02-15 07:00 | 0.87207
OldNuke | GB | 2018-02-15 08:00 | 0.87252
OldNuke | GB | 2018-02-15 09:00 | 0.87174
OldNuke | GB | 2018-02-15 10:00 | 0.87263
OldNuke | GB | 2018-02-15 11:00 | 0.87074
OldNuke | GB | 2018-02-15 12:00 | 0.87196
OldNuke | GB | 2018-02-15 13:00 | 0.87341
OldNuke | GB | 2018-02-15 14:00 | 0.8723
OldNuke | GB | 2018-02-15 15:00 | 0.87207
OldNuke | GB | 2018-02-15 16:00 | 0.85269
OldNuke | GB | 2018-02-15 17:00 | 0.85213
OldNuke | GB | 2018-02-15 18:00 | 0.85202
OldNuke | GB | 2018-02-15 19:00 | 0.85458
OldNuke | GB | 2018-02-15 20:00 | 0.85759
OldNuke | GB | 2018-02-15 21:00 | 0.85971
OldNuke | GB | 2018-02-15 22:00 | 0.85915
OldNuke | GB | 2018-02-15 23:00 | 0.85982
OldNuke | GB | 2018-02-16 | 0.86082
OldNuke | GB | 2018-02-16 01:00 | 0.86138
OldNuke | GB | 2018-02-16 02:00 | 0.85959
OldNuke | GB | 2018-02-16 03:00 | 0.85993
OldNuke | GB | 2018-02-16 04:00 | 0.85959
OldNuke | GB | 2018-02-16 05:00 | 0.85982
OldNuke | GB | 2018-02-16 06:00 | 0.86071
OldNuke | GB | 2018-02-16 07:00 | 0.86037
OldNuke | GB | 2018-02-16 08:00 | 0.86115
OldNuke | GB | 2018-02-16 09:00 | 0.86037
OldNuke | GB | 2018-02-16 10:00 | 0.86171
OldNuke | GB | 2018-02-16 11:00 | 0.86372
OldNuke | GB | 2018-02-16 12:00 | 0.86361
OldNuke | GB | 2018-02-16 13:00 | 0.86327
OldNuke | GB | 2018-02-16 14:00 | 0.86283
OldNuke | GB | 2018-02-16 15:00 | 0.86349
OldNuke | GB | 2018-02-16 16:00 | 0.86405
OldNuke | GB | 2018-02-16 17:00 | 0.86216
OldNuke | GB | 2018-02-16 18:00 | 0.86294
OldNuke | GB | 2018-02-16 19:00 | 0.86361
OldNuke | GB | 2018-02-16 20:00 | 0.86349
OldNuke | GB | 2018-02-16 21:00 | 0.8645
OldNuke | GB | 2018-02-16 22:00 | 0.87129
OldNuke | GB | 2018-02-16 23:00 | 0.88333
OldNuke | GB | 2018-02-17 | 0.88422
OldNuke | GB | 2018-02-17 01:00 | 0.88378
OldNuke | GB | 2018-02-17 02:00 | 0.88255
OldNuke | GB | 2018-02-17 03:00 | 0.88144
OldNuke | GB | 2018-02-17 04:00 | 0.88266
OldNuke | GB | 2018-02-17 05:00 | 0.88355
OldNuke | GB | 2018-02-17 06:00 | 0.88378
OldNuke | GB | 2018-02-17 07:00 | 0.88422
OldNuke | GB | 2018-02-17 08:00 | 0.88378
OldNuke | GB | 2018-02-17 09:00 | 0.88422
OldNuke | GB | 2018-02-17 10:00 | 0.88467
OldNuke | GB | 2018-02-17 11:00 | 0.88333
OldNuke | GB | 2018-02-17 12:00 | 0.88288
OldNuke | GB | 2018-02-17 13:00 | 0.88288
OldNuke | GB | 2018-02-17 14:00 | 0.88433
OldNuke | GB | 2018-02-17 15:00 | 0.88678
OldNuke | GB | 2018-02-17 16:00 | 0.89035
OldNuke | GB | 2018-02-17 17:00 | 0.88712
OldNuke | GB | 2018-02-17 18:00 | 0.88756
OldNuke | GB | 2018-02-17 19:00 | 0.886
OldNuke | GB | 2018-02-17 20:00 | 0.88534
OldNuke | GB | 2018-02-17 21:00 | 0.88745
OldNuke | GB | 2018-02-17 22:00 | 0.88701
OldNuke | GB | 2018-02-17 23:00 | 0.88678
OldNuke | GB | 2018-02-18 | 0.88768
OldNuke | GB | 2018-02-18 01:00 | 0.884
OldNuke | GB | 2018-02-18 02:00 | 0.88467
OldNuke | GB | 2018-02-18 03:00 | 0.88433
OldNuke | GB | 2018-02-18 04:00 | 0.88645
OldNuke | GB | 2018-02-18 05:00 | 0.88701
OldNuke | GB | 2018-02-18 06:00 | 0.88734
OldNuke | GB | 2018-02-18 07:00 | 0.88801
OldNuke | GB | 2018-02-18 08:00 | 0.88723
OldNuke | GB | 2018-02-18 09:00 | 0.88812
OldNuke | GB | 2018-02-18 10:00 | 0.88712
OldNuke | GB | 2018-02-18 11:00 | 0.88645
OldNuke | GB | 2018-02-18 12:00 | 0.88634
OldNuke | GB | 2018-02-18 13:00 | 0.88745
OldNuke | GB | 2018-02-18 14:00 | 0.8869
OldNuke | GB | 2018-02-18 15:00 | 0.8889
OldNuke | GB | 2018-02-18 16:00 | 0.88857
OldNuke | GB | 2018-02-18 17:00 | 0.8879
OldNuke | GB | 2018-02-18 18:00 | 0.88801
OldNuke | GB | 2018-02-18 19:00 | 0.88745
OldNuke | GB | 2018-02-18 20:00 | 0.8869
OldNuke | GB | 2018-02-18 21:00 | 0.8879
OldNuke | GB | 2018-02-18 22:00 | 0.88812
OldNuke | GB | 2018-02-18 23:00 | 0.88779
OldNuke | GB | 2018-02-19 | 0.8879
OldNuke | GB | 2018-02-19 01:00 | 0.8879
OldNuke | GB | 2018-02-19 02:00 | 0.88879
OldNuke | GB | 2018-02-19 03:00 | 0.88812
OldNuke | GB | 2018-02-19 04:00 | 0.89202
OldNuke | GB | 2018-02-19 05:00 | 0.89102
OldNuke | GB | 2018-02-19 06:00 | 0.89247
OldNuke | GB | 2018-02-19 07:00 | 0.89302
OldNuke | GB | 2018-02-19 08:00 | 0.8908
OldNuke | GB | 2018-02-19 09:00 | 0.89191
OldNuke | GB | 2018-02-19 10:00 | 0.90216
OldNuke | GB | 2018-02-19 11:00 | 0.90283
OldNuke | GB | 2018-02-19 12:00 | 0.90272
OldNuke | GB | 2018-02-19 13:00 | 0.90283
OldNuke | GB | 2018-02-19 14:00 | 0.90316
OldNuke | GB | 2018-02-19 15:00 | 0.90261
OldNuke | GB | 2018-02-19 16:00 | 0.90383
OldNuke | GB | 2018-02-19 17:00 | 0.90205
OldNuke | GB | 2018-02-19 18:00 | 0.90662
OldNuke | GB | 2018-02-19 19:00 | 0.90762
OldNuke | GB | 2018-02-19 20:00 | 0.90829
OldNuke | GB | 2018-02-19 21:00 | 0.90718
OldNuke | GB | 2018-02-19 22:00 | 0.91754
OldNuke | GB | 2018-02-19 23:00 | 0.91988
OldNuke | GB | 2018-02-20 | 0.91955
OldNuke | GB | 2018-02-20 01:00 | 0.90628
OldNuke | GB | 2018-02-20 02:00 | 0.90718
OldNuke | GB | 2018-02-20 03:00 | 0.90684
OldNuke | GB | 2018-02-20 04:00 | 0.9064
OldNuke | GB | 2018-02-20 05:00 | 0.91108
OldNuke | GB | 2018-02-20 06:00 | 0.9094
OldNuke | GB | 2018-02-20 07:00 | 0.90996
OldNuke | GB | 2018-02-20 08:00 | 0.91007
OldNuke | GB | 2018-02-20 09:00 | 0.9103
OldNuke | GB | 2018-02-20 10:00 | 0.90996
OldNuke | GB | 2018-02-20 11:00 | 0.88667
OldNuke | GB | 2018-02-20 12:00 | 0.88623
OldNuke | GB | 2018-02-20 13:00 | 0.91197
OldNuke | GB | 2018-02-20 14:00 | 0.91498
OldNuke | GB | 2018-02-20 15:00 | 0.92133
OldNuke | GB | 2018-02-20 16:00 | 0.922
OldNuke | GB | 2018-02-20 17:00 | 0.92166
OldNuke | GB | 2018-02-20 18:00 | 0.90172
OldNuke | GB | 2018-02-20 19:00 | 0.85324
OldNuke | GB | 2018-02-20 20:00 | 0.82483
OldNuke | GB | 2018-02-20 21:00 | 0.85859
OldNuke | GB | 2018-02-20 22:00 | 0.86182
OldNuke | GB | 2018-02-20 23:00 | 0.86171
OldNuke | GB | 2018-02-21 | 0.86227
OldNuke | GB | 2018-02-21 01:00 | 0.83218
OldNuke | GB | 2018-02-21 02:00 | 0.83296
OldNuke | GB | 2018-02-21 03:00 | 0.86294
OldNuke | GB | 2018-02-21 04:00 | 0.86405
OldNuke | GB | 2018-02-21 05:00 | 0.86461
OldNuke | GB | 2018-02-21 06:00 | 0.86338
OldNuke | GB | 2018-02-21 07:00 | 0.83731
OldNuke | GB | 2018-02-21 08:00 | 0.83252
OldNuke | GB | 2018-02-21 09:00 | 0.85926
OldNuke | GB | 2018-02-21 10:00 | 0.86305
OldNuke | GB | 2018-02-21 11:00 | 0.86372
OldNuke | GB | 2018-02-21 12:00 | 0.86271
OldNuke | GB | 2018-02-21 13:00 | 0.84099
OldNuke | GB | 2018-02-21 14:00 | 0.83229
OldNuke | GB | 2018-02-21 15:00 | 0.85993
OldNuke | GB | 2018-02-21 16:00 | 0.8665
OldNuke | GB | 2018-02-21 17:00 | 0.86639
OldNuke | GB | 2018-02-21 18:00 | 0.86606
OldNuke | GB | 2018-02-21 19:00 | 0.86673
OldNuke | GB | 2018-02-21 20:00 | 0.8431
OldNuke | GB | 2018-02-21 21:00 | 0.8372
OldNuke | GB | 2018-02-21 22:00 | 0.8372
OldNuke | GB | 2018-02-21 23:00 | 0.86684
OldNuke | GB | 2018-02-22 | 0.86717
OldNuke | GB | 2018-02-22 01:00 | 0.86773
OldNuke | GB | 2018-02-22 02:00 | 0.85536
OldNuke | GB | 2018-02-22 03:00 | 0.83742
OldNuke | GB | 2018-02-22 04:00 | 0.83742
OldNuke | GB | 2018-02-22 05:00 | 0.86873
OldNuke | GB | 2018-02-22 06:00 | 0.86851
OldNuke | GB | 2018-02-22 07:00 | 0.86717
OldNuke | GB | 2018-02-22 08:00 | 0.86773
OldNuke | GB | 2018-02-22 09:00 | 0.83742
OldNuke | GB | 2018-02-22 10:00 | 0.83708
OldNuke | GB | 2018-02-22 11:00 | 0.86405
OldNuke | GB | 2018-02-22 12:00 | 0.86316
OldNuke | GB | 2018-02-22 13:00 | 0.8684
OldNuke | GB | 2018-02-22 14:00 | 0.8704
OldNuke | GB | 2018-02-22 15:00 | 0.86862
OldNuke | GB | 2018-02-22 16:00 | 0.86918
OldNuke | GB | 2018-02-22 17:00 | 0.86751
OldNuke | GB | 2018-02-22 18:00 | 0.86851
OldNuke | GB | 2018-02-22 19:00 | 0.86862
OldNuke | GB | 2018-02-22 20:00 | 0.86895
OldNuke | GB | 2018-02-22 21:00 | 0.86784
OldNuke | GB | 2018-02-22 22:00 | 0.87051
OldNuke | GB | 2018-02-22 23:00 | 0.86973
OldNuke | GB | 2018-02-23 | 0.8694
OldNuke | GB | 2018-02-23 01:00 | 0.86985
OldNuke | GB | 2018-02-23 02:00 | 0.87063
OldNuke | GB | 2018-02-23 03:00 | 0.87074
OldNuke | GB | 2018-02-23 04:00 | 0.87575
OldNuke | GB | 2018-02-23 05:00 | 0.87631
OldNuke | GB | 2018-02-23 06:00 | 0.87865
OldNuke | GB | 2018-02-23 07:00 | 0.8782
OldNuke | GB | 2018-02-23 08:00 | 0.87631
OldNuke | GB | 2018-02-23 09:00 | 0.8772
OldNuke | GB | 2018-02-23 10:00 | 0.87776
OldNuke | GB | 2018-02-23 11:00 | 0.87843
OldNuke | GB | 2018-02-23 12:00 | 0.87921
OldNuke | GB | 2018-02-23 13:00 | 0.87887
OldNuke | GB | 2018-02-23 14:00 | 0.87965
OldNuke | GB | 2018-02-23 15:00 | 0.87932
OldNuke | GB | 2018-02-23 16:00 | 0.87988
OldNuke | GB | 2018-02-23 17:00 | 0.87854
OldNuke | GB | 2018-02-23 18:00 | 0.87598
OldNuke | GB | 2018-02-23 19:00 | 0.87932
OldNuke | GB | 2018-02-23 20:00 | 0.87787
OldNuke | GB | 2018-02-23 21:00 | 0.87976
OldNuke | GB | 2018-02-23 22:00 | 0.87954
OldNuke | GB | 2018-02-23 23:00 | 0.87965
OldNuke | GB | 2018-02-24 | 0.87932
OldNuke | GB | 2018-02-24 01:00 | 0.87965
OldNuke | GB | 2018-02-24 02:00 | 0.87898
OldNuke | GB | 2018-02-24 03:00 | 0.87809
OldNuke | GB | 2018-02-24 04:00 | 0.87954
OldNuke | GB | 2018-02-24 05:00 | 0.8801
OldNuke | GB | 2018-02-24 06:00 | 0.88043
OldNuke | GB | 2018-02-24 07:00 | 0.88088
OldNuke | GB | 2018-02-24 08:00 | 0.87876
OldNuke | GB | 2018-02-24 09:00 | 0.87854
OldNuke | GB | 2018-02-24 10:00 | 0.88032
OldNuke | GB | 2018-02-24 11:00 | 0.87976
OldNuke | GB | 2018-02-24 12:00 | 0.87798
OldNuke | GB | 2018-02-24 13:00 | 0.87876
OldNuke | GB | 2018-02-24 14:00 | 0.87887
OldNuke | GB | 2018-02-24 15:00 | 0.87976
OldNuke | GB | 2018-02-24 16:00 | 0.8129
OldNuke | GB | 2018-02-24 17:00 | 0.81179
OldNuke | GB | 2018-02-24 18:00 | 0.81134
OldNuke | GB | 2018-02-24 19:00 | 0.81268
OldNuke | GB | 2018-02-24 20:00 | 0.81357
OldNuke | GB | 2018-02-24 21:00 | 0.81257
OldNuke | GB | 2018-02-24 22:00 | 0.8119
OldNuke | GB | 2018-02-24 23:00 | 0.8129
OldNuke | GB | 2018-02-25 | 0.81391
OldNuke | GB | 2018-02-25 01:00 | 0.81268
OldNuke | GB | 2018-02-25 02:00 | 0.81201
OldNuke | GB | 2018-02-25 03:00 | 0.81324
OldNuke | GB | 2018-02-25 04:00 | 0.81357
OldNuke | GB | 2018-02-25 05:00 | 0.81413
OldNuke | GB | 2018-02-25 06:00 | 0.81469
OldNuke | GB | 2018-02-25 07:00 | 0.81391
OldNuke | GB | 2018-02-25 08:00 | 0.81368
OldNuke | GB | 2018-02-25 09:00 | 0.81246
OldNuke | GB | 2018-02-25 10:00 | 0.81335
OldNuke | GB | 2018-02-25 11:00 | 0.81257
OldNuke | GB | 2018-02-25 12:00 | 0.8119
OldNuke | GB | 2018-02-25 13:00 | 0.8129
OldNuke | GB | 2018-02-25 14:00 | 0.81313
OldNuke | GB | 2018-02-25 15:00 | 0.81257
OldNuke | GB | 2018-02-25 16:00 | 0.81157
OldNuke | GB | 2018-02-25 17:00 | 0.8129
OldNuke | GB | 2018-02-25 18:00 | 0.81179
OldNuke | GB | 2018-02-25 19:00 | 0.81313
OldNuke | GB | 2018-02-25 20:00 | 0.81257
OldNuke | GB | 2018-02-25 21:00 | 0.81201
OldNuke | GB | 2018-02-25 22:00 | 0.81391
OldNuke | GB | 2018-02-25 23:00 | 0.81402
OldNuke | GB | 2018-02-26 | 0.81357
OldNuke | GB | 2018-02-26 01:00 | 0.81346
OldNuke | GB | 2018-02-26 02:00 | 0.81224
OldNuke | GB | 2018-02-26 03:00 | 0.81246
OldNuke | GB | 2018-02-26 04:00 | 0.81279
OldNuke | GB | 2018-02-26 05:00 | 0.81246
OldNuke | GB | 2018-02-26 06:00 | 0.81268
OldNuke | GB | 2018-02-26 07:00 | 0.81491
OldNuke | GB | 2018-02-26 08:00 | 0.81313
OldNuke | GB | 2018-02-26 09:00 | 0.81268
OldNuke | GB | 2018-02-26 10:00 | 0.81246
OldNuke | GB | 2018-02-26 11:00 | 0.81179
OldNuke | GB | 2018-02-26 12:00 | 0.81201
OldNuke | GB | 2018-02-26 13:00 | 0.81235
OldNuke | GB | 2018-02-26 14:00 | 0.81224
OldNuke | GB | 2018-02-26 15:00 | 0.81201
OldNuke | GB | 2018-02-26 16:00 | 0.81279
OldNuke | GB | 2018-02-26 17:00 | 0.81268
OldNuke | GB | 2018-02-26 18:00 | 0.81224
OldNuke | GB | 2018-02-26 19:00 | 0.81257
OldNuke | GB | 2018-02-26 20:00 | 0.81179
OldNuke | GB | 2018-02-26 21:00 | 0.81302
OldNuke | GB | 2018-02-26 22:00 | 0.81357
OldNuke | GB | 2018-02-26 23:00 | 0.81302
OldNuke | GB | 2018-02-27 | 0.81357
OldNuke | GB | 2018-02-27 01:00 | 0.81279
OldNuke | GB | 2018-02-27 02:00 | 0.81368
OldNuke | GB | 2018-02-27 03:00 | 0.81268
OldNuke | GB | 2018-02-27 04:00 | 0.81235
OldNuke | GB | 2018-02-27 05:00 | 0.81257
OldNuke | GB | 2018-02-27 06:00 | 0.81201
OldNuke | GB | 2018-02-27 07:00 | 0.81446
OldNuke | GB | 2018-02-27 08:00 | 0.81346
OldNuke | GB | 2018-02-27 09:00 | 0.81424
OldNuke | GB | 2018-02-27 10:00 | 0.81335
OldNuke | GB | 2018-02-27 11:00 | 0.81056
OldNuke | GB | 2018-02-27 12:00 | 0.81246
OldNuke | GB | 2018-02-27 13:00 | 0.81458
OldNuke | GB | 2018-02-27 14:00 | 0.81346
OldNuke | GB | 2018-02-27 15:00 | 0.81268
OldNuke | GB | 2018-02-27 16:00 | 0.81246
OldNuke | GB | 2018-02-27 17:00 | 0.81257
OldNuke | GB | 2018-02-27 18:00 | 0.81302
OldNuke | GB | 2018-02-27 19:00 | 0.81257
OldNuke | GB | 2018-02-27 20:00 | 0.81313
OldNuke | GB | 2018-02-27 21:00 | 0.81212
OldNuke | GB | 2018-02-27 22:00 | 0.81357
OldNuke | GB | 2018-02-27 23:00 | 0.81368
OldNuke | GB | 2018-02-28 | 0.81257
OldNuke | GB | 2018-02-28 01:00 | 0.81279
OldNuke | GB | 2018-02-28 02:00 | 0.81335
OldNuke | GB | 2018-02-28 03:00 | 0.81302
OldNuke | GB | 2018-02-28 04:00 | 0.81257
OldNuke | GB | 2018-02-28 05:00 | 0.81268
OldNuke | GB | 2018-02-28 06:00 | 0.81179
OldNuke | GB | 2018-02-28 07:00 | 0.81056
OldNuke | GB | 2018-02-28 08:00 | 0.80622
OldNuke | GB | 2018-02-28 09:00 | 0.80499
OldNuke | GB | 2018-02-28 10:00 | 0.80923
OldNuke | GB | 2018-02-28 11:00 | 0.80889
OldNuke | GB | 2018-02-28 12:00 | 0.80878
OldNuke | GB | 2018-02-28 13:00 | 0.81212
OldNuke | GB | 2018-02-28 14:00 | 0.81123
OldNuke | GB | 2018-02-28 15:00 | 0.8109
OldNuke | GB | 2018-02-28 16:00 | 0.81157
OldNuke | GB | 2018-02-28 17:00 | 0.81212
OldNuke | GB | 2018-02-28 18:00 | 0.8109
OldNuke | GB | 2018-02-28 19:00 | 0.81279
OldNuke | GB | 2018-02-28 20:00 | 0.81257
OldNuke | GB | 2018-02-28 21:00 | 0.81302
OldNuke | GB | 2018-02-28 22:00 | 0.81224
OldNuke | GB | 2018-02-28 23:00 | 0.81536
OldNuke | GB | 2018-03-01 | 0.76287
OldNuke | GB | 2018-03-01 01:00 | 0.74125
OldNuke | GB | 2018-03-01 02:00 | 0.74281
OldNuke | GB | 2018-03-01 03:00 | 0.74159
OldNuke | GB | 2018-03-01 04:00 | 0.74136
OldNuke | GB | 2018-03-01 05:00 | 0.74627
OldNuke | GB | 2018-03-01 06:00 | 0.75585
OldNuke | GB | 2018-03-01 07:00 | 0.75719
OldNuke | GB | 2018-03-01 08:00 | 0.75652
OldNuke | GB | 2018-03-01 09:00 | 0.75786
OldNuke | GB | 2018-03-01 10:00 | 0.75964
OldNuke | GB | 2018-03-01 11:00 | 0.75942
OldNuke | GB | 2018-03-01 12:00 | 0.75786
OldNuke | GB | 2018-03-01 13:00 | 0.71562
OldNuke | GB | 2018-03-01 14:00 | 0.71083
OldNuke | GB | 2018-03-01 15:00 | 0.70949
OldNuke | GB | 2018-03-01 16:00 | 0.70838
OldNuke | GB | 2018-03-01 17:00 | 0.70916
OldNuke | GB | 2018-03-01 18:00 | 0.70827
OldNuke | GB | 2018-03-01 19:00 | 0.70871
OldNuke | GB | 2018-03-01 20:00 | 0.7086
OldNuke | GB | 2018-03-01 21:00 | 0.70827
OldNuke | GB | 2018-03-01 22:00 | 0.70938
OldNuke | GB | 2018-03-01 23:00 | 0.7086
OldNuke | GB | 2018-03-02 | 0.70838
OldNuke | GB | 2018-03-02 01:00 | 0.70972
OldNuke | GB | 2018-03-02 02:00 | 0.71027
OldNuke | GB | 2018-03-02 03:00 | 0.70927
OldNuke | GB | 2018-03-02 04:00 | 0.71039
OldNuke | GB | 2018-03-02 05:00 | 0.71039
OldNuke | GB | 2018-03-02 06:00 | 0.70961
OldNuke | GB | 2018-03-02 07:00 | 0.70983
OldNuke | GB | 2018-03-02 08:00 | 0.7086
OldNuke | GB | 2018-03-02 09:00 | 0.71507
OldNuke | GB | 2018-03-02 10:00 | 0.71562
OldNuke | GB | 2018-03-02 11:00 | 0.71785
OldNuke | GB | 2018-03-02 12:00 | 0.72075
OldNuke | GB | 2018-03-02 13:00 | 0.72532
OldNuke | GB | 2018-03-02 14:00 | 0.72899
OldNuke | GB | 2018-03-02 15:00 | 0.732
OldNuke | GB | 2018-03-02 16:00 | 0.73189
OldNuke | GB | 2018-03-02 17:00 | 0.73356
OldNuke | GB | 2018-03-02 18:00 | 0.73323
OldNuke | GB | 2018-03-02 19:00 | 0.73724
OldNuke | GB | 2018-03-02 20:00 | 0.73746
OldNuke | GB | 2018-03-02 21:00 | 0.74649
OldNuke | GB | 2018-03-02 22:00 | 0.75418
OldNuke | GB | 2018-03-02 23:00 | 0.75641
OldNuke | GB | 2018-03-03 | 0.75696
OldNuke | GB | 2018-03-03 01:00 | 0.76265
OldNuke | GB | 2018-03-03 02:00 | 0.77435
OldNuke | GB | 2018-03-03 03:00 | 0.77858
OldNuke | GB | 2018-03-03 04:00 | 0.78137
OldNuke | GB | 2018-03-03 05:00 | 0.78449
OldNuke | GB | 2018-03-03 06:00 | 0.78638
OldNuke | GB | 2018-03-03 07:00 | 0.78616
OldNuke | GB | 2018-03-03 08:00 | 0.78672
OldNuke | GB | 2018-03-03 09:00 | 0.78594
OldNuke | GB | 2018-03-03 10:00 | 0.78516
OldNuke | GB | 2018-03-03 11:00 | 0.78694
OldNuke | GB | 2018-03-03 12:00 | 0.79273
OldNuke | GB | 2018-03-03 13:00 | 0.79519
OldNuke | GB | 2018-03-03 14:00 | 0.79619
OldNuke | GB | 2018-03-03 15:00 | 0.79797
OldNuke | GB | 2018-03-03 16:00 | 0.80321
OldNuke | GB | 2018-03-03 17:00 | 0.80421
OldNuke | GB | 2018-03-03 18:00 | 0.80466
OldNuke | GB | 2018-03-03 19:00 | 0.80488
OldNuke | GB | 2018-03-03 20:00 | 0.80377
OldNuke | GB | 2018-03-03 21:00 | 0.80499
OldNuke | GB | 2018-03-03 22:00 | 0.80611
OldNuke | GB | 2018-03-03 23:00 | 0.80678
OldNuke | GB | 2018-03-04 | 0.80644
OldNuke | GB | 2018-03-04 01:00 | 0.80566
OldNuke | GB | 2018-03-04 02:00 | 0.80689
OldNuke | GB | 2018-03-04 03:00 | 0.808
OldNuke | GB | 2018-03-04 04:00 | 0.807
OldNuke | GB | 2018-03-04 05:00 | 0.80644
OldNuke | GB | 2018-03-04 06:00 | 0.80533
OldNuke | GB | 2018-03-04 07:00 | 0.80711
OldNuke | GB | 2018-03-04 08:00 | 0.80577
OldNuke | GB | 2018-03-04 09:00 | 0.80477
OldNuke | GB | 2018-03-04 10:00 | 0.80789
OldNuke | GB | 2018-03-04 11:00 | 0.81569
OldNuke | GB | 2018-03-04 12:00 | 0.81669
OldNuke | GB | 2018-03-04 13:00 | 0.81992
OldNuke | GB | 2018-03-04 14:00 | 0.82394
OldNuke | GB | 2018-03-04 15:00 | 0.82416
OldNuke | GB | 2018-03-04 16:00 | 0.82349
OldNuke | GB | 2018-03-04 17:00 | 0.8236
OldNuke | GB | 2018-03-04 18:00 | 0.8275
OldNuke | GB | 2018-03-04 19:00 | 0.83775
OldNuke | GB | 2018-03-04 20:00 | 0.8382
OldNuke | GB | 2018-03-04 21:00 | 0.83876
OldNuke | GB | 2018-03-04 22:00 | 0.84009
OldNuke | GB | 2018-03-04 23:00 | 0.83876
OldNuke | GB | 2018-03-05 | 0.84043
OldNuke | GB | 2018-03-05 01:00 | 0.82884
OldNuke | GB | 2018-03-05 02:00 | 0.80678
OldNuke | GB | 2018-03-05 03:00 | 0.80967
OldNuke | GB | 2018-03-05 04:00 | 0.81703
OldNuke | GB | 2018-03-05 05:00 | 0.81224
OldNuke | GB | 2018-03-05 06:00 | 0.82126
OldNuke | GB | 2018-03-05 07:00 | 0.82115
OldNuke | GB | 2018-03-05 08:00 | 0.82661
OldNuke | GB | 2018-03-05 09:00 | 0.83252
OldNuke | GB | 2018-03-05 10:00 | 0.845
OldNuke | GB | 2018-03-05 11:00 | 0.85313
OldNuke | GB | 2018-03-05 12:00 | 0.85525
OldNuke | GB | 2018-03-05 13:00 | 0.86127
OldNuke | GB | 2018-03-05 14:00 | 0.8606
OldNuke | GB | 2018-03-05 15:00 | 0.86182
OldNuke | GB | 2018-03-05 16:00 | 0.86751
OldNuke | GB | 2018-03-05 17:00 | 0.87386
OldNuke | GB | 2018-03-05 18:00 | 0.87965
OldNuke | GB | 2018-03-05 19:00 | 0.89102
OldNuke | GB | 2018-03-05 20:00 | 0.8977
OldNuke | GB | 2018-03-05 21:00 | 0.90216
OldNuke | GB | 2018-03-05 22:00 | 0.90773
OldNuke | GB | 2018-03-05 23:00 | 0.9094
OldNuke | GB | 2018-03-06 | 0.91319
OldNuke | GB | 2018-03-06 01:00 | 0.91854
OldNuke | GB | 2018-03-06 02:00 | 0.92133
OldNuke | GB | 2018-03-06 03:00 | 0.92311
OldNuke | GB | 2018-03-06 04:00 | 0.92623
OldNuke | GB | 2018-03-06 05:00 | 0.92712
OldNuke | GB | 2018-03-06 06:00 | 0.92824
OldNuke | GB | 2018-03-06 07:00 | 0.92645
OldNuke | GB | 2018-03-06 08:00 | 0.92645
OldNuke | GB | 2018-03-06 09:00 | 0.92523
OldNuke | GB | 2018-03-06 10:00 | 0.92623
OldNuke | GB | 2018-03-06 11:00 | 0.92445
OldNuke | GB | 2018-03-06 12:00 | 0.92623
OldNuke | GB | 2018-03-06 13:00 | 0.92623
OldNuke | GB | 2018-03-06 14:00 | 0.92478
OldNuke | GB | 2018-03-06 15:00 | 0.92545
OldNuke | GB | 2018-03-06 16:00 | 0.92579
OldNuke | GB | 2018-03-06 17:00 | 0.92512
OldNuke | GB | 2018-03-06 18:00 | 0.92512
OldNuke | GB | 2018-03-06 19:00 | 0.92189
OldNuke | GB | 2018-03-06 20:00 | 0.90216
OldNuke | GB | 2018-03-06 21:00 | 0.90283
OldNuke | GB | 2018-03-06 22:00 | 0.90283
OldNuke | GB | 2018-03-06 23:00 | 0.90294
OldNuke | GB | 2018-03-07 | 0.90339
OldNuke | GB | 2018-03-07 01:00 | 0.90172
OldNuke | GB | 2018-03-07 02:00 | 0.90428
OldNuke | GB | 2018-03-07 03:00 | 0.90283
OldNuke | GB | 2018-03-07 04:00 | 0.90027
OldNuke | GB | 2018-03-07 05:00 | 0.9006
OldNuke | GB | 2018-03-07 06:00 | 0.90216
OldNuke | GB | 2018-03-07 07:00 | 0.90216
OldNuke | GB | 2018-03-07 08:00 | 0.90127
OldNuke | GB | 2018-03-07 09:00 | 0.89949
OldNuke | GB | 2018-03-07 10:00 | 0.89893
OldNuke | GB | 2018-03-07 11:00 | 0.89581
OldNuke | GB | 2018-03-07 12:00 | 0.87363
OldNuke | GB | 2018-03-07 13:00 | 0.87464
OldNuke | GB | 2018-03-07 14:00 | 0.87542
OldNuke | GB | 2018-03-07 15:00 | 0.87965
OldNuke | GB | 2018-03-07 16:00 | 0.89737
OldNuke | GB | 2018-03-07 17:00 | 0.89559
OldNuke | GB | 2018-03-07 18:00 | 0.89447
OldNuke | GB | 2018-03-07 19:00 | 0.89314
OldNuke | GB | 2018-03-07 20:00 | 0.89091
OldNuke | GB | 2018-03-07 21:00 | 0.88411
OldNuke | GB | 2018-03-07 22:00 | 0.88846
OldNuke | GB | 2018-03-07 23:00 | 0.88935
OldNuke | GB | 2018-03-08 | 0.88812
OldNuke | GB | 2018-03-08 01:00 | 0.86271
OldNuke | GB | 2018-03-08 02:00 | 0.83162
OldNuke | GB | 2018-03-08 03:00 | 0.82204
OldNuke | GB | 2018-03-08 04:00 | 0.82004
OldNuke | GB | 2018-03-08 05:00 | 0.81591
OldNuke | GB | 2018-03-08 06:00 | 0.75128
OldNuke | GB | 2018-03-08 07:00 | 0.75318
OldNuke | GB | 2018-03-08 08:00 | 0.75284
OldNuke | GB | 2018-03-08 09:00 | 0.7505
OldNuke | GB | 2018-03-08 10:00 | 0.74671
OldNuke | GB | 2018-03-08 11:00 | 0.7427
OldNuke | GB | 2018-03-08 12:00 | 0.74025
OldNuke | GB | 2018-03-08 13:00 | 0.73145
OldNuke | GB | 2018-03-08 14:00 | 0.732
OldNuke | GB | 2018-03-08 15:00 | 0.72186
OldNuke | GB | 2018-03-08 16:00 | 0.72298
OldNuke | GB | 2018-03-08 17:00 | 0.73746
OldNuke | GB | 2018-03-08 18:00 | 0.71451
OldNuke | GB | 2018-03-08 19:00 | 0.7115
OldNuke | GB | 2018-03-08 20:00 | 0.71105
OldNuke | GB | 2018-03-08 21:00 | 0.71139
OldNuke | GB | 2018-03-08 22:00 | 0.70871
OldNuke | GB | 2018-03-08 23:00 | 0.69791
OldNuke | GB | 2018-03-09 | 0.69746
OldNuke | GB | 2018-03-09 01:00 | 0.68632
OldNuke | GB | 2018-03-09 02:00 | 0.68587
OldNuke | GB | 2018-03-09 03:00 | 0.68498
OldNuke | GB | 2018-03-09 04:00 | 0.68531
OldNuke | GB | 2018-03-09 05:00 | 0.6852
OldNuke | GB | 2018-03-09 06:00 | 0.68609
OldNuke | GB | 2018-03-09 07:00 | 0.68698
OldNuke | GB | 2018-03-09 08:00 | 0.6862
OldNuke | GB | 2018-03-09 09:00 | 0.68665
OldNuke | GB | 2018-03-09 10:00 | 0.68487
OldNuke | GB | 2018-03-09 11:00 | 0.68632
OldNuke | GB | 2018-03-09 12:00 | 0.68487
OldNuke | GB | 2018-03-09 13:00 | 0.68609
OldNuke | GB | 2018-03-09 14:00 | 0.6637
OldNuke | GB | 2018-03-09 15:00 | 0.66459
OldNuke | GB | 2018-03-09 16:00 | 0.66581
OldNuke | GB | 2018-03-09 17:00 | 0.67462
OldNuke | GB | 2018-03-09 18:00 | 0.6686
OldNuke | GB | 2018-03-09 19:00 | 0.68476
OldNuke | GB | 2018-03-09 20:00 | 0.68531
OldNuke | GB | 2018-03-09 21:00 | 0.68632
OldNuke | GB | 2018-03-09 22:00 | 0.693
OldNuke | GB | 2018-03-09 23:00 | 0.69256
OldNuke | GB | 2018-03-10 | 0.693
OldNuke | GB | 2018-03-10 01:00 | 0.69501
OldNuke | GB | 2018-03-10 02:00 | 0.67863
OldNuke | GB | 2018-03-10 03:00 | 0.6832
OldNuke | GB | 2018-03-10 04:00 | 0.68342
OldNuke | GB | 2018-03-10 05:00 | 0.68453
OldNuke | GB | 2018-03-10 06:00 | 0.70693
OldNuke | GB | 2018-03-10 07:00 | 0.70782
OldNuke | GB | 2018-03-10 08:00 | 0.70682
OldNuke | GB | 2018-03-10 09:00 | 0.70593
OldNuke | GB | 2018-03-10 10:00 | 0.70593
OldNuke | GB | 2018-03-10 11:00 | 0.70626
OldNuke | GB | 2018-03-10 12:00 | 0.70626
OldNuke | GB | 2018-03-10 13:00 | 0.70793
OldNuke | GB | 2018-03-10 14:00 | 0.70883
OldNuke | GB | 2018-03-10 15:00 | 0.69077
OldNuke | GB | 2018-03-10 16:00 | 0.69256
OldNuke | GB | 2018-03-10 17:00 | 0.69467
OldNuke | GB | 2018-03-10 18:00 | 0.69679
OldNuke | GB | 2018-03-10 19:00 | 0.71239
OldNuke | GB | 2018-03-10 20:00 | 0.72209
OldNuke | GB | 2018-03-10 21:00 | 0.72298
OldNuke | GB | 2018-03-10 22:00 | 0.72565
OldNuke | GB | 2018-03-10 23:00 | 0.72521
OldNuke | GB | 2018-03-11 | 0.72599
OldNuke | GB | 2018-03-11 01:00 | 0.72665
OldNuke | GB | 2018-03-11 02:00 | 0.70504
OldNuke | GB | 2018-03-11 03:00 | 0.70415
OldNuke | GB | 2018-03-11 04:00 | 0.70381
OldNuke | GB | 2018-03-11 05:00 | 0.72454
OldNuke | GB | 2018-03-11 06:00 | 0.72643
OldNuke | GB | 2018-03-11 07:00 | 0.7261
OldNuke | GB | 2018-03-11 08:00 | 0.72755
OldNuke | GB | 2018-03-11 09:00 | 0.72632
OldNuke | GB | 2018-03-11 10:00 | 0.72755
OldNuke | GB | 2018-03-11 11:00 | 0.7271
OldNuke | GB | 2018-03-11 12:00 | 0.72777
OldNuke | GB | 2018-03-11 13:00 | 0.70682
OldNuke | GB | 2018-03-11 14:00 | 0.70548
OldNuke | GB | 2018-03-11 15:00 | 0.70615
OldNuke | GB | 2018-03-11 16:00 | 0.71874
OldNuke | GB | 2018-03-11 17:00 | 0.72977
OldNuke | GB | 2018-03-11 18:00 | 0.72977
OldNuke | GB | 2018-03-11 19:00 | 0.72933
OldNuke | GB | 2018-03-11 20:00 | 0.72844
OldNuke | GB | 2018-03-11 21:00 | 0.72911
OldNuke | GB | 2018-03-11 22:00 | 0.72955
OldNuke | GB | 2018-03-11 23:00 | 0.72944
OldNuke | GB | 2018-03-12 | 0.72599
OldNuke | GB | 2018-03-12 01:00 | 0.70704
OldNuke | GB | 2018-03-12 02:00 | 0.70782
OldNuke | GB | 2018-03-12 03:00 | 0.71451
OldNuke | GB | 2018-03-12 04:00 | 0.72833
OldNuke | GB | 2018-03-12 05:00 | 0.72899
OldNuke | GB | 2018-03-12 06:00 | 0.72899
OldNuke | GB | 2018-03-12 07:00 | 0.72833
OldNuke | GB | 2018-03-12 08:00 | 0.72855
OldNuke | GB | 2018-03-12 09:00 | 0.72888
OldNuke | GB | 2018-03-12 10:00 | 0.73568
OldNuke | GB | 2018-03-12 11:00 | 0.73546
OldNuke | GB | 2018-03-12 12:00 | 0.73769
OldNuke | GB | 2018-03-12 13:00 | 0.73613
OldNuke | GB | 2018-03-12 14:00 | 0.73512
OldNuke | GB | 2018-03-12 15:00 | 0.73635
OldNuke | GB | 2018-03-12 16:00 | 0.73535
OldNuke | GB | 2018-03-12 17:00 | 0.74248
OldNuke | GB | 2018-03-12 18:00 | 0.74359
OldNuke | GB | 2018-03-12 19:00 | 0.74348
OldNuke | GB | 2018-03-12 20:00 | 0.74426
OldNuke | GB | 2018-03-12 21:00 | 0.74348
OldNuke | GB | 2018-03-12 22:00 | 0.74504
OldNuke | GB | 2018-03-12 23:00 | 0.74571
OldNuke | GB | 2018-03-13 | 0.74538
OldNuke | GB | 2018-03-13 01:00 | 0.74538
OldNuke | GB | 2018-03-13 02:00 | 0.74649
OldNuke | GB | 2018-03-13 03:00 | 0.74894
OldNuke | GB | 2018-03-13 04:00 | 0.75217
OldNuke | GB | 2018-03-13 05:00 | 0.75685
OldNuke | GB | 2018-03-13 06:00 | 0.7593
OldNuke | GB | 2018-03-13 07:00 | 0.76142
OldNuke | GB | 2018-03-13 08:00 | 0.76164
OldNuke | GB | 2018-03-13 09:00 | 0.76209
OldNuke | GB | 2018-03-13 10:00 | 0.7671
OldNuke | GB | 2018-03-13 11:00 | 0.76688
OldNuke | GB | 2018-03-13 12:00 | 0.77379
OldNuke | GB | 2018-03-13 13:00 | 0.77413
OldNuke | GB | 2018-03-13 14:00 | 0.77602
OldNuke | GB | 2018-03-13 15:00 | 0.77446
OldNuke | GB | 2018-03-13 16:00 | 0.77647
OldNuke | GB | 2018-03-13 17:00 | 0.77546
OldNuke | GB | 2018-03-13 18:00 | 0.77903
OldNuke | GB | 2018-03-13 19:00 | 0.7856
OldNuke | GB | 2018-03-13 20:00 | 0.78727
OldNuke | GB | 2018-03-13 21:00 | 0.78783
OldNuke | GB | 2018-03-13 22:00 | 0.78872
OldNuke | GB | 2018-03-13 23:00 | 0.78761
OldNuke | GB | 2018-03-14 | 0.78794
OldNuke | GB | 2018-03-14 01:00 | 0.78872
OldNuke | GB | 2018-03-14 02:00 | 0.78739
OldNuke | GB | 2018-03-14 03:00 | 0.79931
OldNuke | GB | 2018-03-14 04:00 | 0.80867
OldNuke | GB | 2018-03-14 05:00 | 0.80845
OldNuke | GB | 2018-03-14 06:00 | 0.80744
OldNuke | GB | 2018-03-14 07:00 | 0.80778
OldNuke | GB | 2018-03-14 08:00 | 0.808
OldNuke | GB | 2018-03-14 09:00 | 0.78705
OldNuke | GB | 2018-03-14 10:00 | 0.7778
OldNuke | GB | 2018-03-14 11:00 | 0.77736
OldNuke | GB | 2018-03-14 12:00 | 0.7914
OldNuke | GB | 2018-03-14 13:00 | 0.78193
OldNuke | GB | 2018-03-14 14:00 | 0.77491
OldNuke | GB | 2018-03-14 15:00 | 0.78092
OldNuke | GB | 2018-03-14 16:00 | 0.80377
OldNuke | GB | 2018-03-14 17:00 | 0.8051
OldNuke | GB | 2018-03-14 18:00 | 0.80544
OldNuke | GB | 2018-03-14 19:00 | 0.80666
OldNuke | GB | 2018-03-14 20:00 | 0.80622
OldNuke | GB | 2018-03-14 21:00 | 0.78271
OldNuke | GB | 2018-03-14 22:00 | 0.78126
OldNuke | GB | 2018-03-14 23:00 | 0.79998
OldNuke | GB | 2018-03-15 | 0.807
OldNuke | GB | 2018-03-15 01:00 | 0.80488
OldNuke | GB | 2018-03-15 02:00 | 0.80666
OldNuke | GB | 2018-03-15 03:00 | 0.80644
OldNuke | GB | 2018-03-15 04:00 | 0.78003
OldNuke | GB | 2018-03-15 05:00 | 0.77881
OldNuke | GB | 2018-03-15 06:00 | 0.79463
OldNuke | GB | 2018-03-15 07:00 | 0.79374
OldNuke | GB | 2018-03-15 08:00 | 0.79474
OldNuke | GB | 2018-03-15 09:00 | 0.7778
OldNuke | GB | 2018-03-15 10:00 | 0.77769
OldNuke | GB | 2018-03-15 11:00 | 0.79496
OldNuke | GB | 2018-03-15 12:00 | 0.80466
OldNuke | GB | 2018-03-15 13:00 | 0.80499
OldNuke | GB | 2018-03-15 14:00 | 0.8051
OldNuke | GB | 2018-03-15 15:00 | 0.80488
OldNuke | GB | 2018-03-15 16:00 | 0.78237
OldNuke | GB | 2018-03-15 17:00 | 0.78337
OldNuke | GB | 2018-03-15 18:00 | 0.80466
OldNuke | GB | 2018-03-15 19:00 | 0.80666
OldNuke | GB | 2018-03-15 20:00 | 0.7963
OldNuke | GB | 2018-03-15 21:00 | 0.78014
OldNuke | GB | 2018-03-15 22:00 | 0.75117
OldNuke | GB | 2018-03-15 23:00 | 0.74538
OldNuke | GB | 2018-03-16 | 0.7232
OldNuke | GB | 2018-03-16 01:00 | 0.71217
OldNuke | GB | 2018-03-16 02:00 | 0.73133
OldNuke | GB | 2018-03-16 03:00 | 0.70749
OldNuke | GB | 2018-03-16 04:00 | 0.70649
OldNuke | GB | 2018-03-16 05:00 | 0.70693
OldNuke | GB | 2018-03-16 06:00 | 0.70715
OldNuke | GB | 2018-03-16 07:00 | 0.70637
OldNuke | GB | 2018-03-16 08:00 | 0.70559
OldNuke | GB | 2018-03-16 09:00 | 0.68409
OldNuke | GB | 2018-03-16 10:00 | 0.68308
OldNuke | GB | 2018-03-16 11:00 | 0.70415
OldNuke | GB | 2018-03-16 12:00 | 0.70693
OldNuke | GB | 2018-03-16 13:00 | 0.70671
OldNuke | GB | 2018-03-16 14:00 | 0.7047
OldNuke | GB | 2018-03-16 15:00 | 0.70805
OldNuke | GB | 2018-03-16 16:00 | 0.71217
OldNuke | GB | 2018-03-16 17:00 | 0.71507
OldNuke | GB | 2018-03-16 18:00 | 0.71975
OldNuke | GB | 2018-03-16 19:00 | 0.72053
OldNuke | GB | 2018-03-16 20:00 | 0.72097
OldNuke | GB | 2018-03-16 21:00 | 0.72164
OldNuke | GB | 2018-03-16 22:00 | 0.72253
OldNuke | GB | 2018-03-16 23:00 | 0.72275
OldNuke | GB | 2018-03-17 | 0.72331
OldNuke | GB | 2018-03-17 01:00 | 0.72298
OldNuke | GB | 2018-03-17 02:00 | 0.72431
OldNuke | GB | 2018-03-17 03:00 | 0.72465
OldNuke | GB | 2018-03-17 04:00 | 0.72498
OldNuke | GB | 2018-03-17 05:00 | 0.72532
OldNuke | GB | 2018-03-17 06:00 | 0.7261
OldNuke | GB | 2018-03-17 07:00 | 0.72454
OldNuke | GB | 2018-03-17 08:00 | 0.72454
OldNuke | GB | 2018-03-17 09:00 | 0.72431
OldNuke | GB | 2018-03-17 10:00 | 0.72498
OldNuke | GB | 2018-03-17 11:00 | 0.72398
OldNuke | GB | 2018-03-17 12:00 | 0.72431
OldNuke | GB | 2018-03-17 13:00 | 0.72465
OldNuke | GB | 2018-03-17 14:00 | 0.72086
OldNuke | GB | 2018-03-17 15:00 | 0.72175
OldNuke | GB | 2018-03-17 16:00 | 0.72086
OldNuke | GB | 2018-03-17 17:00 | 0.72064
OldNuke | GB | 2018-03-17 18:00 | 0.71952
OldNuke | GB | 2018-03-17 19:00 | 0.7232
OldNuke | GB | 2018-03-17 20:00 | 0.72331
OldNuke | GB | 2018-03-17 21:00 | 0.72476
OldNuke | GB | 2018-03-17 22:00 | 0.72844
OldNuke | GB | 2018-03-17 23:00 | 0.73133
OldNuke | GB | 2018-03-18 | 0.73368
OldNuke | GB | 2018-03-18 01:00 | 0.73368
OldNuke | GB | 2018-03-18 02:00 | 0.73479
OldNuke | GB | 2018-03-18 03:00 | 0.73713
OldNuke | GB | 2018-03-18 04:00 | 0.73724
OldNuke | GB | 2018-03-18 05:00 | 0.73869
OldNuke | GB | 2018-03-18 06:00 | 0.73847
OldNuke | GB | 2018-03-18 07:00 | 0.73847
OldNuke | GB | 2018-03-18 08:00 | 0.73802
OldNuke | GB | 2018-03-18 09:00 | 0.74159
OldNuke | GB | 2018-03-18 10:00 | 0.74203
OldNuke | GB | 2018-03-18 11:00 | 0.7417
OldNuke | GB | 2018-03-18 12:00 | 0.74203
OldNuke | GB | 2018-03-18 13:00 | 0.74994
OldNuke | GB | 2018-03-18 14:00 | 0.7515
OldNuke | GB | 2018-03-18 15:00 | 0.75596
OldNuke | GB | 2018-03-18 16:00 | 0.75786
OldNuke | GB | 2018-03-18 17:00 | 0.75786
OldNuke | GB | 2018-03-18 18:00 | 0.77257
OldNuke | GB | 2018-03-18 19:00 | 0.77825
OldNuke | GB | 2018-03-18 20:00 | 0.77725
OldNuke | GB | 2018-03-18 21:00 | 0.77869
OldNuke | GB | 2018-03-18 22:00 | 0.78315
OldNuke | GB | 2018-03-18 23:00 | 0.79351
OldNuke | GB | 2018-03-19 | 0.80354
OldNuke | GB | 2018-03-19 01:00 | 0.79675
OldNuke | GB | 2018-03-19 02:00 | 0.80087
OldNuke | GB | 2018-03-19 03:00 | 0.79853
OldNuke | GB | 2018-03-19 04:00 | 0.80276
OldNuke | GB | 2018-03-19 05:00 | 0.80466
OldNuke | GB | 2018-03-19 06:00 | 0.8051
OldNuke | GB | 2018-03-19 07:00 | 0.80566
OldNuke | GB | 2018-03-19 08:00 | 0.80455
OldNuke | GB | 2018-03-19 09:00 | 0.80711
OldNuke | GB | 2018-03-19 10:00 | 0.81302
OldNuke | GB | 2018-03-19 11:00 | 0.8168
OldNuke | GB | 2018-03-19 12:00 | 0.8177
OldNuke | GB | 2018-03-19 13:00 | 0.81892
OldNuke | GB | 2018-03-19 14:00 | 0.82026
OldNuke | GB | 2018-03-19 15:00 | 0.82004
OldNuke | GB | 2018-03-19 16:00 | 0.82238
OldNuke | GB | 2018-03-19 17:00 | 0.82282
OldNuke | GB | 2018-03-19 18:00 | 0.81747
OldNuke | GB | 2018-03-19 19:00 | 0.81714
OldNuke | GB | 2018-03-19 20:00 | 0.81736
OldNuke | GB | 2018-03-19 21:00 | 0.82226
OldNuke | GB | 2018-03-19 22:00 | 0.83619
OldNuke | GB | 2018-03-19 23:00 | 0.83597
OldNuke | GB | 2018-03-20 | 0.85514
OldNuke | GB | 2018-03-20 01:00 | 0.86049
OldNuke | GB | 2018-03-20 02:00 | 0.86372
OldNuke | GB | 2018-03-20 03:00 | 0.86383
OldNuke | GB | 2018-03-20 04:00 | 0.86372
OldNuke | GB | 2018-03-20 05:00 | 0.86427
OldNuke | GB | 2018-03-20 06:00 | 0.86494
OldNuke | GB | 2018-03-20 07:00 | 0.87007
OldNuke | GB | 2018-03-20 08:00 | 0.86895
OldNuke | GB | 2018-03-20 09:00 | 0.86962
OldNuke | GB | 2018-03-20 10:00 | 0.86829
OldNuke | GB | 2018-03-20 11:00 | 0.86695
OldNuke | GB | 2018-03-20 12:00 | 0.87219
OldNuke | GB | 2018-03-20 13:00 | 0.87285
OldNuke | GB | 2018-03-20 14:00 | 0.8723
OldNuke | GB | 2018-03-20 15:00 | 0.87029
OldNuke | GB | 2018-03-20 16:00 | 0.87174
OldNuke | GB | 2018-03-20 17:00 | 0.87297
OldNuke | GB | 2018-03-20 18:00 | 0.87397
OldNuke | GB | 2018-03-20 19:00 | 0.87174
OldNuke | GB | 2018-03-20 20:00 | 0.87319
OldNuke | GB | 2018-03-20 21:00 | 0.87375
OldNuke | GB | 2018-03-20 22:00 | 0.87207
OldNuke | GB | 2018-03-20 23:00 | 0.87285
OldNuke | GB | 2018-03-21 | 0.87219
OldNuke | GB | 2018-03-21 01:00 | 0.87297
OldNuke | GB | 2018-03-21 02:00 | 0.8733
OldNuke | GB | 2018-03-21 03:00 | 0.87163
OldNuke | GB | 2018-03-21 04:00 | 0.87274
OldNuke | GB | 2018-03-21 05:00 | 0.87252
OldNuke | GB | 2018-03-21 06:00 | 0.87297
OldNuke | GB | 2018-03-21 07:00 | 0.87129
OldNuke | GB | 2018-03-21 08:00 | 0.87029
OldNuke | GB | 2018-03-21 09:00 | 0.87163
OldNuke | GB | 2018-03-21 10:00 | 0.8704
OldNuke | GB | 2018-03-21 11:00 | 0.83575
OldNuke | GB | 2018-03-21 12:00 | 0.83642
OldNuke | GB | 2018-03-21 13:00 | 0.83642
OldNuke | GB | 2018-03-21 14:00 | 0.8382
OldNuke | GB | 2018-03-21 15:00 | 0.83809
OldNuke | GB | 2018-03-21 16:00 | 0.8382
OldNuke | GB | 2018-03-21 17:00 | 0.83853
OldNuke | GB | 2018-03-21 18:00 | 0.83764
OldNuke | GB | 2018-03-21 19:00 | 0.83608
OldNuke | GB | 2018-03-21 20:00 | 0.83697
OldNuke | GB | 2018-03-21 21:00 | 0.85235
OldNuke | GB | 2018-03-21 22:00 | 0.85714
OldNuke | GB | 2018-03-21 23:00 | 0.85848
OldNuke | GB | 2018-03-22 | 0.85848
OldNuke | GB | 2018-03-22 01:00 | 0.85503
OldNuke | GB | 2018-03-22 02:00 | 0.85469
OldNuke | GB | 2018-03-22 03:00 | 0.85425
OldNuke | GB | 2018-03-22 04:00 | 0.8548
OldNuke | GB | 2018-03-22 05:00 | 0.85425
OldNuke | GB | 2018-03-22 06:00 | 0.85581
OldNuke | GB | 2018-03-22 07:00 | 0.85402
OldNuke | GB | 2018-03-22 08:00 | 0.85491
OldNuke | GB | 2018-03-22 09:00 | 0.85391
OldNuke | GB | 2018-03-22 10:00 | 0.85436
OldNuke | GB | 2018-03-22 11:00 | 0.85425
OldNuke | GB | 2018-03-22 12:00 | 0.8548
OldNuke | GB | 2018-03-22 13:00 | 0.85547
OldNuke | GB | 2018-03-22 14:00 | 0.83564
OldNuke | GB | 2018-03-22 15:00 | 0.83452
OldNuke | GB | 2018-03-22 16:00 | 0.83586
OldNuke | GB | 2018-03-22 17:00 | 0.83597
OldNuke | GB | 2018-03-22 18:00 | 0.84177
OldNuke | GB | 2018-03-22 19:00 | 0.85937
OldNuke | GB | 2018-03-22 20:00 | 0.85881
OldNuke | GB | 2018-03-22 21:00 | 0.85781
OldNuke | GB | 2018-03-22 22:00 | 0.86071
OldNuke | GB | 2018-03-22 23:00 | 0.86004
OldNuke | GB | 2018-03-23 | 0.85937
OldNuke | GB | 2018-03-23 01:00 | 0.85959
OldNuke | GB | 2018-03-23 02:00 | 0.84087
OldNuke | GB | 2018-03-23 03:00 | 0.83831
OldNuke | GB | 2018-03-23 04:00 | 0.8392
OldNuke | GB | 2018-03-23 05:00 | 0.83931
OldNuke | GB | 2018-03-23 06:00 | 0.86082
OldNuke | GB | 2018-03-23 07:00 | 0.85959
OldNuke | GB | 2018-03-23 08:00 | 0.85982
OldNuke | GB | 2018-03-23 09:00 | 0.85859
OldNuke | GB | 2018-03-23 10:00 | 0.85748
OldNuke | GB | 2018-03-23 11:00 | 0.85692
OldNuke | GB | 2018-03-23 12:00 | 0.86015
OldNuke | GB | 2018-03-23 13:00 | 0.85904
OldNuke | GB | 2018-03-23 14:00 | 0.86004
OldNuke | GB | 2018-03-23 15:00 | 0.86004
OldNuke | GB | 2018-03-23 16:00 | 0.85904
OldNuke | GB | 2018-03-23 17:00 | 0.8587
OldNuke | GB | 2018-03-23 18:00 | 0.85971
OldNuke | GB | 2018-03-23 19:00 | 0.85915
OldNuke | GB | 2018-03-23 20:00 | 0.85837
OldNuke | GB | 2018-03-23 21:00 | 0.85926
OldNuke | GB | 2018-03-23 22:00 | 0.85959
OldNuke | GB | 2018-03-23 23:00 | 0.85926
OldNuke | GB | 2018-03-24 | 0.83864
OldNuke | GB | 2018-03-24 01:00 | 0.83831
OldNuke | GB | 2018-03-24 02:00 | 0.84009
OldNuke | GB | 2018-03-24 03:00 | 0.84065
OldNuke | GB | 2018-03-24 04:00 | 0.85959
OldNuke | GB | 2018-03-24 05:00 | 0.85982
OldNuke | GB | 2018-03-24 06:00 | 0.8606
OldNuke | GB | 2018-03-24 07:00 | 0.86015
OldNuke | GB | 2018-03-24 08:00 | 0.86015
OldNuke | GB | 2018-03-24 09:00 | 0.86049
OldNuke | GB | 2018-03-24 10:00 | 0.86026
OldNuke | GB | 2018-03-24 11:00 | 0.84121
OldNuke | GB | 2018-03-24 12:00 | 0.83954
OldNuke | GB | 2018-03-24 13:00 | 0.84021
OldNuke | GB | 2018-03-24 14:00 | 0.85926
OldNuke | GB | 2018-03-24 15:00 | 0.85848
OldNuke | GB | 2018-03-24 16:00 | 0.85904
OldNuke | GB | 2018-03-24 17:00 | 0.85893
OldNuke | GB | 2018-03-24 18:00 | 0.85959
OldNuke | GB | 2018-03-24 19:00 | 0.85915
OldNuke | GB | 2018-03-24 20:00 | 0.85926
OldNuke | GB | 2018-03-24 21:00 | 0.85971
OldNuke | GB | 2018-03-24 22:00 | 0.85893
OldNuke | GB | 2018-03-24 23:00 | 0.85703
OldNuke | GB | 2018-03-25 | 0.83987
OldNuke | GB | 2018-03-25 01:00 | 0.83909
OldNuke | GB | 2018-03-25 02:00 | 0.84979
OldNuke | GB | 2018-03-25 03:00 | 0.8587
OldNuke | GB | 2018-03-25 04:00 | 0.85993
OldNuke | GB | 2018-03-25 05:00 | 0.86026
OldNuke | GB | 2018-03-25 06:00 | 0.85937
OldNuke | GB | 2018-03-25 07:00 | 0.86483
OldNuke | GB | 2018-03-25 08:00 | 0.87285
OldNuke | GB | 2018-03-25 09:00 | 0.87352
OldNuke | GB | 2018-03-25 10:00 | 0.87419
OldNuke | GB | 2018-03-25 11:00 | 0.87263
OldNuke | GB | 2018-03-25 12:00 | 0.87274
OldNuke | GB | 2018-03-25 13:00 | 0.87419
OldNuke | GB | 2018-03-25 14:00 | 0.87274
OldNuke | GB | 2018-03-25 15:00 | 0.87375
OldNuke | GB | 2018-03-25 16:00 | 0.87352
OldNuke | GB | 2018-03-25 17:00 | 0.87531
OldNuke | GB | 2018-03-25 18:00 | 0.87664
OldNuke | GB | 2018-03-25 19:00 | 0.87486
OldNuke | GB | 2018-03-25 20:00 | 0.87609
OldNuke | GB | 2018-03-25 21:00 | 0.87586
OldNuke | GB | 2018-03-25 22:00 | 0.87787
OldNuke | GB | 2018-03-25 23:00 | 0.87765
OldNuke | GB | 2018-03-26 | 0.87854
OldNuke | GB | 2018-03-26 01:00 | 0.87843
OldNuke | GB | 2018-03-26 02:00 | 0.87999
OldNuke | GB | 2018-03-26 03:00 | 0.87386
OldNuke | GB | 2018-03-26 04:00 | 0.86361
OldNuke | GB | 2018-03-26 05:00 | 0.86372
OldNuke | GB | 2018-03-26 06:00 | 0.86427
OldNuke | GB | 2018-03-26 07:00 | 0.86238
OldNuke | GB | 2018-03-26 08:00 | 0.86271
OldNuke | GB | 2018-03-26 09:00 | 0.86427
OldNuke | GB | 2018-03-26 10:00 | 0.86517
OldNuke | GB | 2018-03-26 11:00 | 0.86528
OldNuke | GB | 2018-03-26 12:00 | 0.86561
OldNuke | GB | 2018-03-26 13:00 | 0.86561
OldNuke | GB | 2018-03-26 14:00 | 0.8665
OldNuke | GB | 2018-03-26 15:00 | 0.86583
OldNuke | GB | 2018-03-26 16:00 | 0.85436
OldNuke | GB | 2018-03-26 17:00 | 0.85413
OldNuke | GB | 2018-03-26 18:00 | 0.85469
OldNuke | GB | 2018-03-26 19:00 | 0.85503
OldNuke | GB | 2018-03-26 20:00 | 0.85525
OldNuke | GB | 2018-03-26 21:00 | 0.81068
OldNuke | GB | 2018-03-26 22:00 | 0.79886
OldNuke | GB | 2018-03-26 23:00 | 0.79998
OldNuke | GB | 2018-03-27 | 0.80042
OldNuke | GB | 2018-03-27 01:00 | 0.80031
OldNuke | GB | 2018-03-27 02:00 | 0.79942
OldNuke | GB | 2018-03-27 03:00 | 0.79987
OldNuke | GB | 2018-03-27 04:00 | 0.79975
OldNuke | GB | 2018-03-27 05:00 | 0.79808
OldNuke | GB | 2018-03-27 06:00 | 0.79953
OldNuke | GB | 2018-03-27 07:00 | 0.79775
OldNuke | GB | 2018-03-27 08:00 | 0.79808
OldNuke | GB | 2018-03-27 09:00 | 0.77691
OldNuke | GB | 2018-03-27 10:00 | 0.7768
OldNuke | GB | 2018-03-27 11:00 | 0.77769
OldNuke | GB | 2018-03-27 12:00 | 0.77624
OldNuke | GB | 2018-03-27 13:00 | 0.79998
OldNuke | GB | 2018-03-27 14:00 | 0.79998
OldNuke | GB | 2018-03-27 15:00 | 0.80243
OldNuke | GB | 2018-03-27 16:00 | 0.80187
OldNuke | GB | 2018-03-27 17:00 | 0.80198
OldNuke | GB | 2018-03-27 18:00 | 0.80131
OldNuke | GB | 2018-03-27 19:00 | 0.80299
OldNuke | GB | 2018-03-27 20:00 | 0.78304
OldNuke | GB | 2018-03-27 21:00 | 0.77769
OldNuke | GB | 2018-03-27 22:00 | 0.77713
OldNuke | GB | 2018-03-27 23:00 | 0.77814
OldNuke | GB | 2018-03-28 | 0.79039
OldNuke | GB | 2018-03-28 01:00 | 0.80399
OldNuke | GB | 2018-03-28 02:00 | 0.80466
OldNuke | GB | 2018-03-28 03:00 | 0.80366
OldNuke | GB | 2018-03-28 04:00 | 0.80377
OldNuke | GB | 2018-03-28 05:00 | 0.80444
OldNuke | GB | 2018-03-28 06:00 | 0.80332
OldNuke | GB | 2018-03-28 07:00 | 0.80276
OldNuke | GB | 2018-03-28 08:00 | 0.78583
OldNuke | GB | 2018-03-28 09:00 | 0.78193
OldNuke | GB | 2018-03-28 10:00 | 0.77892
OldNuke | GB | 2018-03-28 11:00 | 0.77914
OldNuke | GB | 2018-03-28 12:00 | 0.79864
OldNuke | GB | 2018-03-28 13:00 | 0.80945
OldNuke | GB | 2018-03-28 14:00 | 0.80923
OldNuke | GB | 2018-03-28 15:00 | 0.80845
OldNuke | GB | 2018-03-28 16:00 | 0.80767
OldNuke | GB | 2018-03-28 17:00 | 0.80856
OldNuke | GB | 2018-03-28 18:00 | 0.80789
OldNuke | GB | 2018-03-28 19:00 | 0.78984
OldNuke | GB | 2018-03-28 20:00 | 0.78137
OldNuke | GB | 2018-03-28 21:00 | 0.78137
OldNuke | GB | 2018-03-28 22:00 | 0.7817
OldNuke | GB | 2018-03-28 23:00 | 0.78137
OldNuke | GB | 2018-03-29 | 0.78137
OldNuke | GB | 2018-03-29 01:00 | 0.78048
OldNuke | GB | 2018-03-29 02:00 | 0.78092
OldNuke | GB | 2018-03-29 03:00 | 0.78014
OldNuke | GB | 2018-03-29 04:00 | 0.78193
OldNuke | GB | 2018-03-29 05:00 | 0.78304
OldNuke | GB | 2018-03-29 06:00 | 0.78181
OldNuke | GB | 2018-03-29 07:00 | 0.78204
OldNuke | GB | 2018-03-29 08:00 | 0.78003
OldNuke | GB | 2018-03-29 09:00 | 0.7807
OldNuke | GB | 2018-03-29 10:00 | 0.78126
OldNuke | GB | 2018-03-29 11:00 | 0.7807
OldNuke | GB | 2018-03-29 12:00 | 0.78103
OldNuke | GB | 2018-03-29 13:00 | 0.77959
OldNuke | GB | 2018-03-29 14:00 | 0.78081
OldNuke | GB | 2018-03-29 15:00 | 0.78103
OldNuke | GB | 2018-03-29 16:00 | 0.78193
OldNuke | GB | 2018-03-29 17:00 | 0.78148
OldNuke | GB | 2018-03-29 18:00 | 0.78293
OldNuke | GB | 2018-03-29 19:00 | 0.78215
OldNuke | GB | 2018-03-29 20:00 | 0.78159
OldNuke | GB | 2018-03-29 21:00 | 0.78137
OldNuke | GB | 2018-03-29 22:00 | 0.78137
OldNuke | GB | 2018-03-29 23:00 | 0.78159
OldNuke | GB | 2018-03-30 | 0.78237
OldNuke | GB | 2018-03-30 01:00 | 0.78271
OldNuke | GB | 2018-03-30 02:00 | 0.78304
OldNuke | GB | 2018-03-30 03:00 | 0.78282
OldNuke | GB | 2018-03-30 04:00 | 0.79273
OldNuke | GB | 2018-03-30 05:00 | 0.80878
OldNuke | GB | 2018-03-30 06:00 | 0.81001
OldNuke | GB | 2018-03-30 07:00 | 0.80967
OldNuke | GB | 2018-03-30 08:00 | 0.80856
OldNuke | GB | 2018-03-30 09:00 | 0.80856
OldNuke | GB | 2018-03-30 10:00 | 0.81101
OldNuke | GB | 2018-03-30 11:00 | 0.8099
OldNuke | GB | 2018-03-30 12:00 | 0.80912
OldNuke | GB | 2018-03-30 13:00 | 0.80811
OldNuke | GB | 2018-03-30 14:00 | 0.80856
OldNuke | GB | 2018-03-30 15:00 | 0.80789
OldNuke | GB | 2018-03-30 16:00 | 0.80867
OldNuke | GB | 2018-03-30 17:00 | 0.80912
OldNuke | GB | 2018-03-30 18:00 | 0.80956
OldNuke | GB | 2018-03-30 19:00 | 0.80878
OldNuke | GB | 2018-03-30 20:00 | 0.80867
OldNuke | GB | 2018-03-30 21:00 | 0.8207
OldNuke | GB | 2018-03-30 22:00 | 0.8197
OldNuke | GB | 2018-03-30 23:00 | 0.82672
OldNuke | GB | 2018-03-31 | 0.82806
OldNuke | GB | 2018-03-31 01:00 | 0.8285
OldNuke | GB | 2018-03-31 02:00 | 0.82873
OldNuke | GB | 2018-03-31 03:00 | 0.82906
OldNuke | GB | 2018-03-31 04:00 | 0.82906
OldNuke | GB | 2018-03-31 05:00 | 0.82928
OldNuke | GB | 2018-03-31 06:00 | 0.83018
OldNuke | GB | 2018-03-31 07:00 | 0.82828
OldNuke | GB | 2018-03-31 08:00 | 0.82862
OldNuke | GB | 2018-03-31 09:00 | 0.8285
OldNuke | GB | 2018-03-31 10:00 | 0.83107
OldNuke | GB | 2018-03-31 11:00 | 0.83185
OldNuke | GB | 2018-03-31 12:00 | 0.83285
OldNuke | GB | 2018-03-31 13:00 | 0.83252
OldNuke | GB | 2018-03-31 14:00 | 0.83073
OldNuke | GB | 2018-03-31 15:00 | 0.83029
OldNuke | GB | 2018-03-31 16:00 | 0.8294
OldNuke | GB | 2018-03-31 17:00 | 0.82906
OldNuke | GB | 2018-03-31 18:00 | 0.82995
OldNuke | GB | 2018-03-31 19:00 | 0.83096
OldNuke | GB | 2018-03-31 20:00 | 0.83029
OldNuke | GB | 2018-03-31 21:00 | 0.83296
OldNuke | GB | 2018-03-31 22:00 | 0.8314
OldNuke | GB | 2018-03-31 23:00 | 0.83207
OldNuke | GB | 2018-04-01 | 0.8314
OldNuke | GB | 2018-04-01 01:00 | 0.83029
OldNuke | GB | 2018-04-01 02:00 | 0.83162
OldNuke | GB | 2018-04-01 03:00 | 0.83118
OldNuke | GB | 2018-04-01 04:00 | 0.82984
OldNuke | GB | 2018-04-01 05:00 | 0.83162
OldNuke | GB | 2018-04-01 06:00 | 0.83151
OldNuke | GB | 2018-04-01 07:00 | 0.8304
OldNuke | GB | 2018-04-01 08:00 | 0.8314
OldNuke | GB | 2018-04-01 09:00 | 0.83107
OldNuke | GB | 2018-04-01 10:00 | 0.83207
OldNuke | GB | 2018-04-01 11:00 | 0.83084
OldNuke | GB | 2018-04-01 12:00 | 0.8314
OldNuke | GB | 2018-04-01 13:00 | 0.83196
OldNuke | GB | 2018-04-01 14:00 | 0.83207
OldNuke | GB | 2018-04-01 15:00 | 0.83162
OldNuke | GB | 2018-04-01 16:00 | 0.83107
OldNuke | GB | 2018-04-01 17:00 | 0.83073
OldNuke | GB | 2018-04-01 18:00 | 0.83107
OldNuke | GB | 2018-04-01 19:00 | 0.83029
OldNuke | GB | 2018-04-01 20:00 | 0.83062
OldNuke | GB | 2018-04-01 21:00 | 0.83207
OldNuke | GB | 2018-04-01 22:00 | 0.83218
OldNuke | GB | 2018-04-01 23:00 | 0.83274
OldNuke | GB | 2018-04-02 | 0.83062
OldNuke | GB | 2018-04-02 01:00 | 0.83107
OldNuke | GB | 2018-04-02 02:00 | 0.83174
OldNuke | GB | 2018-04-02 03:00 | 0.83151
OldNuke | GB | 2018-04-02 04:00 | 0.83051
OldNuke | GB | 2018-04-02 05:00 | 0.83174
OldNuke | GB | 2018-04-02 06:00 | 0.83185
OldNuke | GB | 2018-04-02 07:00 | 0.8324
OldNuke | GB | 2018-04-02 08:00 | 0.83185
OldNuke | GB | 2018-04-02 09:00 | 0.83051
OldNuke | GB | 2018-04-02 10:00 | 0.82884
OldNuke | GB | 2018-04-02 11:00 | 0.8294
OldNuke | GB | 2018-04-02 12:00 | 0.83006
OldNuke | GB | 2018-04-02 13:00 | 0.8294
OldNuke | GB | 2018-04-02 14:00 | 0.82828
OldNuke | GB | 2018-04-02 15:00 | 0.82828
OldNuke | GB | 2018-04-02 16:00 | 0.82928
OldNuke | GB | 2018-04-02 17:00 | 0.82884
OldNuke | GB | 2018-04-02 18:00 | 0.82962
OldNuke | GB | 2018-04-02 19:00 | 0.82817
OldNuke | GB | 2018-04-02 20:00 | 0.8294
OldNuke | GB | 2018-04-02 21:00 | 0.82906
OldNuke | GB | 2018-04-02 22:00 | 0.83029
OldNuke | GB | 2018-04-02 23:00 | 0.8294
OldNuke | GB | 2018-04-03 | 0.83107
OldNuke | GB | 2018-04-03 01:00 | 0.82817
OldNuke | GB | 2018-04-03 02:00 | 0.82873
OldNuke | GB | 2018-04-03 03:00 | 0.82984
OldNuke | GB | 2018-04-03 04:00 | 0.83006
OldNuke | GB | 2018-04-03 05:00 | 0.82928
OldNuke | GB | 2018-04-03 06:00 | 0.8314
OldNuke | GB | 2018-04-03 07:00 | 0.83073
OldNuke | GB | 2018-04-03 08:00 | 0.82995
OldNuke | GB | 2018-04-03 09:00 | 0.83062
OldNuke | GB | 2018-04-03 10:00 | 0.83018
OldNuke | GB | 2018-04-03 11:00 | 0.83196
OldNuke | GB | 2018-04-03 12:00 | 0.83296
OldNuke | GB | 2018-04-03 13:00 | 0.83352
OldNuke | GB | 2018-04-03 14:00 | 0.8333
OldNuke | GB | 2018-04-03 15:00 | 0.83374
OldNuke | GB | 2018-04-03 16:00 | 0.83318
OldNuke | GB | 2018-04-03 17:00 | 0.83252
OldNuke | GB | 2018-04-03 18:00 | 0.83174
OldNuke | GB | 2018-04-03 19:00 | 0.83174
OldNuke | GB | 2018-04-03 20:00 | 0.83185
OldNuke | GB | 2018-04-03 21:00 | 0.83363
OldNuke | GB | 2018-04-03 22:00 | 0.83296
OldNuke | GB | 2018-04-03 23:00 | 0.83374
OldNuke | GB | 2018-04-04 | 0.83352
OldNuke | GB | 2018-04-04 01:00 | 0.83363
OldNuke | GB | 2018-04-04 02:00 | 0.8333
OldNuke | GB | 2018-04-04 03:00 | 0.83252
OldNuke | GB | 2018-04-04 04:00 | 0.83218
OldNuke | GB | 2018-04-04 05:00 | 0.83307
OldNuke | GB | 2018-04-04 06:00 | 0.83341
OldNuke | GB | 2018-04-04 07:00 | 0.8324
OldNuke | GB | 2018-04-04 08:00 | 0.83229
OldNuke | GB | 2018-04-04 09:00 | 0.8333
OldNuke | GB | 2018-04-04 10:00 | 0.83385
OldNuke | GB | 2018-04-04 11:00 | 0.8324
OldNuke | GB | 2018-04-04 12:00 | 0.83341
OldNuke | GB | 2018-04-04 13:00 | 0.83207
OldNuke | GB | 2018-04-04 14:00 | 0.83207
OldNuke | GB | 2018-04-04 15:00 | 0.83263
OldNuke | GB | 2018-04-04 16:00 | 0.83129
OldNuke | GB | 2018-04-04 17:00 | 0.83296
OldNuke | GB | 2018-04-04 18:00 | 0.83229
OldNuke | GB | 2018-04-04 19:00 | 0.83307
OldNuke | GB | 2018-04-04 20:00 | 0.83229
OldNuke | GB | 2018-04-04 21:00 | 0.83218
OldNuke | GB | 2018-04-04 22:00 | 0.83307
OldNuke | GB | 2018-04-04 23:00 | 0.83318
OldNuke | GB | 2018-04-05 | 0.83285
OldNuke | GB | 2018-04-05 01:00 | 0.83307
OldNuke | GB | 2018-04-05 02:00 | 0.83263
OldNuke | GB | 2018-04-05 03:00 | 0.83341
OldNuke | GB | 2018-04-05 04:00 | 0.83285
OldNuke | GB | 2018-04-05 05:00 | 0.83452
OldNuke | GB | 2018-04-05 06:00 | 0.83474
OldNuke | GB | 2018-04-05 07:00 | 0.83307
OldNuke | GB | 2018-04-05 08:00 | 0.83396
OldNuke | GB | 2018-04-05 09:00 | 0.83396
OldNuke | GB | 2018-04-05 10:00 | 0.83363
OldNuke | GB | 2018-04-05 11:00 | 0.83196
OldNuke | GB | 2018-04-05 12:00 | 0.83352
OldNuke | GB | 2018-04-05 13:00 | 0.83341
OldNuke | GB | 2018-04-05 14:00 | 0.83374
OldNuke | GB | 2018-04-05 15:00 | 0.83408
OldNuke | GB | 2018-04-05 16:00 | 0.83486
OldNuke | GB | 2018-04-05 17:00 | 0.83552
OldNuke | GB | 2018-04-05 18:00 | 0.83519
OldNuke | GB | 2018-04-05 19:00 | 0.83474
OldNuke | GB | 2018-04-05 20:00 | 0.8343
OldNuke | GB | 2018-04-05 21:00 | 0.83385
OldNuke | GB | 2018-04-05 22:00 | 0.8343
OldNuke | GB | 2018-04-05 23:00 | 0.83352
OldNuke | GB | 2018-04-06 | 0.83274
OldNuke | GB | 2018-04-06 01:00 | 0.83374
OldNuke | GB | 2018-04-06 02:00 | 0.83352
OldNuke | GB | 2018-04-06 03:00 | 0.83474
OldNuke | GB | 2018-04-06 04:00 | 0.83419
OldNuke | GB | 2018-04-06 05:00 | 0.83441
OldNuke | GB | 2018-04-06 06:00 | 0.83463
OldNuke | GB | 2018-04-06 07:00 | 0.83452
OldNuke | GB | 2018-04-06 08:00 | 0.8343
OldNuke | GB | 2018-04-06 09:00 | 0.83463
OldNuke | GB | 2018-04-06 10:00 | 0.83452
OldNuke | GB | 2018-04-06 11:00 | 0.83374
OldNuke | GB | 2018-04-06 12:00 | 0.83385
OldNuke | GB | 2018-04-06 13:00 | 0.83385
OldNuke | GB | 2018-04-06 14:00 | 0.83419
OldNuke | GB | 2018-04-06 15:00 | 0.83463
OldNuke | GB | 2018-04-06 16:00 | 0.83508
OldNuke | GB | 2018-04-06 17:00 | 0.83486
OldNuke | GB | 2018-04-06 18:00 | 0.83419
OldNuke | GB | 2018-04-06 19:00 | 0.83497
OldNuke | GB | 2018-04-06 20:00 | 0.83463
OldNuke | GB | 2018-04-06 21:00 | 0.83452
OldNuke | GB | 2018-04-06 22:00 | 0.83486
OldNuke | GB | 2018-04-06 23:00 | 0.83519
OldNuke | GB | 2018-04-07 | 0.83486
OldNuke | GB | 2018-04-07 01:00 | 0.8353
OldNuke | GB | 2018-04-07 02:00 | 0.83408
OldNuke | GB | 2018-04-07 03:00 | 0.83374
OldNuke | GB | 2018-04-07 04:00 | 0.83452
OldNuke | GB | 2018-04-07 05:00 | 0.83374
OldNuke | GB | 2018-04-07 06:00 | 0.83274
OldNuke | GB | 2018-04-07 07:00 | 0.8333
OldNuke | GB | 2018-04-07 08:00 | 0.83408
OldNuke | GB | 2018-04-07 09:00 | 0.83463
OldNuke | GB | 2018-04-07 10:00 | 0.83508
OldNuke | GB | 2018-04-07 11:00 | 0.83452
OldNuke | GB | 2018-04-07 12:00 | 0.83285
OldNuke | GB | 2018-04-07 13:00 | 0.83452
OldNuke | GB | 2018-04-07 14:00 | 0.83441
OldNuke | GB | 2018-04-07 15:00 | 0.83452
OldNuke | GB | 2018-04-07 16:00 | 0.83396
OldNuke | GB | 2018-04-07 17:00 | 0.83508
OldNuke | GB | 2018-04-07 18:00 | 0.83519
OldNuke | GB | 2018-04-07 19:00 | 0.83575
OldNuke | GB | 2018-04-07 20:00 | 0.83474
OldNuke | GB | 2018-04-07 21:00 | 0.83474
OldNuke | GB | 2018-04-07 22:00 | 0.83441
OldNuke | GB | 2018-04-07 23:00 | 0.83508
OldNuke | GB | 2018-04-08 | 0.83541
OldNuke | GB | 2018-04-08 01:00 | 0.8333
OldNuke | GB | 2018-04-08 02:00 | 0.83452
OldNuke | GB | 2018-04-08 03:00 | 0.83564
OldNuke | GB | 2018-04-08 04:00 | 0.83586
OldNuke | GB | 2018-04-08 05:00 | 0.8333
OldNuke | GB | 2018-04-08 06:00 | 0.83174
OldNuke | GB | 2018-04-08 07:00 | 0.82928
OldNuke | GB | 2018-04-08 08:00 | 0.82795
OldNuke | GB | 2018-04-08 09:00 | 0.82694
OldNuke | GB | 2018-04-08 10:00 | 0.82505
OldNuke | GB | 2018-04-08 11:00 | 0.8236
OldNuke | GB | 2018-04-08 12:00 | 0.82137
OldNuke | GB | 2018-04-08 13:00 | 0.81992
OldNuke | GB | 2018-04-08 14:00 | 0.81792
OldNuke | GB | 2018-04-08 15:00 | 0.8148
OldNuke | GB | 2018-04-08 16:00 | 0.81335
OldNuke | GB | 2018-04-08 17:00 | 0.81168
OldNuke | GB | 2018-04-08 18:00 | 0.8099
OldNuke | GB | 2018-04-08 19:00 | 0.80822
OldNuke | GB | 2018-04-08 20:00 | 0.80733
OldNuke | GB | 2018-04-08 21:00 | 0.80611
OldNuke | GB | 2018-04-08 22:00 | 0.80421
OldNuke | GB | 2018-04-08 23:00 | 0.7885
OldNuke | GB | 2018-04-09 | 0.77814
OldNuke | GB | 2018-04-09 01:00 | 0.77725
OldNuke | GB | 2018-04-09 02:00 | 0.77803
OldNuke | GB | 2018-04-09 03:00 | 0.77858
OldNuke | GB | 2018-04-09 04:00 | 0.77869
OldNuke | GB | 2018-04-09 05:00 | 0.78037
OldNuke | GB | 2018-04-09 06:00 | 0.77858
OldNuke | GB | 2018-04-09 07:00 | 0.77903
OldNuke | GB | 2018-04-09 08:00 | 0.77858
OldNuke | GB | 2018-04-09 09:00 | 0.77736
OldNuke | GB | 2018-04-09 10:00 | 0.7778
OldNuke | GB | 2018-04-09 11:00 | 0.77847
OldNuke | GB | 2018-04-09 12:00 | 0.77858
OldNuke | GB | 2018-04-09 13:00 | 0.77791
OldNuke | GB | 2018-04-09 14:00 | 0.77925
OldNuke | GB | 2018-04-09 15:00 | 0.77825
OldNuke | GB | 2018-04-09 16:00 | 0.78014
OldNuke | GB | 2018-04-09 17:00 | 0.77869
OldNuke | GB | 2018-04-09 18:00 | 0.77925
OldNuke | GB | 2018-04-09 19:00 | 0.78003
OldNuke | GB | 2018-04-09 20:00 | 0.77925
OldNuke | GB | 2018-04-09 21:00 | 0.77947
OldNuke | GB | 2018-04-09 22:00 | 0.78048
OldNuke | GB | 2018-04-09 23:00 | 0.77858
OldNuke | GB | 2018-04-10 | 0.77947
OldNuke | GB | 2018-04-10 01:00 | 0.77903
OldNuke | GB | 2018-04-10 02:00 | 0.77747
OldNuke | GB | 2018-04-10 03:00 | 0.77847
OldNuke | GB | 2018-04-10 04:00 | 0.77914
OldNuke | GB | 2018-04-10 05:00 | 0.77959
OldNuke | GB | 2018-04-10 06:00 | 0.77936
OldNuke | GB | 2018-04-10 07:00 | 0.77869
OldNuke | GB | 2018-04-10 08:00 | 0.77858
OldNuke | GB | 2018-04-10 09:00 | 0.77881
OldNuke | GB | 2018-04-10 10:00 | 0.77268
OldNuke | GB | 2018-04-10 11:00 | 0.7573
OldNuke | GB | 2018-04-10 12:00 | 0.75719
OldNuke | GB | 2018-04-10 13:00 | 0.75719
OldNuke | GB | 2018-04-10 14:00 | 0.75685
OldNuke | GB | 2018-04-10 15:00 | 0.75696
OldNuke | GB | 2018-04-10 16:00 | 0.75674
OldNuke | GB | 2018-04-10 17:00 | 0.75552
OldNuke | GB | 2018-04-10 18:00 | 0.75496
OldNuke | GB | 2018-04-10 19:00 | 0.75507
OldNuke | GB | 2018-04-10 20:00 | 0.75685
OldNuke | GB | 2018-04-10 21:00 | 0.7563
OldNuke | GB | 2018-04-10 22:00 | 0.7583
OldNuke | GB | 2018-04-10 23:00 | 0.75774
OldNuke | GB | 2018-04-11 | 0.7573
OldNuke | GB | 2018-04-11 01:00 | 0.75708
OldNuke | GB | 2018-04-11 02:00 | 0.75607
OldNuke | GB | 2018-04-11 03:00 | 0.75552
OldNuke | GB | 2018-04-11 04:00 | 0.75563
OldNuke | GB | 2018-04-11 05:00 | 0.75663
OldNuke | GB | 2018-04-11 06:00 | 0.75618
OldNuke | GB | 2018-04-11 07:00 | 0.75618
OldNuke | GB | 2018-04-11 08:00 | 0.73702
OldNuke | GB | 2018-04-11 09:00 | 0.72899
OldNuke | GB | 2018-04-11 10:00 | 0.72833
OldNuke | GB | 2018-04-11 11:00 | 0.73501
OldNuke | GB | 2018-04-11 12:00 | 0.75808
OldNuke | GB | 2018-04-11 13:00 | 0.75852
OldNuke | GB | 2018-04-11 14:00 | 0.75864
OldNuke | GB | 2018-04-11 15:00 | 0.75897
OldNuke | GB | 2018-04-11 16:00 | 0.75708
OldNuke | GB | 2018-04-11 17:00 | 0.75786
OldNuke | GB | 2018-04-11 18:00 | 0.75719
OldNuke | GB | 2018-04-11 19:00 | 0.73891
OldNuke | GB | 2018-04-11 20:00 | 0.73022
OldNuke | GB | 2018-04-11 21:00 | 0.73078
OldNuke | GB | 2018-04-11 22:00 | 0.731
OldNuke | GB | 2018-04-11 23:00 | 0.75663
OldNuke | GB | 2018-04-12 | 0.7573
OldNuke | GB | 2018-04-12 01:00 | 0.75674
OldNuke | GB | 2018-04-12 02:00 | 0.7573
OldNuke | GB | 2018-04-12 03:00 | 0.75663
OldNuke | GB | 2018-04-12 04:00 | 0.7563
OldNuke | GB | 2018-04-12 05:00 | 0.75708
OldNuke | GB | 2018-04-12 06:00 | 0.73992
OldNuke | GB | 2018-04-12 07:00 | 0.73044
OldNuke | GB | 2018-04-12 08:00 | 0.73022
OldNuke | GB | 2018-04-12 09:00 | 0.72989
OldNuke | GB | 2018-04-12 10:00 | 0.73044
OldNuke | GB | 2018-04-12 11:00 | 0.74181
OldNuke | GB | 2018-04-12 12:00 | 0.75596
OldNuke | GB | 2018-04-12 13:00 | 0.75719
OldNuke | GB | 2018-04-12 14:00 | 0.75674
OldNuke | GB | 2018-04-12 15:00 | 0.75652
OldNuke | GB | 2018-04-12 16:00 | 0.75708
OldNuke | GB | 2018-04-12 17:00 | 0.7563
OldNuke | GB | 2018-04-12 18:00 | 0.75763
OldNuke | GB | 2018-04-12 19:00 | 0.75552
OldNuke | GB | 2018-04-12 20:00 | 0.73078
OldNuke | GB | 2018-04-12 21:00 | 0.73089
OldNuke | GB | 2018-04-12 22:00 | 0.73055
OldNuke | GB | 2018-04-12 23:00 | 0.72933
OldNuke | GB | 2018-04-13 | 0.74426
OldNuke | GB | 2018-04-13 01:00 | 0.75507
OldNuke | GB | 2018-04-13 02:00 | 0.75696
OldNuke | GB | 2018-04-13 03:00 | 0.75585
OldNuke | GB | 2018-04-13 04:00 | 0.75696
OldNuke | GB | 2018-04-13 05:00 | 0.75685
OldNuke | GB | 2018-04-13 06:00 | 0.75674
OldNuke | GB | 2018-04-13 07:00 | 0.73156
OldNuke | GB | 2018-04-13 08:00 | 0.73011
OldNuke | GB | 2018-04-13 09:00 | 0.73167
OldNuke | GB | 2018-04-13 10:00 | 0.73033
OldNuke | GB | 2018-04-13 11:00 | 0.7456
OldNuke | GB | 2018-04-13 12:00 | 0.75741
OldNuke | GB | 2018-04-13 13:00 | 0.75708
OldNuke | GB | 2018-04-13 14:00 | 0.7573
OldNuke | GB | 2018-04-13 15:00 | 0.75674
OldNuke | GB | 2018-04-13 16:00 | 0.75674
OldNuke | GB | 2018-04-13 17:00 | 0.75696
OldNuke | GB | 2018-04-13 18:00 | 0.75685
OldNuke | GB | 2018-04-13 19:00 | 0.74705
OldNuke | GB | 2018-04-13 20:00 | 0.73122
OldNuke | GB | 2018-04-13 21:00 | 0.73078
OldNuke | GB | 2018-04-13 22:00 | 0.73156
OldNuke | GB | 2018-04-13 23:00 | 0.74382
OldNuke | GB | 2018-04-14 | 0.75696
OldNuke | GB | 2018-04-14 01:00 | 0.75908
OldNuke | GB | 2018-04-14 02:00 | 0.7583
OldNuke | GB | 2018-04-14 03:00 | 0.75719
OldNuke | GB | 2018-04-14 04:00 | 0.75708
OldNuke | GB | 2018-04-14 05:00 | 0.74883
OldNuke | GB | 2018-04-14 06:00 | 0.73033
OldNuke | GB | 2018-04-14 07:00 | 0.73033
OldNuke | GB | 2018-04-14 08:00 | 0.73122
OldNuke | GB | 2018-04-14 09:00 | 0.73479
OldNuke | GB | 2018-04-14 10:00 | 0.75663
OldNuke | GB | 2018-04-14 11:00 | 0.75841
OldNuke | GB | 2018-04-14 12:00 | 0.75908
OldNuke | GB | 2018-04-14 13:00 | 0.75808
OldNuke | GB | 2018-04-14 14:00 | 0.75774
OldNuke | GB | 2018-04-14 15:00 | 0.75752
OldNuke | GB | 2018-04-14 16:00 | 0.7563
OldNuke | GB | 2018-04-14 17:00 | 0.75529
OldNuke | GB | 2018-04-14 18:00 | 0.75674
OldNuke | GB | 2018-04-14 19:00 | 0.75574
OldNuke | GB | 2018-04-14 20:00 | 0.75618
OldNuke | GB | 2018-04-14 21:00 | 0.75618
OldNuke | GB | 2018-04-14 22:00 | 0.74794
OldNuke | GB | 2018-04-14 23:00 | 0.72788
OldNuke | GB | 2018-04-15 | 0.72911
OldNuke | GB | 2018-04-15 01:00 | 0.72977
OldNuke | GB | 2018-04-15 02:00 | 0.72821
OldNuke | GB | 2018-04-15 03:00 | 0.73535
OldNuke | GB | 2018-04-15 04:00 | 0.75474
OldNuke | GB | 2018-04-15 05:00 | 0.75585
OldNuke | GB | 2018-04-15 06:00 | 0.75507
OldNuke | GB | 2018-04-15 07:00 | 0.75552
OldNuke | GB | 2018-04-15 08:00 | 0.75529
OldNuke | GB | 2018-04-15 09:00 | 0.7446
OldNuke | GB | 2018-04-15 10:00 | 0.73133
OldNuke | GB | 2018-04-15 11:00 | 0.73055
OldNuke | GB | 2018-04-15 12:00 | 0.73022
OldNuke | GB | 2018-04-15 13:00 | 0.74404
OldNuke | GB | 2018-04-15 14:00 | 0.7563
OldNuke | GB | 2018-04-15 15:00 | 0.75663
OldNuke | GB | 2018-04-15 16:00 | 0.75618
OldNuke | GB | 2018-04-15 17:00 | 0.75652
OldNuke | GB | 2018-04-15 18:00 | 0.75585
OldNuke | GB | 2018-04-15 19:00 | 0.75596
OldNuke | GB | 2018-04-15 20:00 | 0.75708
OldNuke | GB | 2018-04-15 21:00 | 0.75719
OldNuke | GB | 2018-04-15 22:00 | 0.75752
OldNuke | GB | 2018-04-15 23:00 | 0.75696
OldNuke | GB | 2018-04-16 | 0.75685
OldNuke | GB | 2018-04-16 01:00 | 0.73936
OldNuke | GB | 2018-04-16 02:00 | 0.73902
OldNuke | GB | 2018-04-16 03:00 | 0.73992
OldNuke | GB | 2018-04-16 04:00 | 0.73869
OldNuke | GB | 2018-04-16 05:00 | 0.73958
OldNuke | GB | 2018-04-16 06:00 | 0.73969
OldNuke | GB | 2018-04-16 07:00 | 0.73824
OldNuke | GB | 2018-04-16 08:00 | 0.73824
OldNuke | GB | 2018-04-16 09:00 | 0.73769
OldNuke | GB | 2018-04-16 10:00 | 0.7144
OldNuke | GB | 2018-04-16 11:00 | 0.71317
OldNuke | GB | 2018-04-16 12:00 | 0.74304
OldNuke | GB | 2018-04-16 13:00 | 0.74382
OldNuke | GB | 2018-04-16 14:00 | 0.7446
OldNuke | GB | 2018-04-16 15:00 | 0.74337
OldNuke | GB | 2018-04-16 16:00 | 0.73044
OldNuke | GB | 2018-04-16 17:00 | 0.71651
OldNuke | GB | 2018-04-16 18:00 | 0.71908
OldNuke | GB | 2018-04-16 19:00 | 0.74961
OldNuke | GB | 2018-04-16 20:00 | 0.74894
OldNuke | GB | 2018-04-16 21:00 | 0.74939
OldNuke | GB | 2018-04-16 22:00 | 0.74694
OldNuke | GB | 2018-04-16 23:00 | 0.7222
OldNuke | GB | 2018-04-17 | 0.72476
OldNuke | GB | 2018-04-17 01:00 | 0.7534
OldNuke | GB | 2018-04-17 02:00 | 0.75351
OldNuke | GB | 2018-04-17 03:00 | 0.76075
OldNuke | GB | 2018-04-17 04:00 | 0.74136
OldNuke | GB | 2018-04-17 05:00 | 0.73312
OldNuke | GB | 2018-04-17 06:00 | 0.73256
OldNuke | GB | 2018-04-17 07:00 | 0.7515
OldNuke | GB | 2018-04-17 08:00 | 0.76365
OldNuke | GB | 2018-04-17 09:00 | 0.76476
OldNuke | GB | 2018-04-17 10:00 | 0.76733
OldNuke | GB | 2018-04-17 11:00 | 0.76432
OldNuke | GB | 2018-04-17 12:00 | 0.75396
OldNuke | GB | 2018-04-17 13:00 | 0.73401
OldNuke | GB | 2018-04-17 14:00 | 0.73368
OldNuke | GB | 2018-04-17 15:00 | 0.76276
OldNuke | GB | 2018-04-17 16:00 | 0.76376
OldNuke | GB | 2018-04-17 17:00 | 0.76554
OldNuke | GB | 2018-04-17 18:00 | 0.76588
OldNuke | GB | 2018-04-17 19:00 | 0.73535
OldNuke | GB | 2018-04-17 20:00 | 0.73479
OldNuke | GB | 2018-04-17 21:00 | 0.76554
OldNuke | GB | 2018-04-17 22:00 | 0.76465
OldNuke | GB | 2018-04-17 23:00 | 0.7651
OldNuke | GB | 2018-04-18 | 0.76488
OldNuke | GB | 2018-04-18 01:00 | 0.73468
OldNuke | GB | 2018-04-18 02:00 | 0.73602
OldNuke | GB | 2018-04-18 03:00 | 0.75819
OldNuke | GB | 2018-04-18 04:00 | 0.76554
OldNuke | GB | 2018-04-18 05:00 | 0.76666
OldNuke | GB | 2018-04-18 06:00 | 0.76465
OldNuke | GB | 2018-04-18 07:00 | 0.73501
OldNuke | GB | 2018-04-18 08:00 | 0.73468
OldNuke | GB | 2018-04-18 09:00 | 0.75529
OldNuke | GB | 2018-04-18 10:00 | 0.76543
OldNuke | GB | 2018-04-18 11:00 | 0.76521
OldNuke | GB | 2018-04-18 12:00 | 0.76543
OldNuke | GB | 2018-04-18 13:00 | 0.73791
OldNuke | GB | 2018-04-18 14:00 | 0.73446
OldNuke | GB | 2018-04-18 15:00 | 0.75708
OldNuke | GB | 2018-04-18 16:00 | 0.75964
OldNuke | GB | 2018-04-18 17:00 | 0.75953
OldNuke | GB | 2018-04-18 18:00 | 0.75964
OldNuke | GB | 2018-04-18 19:00 | 0.75975
OldNuke | GB | 2018-04-18 20:00 | 0.75897
OldNuke | GB | 2018-04-18 21:00 | 0.75864
OldNuke | GB | 2018-04-18 22:00 | 0.75897
OldNuke | GB | 2018-04-18 23:00 | 0.75919
OldNuke | GB | 2018-04-19 | 0.75708
OldNuke | GB | 2018-04-19 01:00 | 0.75763
OldNuke | GB | 2018-04-19 02:00 | 0.7602
OldNuke | GB | 2018-04-19 03:00 | 0.76086
OldNuke | GB | 2018-04-19 04:00 | 0.76075
OldNuke | GB | 2018-04-19 05:00 | 0.76632
OldNuke | GB | 2018-04-19 06:00 | 0.76822
OldNuke | GB | 2018-04-19 07:00 | 0.76621
OldNuke | GB | 2018-04-19 08:00 | 0.76911
OldNuke | GB | 2018-04-19 09:00 | 0.76733
OldNuke | GB | 2018-04-19 10:00 | 0.76789
OldNuke | GB | 2018-04-19 11:00 | 0.77023
OldNuke | GB | 2018-04-19 12:00 | 0.77245
OldNuke | GB | 2018-04-19 13:00 | 0.7719
OldNuke | GB | 2018-04-19 14:00 | 0.77268
OldNuke | GB | 2018-04-19 15:00 | 0.77279
OldNuke | GB | 2018-04-19 16:00 | 0.77301
OldNuke | GB | 2018-04-19 17:00 | 0.77301
OldNuke | GB | 2018-04-19 18:00 | 0.77379
OldNuke | GB | 2018-04-19 19:00 | 0.77435
OldNuke | GB | 2018-04-19 20:00 | 0.77435
OldNuke | GB | 2018-04-19 21:00 | 0.77435
OldNuke | GB | 2018-04-19 22:00 | 0.77435
OldNuke | GB | 2018-04-19 23:00 | 0.77368
OldNuke | GB | 2018-04-20 | 0.77468
OldNuke | GB | 2018-04-20 01:00 | 0.77557
OldNuke | GB | 2018-04-20 02:00 | 0.77491
OldNuke | GB | 2018-04-20 03:00 | 0.77702
OldNuke | GB | 2018-04-20 04:00 | 0.77736
OldNuke | GB | 2018-04-20 05:00 | 0.77892
OldNuke | GB | 2018-04-20 06:00 | 0.77758
OldNuke | GB | 2018-04-20 07:00 | 0.77825
OldNuke | GB | 2018-04-20 08:00 | 0.77858
OldNuke | GB | 2018-04-20 09:00 | 0.7778
OldNuke | GB | 2018-04-20 10:00 | 0.77858
OldNuke | GB | 2018-04-20 11:00 | 0.77814
OldNuke | GB | 2018-04-20 12:00 | 0.77947
OldNuke | GB | 2018-04-20 13:00 | 0.77747
OldNuke | GB | 2018-04-20 14:00 | 0.77702
OldNuke | GB | 2018-04-20 15:00 | 0.77546
OldNuke | GB | 2018-04-20 16:00 | 0.77647
OldNuke | GB | 2018-04-20 17:00 | 0.77758
OldNuke | GB | 2018-04-20 18:00 | 0.77814
OldNuke | GB | 2018-04-20 19:00 | 0.77803
OldNuke | GB | 2018-04-20 20:00 | 0.77758
OldNuke | GB | 2018-04-20 21:00 | 0.77847
OldNuke | GB | 2018-04-20 22:00 | 0.77847
OldNuke | GB | 2018-04-20 23:00 | 0.77858
OldNuke | GB | 2018-04-21 | 0.7778
OldNuke | GB | 2018-04-21 01:00 | 0.77847
OldNuke | GB | 2018-04-21 02:00 | 0.77903
OldNuke | GB | 2018-04-21 03:00 | 0.77803
OldNuke | GB | 2018-04-21 04:00 | 0.77747
OldNuke | GB | 2018-04-21 05:00 | 0.77914
OldNuke | GB | 2018-04-21 06:00 | 0.77814
OldNuke | GB | 2018-04-21 07:00 | 0.7768
OldNuke | GB | 2018-04-21 08:00 | 0.77814
OldNuke | GB | 2018-04-21 09:00 | 0.77836
OldNuke | GB | 2018-04-21 10:00 | 0.77903
OldNuke | GB | 2018-04-21 11:00 | 0.77959
OldNuke | GB | 2018-04-21 12:00 | 0.77869
OldNuke | GB | 2018-04-21 13:00 | 0.77881
OldNuke | GB | 2018-04-21 14:00 | 0.77814
OldNuke | GB | 2018-04-21 15:00 | 0.77658
OldNuke | GB | 2018-04-21 16:00 | 0.77791
OldNuke | GB | 2018-04-21 17:00 | 0.7778
OldNuke | GB | 2018-04-21 18:00 | 0.77825
OldNuke | GB | 2018-04-21 19:00 | 0.77836
OldNuke | GB | 2018-04-21 20:00 | 0.77925
OldNuke | GB | 2018-04-21 21:00 | 0.77602
OldNuke | GB | 2018-04-21 22:00 | 0.77179
OldNuke | GB | 2018-04-21 23:00 | 0.77089
OldNuke | GB | 2018-04-22 | 0.77123
OldNuke | GB | 2018-04-22 01:00 | 0.76967
OldNuke | GB | 2018-04-22 02:00 | 0.77089
OldNuke | GB | 2018-04-22 03:00 | 0.77179
OldNuke | GB | 2018-04-22 04:00 | 0.77078
OldNuke | GB | 2018-04-22 05:00 | 0.7729
OldNuke | GB | 2018-04-22 06:00 | 0.77212
OldNuke | GB | 2018-04-22 07:00 | 0.77223
OldNuke | GB | 2018-04-22 08:00 | 0.77056
OldNuke | GB | 2018-04-22 09:00 | 0.77056
OldNuke | GB | 2018-04-22 10:00 | 0.75875
OldNuke | GB | 2018-04-22 11:00 | 0.77045
OldNuke | GB | 2018-04-22 12:00 | 0.77658
OldNuke | GB | 2018-04-22 13:00 | 0.77803
OldNuke | GB | 2018-04-22 14:00 | 0.77892
OldNuke | GB | 2018-04-22 15:00 | 0.77959
OldNuke | GB | 2018-04-22 16:00 | 0.7797
OldNuke | GB | 2018-04-22 17:00 | 0.77814
OldNuke | GB | 2018-04-22 18:00 | 0.77758
OldNuke | GB | 2018-04-22 19:00 | 0.77791
OldNuke | GB | 2018-04-22 20:00 | 0.77725
OldNuke | GB | 2018-04-22 21:00 | 0.77836
OldNuke | GB | 2018-04-22 22:00 | 0.77791
OldNuke | GB | 2018-04-22 23:00 | 0.77881
OldNuke | GB | 2018-04-23 | 0.77847
OldNuke | GB | 2018-04-23 01:00 | 0.77791
OldNuke | GB | 2018-04-23 02:00 | 0.77936
OldNuke | GB | 2018-04-23 03:00 | 0.77892
OldNuke | GB | 2018-04-23 04:00 | 0.77769
OldNuke | GB | 2018-04-23 05:00 | 0.77747
OldNuke | GB | 2018-04-23 06:00 | 0.77814
OldNuke | GB | 2018-04-23 07:00 | 0.77847
OldNuke | GB | 2018-04-23 08:00 | 0.77881
OldNuke | GB | 2018-04-23 09:00 | 0.77747
OldNuke | GB | 2018-04-23 10:00 | 0.77881
OldNuke | GB | 2018-04-23 11:00 | 0.77624
OldNuke | GB | 2018-04-23 12:00 | 0.77736
OldNuke | GB | 2018-04-23 13:00 | 0.77725
OldNuke | GB | 2018-04-23 14:00 | 0.77647
OldNuke | GB | 2018-04-23 15:00 | 0.77747
OldNuke | GB | 2018-04-23 16:00 | 0.77602
OldNuke | GB | 2018-04-23 17:00 | 0.77647
OldNuke | GB | 2018-04-23 18:00 | 0.7768
OldNuke | GB | 2018-04-23 19:00 | 0.77535
OldNuke | GB | 2018-04-23 20:00 | 0.77602
OldNuke | GB | 2018-04-23 21:00 | 0.77524
OldNuke | GB | 2018-04-23 22:00 | 0.77435
OldNuke | GB | 2018-04-23 23:00 | 0.77446
OldNuke | GB | 2018-04-24 | 0.77613
OldNuke | GB | 2018-04-24 01:00 | 0.77446
OldNuke | GB | 2018-04-24 02:00 | 0.77279
OldNuke | GB | 2018-04-24 03:00 | 0.77357
OldNuke | GB | 2018-04-24 04:00 | 0.77357
OldNuke | GB | 2018-04-24 05:00 | 0.77524
OldNuke | GB | 2018-04-24 06:00 | 0.77491
OldNuke | GB | 2018-04-24 07:00 | 0.77513
OldNuke | GB | 2018-04-24 08:00 | 0.77524
OldNuke | GB | 2018-04-24 09:00 | 0.77468
OldNuke | GB | 2018-04-24 10:00 | 0.77502
OldNuke | GB | 2018-04-24 11:00 | 0.77624
OldNuke | GB | 2018-04-24 12:00 | 0.77736
OldNuke | GB | 2018-04-24 13:00 | 0.77647
OldNuke | GB | 2018-04-24 14:00 | 0.7778
OldNuke | GB | 2018-04-24 15:00 | 0.77758
OldNuke | GB | 2018-04-24 16:00 | 0.77758
OldNuke | GB | 2018-04-24 17:00 | 0.78649
OldNuke | GB | 2018-04-24 18:00 | 0.78493
OldNuke | GB | 2018-04-24 19:00 | 0.78527
OldNuke | GB | 2018-04-24 20:00 | 0.78583
OldNuke | GB | 2018-04-24 21:00 | 0.78583
OldNuke | GB | 2018-04-24 22:00 | 0.78616
OldNuke | GB | 2018-04-24 23:00 | 0.78928
OldNuke | GB | 2018-04-25 | 0.79519
OldNuke | GB | 2018-04-25 01:00 | 0.79574
OldNuke | GB | 2018-04-25 02:00 | 0.79719
OldNuke | GB | 2018-04-25 03:00 | 0.79864
OldNuke | GB | 2018-04-25 04:00 | 0.79853
OldNuke | GB | 2018-04-25 05:00 | 0.79953
OldNuke | GB | 2018-04-25 06:00 | 0.80042
OldNuke | GB | 2018-04-25 07:00 | 0.80053
OldNuke | GB | 2018-04-25 08:00 | 0.79942
OldNuke | GB | 2018-04-25 09:00 | 0.80165
OldNuke | GB | 2018-04-25 10:00 | 0.80143
OldNuke | GB | 2018-04-25 11:00 | 0.8012
OldNuke | GB | 2018-04-25 12:00 | 0.80544
OldNuke | GB | 2018-04-25 13:00 | 0.80834
OldNuke | GB | 2018-04-25 14:00 | 0.80912
OldNuke | GB | 2018-04-25 15:00 | 0.80856
OldNuke | GB | 2018-04-25 16:00 | 0.81056
OldNuke | GB | 2018-04-25 17:00 | 0.81101
OldNuke | GB | 2018-04-25 18:00 | 0.81201
OldNuke | GB | 2018-04-25 19:00 | 0.81101
OldNuke | GB | 2018-04-25 20:00 | 0.81101
OldNuke | GB | 2018-04-25 21:00 | 0.81123
OldNuke | GB | 2018-04-25 22:00 | 0.81168
OldNuke | GB | 2018-04-25 23:00 | 0.81212
OldNuke | GB | 2018-04-26 | 0.81324
OldNuke | GB | 2018-04-26 01:00 | 0.81235
OldNuke | GB | 2018-04-26 02:00 | 0.81235
OldNuke | GB | 2018-04-26 03:00 | 0.81324
OldNuke | GB | 2018-04-26 04:00 | 0.81368
OldNuke | GB | 2018-04-26 05:00 | 0.81346
OldNuke | GB | 2018-04-26 06:00 | 0.81257
OldNuke | GB | 2018-04-26 07:00 | 0.81346
OldNuke | GB | 2018-04-26 08:00 | 0.81368
OldNuke | GB | 2018-04-26 09:00 | 0.8129
OldNuke | GB | 2018-04-26 10:00 | 0.81368
OldNuke | GB | 2018-04-26 11:00 | 0.81513
OldNuke | GB | 2018-04-26 12:00 | 0.81547
OldNuke | GB | 2018-04-26 13:00 | 0.81536
OldNuke | GB | 2018-04-26 14:00 | 0.81703
OldNuke | GB | 2018-04-26 15:00 | 0.81747
OldNuke | GB | 2018-04-26 16:00 | 0.81781
OldNuke | GB | 2018-04-26 17:00 | 0.81692
OldNuke | GB | 2018-04-26 18:00 | 0.81747
OldNuke | GB | 2018-04-26 19:00 | 0.81814
OldNuke | GB | 2018-04-26 20:00 | 0.81714
OldNuke | GB | 2018-04-26 21:00 | 0.81792
OldNuke | GB | 2018-04-26 22:00 | 0.81981
OldNuke | GB | 2018-04-26 23:00 | 0.81914
OldNuke | GB | 2018-04-27 | 0.8197
OldNuke | GB | 2018-04-27 01:00 | 0.81848
OldNuke | GB | 2018-04-27 02:00 | 0.81948
OldNuke | GB | 2018-04-27 03:00 | 0.81881
OldNuke | GB | 2018-04-27 04:00 | 0.81981
OldNuke | GB | 2018-04-27 05:00 | 0.81959
OldNuke | GB | 2018-04-27 06:00 | 0.82204
OldNuke | GB | 2018-04-27 07:00 | 0.82282
OldNuke | GB | 2018-04-27 08:00 | 0.82282
OldNuke | GB | 2018-04-27 09:00 | 0.82405
OldNuke | GB | 2018-04-27 10:00 | 0.82483
OldNuke | GB | 2018-04-27 11:00 | 0.82394
OldNuke | GB | 2018-04-27 12:00 | 0.82304
OldNuke | GB | 2018-04-27 13:00 | 0.8236
OldNuke | GB | 2018-04-27 14:00 | 0.82304
OldNuke | GB | 2018-04-27 15:00 | 0.82594
OldNuke | GB | 2018-04-27 16:00 | 0.82616
OldNuke | GB | 2018-04-27 17:00 | 0.82706
OldNuke | GB | 2018-04-27 18:00 | 0.82806
OldNuke | GB | 2018-04-27 19:00 | 0.82806
OldNuke | GB | 2018-04-27 20:00 | 0.82906
OldNuke | GB | 2018-04-27 21:00 | 0.8294
OldNuke | GB | 2018-04-27 22:00 | 0.83073
OldNuke | GB | 2018-04-27 23:00 | 0.83185
OldNuke | GB | 2018-04-28 | 0.83118
OldNuke | GB | 2018-04-28 01:00 | 0.83296
OldNuke | GB | 2018-04-28 02:00 | 0.83174
OldNuke | GB | 2018-04-28 03:00 | 0.83146
OldNuke | GB | 2018-04-28 04:00 | 0.83118
OldNuke | GB | 2018-04-28 05:00 | 0.83084
OldNuke | GB | 2018-04-28 06:00 | 0.8304
OldNuke | GB | 2018-04-28 07:00 | 0.83107
OldNuke | GB | 2018-04-28 08:00 | 0.83196
OldNuke | GB | 2018-04-28 09:00 | 0.83218
OldNuke | GB | 2018-04-28 10:00 | 0.83285
OldNuke | GB | 2018-04-28 11:00 | 0.83185
OldNuke | GB | 2018-04-28 12:00 | 0.83419
OldNuke | GB | 2018-04-28 13:00 | 0.83207
OldNuke | GB | 2018-04-28 14:00 | 0.83263
OldNuke | GB | 2018-04-28 15:00 | 0.83229
OldNuke | GB | 2018-04-28 16:00 | 0.83151
OldNuke | GB | 2018-04-28 17:00 | 0.83107
OldNuke | GB | 2018-04-28 18:00 | 0.8314
OldNuke | GB | 2018-04-28 19:00 | 0.83174
OldNuke | GB | 2018-04-28 20:00 | 0.83196
OldNuke | GB | 2018-04-28 21:00 | 0.83274
OldNuke | GB | 2018-04-28 22:00 | 0.83274
OldNuke | GB | 2018-04-28 23:00 | 0.83307
OldNuke | GB | 2018-04-29 | 0.83196
OldNuke | GB | 2018-04-29 01:00 | 0.83218
OldNuke | GB | 2018-04-29 02:00 | 0.83318
OldNuke | GB | 2018-04-29 03:00 | 0.83129
OldNuke | GB | 2018-04-29 04:00 | 0.8324
OldNuke | GB | 2018-04-29 05:00 | 0.83174
OldNuke | GB | 2018-04-29 06:00 | 0.83207
OldNuke | GB | 2018-04-29 07:00 | 0.8324
OldNuke | GB | 2018-04-29 08:00 | 0.83196
OldNuke | GB | 2018-04-29 09:00 | 0.83296
OldNuke | GB | 2018-04-29 10:00 | 0.83307
OldNuke | GB | 2018-04-29 11:00 | 0.83218
OldNuke | GB | 2018-04-29 12:00 | 0.83285
OldNuke | GB | 2018-04-29 13:00 | 0.83363
OldNuke | GB | 2018-04-29 14:00 | 0.83274
OldNuke | GB | 2018-04-29 15:00 | 0.83285
OldNuke | GB | 2018-04-29 16:00 | 0.83118
OldNuke | GB | 2018-04-29 17:00 | 0.83207
OldNuke | GB | 2018-04-29 18:00 | 0.83218
OldNuke | GB | 2018-04-29 19:00 | 0.83263
OldNuke | GB | 2018-04-29 20:00 | 0.83118
OldNuke | GB | 2018-04-29 21:00 | 0.83318
OldNuke | GB | 2018-04-29 22:00 | 0.83107
OldNuke | GB | 2018-04-29 23:00 | 0.83029
OldNuke | GB | 2018-04-30 | 0.83174
OldNuke | GB | 2018-04-30 01:00 | 0.8314
OldNuke | GB | 2018-04-30 02:00 | 0.83252
OldNuke | GB | 2018-04-30 03:00 | 0.8324
OldNuke | GB | 2018-04-30 04:00 | 0.83084
OldNuke | GB | 2018-04-30 05:00 | 0.83174
OldNuke | GB | 2018-04-30 06:00 | 0.83174
OldNuke | GB | 2018-04-30 07:00 | 0.83174
OldNuke | GB | 2018-04-30 08:00 | 0.83162
OldNuke | GB | 2018-04-30 09:00 | 0.8314
OldNuke | GB | 2018-04-30 10:00 | 0.83252
OldNuke | GB | 2018-04-30 11:00 | 0.83296
OldNuke | GB | 2018-04-30 12:00 | 0.83229
OldNuke | GB | 2018-04-30 13:00 | 0.83352
OldNuke | GB | 2018-04-30 14:00 | 0.83207
OldNuke | GB | 2018-04-30 15:00 | 0.83084
OldNuke | GB | 2018-04-30 16:00 | 0.83207
OldNuke | GB | 2018-04-30 17:00 | 0.83118
OldNuke | GB | 2018-04-30 18:00 | 0.83051
OldNuke | GB | 2018-04-30 19:00 | 0.83151
OldNuke | GB | 2018-04-30 20:00 | 0.83006
OldNuke | GB | 2018-04-30 21:00 | 0.83207
OldNuke | GB | 2018-04-30 22:00 | 0.83174
OldNuke | GB | 2018-04-30 23:00 | 0.83129
OldNuke | GB | 2018-05-01 | 0.83162
OldNuke | GB | 2018-05-01 01:00 | 0.83931
OldNuke | GB | 2018-05-01 02:00 | 0.8392
OldNuke | GB | 2018-05-01 03:00 | 0.83876
OldNuke | GB | 2018-05-01 04:00 | 0.85035
OldNuke | GB | 2018-05-01 05:00 | 0.85035
OldNuke | GB | 2018-05-01 06:00 | 0.85413
OldNuke | GB | 2018-05-01 07:00 | 0.85324
OldNuke | GB | 2018-05-01 08:00 | 0.85347
OldNuke | GB | 2018-05-01 09:00 | 0.85391
OldNuke | GB | 2018-05-01 10:00 | 0.85369
OldNuke | GB | 2018-05-01 11:00 | 0.78193
OldNuke | GB | 2018-05-01 12:00 | 0.78259
OldNuke | GB | 2018-05-01 13:00 | 0.78282
OldNuke | GB | 2018-05-01 14:00 | 0.78248
OldNuke | GB | 2018-05-01 15:00 | 0.7836
OldNuke | GB | 2018-05-01 16:00 | 0.78337
OldNuke | GB | 2018-05-01 17:00 | 0.78271
OldNuke | GB | 2018-05-01 18:00 | 0.78304
OldNuke | GB | 2018-05-01 19:00 | 0.78137
OldNuke | GB | 2018-05-01 20:00 | 0.78059
OldNuke | GB | 2018-05-01 21:00 | 0.78337
OldNuke | GB | 2018-05-01 22:00 | 0.7836
OldNuke | GB | 2018-05-01 23:00 | 0.78282
OldNuke | GB | 2018-05-02 | 0.78349
OldNuke | GB | 2018-05-02 01:00 | 0.78293
OldNuke | GB | 2018-05-02 02:00 | 0.78215
OldNuke | GB | 2018-05-02 03:00 | 0.78137
OldNuke | GB | 2018-05-02 04:00 | 0.78092
OldNuke | GB | 2018-05-02 05:00 | 0.7807
OldNuke | GB | 2018-05-02 06:00 | 0.78059
OldNuke | GB | 2018-05-02 07:00 | 0.78003
OldNuke | GB | 2018-05-02 08:00 | 0.7797
OldNuke | GB | 2018-05-02 09:00 | 0.78148
OldNuke | GB | 2018-05-02 10:00 | 0.77992
OldNuke | GB | 2018-05-02 11:00 | 0.77981
OldNuke | GB | 2018-05-02 12:00 | 0.78193
OldNuke | GB | 2018-05-02 13:00 | 0.78092
OldNuke | GB | 2018-05-02 14:00 | 0.7797
OldNuke | GB | 2018-05-02 15:00 | 0.78048
OldNuke | GB | 2018-05-02 16:00 | 0.7817
OldNuke | GB | 2018-05-02 17:00 | 0.78382
OldNuke | GB | 2018-05-02 18:00 | 0.78917
OldNuke | GB | 2018-05-02 19:00 | 0.79084
OldNuke | GB | 2018-05-02 20:00 | 0.79218
OldNuke | GB | 2018-05-02 21:00 | 0.79273
OldNuke | GB | 2018-05-02 22:00 | 0.79207
OldNuke | GB | 2018-05-02 23:00 | 0.79496
OldNuke | GB | 2018-05-03 | 0.79686
OldNuke | GB | 2018-05-03 01:00 | 0.80009
OldNuke | GB | 2018-05-03 02:00 | 0.80198
OldNuke | GB | 2018-05-03 03:00 | 0.80332
OldNuke | GB | 2018-05-03 04:00 | 0.80689
OldNuke | GB | 2018-05-03 05:00 | 0.80722
OldNuke | GB | 2018-05-03 06:00 | 0.80889
OldNuke | GB | 2018-05-03 07:00 | 0.80834
OldNuke | GB | 2018-05-03 08:00 | 0.807
OldNuke | GB | 2018-05-03 09:00 | 0.80889
OldNuke | GB | 2018-05-03 10:00 | 0.80811
OldNuke | GB | 2018-05-03 11:00 | 0.80967
OldNuke | GB | 2018-05-03 12:00 | 0.81079
OldNuke | GB | 2018-05-03 13:00 | 0.81045
OldNuke | GB | 2018-05-03 14:00 | 0.81146
OldNuke | GB | 2018-05-03 15:00 | 0.81235
OldNuke | GB | 2018-05-03 16:00 | 0.81201
OldNuke | GB | 2018-05-03 17:00 | 0.81134
OldNuke | GB | 2018-05-03 18:00 | 0.81068
OldNuke | GB | 2018-05-03 19:00 | 0.81045
OldNuke | GB | 2018-05-03 20:00 | 0.81001
OldNuke | GB | 2018-05-03 21:00 | 0.81168
OldNuke | GB | 2018-05-03 22:00 | 0.81246
OldNuke | GB | 2018-05-03 23:00 | 0.81803
OldNuke | GB | 2018-05-04 | 0.82472
OldNuke | GB | 2018-05-04 01:00 | 0.82973
OldNuke | GB | 2018-05-04 02:00 | 0.83229
OldNuke | GB | 2018-05-04 03:00 | 0.84399
OldNuke | GB | 2018-05-04 04:00 | 0.84633
OldNuke | GB | 2018-05-04 05:00 | 0.8548
OldNuke | GB | 2018-05-04 06:00 | 0.85391
OldNuke | GB | 2018-05-04 07:00 | 0.85302
OldNuke | GB | 2018-05-04 08:00 | 0.79663
OldNuke | GB | 2018-05-04 09:00 | 0.78315
OldNuke | GB | 2018-05-04 10:00 | 0.78259
OldNuke | GB | 2018-05-04 11:00 | 0.78215
OldNuke | GB | 2018-05-04 12:00 | 0.78427
OldNuke | GB | 2018-05-04 13:00 | 0.78293
OldNuke | GB | 2018-05-04 14:00 | 0.78382
OldNuke | GB | 2018-05-04 15:00 | 0.78427
OldNuke | GB | 2018-05-04 16:00 | 0.78493
OldNuke | GB | 2018-05-04 17:00 | 0.7846
OldNuke | GB | 2018-05-04 18:00 | 0.78783
OldNuke | GB | 2018-05-04 19:00 | 0.78649
OldNuke | GB | 2018-05-04 20:00 | 0.79062
OldNuke | GB | 2018-05-04 21:00 | 0.79117
OldNuke | GB | 2018-05-04 22:00 | 0.79251
OldNuke | GB | 2018-05-04 23:00 | 0.79095
OldNuke | GB | 2018-05-05 | 0.79262
OldNuke | GB | 2018-05-05 01:00 | 0.7973
OldNuke | GB | 2018-05-05 02:00 | 0.80299
OldNuke | GB | 2018-05-05 03:00 | 0.80366
OldNuke | GB | 2018-05-05 04:00 | 0.81279
OldNuke | GB | 2018-05-05 05:00 | 0.81703
OldNuke | GB | 2018-05-05 06:00 | 0.81692
OldNuke | GB | 2018-05-05 07:00 | 0.8158
OldNuke | GB | 2018-05-05 08:00 | 0.81669
OldNuke | GB | 2018-05-05 09:00 | 0.81602
OldNuke | GB | 2018-05-05 10:00 | 0.81836
OldNuke | GB | 2018-05-05 11:00 | 0.81703
OldNuke | GB | 2018-05-05 12:00 | 0.81781
OldNuke | GB | 2018-05-05 13:00 | 0.8197
OldNuke | GB | 2018-05-05 14:00 | 0.8197
OldNuke | GB | 2018-05-05 15:00 | 0.82082
OldNuke | GB | 2018-05-05 16:00 | 0.82126
OldNuke | GB | 2018-05-05 17:00 | 0.82204
OldNuke | GB | 2018-05-05 18:00 | 0.82304
OldNuke | GB | 2018-05-05 19:00 | 0.82204
OldNuke | GB | 2018-05-05 20:00 | 0.8207
OldNuke | GB | 2018-05-05 21:00 | 0.82215
OldNuke | GB | 2018-05-05 22:00 | 0.82304
OldNuke | GB | 2018-05-05 23:00 | 0.8226
OldNuke | GB | 2018-05-06 | 0.8226
OldNuke | GB | 2018-05-06 01:00 | 0.82316
OldNuke | GB | 2018-05-06 02:00 | 0.82282
OldNuke | GB | 2018-05-06 03:00 | 0.82271
OldNuke | GB | 2018-05-06 04:00 | 0.82382
OldNuke | GB | 2018-05-06 05:00 | 0.82516
OldNuke | GB | 2018-05-06 06:00 | 0.8246
OldNuke | GB | 2018-05-06 07:00 | 0.82427
OldNuke | GB | 2018-05-06 08:00 | 0.82516
OldNuke | GB | 2018-05-06 09:00 | 0.82594
OldNuke | GB | 2018-05-06 10:00 | 0.8236
OldNuke | GB | 2018-05-06 11:00 | 0.82316
OldNuke | GB | 2018-05-06 12:00 | 0.82438
OldNuke | GB | 2018-05-06 13:00 | 0.82449
OldNuke | GB | 2018-05-06 14:00 | 0.82371
OldNuke | GB | 2018-05-06 15:00 | 0.82438
OldNuke | GB | 2018-05-06 16:00 | 0.82594
OldNuke | GB | 2018-05-06 17:00 | 0.82416
OldNuke | GB | 2018-05-06 18:00 | 0.82516
OldNuke | GB | 2018-05-06 19:00 | 0.82449
OldNuke | GB | 2018-05-06 20:00 | 0.82405
OldNuke | GB | 2018-05-06 21:00 | 0.82483
OldNuke | GB | 2018-05-06 22:00 | 0.82382
OldNuke | GB | 2018-05-06 23:00 | 0.82449
OldNuke | GB | 2018-05-07 | 0.82583
OldNuke | GB | 2018-05-07 01:00 | 0.8255
OldNuke | GB | 2018-05-07 02:00 | 0.82672
OldNuke | GB | 2018-05-07 03:00 | 0.82672
OldNuke | GB | 2018-05-07 04:00 | 0.82616
OldNuke | GB | 2018-05-07 05:00 | 0.82494
OldNuke | GB | 2018-05-07 06:00 | 0.82538
OldNuke | GB | 2018-05-07 07:00 | 0.82483
OldNuke | GB | 2018-05-07 08:00 | 0.82405
OldNuke | GB | 2018-05-07 09:00 | 0.8246
OldNuke | GB | 2018-05-07 10:00 | 0.82427
OldNuke | GB | 2018-05-07 11:00 | 0.82449
OldNuke | GB | 2018-05-07 12:00 | 0.82438
OldNuke | GB | 2018-05-07 13:00 | 0.82483
OldNuke | GB | 2018-05-07 14:00 | 0.82449
OldNuke | GB | 2018-05-07 15:00 | 0.82382
OldNuke | GB | 2018-05-07 16:00 | 0.82472
OldNuke | GB | 2018-05-07 17:00 | 0.82438
OldNuke | GB | 2018-05-07 18:00 | 0.82516
OldNuke | GB | 2018-05-07 19:00 | 0.82416
OldNuke | GB | 2018-05-07 20:00 | 0.82405
OldNuke | GB | 2018-05-07 21:00 | 0.82561
OldNuke | GB | 2018-05-07 22:00 | 0.8246
OldNuke | GB | 2018-05-07 23:00 | 0.82382
OldNuke | GB | 2018-05-08 | 0.82561
OldNuke | GB | 2018-05-08 01:00 | 0.82572
OldNuke | GB | 2018-05-08 02:00 | 0.82561
OldNuke | GB | 2018-05-08 03:00 | 0.82605
OldNuke | GB | 2018-05-08 04:00 | 0.82538
OldNuke | GB | 2018-05-08 05:00 | 0.82605
OldNuke | GB | 2018-05-08 06:00 | 0.82583
OldNuke | GB | 2018-05-08 07:00 | 0.82561
OldNuke | GB | 2018-05-08 08:00 | 0.82527
OldNuke | GB | 2018-05-08 09:00 | 0.82427
OldNuke | GB | 2018-05-08 10:00 | 0.82427
OldNuke | GB | 2018-05-08 11:00 | 0.82438
OldNuke | GB | 2018-05-08 12:00 | 0.82338
OldNuke | GB | 2018-05-08 13:00 | 0.8246
OldNuke | GB | 2018-05-08 14:00 | 0.82516
OldNuke | GB | 2018-05-08 15:00 | 0.82382
OldNuke | GB | 2018-05-08 16:00 | 0.82405
OldNuke | GB | 2018-05-08 17:00 | 0.82594
OldNuke | GB | 2018-05-08 18:00 | 0.82561
OldNuke | GB | 2018-05-08 19:00 | 0.82505
OldNuke | GB | 2018-05-08 20:00 | 0.82416
OldNuke | GB | 2018-05-08 21:00 | 0.8246
OldNuke | GB | 2018-05-08 22:00 | 0.82394
OldNuke | GB | 2018-05-08 23:00 | 0.82394
OldNuke | GB | 2018-05-09 | 0.82394
OldNuke | GB | 2018-05-09 01:00 | 0.82427
OldNuke | GB | 2018-05-09 02:00 | 0.82338
OldNuke | GB | 2018-05-09 03:00 | 0.82316
OldNuke | GB | 2018-05-09 04:00 | 0.82394
OldNuke | GB | 2018-05-09 05:00 | 0.82327
OldNuke | GB | 2018-05-09 06:00 | 0.82316
OldNuke | GB | 2018-05-09 07:00 | 0.82316
OldNuke | GB | 2018-05-09 08:00 | 0.82271
OldNuke | GB | 2018-05-09 09:00 | 0.82193
OldNuke | GB | 2018-05-09 10:00 | 0.82271
OldNuke | GB | 2018-05-09 11:00 | 0.82115
OldNuke | GB | 2018-05-09 12:00 | 0.82148
OldNuke | GB | 2018-05-09 13:00 | 0.82215
OldNuke | GB | 2018-05-09 14:00 | 0.82282
OldNuke | GB | 2018-05-09 15:00 | 0.82304
OldNuke | GB | 2018-05-09 16:00 | 0.82449
OldNuke | GB | 2018-05-09 17:00 | 0.82427
OldNuke | GB | 2018-05-09 18:00 | 0.82605
OldNuke | GB | 2018-05-09 19:00 | 0.82516
OldNuke | GB | 2018-05-09 20:00 | 0.82405
OldNuke | GB | 2018-05-09 21:00 | 0.82516
OldNuke | GB | 2018-05-09 22:00 | 0.82416
OldNuke | GB | 2018-05-09 23:00 | 0.82472
OldNuke | GB | 2018-05-10 | 0.82048
OldNuke | GB | 2018-05-10 01:00 | 0.82282
OldNuke | GB | 2018-05-10 02:00 | 0.8236
OldNuke | GB | 2018-05-10 03:00 | 0.82349
OldNuke | GB | 2018-05-10 04:00 | 0.8226
OldNuke | GB | 2018-05-10 05:00 | 0.82405
OldNuke | GB | 2018-05-10 06:00 | 0.82505
OldNuke | GB | 2018-05-10 07:00 | 0.82449
OldNuke | GB | 2018-05-10 08:00 | 0.82494
OldNuke | GB | 2018-05-10 09:00 | 0.66314
OldNuke | GB | 2018-05-10 10:00 | 0.66314
OldNuke | GB | 2018-05-10 11:00 | 0.81636
OldNuke | GB | 2018-05-10 12:00 | 0.82271
OldNuke | GB | 2018-05-10 13:00 | 0.82293
OldNuke | GB | 2018-05-10 14:00 | 0.82271
OldNuke | GB | 2018-05-10 15:00 | 0.82293
OldNuke | GB | 2018-05-10 16:00 | 0.82215
OldNuke | GB | 2018-05-10 17:00 | 0.82182
OldNuke | GB | 2018-05-10 18:00 | 0.82327
OldNuke | GB | 2018-05-10 19:00 | 0.82349
OldNuke | GB | 2018-05-10 20:00 | 0.82304
OldNuke | GB | 2018-05-10 21:00 | 0.82293
OldNuke | GB | 2018-05-10 22:00 | 0.8236
OldNuke | GB | 2018-05-10 23:00 | 0.8216
OldNuke | GB | 2018-05-11 | 0.81948
OldNuke | GB | 2018-05-11 01:00 | 0.82082
OldNuke | GB | 2018-05-11 02:00 | 0.81959
OldNuke | GB | 2018-05-11 03:00 | 0.82004
OldNuke | GB | 2018-05-11 04:00 | 0.81892
OldNuke | GB | 2018-05-11 05:00 | 0.81892
OldNuke | GB | 2018-05-11 06:00 | 0.81792
OldNuke | GB | 2018-05-11 07:00 | 0.81758
OldNuke | GB | 2018-05-11 08:00 | 0.81602
OldNuke | GB | 2018-05-11 09:00 | 0.81669
OldNuke | GB | 2018-05-11 10:00 | 0.81692
OldNuke | GB | 2018-05-11 11:00 | 0.8158
OldNuke | GB | 2018-05-11 12:00 | 0.81446
OldNuke | GB | 2018-05-11 13:00 | 0.81302
OldNuke | GB | 2018-05-11 14:00 | 0.81123
OldNuke | GB | 2018-05-11 15:00 | 0.81357
OldNuke | GB | 2018-05-11 16:00 | 0.81335
OldNuke | GB | 2018-05-11 17:00 | 0.8119
OldNuke | GB | 2018-05-11 18:00 | 0.81012
OldNuke | GB | 2018-05-11 19:00 | 0.81012
OldNuke | GB | 2018-05-11 20:00 | 0.81012
OldNuke | GB | 2018-05-11 21:00 | 0.81001
OldNuke | GB | 2018-05-11 22:00 | 0.81112
OldNuke | GB | 2018-05-11 23:00 | 0.809
OldNuke | GB | 2018-05-12 | 0.80644
OldNuke | GB | 2018-05-12 01:00 | 0.80299
OldNuke | GB | 2018-05-12 02:00 | 0.79975
OldNuke | GB | 2018-05-12 03:00 | 0.79708
OldNuke | GB | 2018-05-12 04:00 | 0.79262
OldNuke | GB | 2018-05-12 05:00 | 0.78861
OldNuke | GB | 2018-05-12 06:00 | 0.78516
OldNuke | GB | 2018-05-12 07:00 | 0.78025
OldNuke | GB | 2018-05-12 08:00 | 0.75797
OldNuke | GB | 2018-05-12 09:00 | 0.75518
OldNuke | GB | 2018-05-12 10:00 | 0.75574
OldNuke | GB | 2018-05-12 11:00 | 0.75563
OldNuke | GB | 2018-05-12 12:00 | 0.75607
OldNuke | GB | 2018-05-12 13:00 | 0.75685
OldNuke | GB | 2018-05-12 14:00 | 0.75752
OldNuke | GB | 2018-05-12 15:00 | 0.75808
OldNuke | GB | 2018-05-12 16:00 | 0.75741
OldNuke | GB | 2018-05-12 17:00 | 0.75719
OldNuke | GB | 2018-05-12 18:00 | 0.75841
OldNuke | GB | 2018-05-12 19:00 | 0.75685
OldNuke | GB | 2018-05-12 20:00 | 0.75674
OldNuke | GB | 2018-05-12 21:00 | 0.75864
OldNuke | GB | 2018-05-12 22:00 | 0.75819
OldNuke | GB | 2018-05-12 23:00 | 0.75774
OldNuke | GB | 2018-05-13 | 0.75708
OldNuke | GB | 2018-05-13 01:00 | 0.75774
OldNuke | GB | 2018-05-13 02:00 | 0.75752
OldNuke | GB | 2018-05-13 03:00 | 0.75752
OldNuke | GB | 2018-05-13 04:00 | 0.75819
OldNuke | GB | 2018-05-13 05:00 | 0.75741
OldNuke | GB | 2018-05-13 06:00 | 0.75786
OldNuke | GB | 2018-05-13 07:00 | 0.75652
OldNuke | GB | 2018-05-13 08:00 | 0.75841
OldNuke | GB | 2018-05-13 09:00 | 0.75685
OldNuke | GB | 2018-05-13 10:00 | 0.75663
OldNuke | GB | 2018-05-13 11:00 | 0.75763
OldNuke | GB | 2018-05-13 12:00 | 0.75897
OldNuke | GB | 2018-05-13 13:00 | 0.75875
OldNuke | GB | 2018-05-13 14:00 | 0.7573
OldNuke | GB | 2018-05-13 15:00 | 0.75786
OldNuke | GB | 2018-05-13 16:00 | 0.75774
OldNuke | GB | 2018-05-13 17:00 | 0.75674
OldNuke | GB | 2018-05-13 18:00 | 0.75708
OldNuke | GB | 2018-05-13 19:00 | 0.75774
OldNuke | GB | 2018-05-13 20:00 | 0.7573
OldNuke | GB | 2018-05-13 21:00 | 0.75797
OldNuke | GB | 2018-05-13 22:00 | 0.75696
OldNuke | GB | 2018-05-13 23:00 | 0.7573
OldNuke | GB | 2018-05-14 | 0.75774
OldNuke | GB | 2018-05-14 01:00 | 0.75741
OldNuke | GB | 2018-05-14 02:00 | 0.75786
OldNuke | GB | 2018-05-14 03:00 | 0.75741
OldNuke | GB | 2018-05-14 04:00 | 0.75774
OldNuke | GB | 2018-05-14 05:00 | 0.75763
OldNuke | GB | 2018-05-14 06:00 | 0.75808
OldNuke | GB | 2018-05-14 07:00 | 0.75786
OldNuke | GB | 2018-05-14 08:00 | 0.75864
OldNuke | GB | 2018-05-14 09:00 | 0.75808
OldNuke | GB | 2018-05-14 10:00 | 0.7573
OldNuke | GB | 2018-05-14 11:00 | 0.75696
OldNuke | GB | 2018-05-14 12:00 | 0.75674
OldNuke | GB | 2018-05-14 13:00 | 0.75719
OldNuke | GB | 2018-05-14 14:00 | 0.75852
OldNuke | GB | 2018-05-14 15:00 | 0.75763
OldNuke | GB | 2018-05-14 16:00 | 0.75752
OldNuke | GB | 2018-05-14 17:00 | 0.7563
OldNuke | GB | 2018-05-14 18:00 | 0.75663
OldNuke | GB | 2018-05-14 19:00 | 0.7554
OldNuke | GB | 2018-05-14 20:00 | 0.75563
OldNuke | GB | 2018-05-14 21:00 | 0.75708
OldNuke | GB | 2018-05-14 22:00 | 0.75685
OldNuke | GB | 2018-05-14 23:00 | 0.75752
OldNuke | GB | 2018-05-15 | 0.7563
OldNuke | GB | 2018-05-15 01:00 | 0.75641
OldNuke | GB | 2018-05-15 02:00 | 0.7563
OldNuke | GB | 2018-05-15 03:00 | 0.75685
OldNuke | GB | 2018-05-15 04:00 | 0.75663
OldNuke | GB | 2018-05-15 05:00 | 0.75708
OldNuke | GB | 2018-05-15 06:00 | 0.75741
OldNuke | GB | 2018-05-15 07:00 | 0.75663
OldNuke | GB | 2018-05-15 08:00 | 0.75719
OldNuke | GB | 2018-05-15 09:00 | 0.75641
OldNuke | GB | 2018-05-15 10:00 | 0.75685
OldNuke | GB | 2018-05-15 11:00 | 0.75663
OldNuke | GB | 2018-05-15 12:00 | 0.75596
OldNuke | GB | 2018-05-15 13:00 | 0.75674
OldNuke | GB | 2018-05-15 14:00 | 0.75552
OldNuke | GB | 2018-05-15 15:00 | 0.75596
OldNuke | GB | 2018-05-15 16:00 | 0.7554
OldNuke | GB | 2018-05-15 17:00 | 0.75529
OldNuke | GB | 2018-05-15 18:00 | 0.75607
OldNuke | GB | 2018-05-15 19:00 | 0.7554
OldNuke | GB | 2018-05-15 20:00 | 0.75607
OldNuke | GB | 2018-05-15 21:00 | 0.75618
OldNuke | GB | 2018-05-15 22:00 | 0.75585
OldNuke | GB | 2018-05-15 23:00 | 0.75685
OldNuke | GB | 2018-05-16 | 0.75741
OldNuke | GB | 2018-05-16 01:00 | 0.75752
OldNuke | GB | 2018-05-16 02:00 | 0.75942
OldNuke | GB | 2018-05-16 03:00 | 0.75663
OldNuke | GB | 2018-05-16 04:00 | 0.75641
OldNuke | GB | 2018-05-16 05:00 | 0.7563
OldNuke | GB | 2018-05-16 06:00 | 0.75641
OldNuke | GB | 2018-05-16 07:00 | 0.75474
OldNuke | GB | 2018-05-16 08:00 | 0.75552
OldNuke | GB | 2018-05-16 09:00 | 0.75641
OldNuke | GB | 2018-05-16 10:00 | 0.74482
OldNuke | GB | 2018-05-16 11:00 | 0.74448
OldNuke | GB | 2018-05-16 12:00 | 0.74571
OldNuke | GB | 2018-05-16 13:00 | 0.74504
OldNuke | GB | 2018-05-16 14:00 | 0.74538
OldNuke | GB | 2018-05-16 15:00 | 0.74493
OldNuke | GB | 2018-05-16 16:00 | 0.74404
OldNuke | GB | 2018-05-16 17:00 | 0.7437
OldNuke | GB | 2018-05-16 18:00 | 0.74326
OldNuke | GB | 2018-05-16 19:00 | 0.74226
OldNuke | GB | 2018-05-16 20:00 | 0.73334
OldNuke | GB | 2018-05-16 21:00 | 0.73356
OldNuke | GB | 2018-05-16 22:00 | 0.73457
OldNuke | GB | 2018-05-16 23:00 | 0.73446
OldNuke | GB | 2018-05-17 | 0.73379
OldNuke | GB | 2018-05-17 01:00 | 0.73468
OldNuke | GB | 2018-05-17 02:00 | 0.73524
OldNuke | GB | 2018-05-17 03:00 | 0.73535
OldNuke | GB | 2018-05-17 04:00 | 0.73457
OldNuke | GB | 2018-05-17 05:00 | 0.73312
OldNuke | GB | 2018-05-17 06:00 | 0.73379
OldNuke | GB | 2018-05-17 07:00 | 0.73323
OldNuke | GB | 2018-05-17 08:00 | 0.73423
OldNuke | GB | 2018-05-17 09:00 | 0.71039
OldNuke | GB | 2018-05-17 10:00 | 0.71039
OldNuke | GB | 2018-05-17 11:00 | 0.71039
OldNuke | GB | 2018-05-17 12:00 | 0.71161
OldNuke | GB | 2018-05-17 13:00 | 0.73524
OldNuke | GB | 2018-05-17 14:00 | 0.73568
OldNuke | GB | 2018-05-17 15:00 | 0.72431
OldNuke | GB | 2018-05-17 16:00 | 0.71696
OldNuke | GB | 2018-05-17 17:00 | 0.70526
OldNuke | GB | 2018-05-17 18:00 | 0.67595
OldNuke | GB | 2018-05-17 19:00 | 0.67584
OldNuke | GB | 2018-05-17 20:00 | 0.67562
OldNuke | GB | 2018-05-17 21:00 | 0.67573
OldNuke | GB | 2018-05-17 22:00 | 0.67573
OldNuke | GB | 2018-05-17 23:00 | 0.65456
OldNuke | GB | 2018-05-18 | 0.65155
OldNuke | GB | 2018-05-18 01:00 | 0.65177
OldNuke | GB | 2018-05-18 02:00 | 0.65311
OldNuke | GB | 2018-05-18 03:00 | 0.67339
OldNuke | GB | 2018-05-18 04:00 | 0.67606
OldNuke | GB | 2018-05-18 05:00 | 0.67606
OldNuke | GB | 2018-05-18 06:00 | 0.67495
OldNuke | GB | 2018-05-18 07:00 | 0.67462
OldNuke | GB | 2018-05-18 08:00 | 0.67562
OldNuke | GB | 2018-05-18 09:00 | 0.67339
OldNuke | GB | 2018-05-18 10:00 | 0.67317
OldNuke | GB | 2018-05-18 11:00 | 0.64954
OldNuke | GB | 2018-05-18 12:00 | 0.6491
OldNuke | GB | 2018-05-18 13:00 | 0.64787
OldNuke | GB | 2018-05-18 14:00 | 0.64575
OldNuke | GB | 2018-05-18 15:00 | 0.65277
OldNuke | GB | 2018-05-18 16:00 | 0.66503
OldNuke | GB | 2018-05-18 17:00 | 0.66314
OldNuke | GB | 2018-05-18 18:00 | 0.66392
OldNuke | GB | 2018-05-18 19:00 | 0.66358
OldNuke | GB | 2018-05-18 20:00 | 0.66336
OldNuke | GB | 2018-05-18 21:00 | 0.6637
OldNuke | GB | 2018-05-18 22:00 | 0.66448
OldNuke | GB | 2018-05-18 23:00 | 0.66481
OldNuke | GB | 2018-05-19 | 0.64531
OldNuke | GB | 2018-05-19 01:00 | 0.64564
OldNuke | GB | 2018-05-19 02:00 | 0.64798
OldNuke | GB | 2018-05-19 03:00 | 0.66838
OldNuke | GB | 2018-05-19 04:00 | 0.67462
OldNuke | GB | 2018-05-19 05:00 | 0.67517
OldNuke | GB | 2018-05-19 06:00 | 0.67517
OldNuke | GB | 2018-05-19 07:00 | 0.67462
OldNuke | GB | 2018-05-19 08:00 | 0.67495
OldNuke | GB | 2018-05-19 09:00 | 0.67473
OldNuke | GB | 2018-05-19 10:00 | 0.67573
OldNuke | GB | 2018-05-19 11:00 | 0.67384
OldNuke | GB | 2018-05-19 12:00 | 0.64965
OldNuke | GB | 2018-05-19 13:00 | 0.65088
OldNuke | GB | 2018-05-19 14:00 | 0.64954
OldNuke | GB | 2018-05-19 15:00 | 0.66425
OldNuke | GB | 2018-05-19 16:00 | 0.67528
OldNuke | GB | 2018-05-19 17:00 | 0.67673
OldNuke | GB | 2018-05-19 18:00 | 0.6754
OldNuke | GB | 2018-05-19 19:00 | 0.67584
OldNuke | GB | 2018-05-19 20:00 | 0.67573
OldNuke | GB | 2018-05-19 21:00 | 0.67517
OldNuke | GB | 2018-05-19 22:00 | 0.67439
OldNuke | GB | 2018-05-19 23:00 | 0.65244
OldNuke | GB | 2018-05-20 | 0.65099
OldNuke | GB | 2018-05-20 01:00 | 0.65211
OldNuke | GB | 2018-05-20 02:00 | 0.67506
OldNuke | GB | 2018-05-20 03:00 | 0.67595
OldNuke | GB | 2018-05-20 04:00 | 0.67584
OldNuke | GB | 2018-05-20 05:00 | 0.67562
OldNuke | GB | 2018-05-20 06:00 | 0.67506
OldNuke | GB | 2018-05-20 07:00 | 0.67384
OldNuke | GB | 2018-05-20 08:00 | 0.67439
OldNuke | GB | 2018-05-20 09:00 | 0.67417
OldNuke | GB | 2018-05-20 10:00 | 0.67105
OldNuke | GB | 2018-05-20 11:00 | 0.65121
OldNuke | GB | 2018-05-20 12:00 | 0.65099
OldNuke | GB | 2018-05-20 13:00 | 0.65255
OldNuke | GB | 2018-05-20 14:00 | 0.65456
OldNuke | GB | 2018-05-20 15:00 | 0.67439
OldNuke | GB | 2018-05-20 16:00 | 0.67484
OldNuke | GB | 2018-05-20 17:00 | 0.67606
OldNuke | GB | 2018-05-20 18:00 | 0.67562
OldNuke | GB | 2018-05-20 19:00 | 0.6754
OldNuke | GB | 2018-05-20 20:00 | 0.6754
OldNuke | GB | 2018-05-20 21:00 | 0.65177
OldNuke | GB | 2018-05-20 22:00 | 0.65066
OldNuke | GB | 2018-05-20 23:00 | 0.65155
OldNuke | GB | 2018-05-21 | 0.67294
OldNuke | GB | 2018-05-21 01:00 | 0.67406
OldNuke | GB | 2018-05-21 02:00 | 0.67528
OldNuke | GB | 2018-05-21 03:00 | 0.67473
OldNuke | GB | 2018-05-21 04:00 | 0.67517
OldNuke | GB | 2018-05-21 05:00 | 0.67651
OldNuke | GB | 2018-05-21 06:00 | 0.67629
OldNuke | GB | 2018-05-21 07:00 | 0.67473
OldNuke | GB | 2018-05-21 08:00 | 0.67484
OldNuke | GB | 2018-05-21 09:00 | 0.67372
OldNuke | GB | 2018-05-21 10:00 | 0.68364
OldNuke | GB | 2018-05-21 11:00 | 0.68565
OldNuke | GB | 2018-05-21 12:00 | 0.68565
OldNuke | GB | 2018-05-21 13:00 | 0.6842
OldNuke | GB | 2018-05-21 14:00 | 0.68386
OldNuke | GB | 2018-05-21 15:00 | 0.6901
OldNuke | GB | 2018-05-21 16:00 | 0.68743
OldNuke | GB | 2018-05-21 17:00 | 0.68509
OldNuke | GB | 2018-05-21 18:00 | 0.66994
OldNuke | GB | 2018-05-21 19:00 | 0.66982
OldNuke | GB | 2018-05-21 20:00 | 0.67116
OldNuke | GB | 2018-05-21 21:00 | 0.67049
OldNuke | GB | 2018-05-21 22:00 | 0.6706
OldNuke | GB | 2018-05-21 23:00 | 0.67083
OldNuke | GB | 2018-05-22 | 0.6715
OldNuke | GB | 2018-05-22 01:00 | 0.67038
OldNuke | GB | 2018-05-22 02:00 | 0.67005
OldNuke | GB | 2018-05-22 03:00 | 0.67094
OldNuke | GB | 2018-05-22 04:00 | 0.66949
OldNuke | GB | 2018-05-22 05:00 | 0.66971
OldNuke | GB | 2018-05-22 06:00 | 0.64208
OldNuke | GB | 2018-05-22 07:00 | 0.64096
OldNuke | GB | 2018-05-22 08:00 | 0.64107
OldNuke | GB | 2018-05-22 09:00 | 0.64041
OldNuke | GB | 2018-05-22 10:00 | 0.64029
OldNuke | GB | 2018-05-22 11:00 | 0.63896
OldNuke | GB | 2018-05-22 12:00 | 0.64319
OldNuke | GB | 2018-05-22 13:00 | 0.64141
OldNuke | GB | 2018-05-22 14:00 | 0.64809
OldNuke | GB | 2018-05-22 15:00 | 0.64921
OldNuke | GB | 2018-05-22 16:00 | 0.62715
OldNuke | GB | 2018-05-22 17:00 | 0.6394
OldNuke | GB | 2018-05-22 18:00 | 0.65378
OldNuke | GB | 2018-05-22 19:00 | 0.67974
OldNuke | GB | 2018-05-22 20:00 | 0.68576
OldNuke | GB | 2018-05-22 21:00 | 0.68654
OldNuke | GB | 2018-05-22 22:00 | 0.68643
OldNuke | GB | 2018-05-22 23:00 | 0.68554
OldNuke | GB | 2018-05-23 | 0.69111
OldNuke | GB | 2018-05-23 01:00 | 0.69122
OldNuke | GB | 2018-05-23 02:00 | 0.69122
OldNuke | GB | 2018-05-23 03:00 | 0.69033
OldNuke | GB | 2018-05-23 04:00 | 0.66904
OldNuke | GB | 2018-05-23 05:00 | 0.66938
OldNuke | GB | 2018-05-23 06:00 | 0.66871
OldNuke | GB | 2018-05-23 07:00 | 0.6676
OldNuke | GB | 2018-05-23 08:00 | 0.68754
OldNuke | GB | 2018-05-23 09:00 | 0.69256
OldNuke | GB | 2018-05-23 10:00 | 0.69389
OldNuke | GB | 2018-05-23 11:00 | 0.69244
OldNuke | GB | 2018-05-23 12:00 | 0.69445
OldNuke | GB | 2018-05-23 13:00 | 0.69456
OldNuke | GB | 2018-05-23 14:00 | 0.69456
OldNuke | GB | 2018-05-23 15:00 | 0.69278
OldNuke | GB | 2018-05-23 16:00 | 0.69322
OldNuke | GB | 2018-05-23 17:00 | 0.69356
OldNuke | GB | 2018-05-23 18:00 | 0.69478
OldNuke | GB | 2018-05-23 19:00 | 0.67005
OldNuke | GB | 2018-05-23 20:00 | 0.6706
OldNuke | GB | 2018-05-23 21:00 | 0.67105
OldNuke | GB | 2018-05-23 22:00 | 0.69311
OldNuke | GB | 2018-05-23 23:00 | 0.69412
OldNuke | GB | 2018-05-24 | 0.69367
OldNuke | GB | 2018-05-24 01:00 | 0.69367
OldNuke | GB | 2018-05-24 02:00 | 0.69456
OldNuke | GB | 2018-05-24 03:00 | 0.69445
OldNuke | GB | 2018-05-24 04:00 | 0.69467
OldNuke | GB | 2018-05-24 05:00 | 0.69456
OldNuke | GB | 2018-05-24 06:00 | 0.69367
OldNuke | GB | 2018-05-24 07:00 | 0.69244
OldNuke | GB | 2018-05-24 08:00 | 0.68944
OldNuke | GB | 2018-05-24 09:00 | 0.68888
OldNuke | GB | 2018-05-24 10:00 | 0.68932
OldNuke | GB | 2018-05-24 11:00 | 0.68609
OldNuke | GB | 2018-05-24 12:00 | 0.68119
OldNuke | GB | 2018-05-24 13:00 | 0.66381
OldNuke | GB | 2018-05-24 14:00 | 0.66559
OldNuke | GB | 2018-05-24 15:00 | 0.66637
OldNuke | GB | 2018-05-24 16:00 | 0.6901
OldNuke | GB | 2018-05-24 17:00 | 0.69367
OldNuke | GB | 2018-05-24 18:00 | 0.69534
OldNuke | GB | 2018-05-24 19:00 | 0.69512
OldNuke | GB | 2018-05-24 20:00 | 0.69534
OldNuke | GB | 2018-05-24 21:00 | 0.69456
OldNuke | GB | 2018-05-24 22:00 | 0.69534
OldNuke | GB | 2018-05-24 23:00 | 0.69334
OldNuke | GB | 2018-05-25 | 0.67294
OldNuke | GB | 2018-05-25 01:00 | 0.67205
OldNuke | GB | 2018-05-25 02:00 | 0.67618
OldNuke | GB | 2018-05-25 03:00 | 0.67918
OldNuke | GB | 2018-05-25 04:00 | 0.68275
OldNuke | GB | 2018-05-25 05:00 | 0.70838
OldNuke | GB | 2018-05-25 06:00 | 0.71273
OldNuke | GB | 2018-05-25 07:00 | 0.71339
OldNuke | GB | 2018-05-25 08:00 | 0.71484
OldNuke | GB | 2018-05-25 09:00 | 0.71885
OldNuke | GB | 2018-05-25 10:00 | 0.71741
OldNuke | GB | 2018-05-25 11:00 | 0.71796
OldNuke | GB | 2018-05-25 12:00 | 0.71874
OldNuke | GB | 2018-05-25 13:00 | 0.71796
OldNuke | GB | 2018-05-25 14:00 | 0.71796
OldNuke | GB | 2018-05-25 15:00 | 0.71975
OldNuke | GB | 2018-05-25 16:00 | 0.6969
OldNuke | GB | 2018-05-25 17:00 | 0.69913
OldNuke | GB | 2018-05-25 18:00 | 0.69924
OldNuke | GB | 2018-05-25 19:00 | 0.71963
OldNuke | GB | 2018-05-25 20:00 | 0.72532
OldNuke | GB | 2018-05-25 21:00 | 0.72443
OldNuke | GB | 2018-05-25 22:00 | 0.72509
OldNuke | GB | 2018-05-25 23:00 | 0.72465
OldNuke | GB | 2018-05-26 | 0.72443
OldNuke | GB | 2018-05-26 01:00 | 0.72565
OldNuke | GB | 2018-05-26 02:00 | 0.72275
OldNuke | GB | 2018-05-26 03:00 | 0.70392
OldNuke | GB | 2018-05-26 04:00 | 0.70381
OldNuke | GB | 2018-05-26 05:00 | 0.70348
OldNuke | GB | 2018-05-26 06:00 | 0.72197
OldNuke | GB | 2018-05-26 07:00 | 0.72443
OldNuke | GB | 2018-05-26 08:00 | 0.72888
OldNuke | GB | 2018-05-26 09:00 | 0.72799
OldNuke | GB | 2018-05-26 10:00 | 0.72743
OldNuke | GB | 2018-05-26 11:00 | 0.72743
OldNuke | GB | 2018-05-26 12:00 | 0.72755
OldNuke | GB | 2018-05-26 13:00 | 0.73022
OldNuke | GB | 2018-05-26 14:00 | 0.70894
OldNuke | GB | 2018-05-26 15:00 | 0.70816
OldNuke | GB | 2018-05-26 16:00 | 0.70816
OldNuke | GB | 2018-05-26 17:00 | 0.70905
OldNuke | GB | 2018-05-26 18:00 | 0.73078
OldNuke | GB | 2018-05-26 19:00 | 0.73133
OldNuke | GB | 2018-05-26 20:00 | 0.73301
OldNuke | GB | 2018-05-26 21:00 | 0.73251
OldNuke | GB | 2018-05-26 22:00 | 0.732
OldNuke | GB | 2018-05-26 23:00 | 0.7329
OldNuke | GB | 2018-05-27 | 0.73234
OldNuke | GB | 2018-05-27 01:00 | 0.74281
OldNuke | GB | 2018-05-27 02:00 | 0.74994
OldNuke | GB | 2018-05-27 03:00 | 0.74983
OldNuke | GB | 2018-05-27 04:00 | 0.75162
OldNuke | GB | 2018-05-27 05:00 | 0.75128
OldNuke | GB | 2018-05-27 06:00 | 0.75195
OldNuke | GB | 2018-05-27 07:00 | 0.75217
OldNuke | GB | 2018-05-27 08:00 | 0.75407
OldNuke | GB | 2018-05-27 09:00 | 0.75429
OldNuke | GB | 2018-05-27 10:00 | 0.75585
OldNuke | GB | 2018-05-27 11:00 | 0.7583
OldNuke | GB | 2018-05-27 12:00 | 0.7593
OldNuke | GB | 2018-05-27 13:00 | 0.75997
OldNuke | GB | 2018-05-27 14:00 | 0.7602
OldNuke | GB | 2018-05-27 15:00 | 0.76209
OldNuke | GB | 2018-05-27 16:00 | 0.76287
OldNuke | GB | 2018-05-27 17:00 | 0.76398
OldNuke | GB | 2018-05-27 18:00 | 0.76398
OldNuke | GB | 2018-05-27 19:00 | 0.76398
OldNuke | GB | 2018-05-27 20:00 | 0.76454
OldNuke | GB | 2018-05-27 21:00 | 0.76599
OldNuke | GB | 2018-05-27 22:00 | 0.76688
OldNuke | GB | 2018-05-27 23:00 | 0.77201
OldNuke | GB | 2018-05-28 | 0.77869
OldNuke | GB | 2018-05-28 01:00 | 0.78025
OldNuke | GB | 2018-05-28 02:00 | 0.78248
OldNuke | GB | 2018-05-28 03:00 | 0.78204
OldNuke | GB | 2018-05-28 04:00 | 0.78137
OldNuke | GB | 2018-05-28 05:00 | 0.78048
OldNuke | GB | 2018-05-28 06:00 | 0.78059
OldNuke | GB | 2018-05-28 07:00 | 0.78048
OldNuke | GB | 2018-05-28 08:00 | 0.77981
OldNuke | GB | 2018-05-28 09:00 | 0.7797
OldNuke | GB | 2018-05-28 10:00 | 0.78126
OldNuke | GB | 2018-05-28 11:00 | 0.78772
OldNuke | GB | 2018-05-28 12:00 | 0.79229
OldNuke | GB | 2018-05-28 13:00 | 0.79296
OldNuke | GB | 2018-05-28 14:00 | 0.79552
OldNuke | GB | 2018-05-28 15:00 | 0.79519
OldNuke | GB | 2018-05-28 16:00 | 0.79485
OldNuke | GB | 2018-05-28 17:00 | 0.79585
OldNuke | GB | 2018-05-28 18:00 | 0.79597
OldNuke | GB | 2018-05-28 19:00 | 0.79474
OldNuke | GB | 2018-05-28 20:00 | 0.79563
OldNuke | GB | 2018-05-28 21:00 | 0.80031
OldNuke | GB | 2018-05-28 22:00 | 0.80209
OldNuke | GB | 2018-05-28 23:00 | 0.80488
OldNuke | GB | 2018-05-29 | 0.80633
OldNuke | GB | 2018-05-29 01:00 | 0.80722
OldNuke | GB | 2018-05-29 02:00 | 0.80577
OldNuke | GB | 2018-05-29 03:00 | 0.807
OldNuke | GB | 2018-05-29 04:00 | 0.806
OldNuke | GB | 2018-05-29 05:00 | 0.80533
OldNuke | GB | 2018-05-29 06:00 | 0.80588
OldNuke | GB | 2018-05-29 07:00 | 0.80555
OldNuke | GB | 2018-05-29 08:00 | 0.80466
OldNuke | GB | 2018-05-29 09:00 | 0.80689
OldNuke | GB | 2018-05-29 10:00 | 0.80555
OldNuke | GB | 2018-05-29 11:00 | 0.80867
OldNuke | GB | 2018-05-29 12:00 | 0.80744
OldNuke | GB | 2018-05-29 13:00 | 0.807
OldNuke | GB | 2018-05-29 14:00 | 0.80811
OldNuke | GB | 2018-05-29 15:00 | 0.80878
OldNuke | GB | 2018-05-29 16:00 | 0.80733
OldNuke | GB | 2018-05-29 17:00 | 0.80789
OldNuke | GB | 2018-05-29 18:00 | 0.80678
OldNuke | GB | 2018-05-29 19:00 | 0.80822
OldNuke | GB | 2018-05-29 20:00 | 0.80845
OldNuke | GB | 2018-05-29 21:00 | 0.80956
OldNuke | GB | 2018-05-29 22:00 | 0.80912
OldNuke | GB | 2018-05-29 23:00 | 0.80912
OldNuke | GB | 2018-05-30 | 0.80822
OldNuke | GB | 2018-05-30 01:00 | 0.80956
OldNuke | GB | 2018-05-30 02:00 | 0.80867
OldNuke | GB | 2018-05-30 03:00 | 0.80912
OldNuke | GB | 2018-05-30 04:00 | 0.809
OldNuke | GB | 2018-05-30 05:00 | 0.82304
OldNuke | GB | 2018-05-30 06:00 | 0.82405
OldNuke | GB | 2018-05-30 07:00 | 0.82204
OldNuke | GB | 2018-05-30 08:00 | 0.82215
OldNuke | GB | 2018-05-30 09:00 | 0.82182
OldNuke | GB | 2018-05-30 10:00 | 0.82137
OldNuke | GB | 2018-05-30 11:00 | 0.82104
OldNuke | GB | 2018-05-30 12:00 | 0.82204
OldNuke | GB | 2018-05-30 13:00 | 0.82483
OldNuke | GB | 2018-05-30 14:00 | 0.82137
OldNuke | GB | 2018-05-30 15:00 | 0.82226
OldNuke | GB | 2018-05-30 16:00 | 0.82293
OldNuke | GB | 2018-05-30 17:00 | 0.82739
OldNuke | GB | 2018-05-30 18:00 | 0.82772
OldNuke | GB | 2018-05-30 19:00 | 0.82862
OldNuke | GB | 2018-05-30 20:00 | 0.83653
OldNuke | GB | 2018-05-30 21:00 | 0.83864
OldNuke | GB | 2018-05-30 22:00 | 0.83976
OldNuke | GB | 2018-05-30 23:00 | 0.83998
OldNuke | GB | 2018-05-31 | 0.84188
OldNuke | GB | 2018-05-31 01:00 | 0.84611
OldNuke | GB | 2018-05-31 02:00 | 0.84589
OldNuke | GB | 2018-05-31 03:00 | 0.84656
OldNuke | GB | 2018-05-31 04:00 | 0.84633
OldNuke | GB | 2018-05-31 05:00 | 0.84689
OldNuke | GB | 2018-05-31 06:00 | 0.85458
OldNuke | GB | 2018-05-31 07:00 | 0.85525
OldNuke | GB | 2018-05-31 08:00 | 0.8538
OldNuke | GB | 2018-05-31 09:00 | 0.85313
OldNuke | GB | 2018-05-31 10:00 | 0.85391
OldNuke | GB | 2018-05-31 11:00 | 0.85402
OldNuke | GB | 2018-05-31 12:00 | 0.85569
OldNuke | GB | 2018-05-31 13:00 | 0.85614
OldNuke | GB | 2018-05-31 14:00 | 0.85859
OldNuke | GB | 2018-05-31 15:00 | 0.86004
OldNuke | GB | 2018-05-31 16:00 | 0.85904
OldNuke | GB | 2018-05-31 17:00 | 0.86138
OldNuke | GB | 2018-05-31 18:00 | 0.86149
OldNuke | GB | 2018-05-31 19:00 | 0.86238
OldNuke | GB | 2018-05-31 20:00 | 0.86216
OldNuke | GB | 2018-05-31 21:00 | 0.86138
OldNuke | GB | 2018-05-31 22:00 | 0.86305
OldNuke | GB | 2018-05-31 23:00 | 0.86316
OldNuke | GB | 2018-06-01 | 0.8655
OldNuke | GB | 2018-06-01 01:00 | 0.86004
OldNuke | GB | 2018-06-01 02:00 | 0.85848
OldNuke | GB | 2018-06-01 03:00 | 0.86015
OldNuke | GB | 2018-06-01 04:00 | 0.85959
OldNuke | GB | 2018-06-01 05:00 | 0.86015
OldNuke | GB | 2018-06-01 06:00 | 0.86093
OldNuke | GB | 2018-06-01 07:00 | 0.85959
OldNuke | GB | 2018-06-01 08:00 | 0.85959
OldNuke | GB | 2018-06-01 09:00 | 0.86015
OldNuke | GB | 2018-06-01 10:00 | 0.86071
OldNuke | GB | 2018-06-01 11:00 | 0.86115
OldNuke | GB | 2018-06-01 12:00 | 0.86149
OldNuke | GB | 2018-06-01 13:00 | 0.85647
OldNuke | GB | 2018-06-01 14:00 | 0.85803
OldNuke | GB | 2018-06-01 15:00 | 0.85636
OldNuke | GB | 2018-06-01 16:00 | 0.85647
OldNuke | GB | 2018-06-01 17:00 | 0.85737
OldNuke | GB | 2018-06-01 18:00 | 0.85581
OldNuke | GB | 2018-06-01 19:00 | 0.85558
OldNuke | GB | 2018-06-01 20:00 | 0.85547
OldNuke | GB | 2018-06-01 21:00 | 0.85569
OldNuke | GB | 2018-06-01 22:00 | 0.85491
OldNuke | GB | 2018-06-01 23:00 | 0.8567
OldNuke | GB | 2018-06-02 | 0.85558
OldNuke | GB | 2018-06-02 01:00 | 0.85725
OldNuke | GB | 2018-06-02 02:00 | 0.8577
OldNuke | GB | 2018-06-02 03:00 | 0.8577
OldNuke | GB | 2018-06-02 04:00 | 0.84589
OldNuke | GB | 2018-06-02 05:00 | 0.84611
OldNuke | GB | 2018-06-02 06:00 | 0.84678
OldNuke | GB | 2018-06-02 07:00 | 0.84633
OldNuke | GB | 2018-06-02 08:00 | 0.84633
OldNuke | GB | 2018-06-02 09:00 | 0.84645
OldNuke | GB | 2018-06-02 10:00 | 0.84567
OldNuke | GB | 2018-06-02 11:00 | 0.84589
OldNuke | GB | 2018-06-02 12:00 | 0.84678
OldNuke | GB | 2018-06-02 13:00 | 0.8304
OldNuke | GB | 2018-06-02 14:00 | 0.8314
OldNuke | GB | 2018-06-02 15:00 | 0.85213
OldNuke | GB | 2018-06-02 16:00 | 0.86004
OldNuke | GB | 2018-06-02 17:00 | 0.86026
OldNuke | GB | 2018-06-02 18:00 | 0.85993
OldNuke | GB | 2018-06-02 19:00 | 0.85881
OldNuke | GB | 2018-06-02 20:00 | 0.85881
OldNuke | GB | 2018-06-02 21:00 | 0.85837
OldNuke | GB | 2018-06-02 22:00 | 0.85737
OldNuke | GB | 2018-06-02 23:00 | 0.85837
OldNuke | GB | 2018-06-03 | 0.85926
OldNuke | GB | 2018-06-03 01:00 | 0.85948
OldNuke | GB | 2018-06-03 02:00 | 0.8587
OldNuke | GB | 2018-06-03 03:00 | 0.85915
OldNuke | GB | 2018-06-03 04:00 | 0.85893
OldNuke | GB | 2018-06-03 05:00 | 0.85837
OldNuke | GB | 2018-06-03 06:00 | 0.85893
OldNuke | GB | 2018-06-03 07:00 | 0.8587
OldNuke | GB | 2018-06-03 08:00 | 0.86026
OldNuke | GB | 2018-06-03 09:00 | 0.8587
OldNuke | GB | 2018-06-03 10:00 | 0.85703
OldNuke | GB | 2018-06-03 11:00 | 0.85759
OldNuke | GB | 2018-06-03 12:00 | 0.85725
OldNuke | GB | 2018-06-03 13:00 | 0.85703
OldNuke | GB | 2018-06-03 14:00 | 0.85837
OldNuke | GB | 2018-06-03 15:00 | 0.83129
OldNuke | GB | 2018-06-03 16:00 | 0.83129
OldNuke | GB | 2018-06-03 17:00 | 0.84366
OldNuke | GB | 2018-06-03 18:00 | 0.84433
OldNuke | GB | 2018-06-03 19:00 | 0.84466
OldNuke | GB | 2018-06-03 20:00 | 0.83073
OldNuke | GB | 2018-06-03 21:00 | 0.82995
OldNuke | GB | 2018-06-03 22:00 | 0.8294
OldNuke | GB | 2018-06-03 23:00 | 0.83909
OldNuke | GB | 2018-06-04 | 0.85135
OldNuke | GB | 2018-06-04 01:00 | 0.85213
OldNuke | GB | 2018-06-04 02:00 | 0.85235
OldNuke | GB | 2018-06-04 03:00 | 0.85191
OldNuke | GB | 2018-06-04 04:00 | 0.83196
OldNuke | GB | 2018-06-04 05:00 | 0.83185
OldNuke | GB | 2018-06-04 06:00 | 0.84377
OldNuke | GB | 2018-06-04 07:00 | 0.8431
OldNuke | GB | 2018-06-04 08:00 | 0.84277
OldNuke | GB | 2018-06-04 09:00 | 0.84255
OldNuke | GB | 2018-06-04 10:00 | 0.82951
OldNuke | GB | 2018-06-04 11:00 | 0.82895
OldNuke | GB | 2018-06-04 12:00 | 0.85057
OldNuke | GB | 2018-06-04 13:00 | 0.85235
OldNuke | GB | 2018-06-04 14:00 | 0.85257
OldNuke | GB | 2018-06-04 15:00 | 0.85269
OldNuke | GB | 2018-06-04 16:00 | 0.84477
OldNuke | GB | 2018-06-04 17:00 | 0.83062
OldNuke | GB | 2018-06-04 18:00 | 0.84065
OldNuke | GB | 2018-06-04 19:00 | 0.84344
OldNuke | GB | 2018-06-04 20:00 | 0.83118
OldNuke | GB | 2018-06-04 21:00 | 0.83129
OldNuke | GB | 2018-06-04 22:00 | 0.84099
OldNuke | GB | 2018-06-04 23:00 | 0.85213
OldNuke | GB | 2018-06-05 | 0.85792
OldNuke | GB | 2018-06-05 01:00 | 0.85703
OldNuke | GB | 2018-06-05 02:00 | 0.85859
OldNuke | GB | 2018-06-05 03:00 | 0.83408
OldNuke | GB | 2018-06-05 04:00 | 0.83486
OldNuke | GB | 2018-06-05 05:00 | 0.85269
OldNuke | GB | 2018-06-05 06:00 | 0.85904
OldNuke | GB | 2018-06-05 07:00 | 0.85748
OldNuke | GB | 2018-06-05 08:00 | 0.85737
OldNuke | GB | 2018-06-05 09:00 | 0.8567
OldNuke | GB | 2018-06-05 10:00 | 0.85725
OldNuke | GB | 2018-06-05 11:00 | 0.85525
OldNuke | GB | 2018-06-05 12:00 | 0.83642
OldNuke | GB | 2018-06-05 13:00 | 0.84177
OldNuke | GB | 2018-06-05 14:00 | 0.85714
OldNuke | GB | 2018-06-05 15:00 | 0.8577
OldNuke | GB | 2018-06-05 16:00 | 0.85725
OldNuke | GB | 2018-06-05 17:00 | 0.85703
OldNuke | GB | 2018-06-05 18:00 | 0.85792
OldNuke | GB | 2018-06-05 19:00 | 0.85803
OldNuke | GB | 2018-06-05 20:00 | 0.83675
OldNuke | GB | 2018-06-05 21:00 | 0.8324
OldNuke | GB | 2018-06-05 22:00 | 0.85257
OldNuke | GB | 2018-06-05 23:00 | 0.85803
OldNuke | GB | 2018-06-06 | 0.85803
OldNuke | GB | 2018-06-06 01:00 | 0.85948
OldNuke | GB | 2018-06-06 02:00 | 0.83608
OldNuke | GB | 2018-06-06 03:00 | 0.83396
OldNuke | GB | 2018-06-06 04:00 | 0.85491
OldNuke | GB | 2018-06-06 05:00 | 0.86049
OldNuke | GB | 2018-06-06 06:00 | 0.86037
OldNuke | GB | 2018-06-06 07:00 | 0.85959
OldNuke | GB | 2018-06-06 08:00 | 0.85948
OldNuke | GB | 2018-06-06 09:00 | 0.85859
OldNuke | GB | 2018-06-06 10:00 | 0.83552
OldNuke | GB | 2018-06-06 11:00 | 0.83552
OldNuke | GB | 2018-06-06 12:00 | 0.8587
OldNuke | GB | 2018-06-06 13:00 | 0.85859
OldNuke | GB | 2018-06-06 14:00 | 0.8587
OldNuke | GB | 2018-06-06 15:00 | 0.85937
OldNuke | GB | 2018-06-06 16:00 | 0.85959
OldNuke | GB | 2018-06-06 17:00 | 0.85926
OldNuke | GB | 2018-06-06 18:00 | 0.86182
OldNuke | GB | 2018-06-06 19:00 | 0.86205
OldNuke | GB | 2018-06-06 20:00 | 0.84188
OldNuke | GB | 2018-06-06 21:00 | 0.82082
OldNuke | GB | 2018-06-06 22:00 | 0.81981
OldNuke | GB | 2018-06-06 23:00 | 0.81914
OldNuke | GB | 2018-06-07 | 0.81937
OldNuke | GB | 2018-06-07 01:00 | 0.81892
OldNuke | GB | 2018-06-07 02:00 | 0.8197
OldNuke | GB | 2018-06-07 03:00 | 0.8197
OldNuke | GB | 2018-06-07 04:00 | 0.82026
OldNuke | GB | 2018-06-07 05:00 | 0.82048
OldNuke | GB | 2018-06-07 06:00 | 0.82037
OldNuke | GB | 2018-06-07 07:00 | 0.82048
OldNuke | GB | 2018-06-07 08:00 | 0.81981
OldNuke | GB | 2018-06-07 09:00 | 0.82015
OldNuke | GB | 2018-06-07 10:00 | 0.81725
OldNuke | GB | 2018-06-07 11:00 | 0.81736
OldNuke | GB | 2018-06-07 12:00 | 0.81758
OldNuke | GB | 2018-06-07 13:00 | 0.81803
OldNuke | GB | 2018-06-07 14:00 | 0.81792
OldNuke | GB | 2018-06-07 15:00 | 0.81703
OldNuke | GB | 2018-06-07 16:00 | 0.81848
OldNuke | GB | 2018-06-07 17:00 | 0.81892
OldNuke | GB | 2018-06-07 18:00 | 0.81937
OldNuke | GB | 2018-06-07 19:00 | 0.81803
OldNuke | GB | 2018-06-07 20:00 | 0.81926
OldNuke | GB | 2018-06-07 21:00 | 0.81859
OldNuke | GB | 2018-06-07 22:00 | 0.81926
OldNuke | GB | 2018-06-07 23:00 | 0.81992
OldNuke | GB | 2018-06-08 | 0.8197
OldNuke | GB | 2018-06-08 01:00 | 0.81937
OldNuke | GB | 2018-06-08 02:00 | 0.81937
OldNuke | GB | 2018-06-08 03:00 | 0.81881
OldNuke | GB | 2018-06-08 04:00 | 0.81926
OldNuke | GB | 2018-06-08 05:00 | 0.82004
OldNuke | GB | 2018-06-08 06:00 | 0.81903
OldNuke | GB | 2018-06-08 07:00 | 0.82004
OldNuke | GB | 2018-06-08 08:00 | 0.81948
OldNuke | GB | 2018-06-08 09:00 | 0.81981
OldNuke | GB | 2018-06-08 10:00 | 0.8187
OldNuke | GB | 2018-06-08 11:00 | 0.81881
OldNuke | GB | 2018-06-08 12:00 | 0.81848
OldNuke | GB | 2018-06-08 13:00 | 0.81725
OldNuke | GB | 2018-06-08 14:00 | 0.81758
OldNuke | GB | 2018-06-08 15:00 | 0.8177
OldNuke | GB | 2018-06-08 16:00 | 0.81692
OldNuke | GB | 2018-06-08 17:00 | 0.81781
OldNuke | GB | 2018-06-08 18:00 | 0.81803
OldNuke | GB | 2018-06-08 19:00 | 0.81803
OldNuke | GB | 2018-06-08 20:00 | 0.81903
OldNuke | GB | 2018-06-08 21:00 | 0.81892
OldNuke | GB | 2018-06-08 22:00 | 0.81848
OldNuke | GB | 2018-06-08 23:00 | 0.81914
OldNuke | GB | 2018-06-09 | 0.81848
OldNuke | GB | 2018-06-09 01:00 | 0.81669
OldNuke | GB | 2018-06-09 02:00 | 0.8187
OldNuke | GB | 2018-06-09 03:00 | 0.81814
OldNuke | GB | 2018-06-09 04:00 | 0.81937
OldNuke | GB | 2018-06-09 05:00 | 0.82015
OldNuke | GB | 2018-06-09 06:00 | 0.82037
OldNuke | GB | 2018-06-09 07:00 | 0.81981
OldNuke | GB | 2018-06-09 08:00 | 0.81981
OldNuke | GB | 2018-06-09 09:00 | 0.81981
OldNuke | GB | 2018-06-09 10:00 | 0.82015
OldNuke | GB | 2018-06-09 11:00 | 0.82037
OldNuke | GB | 2018-06-09 12:00 | 0.81948
OldNuke | GB | 2018-06-09 13:00 | 0.82238
OldNuke | GB | 2018-06-09 14:00 | 0.82282
OldNuke | GB | 2018-06-09 15:00 | 0.82672
OldNuke | GB | 2018-06-09 16:00 | 0.83352
OldNuke | GB | 2018-06-09 17:00 | 0.83285
OldNuke | GB | 2018-06-09 18:00 | 0.83374
OldNuke | GB | 2018-06-09 19:00 | 0.83218
OldNuke | GB | 2018-06-09 20:00 | 0.83385
OldNuke | GB | 2018-06-09 21:00 | 0.83307
OldNuke | GB | 2018-06-09 22:00 | 0.83619
OldNuke | GB | 2018-06-09 23:00 | 0.83987
OldNuke | GB | 2018-06-10 | 0.84366
OldNuke | GB | 2018-06-10 01:00 | 0.84444
OldNuke | GB | 2018-06-10 02:00 | 0.84912
OldNuke | GB | 2018-06-10 03:00 | 0.84957
OldNuke | GB | 2018-06-10 04:00 | 0.84957
OldNuke | GB | 2018-06-10 05:00 | 0.85347
OldNuke | GB | 2018-06-10 06:00 | 0.85257
OldNuke | GB | 2018-06-10 07:00 | 0.85347
OldNuke | GB | 2018-06-10 08:00 | 0.85302
OldNuke | GB | 2018-06-10 09:00 | 0.85324
OldNuke | GB | 2018-06-10 10:00 | 0.85413
OldNuke | GB | 2018-06-10 11:00 | 0.84923
OldNuke | GB | 2018-06-10 12:00 | 0.8548
OldNuke | GB | 2018-06-10 13:00 | 0.8567
OldNuke | GB | 2018-06-10 14:00 | 0.85926
OldNuke | GB | 2018-06-10 15:00 | 0.86015
OldNuke | GB | 2018-06-10 16:00 | 0.85904
OldNuke | GB | 2018-06-10 17:00 | 0.86104
OldNuke | GB | 2018-06-10 18:00 | 0.86004
OldNuke | GB | 2018-06-10 19:00 | 0.86149
OldNuke | GB | 2018-06-10 20:00 | 0.86171
OldNuke | GB | 2018-06-10 21:00 | 0.86193
OldNuke | GB | 2018-06-10 22:00 | 0.8645
OldNuke | GB | 2018-06-10 23:00 | 0.86294
OldNuke | GB | 2018-06-11 | 0.86539
OldNuke | GB | 2018-06-11 01:00 | 0.86461
OldNuke | GB | 2018-06-11 02:00 | 0.86483
OldNuke | GB | 2018-06-11 03:00 | 0.86361
OldNuke | GB | 2018-06-11 04:00 | 0.86427
OldNuke | GB | 2018-06-11 05:00 | 0.86684
OldNuke | GB | 2018-06-11 06:00 | 0.86706
OldNuke | GB | 2018-06-11 07:00 | 0.86661
OldNuke | GB | 2018-06-11 08:00 | 0.86829
OldNuke | GB | 2018-06-11 09:00 | 0.86728
OldNuke | GB | 2018-06-11 10:00 | 0.86907
OldNuke | GB | 2018-06-11 11:00 | 0.86829
OldNuke | GB | 2018-06-11 12:00 | 0.86751
OldNuke | GB | 2018-06-11 13:00 | 0.86884
OldNuke | GB | 2018-06-11 14:00 | 0.86851
OldNuke | GB | 2018-06-11 15:00 | 0.86929
OldNuke | GB | 2018-06-11 16:00 | 0.86784
OldNuke | GB | 2018-06-11 17:00 | 0.86806
OldNuke | GB | 2018-06-11 18:00 | 0.86695
OldNuke | GB | 2018-06-11 19:00 | 0.86706
OldNuke | GB | 2018-06-11 20:00 | 0.86907
OldNuke | GB | 2018-06-11 21:00 | 0.86929
OldNuke | GB | 2018-06-11 22:00 | 0.86907
OldNuke | GB | 2018-06-11 23:00 | 0.8704
OldNuke | GB | 2018-06-12 | 0.86973
OldNuke | GB | 2018-06-12 01:00 | 0.87085
OldNuke | GB | 2018-06-12 02:00 | 0.86049
OldNuke | GB | 2018-06-12 03:00 | 0.86026
OldNuke | GB | 2018-06-12 04:00 | 0.86037
OldNuke | GB | 2018-06-12 05:00 | 0.86271
OldNuke | GB | 2018-06-12 06:00 | 0.85436
OldNuke | GB | 2018-06-12 07:00 | 0.85469
OldNuke | GB | 2018-06-12 08:00 | 0.85491
OldNuke | GB | 2018-06-12 09:00 | 0.85447
OldNuke | GB | 2018-06-12 10:00 | 0.82973
OldNuke | GB | 2018-06-12 11:00 | 0.82817
OldNuke | GB | 2018-06-12 12:00 | 0.86004
OldNuke | GB | 2018-06-12 13:00 | 0.85971
OldNuke | GB | 2018-06-12 14:00 | 0.85959
OldNuke | GB | 2018-06-12 15:00 | 0.85982
OldNuke | GB | 2018-06-12 16:00 | 0.85614
OldNuke | GB | 2018-06-12 17:00 | 0.82795
OldNuke | GB | 2018-06-12 18:00 | 0.82995
OldNuke | GB | 2018-06-12 19:00 | 0.85971
OldNuke | GB | 2018-06-12 20:00 | 0.85904
OldNuke | GB | 2018-06-12 21:00 | 0.85982
OldNuke | GB | 2018-06-12 22:00 | 0.86049
OldNuke | GB | 2018-06-12 23:00 | 0.84645
OldNuke | GB | 2018-06-13 | 0.83006
OldNuke | GB | 2018-06-13 01:00 | 0.82973
OldNuke | GB | 2018-06-13 02:00 | 0.83006
OldNuke | GB | 2018-06-13 03:00 | 0.82995
OldNuke | GB | 2018-06-13 04:00 | 0.84812
OldNuke | GB | 2018-06-13 05:00 | 0.85358
OldNuke | GB | 2018-06-13 06:00 | 0.85514
OldNuke | GB | 2018-06-13 07:00 | 0.8538
OldNuke | GB | 2018-06-13 08:00 | 0.85491
OldNuke | GB | 2018-06-13 09:00 | 0.83915
OldNuke | GB | 2018-06-13 10:00 | 0.82338
OldNuke | GB | 2018-06-13 11:00 | 0.82382
OldNuke | GB | 2018-06-13 12:00 | 0.85369
OldNuke | GB | 2018-06-13 13:00 | 0.85124
OldNuke | GB | 2018-06-13 14:00 | 0.85191
OldNuke | GB | 2018-06-13 15:00 | 0.85291
OldNuke | GB | 2018-06-13 16:00 | 0.82427
OldNuke | GB | 2018-06-13 17:00 | 0.82171
OldNuke | GB | 2018-06-13 18:00 | 0.84801
OldNuke | GB | 2018-06-13 19:00 | 0.84583
OldNuke | GB | 2018-06-13 20:00 | 0.84366
OldNuke | GB | 2018-06-13 21:00 | 0.84633
OldNuke | GB | 2018-06-13 22:00 | 0.81825
OldNuke | GB | 2018-06-13 23:00 | 0.81368
OldNuke | GB | 2018-06-14 | 0.81703
OldNuke | GB | 2018-06-14 01:00 | 0.84021
OldNuke | GB | 2018-06-14 02:00 | 0.83987
OldNuke | GB | 2018-06-14 03:00 | 0.83619
OldNuke | GB | 2018-06-14 04:00 | 0.83441
OldNuke | GB | 2018-06-14 05:00 | 0.80711
OldNuke | GB | 2018-06-14 06:00 | 0.80733
OldNuke | GB | 2018-06-14 07:00 | 0.80978
OldNuke | GB | 2018-06-14 08:00 | 0.82828
OldNuke | GB | 2018-06-14 09:00 | 0.83552
OldNuke | GB | 2018-06-14 10:00 | 0.81725
OldNuke | GB | 2018-06-14 11:00 | 0.80778
OldNuke | GB | 2018-06-14 12:00 | 0.80354
OldNuke | GB | 2018-06-14 13:00 | 0.80165
OldNuke | GB | 2018-06-14 14:00 | 0.80209
OldNuke | GB | 2018-06-14 15:00 | 0.80221
OldNuke | GB | 2018-06-14 16:00 | 0.77825
OldNuke | GB | 2018-06-14 17:00 | 0.74827
OldNuke | GB | 2018-06-14 18:00 | 0.76075
OldNuke | GB | 2018-06-14 19:00 | 0.7768
OldNuke | GB | 2018-06-14 20:00 | 0.77669
OldNuke | GB | 2018-06-14 21:00 | 0.77725
OldNuke | GB | 2018-06-14 22:00 | 0.77725
OldNuke | GB | 2018-06-14 23:00 | 0.74716
OldNuke | GB | 2018-06-15 | 0.74649
OldNuke | GB | 2018-06-15 01:00 | 0.76855
OldNuke | GB | 2018-06-15 02:00 | 0.77747
OldNuke | GB | 2018-06-15 03:00 | 0.77725
OldNuke | GB | 2018-06-15 04:00 | 0.77825
OldNuke | GB | 2018-06-15 05:00 | 0.75095
OldNuke | GB | 2018-06-15 06:00 | 0.7476
OldNuke | GB | 2018-06-15 07:00 | 0.76042
OldNuke | GB | 2018-06-15 08:00 | 0.77123
OldNuke | GB | 2018-06-15 09:00 | 0.77201
OldNuke | GB | 2018-06-15 10:00 | 0.77056
OldNuke | GB | 2018-06-15 11:00 | 0.77479
OldNuke | GB | 2018-06-15 12:00 | 0.75139
OldNuke | GB | 2018-06-15 13:00 | 0.74916
OldNuke | GB | 2018-06-15 14:00 | 0.74816
OldNuke | GB | 2018-06-15 15:00 | 0.74961
OldNuke | GB | 2018-06-15 16:00 | 0.75072
OldNuke | GB | 2018-06-15 17:00 | 0.76365
OldNuke | GB | 2018-06-15 18:00 | 0.77613
OldNuke | GB | 2018-06-15 19:00 | 0.77691
OldNuke | GB | 2018-06-15 20:00 | 0.7768
OldNuke | GB | 2018-06-15 21:00 | 0.77881
OldNuke | GB | 2018-06-15 22:00 | 0.77869
OldNuke | GB | 2018-06-15 23:00 | 0.77869
OldNuke | GB | 2018-06-16 | 0.78025
OldNuke | GB | 2018-06-16 01:00 | 0.75663
OldNuke | GB | 2018-06-16 02:00 | 0.7563
OldNuke | GB | 2018-06-16 03:00 | 0.75696
OldNuke | GB | 2018-06-16 04:00 | 0.75708
OldNuke | GB | 2018-06-16 05:00 | 0.75763
OldNuke | GB | 2018-06-16 06:00 | 0.77903
OldNuke | GB | 2018-06-16 07:00 | 0.7836
OldNuke | GB | 2018-06-16 08:00 | 0.78382
OldNuke | GB | 2018-06-16 09:00 | 0.78337
OldNuke | GB | 2018-06-16 10:00 | 0.78382
OldNuke | GB | 2018-06-16 11:00 | 0.7836
OldNuke | GB | 2018-06-16 12:00 | 0.78293
OldNuke | GB | 2018-06-16 13:00 | 0.77401
OldNuke | GB | 2018-06-16 14:00 | 0.75897
OldNuke | GB | 2018-06-16 15:00 | 0.75919
OldNuke | GB | 2018-06-16 16:00 | 0.76098
OldNuke | GB | 2018-06-16 17:00 | 0.78081
OldNuke | GB | 2018-06-16 18:00 | 0.78694
OldNuke | GB | 2018-06-16 19:00 | 0.78705
OldNuke | GB | 2018-06-16 20:00 | 0.78605
OldNuke | GB | 2018-06-16 21:00 | 0.78694
OldNuke | GB | 2018-06-16 22:00 | 0.78817
OldNuke | GB | 2018-06-16 23:00 | 0.78917
OldNuke | GB | 2018-06-17 | 0.78661
OldNuke | GB | 2018-06-17 01:00 | 0.77134
OldNuke | GB | 2018-06-17 02:00 | 0.76176
OldNuke | GB | 2018-06-17 03:00 | 0.76153
OldNuke | GB | 2018-06-17 04:00 | 0.76142
OldNuke | GB | 2018-06-17 05:00 | 0.76309
OldNuke | GB | 2018-06-17 06:00 | 0.78605
OldNuke | GB | 2018-06-17 07:00 | 0.7875
OldNuke | GB | 2018-06-17 08:00 | 0.78895
OldNuke | GB | 2018-06-17 09:00 | 0.78805
OldNuke | GB | 2018-06-17 10:00 | 0.78917
OldNuke | GB | 2018-06-17 11:00 | 0.78906
OldNuke | GB | 2018-06-17 12:00 | 0.78817
OldNuke | GB | 2018-06-17 13:00 | 0.78672
OldNuke | GB | 2018-06-17 14:00 | 0.78672
OldNuke | GB | 2018-06-17 15:00 | 0.7622
OldNuke | GB | 2018-06-17 16:00 | 0.76042
OldNuke | GB | 2018-06-17 17:00 | 0.75875
OldNuke | GB | 2018-06-17 18:00 | 0.75886
OldNuke | GB | 2018-06-17 19:00 | 0.77056
OldNuke | GB | 2018-06-17 20:00 | 0.77803
OldNuke | GB | 2018-06-17 21:00 | 0.77769
OldNuke | GB | 2018-06-17 22:00 | 0.77502
OldNuke | GB | 2018-06-17 23:00 | 0.75262
OldNuke | GB | 2018-06-18 | 0.73869
OldNuke | GB | 2018-06-18 01:00 | 0.73858
OldNuke | GB | 2018-06-18 02:00 | 0.7368
OldNuke | GB | 2018-06-18 03:00 | 0.71317
OldNuke | GB | 2018-06-18 04:00 | 0.71284
OldNuke | GB | 2018-06-18 05:00 | 0.71373
OldNuke | GB | 2018-06-18 06:00 | 0.72509
OldNuke | GB | 2018-06-18 07:00 | 0.73735
OldNuke | GB | 2018-06-18 08:00 | 0.73925
OldNuke | GB | 2018-06-18 09:00 | 0.73802
OldNuke | GB | 2018-06-18 10:00 | 0.73735
OldNuke | GB | 2018-06-18 11:00 | 0.73735
OldNuke | GB | 2018-06-18 12:00 | 0.73858
OldNuke | GB | 2018-06-18 13:00 | 0.731
OldNuke | GB | 2018-06-18 14:00 | 0.72677
OldNuke | GB | 2018-06-18 15:00 | 0.70727
OldNuke | GB | 2018-06-18 16:00 | 0.70682
OldNuke | GB | 2018-06-18 17:00 | 0.7076
OldNuke | GB | 2018-06-18 18:00 | 0.71507
OldNuke | GB | 2018-06-18 19:00 | 0.72431
OldNuke | GB | 2018-06-18 20:00 | 0.73089
OldNuke | GB | 2018-06-18 21:00 | 0.732
OldNuke | GB | 2018-06-18 22:00 | 0.731
OldNuke | GB | 2018-06-18 23:00 | 0.732
OldNuke | GB | 2018-06-19 | 0.73067
OldNuke | GB | 2018-06-19 01:00 | 0.72443
OldNuke | GB | 2018-06-19 02:00 | 0.70649
OldNuke | GB | 2018-06-19 03:00 | 0.69846
OldNuke | GB | 2018-06-19 04:00 | 0.69779
OldNuke | GB | 2018-06-19 05:00 | 0.69913
OldNuke | GB | 2018-06-19 06:00 | 0.71395
OldNuke | GB | 2018-06-19 07:00 | 0.72498
OldNuke | GB | 2018-06-19 08:00 | 0.72398
OldNuke | GB | 2018-06-19 09:00 | 0.72409
OldNuke | GB | 2018-06-19 10:00 | 0.72476
OldNuke | GB | 2018-06-19 11:00 | 0.72409
OldNuke | GB | 2018-06-19 12:00 | 0.72454
OldNuke | GB | 2018-06-19 13:00 | 0.71785
OldNuke | GB | 2018-06-19 14:00 | 0.70169
OldNuke | GB | 2018-06-19 15:00 | 0.70571
OldNuke | GB | 2018-06-19 16:00 | 0.7066
OldNuke | GB | 2018-06-19 17:00 | 0.72677
OldNuke | GB | 2018-06-19 18:00 | 0.74281
OldNuke | GB | 2018-06-19 19:00 | 0.7446
OldNuke | GB | 2018-06-19 20:00 | 0.7446
OldNuke | GB | 2018-06-19 21:00 | 0.7456
OldNuke | GB | 2018-06-19 22:00 | 0.7456
OldNuke | GB | 2018-06-19 23:00 | 0.7466
OldNuke | GB | 2018-06-20 | 0.72643
OldNuke | GB | 2018-06-20 01:00 | 0.72465
OldNuke | GB | 2018-06-20 02:00 | 0.72621
OldNuke | GB | 2018-06-20 03:00 | 0.74705
OldNuke | GB | 2018-06-20 04:00 | 0.75061
OldNuke | GB | 2018-06-20 05:00 | 0.75206
OldNuke | GB | 2018-06-20 06:00 | 0.75217
OldNuke | GB | 2018-06-20 07:00 | 0.75217
OldNuke | GB | 2018-06-20 08:00 | 0.75184
OldNuke | GB | 2018-06-20 09:00 | 0.76421
OldNuke | GB | 2018-06-20 10:00 | 0.77312
OldNuke | GB | 2018-06-20 11:00 | 0.77323
OldNuke | GB | 2018-06-20 12:00 | 0.78304
OldNuke | GB | 2018-06-20 13:00 | 0.78259
OldNuke | GB | 2018-06-20 14:00 | 0.78404
OldNuke | GB | 2018-06-20 15:00 | 0.78638
OldNuke | GB | 2018-06-20 16:00 | 0.7895
OldNuke | GB | 2018-06-20 17:00 | 0.79318
OldNuke | GB | 2018-06-20 18:00 | 0.79552
OldNuke | GB | 2018-06-20 19:00 | 0.79686
OldNuke | GB | 2018-06-20 20:00 | 0.79897
OldNuke | GB | 2018-06-20 21:00 | 0.80076
OldNuke | GB | 2018-06-20 22:00 | 0.80176
OldNuke | GB | 2018-06-20 23:00 | 0.80332
OldNuke | GB | 2018-06-21 | 0.80299
OldNuke | GB | 2018-06-21 01:00 | 0.8031
OldNuke | GB | 2018-06-21 02:00 | 0.80343
OldNuke | GB | 2018-06-21 03:00 | 0.80444
OldNuke | GB | 2018-06-21 04:00 | 0.80421
OldNuke | GB | 2018-06-21 05:00 | 0.80421
OldNuke | GB | 2018-06-21 06:00 | 0.80722
OldNuke | GB | 2018-06-21 07:00 | 0.80644
OldNuke | GB | 2018-06-21 08:00 | 0.80912
OldNuke | GB | 2018-06-21 09:00 | 0.80945
OldNuke | GB | 2018-06-21 10:00 | 0.81123
OldNuke | GB | 2018-06-21 11:00 | 0.81179
OldNuke | GB | 2018-06-21 12:00 | 0.81157
OldNuke | GB | 2018-06-21 13:00 | 0.81201
OldNuke | GB | 2018-06-21 14:00 | 0.81056
OldNuke | GB | 2018-06-21 15:00 | 0.81157
OldNuke | GB | 2018-06-21 16:00 | 0.81112
OldNuke | GB | 2018-06-21 17:00 | 0.81134
OldNuke | GB | 2018-06-21 18:00 | 0.8109
OldNuke | GB | 2018-06-21 19:00 | 0.81257
OldNuke | GB | 2018-06-21 20:00 | 0.81257
OldNuke | GB | 2018-06-21 21:00 | 0.81368
OldNuke | GB | 2018-06-21 22:00 | 0.81302
OldNuke | GB | 2018-06-21 23:00 | 0.81302
OldNuke | GB | 2018-06-22 | 0.81413
OldNuke | GB | 2018-06-22 01:00 | 0.81391
OldNuke | GB | 2018-06-22 02:00 | 0.81591
OldNuke | GB | 2018-06-22 03:00 | 0.81591
OldNuke | GB | 2018-06-22 04:00 | 0.81736
OldNuke | GB | 2018-06-22 05:00 | 0.8177
OldNuke | GB | 2018-06-22 06:00 | 0.81859
OldNuke | GB | 2018-06-22 07:00 | 0.8158
OldNuke | GB | 2018-06-22 08:00 | 0.81714
OldNuke | GB | 2018-06-22 09:00 | 0.81859
OldNuke | GB | 2018-06-22 10:00 | 0.8177
OldNuke | GB | 2018-06-22 11:00 | 0.81836
OldNuke | GB | 2018-06-22 12:00 | 0.81914
OldNuke | GB | 2018-06-22 13:00 | 0.82015
OldNuke | GB | 2018-06-22 14:00 | 0.81903
OldNuke | GB | 2018-06-22 15:00 | 0.8197
OldNuke | GB | 2018-06-22 16:00 | 0.81903
OldNuke | GB | 2018-06-22 17:00 | 0.81948
OldNuke | GB | 2018-06-22 18:00 | 0.81926
OldNuke | GB | 2018-06-22 19:00 | 0.81836
OldNuke | GB | 2018-06-22 20:00 | 0.8187
OldNuke | GB | 2018-06-22 21:00 | 0.81781
OldNuke | GB | 2018-06-22 22:00 | 0.81914
OldNuke | GB | 2018-06-22 23:00 | 0.81859
OldNuke | GB | 2018-06-23 | 0.81892
OldNuke | GB | 2018-06-23 01:00 | 0.82015
OldNuke | GB | 2018-06-23 02:00 | 0.82037
OldNuke | GB | 2018-06-23 03:00 | 0.81981
OldNuke | GB | 2018-06-23 04:00 | 0.81881
OldNuke | GB | 2018-06-23 05:00 | 0.8187
OldNuke | GB | 2018-06-23 06:00 | 0.8197
OldNuke | GB | 2018-06-23 07:00 | 0.81926
OldNuke | GB | 2018-06-23 08:00 | 0.81937
OldNuke | GB | 2018-06-23 09:00 | 0.8197
OldNuke | GB | 2018-06-23 10:00 | 0.81926
OldNuke | GB | 2018-06-23 11:00 | 0.81825
OldNuke | GB | 2018-06-23 12:00 | 0.81914
OldNuke | GB | 2018-06-23 13:00 | 0.81948
OldNuke | GB | 2018-06-23 14:00 | 0.81814
OldNuke | GB | 2018-06-23 15:00 | 0.81914
OldNuke | GB | 2018-06-23 16:00 | 0.82059
OldNuke | GB | 2018-06-23 17:00 | 0.8197
OldNuke | GB | 2018-06-23 18:00 | 0.82137
OldNuke | GB | 2018-06-23 19:00 | 0.81992
OldNuke | GB | 2018-06-23 20:00 | 0.81937
OldNuke | GB | 2018-06-23 21:00 | 0.81903
OldNuke | GB | 2018-06-23 22:00 | 0.8197
OldNuke | GB | 2018-06-23 23:00 | 0.82059
OldNuke | GB | 2018-06-24 | 0.81992
OldNuke | GB | 2018-06-24 01:00 | 0.82126
OldNuke | GB | 2018-06-24 02:00 | 0.81948
OldNuke | GB | 2018-06-24 03:00 | 0.81881
OldNuke | GB | 2018-06-24 04:00 | 0.81781
OldNuke | GB | 2018-06-24 05:00 | 0.82004
OldNuke | GB | 2018-06-24 06:00 | 0.82093
OldNuke | GB | 2018-06-24 07:00 | 0.82126
OldNuke | GB | 2018-06-24 08:00 | 0.82037
OldNuke | GB | 2018-06-24 09:00 | 0.82015
OldNuke | GB | 2018-06-24 10:00 | 0.82026
OldNuke | GB | 2018-06-24 11:00 | 0.81959
OldNuke | GB | 2018-06-24 12:00 | 0.82026
OldNuke | GB | 2018-06-24 13:00 | 0.82093
OldNuke | GB | 2018-06-24 14:00 | 0.82048
OldNuke | GB | 2018-06-24 15:00 | 0.82048
OldNuke | GB | 2018-06-24 16:00 | 0.81926
OldNuke | GB | 2018-06-24 17:00 | 0.81836
OldNuke | GB | 2018-06-24 18:00 | 0.81926
OldNuke | GB | 2018-06-24 19:00 | 0.81937
OldNuke | GB | 2018-06-24 20:00 | 0.81914
OldNuke | GB | 2018-06-24 21:00 | 0.81914
OldNuke | GB | 2018-06-24 22:00 | 0.8197
OldNuke | GB | 2018-06-24 23:00 | 0.8197
OldNuke | GB | 2018-06-25 | 0.8207
OldNuke | GB | 2018-06-25 01:00 | 0.82215
OldNuke | GB | 2018-06-25 02:00 | 0.82115
OldNuke | GB | 2018-06-25 03:00 | 0.8207
OldNuke | GB | 2018-06-25 04:00 | 0.82182
OldNuke | GB | 2018-06-25 05:00 | 0.82137
OldNuke | GB | 2018-06-25 06:00 | 0.82037
OldNuke | GB | 2018-06-25 07:00 | 0.82093
OldNuke | GB | 2018-06-25 08:00 | 0.82104
OldNuke | GB | 2018-06-25 09:00 | 0.81848
OldNuke | GB | 2018-06-25 10:00 | 0.81814
OldNuke | GB | 2018-06-25 11:00 | 0.81926
OldNuke | GB | 2018-06-25 12:00 | 0.82037
OldNuke | GB | 2018-06-25 13:00 | 0.82104
OldNuke | GB | 2018-06-25 14:00 | 0.82015
OldNuke | GB | 2018-06-25 15:00 | 0.82004
OldNuke | GB | 2018-06-25 16:00 | 0.81937
OldNuke | GB | 2018-06-25 17:00 | 0.8177
OldNuke | GB | 2018-06-25 18:00 | 0.81825
OldNuke | GB | 2018-06-25 19:00 | 0.81747
OldNuke | GB | 2018-06-25 20:00 | 0.81859
OldNuke | GB | 2018-06-25 21:00 | 0.81758
OldNuke | GB | 2018-06-25 22:00 | 0.8187
OldNuke | GB | 2018-06-25 23:00 | 0.81892
OldNuke | GB | 2018-06-26 | 0.81859
OldNuke | GB | 2018-06-26 01:00 | 0.8197
OldNuke | GB | 2018-06-26 02:00 | 0.81948
OldNuke | GB | 2018-06-26 03:00 | 0.8197
OldNuke | GB | 2018-06-26 04:00 | 0.8207
OldNuke | GB | 2018-06-26 05:00 | 0.81981
OldNuke | GB | 2018-06-26 06:00 | 0.81892
OldNuke | GB | 2018-06-26 07:00 | 0.8197
OldNuke | GB | 2018-06-26 08:00 | 0.8187
OldNuke | GB | 2018-06-26 09:00 | 0.81926
OldNuke | GB | 2018-06-26 10:00 | 0.81926
OldNuke | GB | 2018-06-26 11:00 | 0.81825
OldNuke | GB | 2018-06-26 12:00 | 0.81926
OldNuke | GB | 2018-06-26 13:00 | 0.81881
OldNuke | GB | 2018-06-26 14:00 | 0.8197
OldNuke | GB | 2018-06-26 15:00 | 0.82026
OldNuke | GB | 2018-06-26 16:00 | 0.81881
OldNuke | GB | 2018-06-26 17:00 | 0.81814
OldNuke | GB | 2018-06-26 18:00 | 0.81792
OldNuke | GB | 2018-06-26 19:00 | 0.81335
OldNuke | GB | 2018-06-26 20:00 | 0.81424
OldNuke | GB | 2018-06-26 21:00 | 0.81513
OldNuke | GB | 2018-06-26 22:00 | 0.81714
OldNuke | GB | 2018-06-26 23:00 | 0.81825
OldNuke | GB | 2018-06-27 | 0.81803
OldNuke | GB | 2018-06-27 01:00 | 0.81836
OldNuke | GB | 2018-06-27 02:00 | 0.81914
OldNuke | GB | 2018-06-27 03:00 | 0.81903
OldNuke | GB | 2018-06-27 04:00 | 0.8187
OldNuke | GB | 2018-06-27 05:00 | 0.82037
OldNuke | GB | 2018-06-27 06:00 | 0.81937
OldNuke | GB | 2018-06-27 07:00 | 0.81892
OldNuke | GB | 2018-06-27 08:00 | 0.81992
OldNuke | GB | 2018-06-27 09:00 | 0.81903
OldNuke | GB | 2018-06-27 10:00 | 0.81747
OldNuke | GB | 2018-06-27 11:00 | 0.81848
OldNuke | GB | 2018-06-27 12:00 | 0.81781
OldNuke | GB | 2018-06-27 13:00 | 0.81758
OldNuke | GB | 2018-06-27 14:00 | 0.8177
OldNuke | GB | 2018-06-27 15:00 | 0.81814
OldNuke | GB | 2018-06-27 16:00 | 0.81848
OldNuke | GB | 2018-06-27 17:00 | 0.81836
OldNuke | GB | 2018-06-27 18:00 | 0.8177
OldNuke | GB | 2018-06-27 19:00 | 0.81725
OldNuke | GB | 2018-06-27 20:00 | 0.81758
OldNuke | GB | 2018-06-27 21:00 | 0.81781
OldNuke | GB | 2018-06-27 22:00 | 0.81747
OldNuke | GB | 2018-06-27 23:00 | 0.81714
OldNuke | GB | 2018-06-28 | 0.81625
OldNuke | GB | 2018-06-28 01:00 | 0.81736
OldNuke | GB | 2018-06-28 02:00 | 0.81758
OldNuke | GB | 2018-06-28 03:00 | 0.81825
OldNuke | GB | 2018-06-28 04:00 | 0.81814
OldNuke | GB | 2018-06-28 05:00 | 0.8187
OldNuke | GB | 2018-06-28 06:00 | 0.8177
OldNuke | GB | 2018-06-28 07:00 | 0.81692
OldNuke | GB | 2018-06-28 08:00 | 0.81859
OldNuke | GB | 2018-06-28 09:00 | 0.81848
OldNuke | GB | 2018-06-28 10:00 | 0.81524
OldNuke | GB | 2018-06-28 11:00 | 0.81803
OldNuke | GB | 2018-06-28 12:00 | 0.81747
OldNuke | GB | 2018-06-28 13:00 | 0.81636
OldNuke | GB | 2018-06-28 14:00 | 0.81658
OldNuke | GB | 2018-06-28 15:00 | 0.81658
OldNuke | GB | 2018-06-28 16:00 | 0.81669
OldNuke | GB | 2018-06-28 17:00 | 0.81636
OldNuke | GB | 2018-06-28 18:00 | 0.8168
OldNuke | GB | 2018-06-28 19:00 | 0.8158
OldNuke | GB | 2018-06-28 20:00 | 0.8158
OldNuke | GB | 2018-06-28 21:00 | 0.81647
OldNuke | GB | 2018-06-28 22:00 | 0.81636
OldNuke | GB | 2018-06-28 23:00 | 0.81636
OldNuke | GB | 2018-06-29 | 0.81614
OldNuke | GB | 2018-06-29 01:00 | 0.81669
OldNuke | GB | 2018-06-29 02:00 | 0.81692
OldNuke | GB | 2018-06-29 03:00 | 0.81614
OldNuke | GB | 2018-06-29 04:00 | 0.81803
OldNuke | GB | 2018-06-29 05:00 | 0.8177
OldNuke | GB | 2018-06-29 06:00 | 0.81848
OldNuke | GB | 2018-06-29 07:00 | 0.81669
OldNuke | GB | 2018-06-29 08:00 | 0.81614
OldNuke | GB | 2018-06-29 09:00 | 0.81747
OldNuke | GB | 2018-06-29 10:00 | 0.81725
OldNuke | GB | 2018-06-29 11:00 | 0.81636
OldNuke | GB | 2018-06-29 12:00 | 0.81703
OldNuke | GB | 2018-06-29 13:00 | 0.81814
OldNuke | GB | 2018-06-29 14:00 | 0.8158
OldNuke | GB | 2018-06-29 15:00 | 0.81714
OldNuke | GB | 2018-06-29 16:00 | 0.81692
OldNuke | GB | 2018-06-29 17:00 | 0.81892
OldNuke | GB | 2018-06-29 18:00 | 0.81736
OldNuke | GB | 2018-06-29 19:00 | 0.81547
OldNuke | GB | 2018-06-29 20:00 | 0.81591
OldNuke | GB | 2018-06-29 21:00 | 0.8168
OldNuke | GB | 2018-06-29 22:00 | 0.81814
OldNuke | GB | 2018-06-29 23:00 | 0.81825
OldNuke | GB | 2018-06-30 | 0.81614
OldNuke | GB | 2018-06-30 01:00 | 0.81747
OldNuke | GB | 2018-06-30 02:00 | 0.81714
OldNuke | GB | 2018-06-30 03:00 | 0.81781
OldNuke | GB | 2018-06-30 04:00 | 0.81814
OldNuke | GB | 2018-06-30 05:00 | 0.81814
OldNuke | GB | 2018-06-30 06:00 | 0.81792
OldNuke | GB | 2018-06-30 07:00 | 0.81703
OldNuke | GB | 2018-06-30 08:00 | 0.81781
OldNuke | GB | 2018-06-30 09:00 | 0.81647
OldNuke | GB | 2018-06-30 10:00 | 0.81836
OldNuke | GB | 2018-06-30 11:00 | 0.8177
OldNuke | GB | 2018-06-30 12:00 | 0.81658
OldNuke | GB | 2018-06-30 13:00 | 0.81602
OldNuke | GB | 2018-06-30 14:00 | 0.81725
OldNuke | GB | 2018-06-30 15:00 | 0.81647
OldNuke | GB | 2018-06-30 16:00 | 0.81758
OldNuke | GB | 2018-06-30 17:00 | 0.81781
OldNuke | GB | 2018-06-30 18:00 | 0.8177
OldNuke | GB | 2018-06-30 19:00 | 0.81703
OldNuke | GB | 2018-06-30 20:00 | 0.81714
OldNuke | GB | 2018-06-30 21:00 | 0.81591
OldNuke | GB | 2018-06-30 22:00 | 0.81614
OldNuke | GB | 2018-06-30 23:00 | 0.8168
OldNuke | GB | 2018-07-01 | 0.81658
OldNuke | GB | 2018-07-01 01:00 | 0.81602
OldNuke | GB | 2018-07-01 02:00 | 0.81703
OldNuke | GB | 2018-07-01 03:00 | 0.81747
OldNuke | GB | 2018-07-01 04:00 | 0.81703
OldNuke | GB | 2018-07-01 05:00 | 0.81814
OldNuke | GB | 2018-07-01 06:00 | 0.81803
OldNuke | GB | 2018-07-01 07:00 | 0.81736
OldNuke | GB | 2018-07-01 08:00 | 0.81747
OldNuke | GB | 2018-07-01 09:00 | 0.8177
OldNuke | GB | 2018-07-01 10:00 | 0.81703
OldNuke | GB | 2018-07-01 11:00 | 0.81747
OldNuke | GB | 2018-07-01 12:00 | 0.81647
OldNuke | GB | 2018-07-01 13:00 | 0.8168
OldNuke | GB | 2018-07-01 14:00 | 0.8168
OldNuke | GB | 2018-07-01 15:00 | 0.81736
OldNuke | GB | 2018-07-01 16:00 | 0.81625
OldNuke | GB | 2018-07-01 17:00 | 0.81658
OldNuke | GB | 2018-07-01 18:00 | 0.81636
OldNuke | GB | 2018-07-01 19:00 | 0.81792
OldNuke | GB | 2018-07-01 20:00 | 0.81636
OldNuke | GB | 2018-07-01 21:00 | 0.81602
OldNuke | GB | 2018-07-01 22:00 | 0.81614
OldNuke | GB | 2018-07-01 23:00 | 0.81536
OldNuke | GB | 2018-07-02 | 0.81625
OldNuke | GB | 2018-07-02 01:00 | 0.81669
OldNuke | GB | 2018-07-02 02:00 | 0.81536
OldNuke | GB | 2018-07-02 03:00 | 0.81703
OldNuke | GB | 2018-07-02 04:00 | 0.81825
OldNuke | GB | 2018-07-02 05:00 | 0.81903
OldNuke | GB | 2018-07-02 06:00 | 0.81881
OldNuke | GB | 2018-07-02 07:00 | 0.81669
OldNuke | GB | 2018-07-02 08:00 | 0.8168
OldNuke | GB | 2018-07-02 09:00 | 0.81725
OldNuke | GB | 2018-07-02 10:00 | 0.81658
OldNuke | GB | 2018-07-02 11:00 | 0.81602
OldNuke | GB | 2018-07-02 12:00 | 0.81692
OldNuke | GB | 2018-07-02 13:00 | 0.81591
OldNuke | GB | 2018-07-02 14:00 | 0.81513
OldNuke | GB | 2018-07-02 15:00 | 0.8158
OldNuke | GB | 2018-07-02 16:00 | 0.81502
OldNuke | GB | 2018-07-02 17:00 | 0.81692
OldNuke | GB | 2018-07-02 18:00 | 0.81614
OldNuke | GB | 2018-07-02 19:00 | 0.81692
OldNuke | GB | 2018-07-02 20:00 | 0.81658
OldNuke | GB | 2018-07-02 21:00 | 0.81647
OldNuke | GB | 2018-07-02 22:00 | 0.81558
OldNuke | GB | 2018-07-02 23:00 | 0.81658
OldNuke | GB | 2018-07-03 | 0.81736
OldNuke | GB | 2018-07-03 01:00 | 0.81692
OldNuke | GB | 2018-07-03 02:00 | 0.81513
OldNuke | GB | 2018-07-03 03:00 | 0.81502
OldNuke | GB | 2018-07-03 04:00 | 0.81747
OldNuke | GB | 2018-07-03 05:00 | 0.81703
OldNuke | GB | 2018-07-03 06:00 | 0.81669
OldNuke | GB | 2018-07-03 07:00 | 0.81758
OldNuke | GB | 2018-07-03 08:00 | 0.81614
OldNuke | GB | 2018-07-03 09:00 | 0.81602
OldNuke | GB | 2018-07-03 10:00 | 0.81513
OldNuke | GB | 2018-07-03 11:00 | 0.8158
OldNuke | GB | 2018-07-03 12:00 | 0.81614
OldNuke | GB | 2018-07-03 13:00 | 0.81569
OldNuke | GB | 2018-07-03 14:00 | 0.81424
OldNuke | GB | 2018-07-03 15:00 | 0.81547
OldNuke | GB | 2018-07-03 16:00 | 0.81569
OldNuke | GB | 2018-07-03 17:00 | 0.81625
OldNuke | GB | 2018-07-03 18:00 | 0.81636
OldNuke | GB | 2018-07-03 19:00 | 0.81524
OldNuke | GB | 2018-07-03 20:00 | 0.81413
OldNuke | GB | 2018-07-03 21:00 | 0.81536
OldNuke | GB | 2018-07-03 22:00 | 0.81547
OldNuke | GB | 2018-07-03 23:00 | 0.81513
OldNuke | GB | 2018-07-04 | 0.75841
OldNuke | GB | 2018-07-04 01:00 | 0.74582
OldNuke | GB | 2018-07-04 02:00 | 0.74593
OldNuke | GB | 2018-07-04 03:00 | 0.74515
OldNuke | GB | 2018-07-04 04:00 | 0.74649
OldNuke | GB | 2018-07-04 05:00 | 0.74616
OldNuke | GB | 2018-07-04 06:00 | 0.74682
OldNuke | GB | 2018-07-04 07:00 | 0.74493
OldNuke | GB | 2018-07-04 08:00 | 0.74549
OldNuke | GB | 2018-07-04 09:00 | 0.74437
OldNuke | GB | 2018-07-04 10:00 | 0.74526
OldNuke | GB | 2018-07-04 11:00 | 0.7446
OldNuke | GB | 2018-07-04 12:00 | 0.74493
OldNuke | GB | 2018-07-04 13:00 | 0.74571
OldNuke | GB | 2018-07-04 14:00 | 0.74604
OldNuke | GB | 2018-07-04 15:00 | 0.74504
OldNuke | GB | 2018-07-04 16:00 | 0.74448
OldNuke | GB | 2018-07-04 17:00 | 0.74538
OldNuke | GB | 2018-07-04 18:00 | 0.74538
OldNuke | GB | 2018-07-04 19:00 | 0.74538
OldNuke | GB | 2018-07-04 20:00 | 0.74482
OldNuke | GB | 2018-07-04 21:00 | 0.74682
OldNuke | GB | 2018-07-04 22:00 | 0.74504
OldNuke | GB | 2018-07-04 23:00 | 0.7446
OldNuke | GB | 2018-07-05 | 0.74538
OldNuke | GB | 2018-07-05 01:00 | 0.74504
OldNuke | GB | 2018-07-05 02:00 | 0.7456
OldNuke | GB | 2018-07-05 03:00 | 0.74526
OldNuke | GB | 2018-07-05 04:00 | 0.74482
OldNuke | GB | 2018-07-05 05:00 | 0.74604
OldNuke | GB | 2018-07-05 06:00 | 0.74604
OldNuke | GB | 2018-07-05 07:00 | 0.74571
OldNuke | GB | 2018-07-05 08:00 | 0.74582
OldNuke | GB | 2018-07-05 09:00 | 0.7456
OldNuke | GB | 2018-07-05 10:00 | 0.74515
OldNuke | GB | 2018-07-05 11:00 | 0.74437
OldNuke | GB | 2018-07-05 12:00 | 0.74471
OldNuke | GB | 2018-07-05 13:00 | 0.74515
OldNuke | GB | 2018-07-05 14:00 | 0.74415
OldNuke | GB | 2018-07-05 15:00 | 0.74437
OldNuke | GB | 2018-07-05 16:00 | 0.74337
OldNuke | GB | 2018-07-05 17:00 | 0.7446
OldNuke | GB | 2018-07-05 18:00 | 0.7446
OldNuke | GB | 2018-07-05 19:00 | 0.74465
OldNuke | GB | 2018-07-05 20:00 | 0.74471
OldNuke | GB | 2018-07-05 21:00 | 0.7456
OldNuke | GB | 2018-07-05 22:00 | 0.74604
OldNuke | GB | 2018-07-05 23:00 | 0.74437
OldNuke | GB | 2018-07-06 | 0.74426
OldNuke | GB | 2018-07-06 01:00 | 0.74393
OldNuke | GB | 2018-07-06 02:00 | 0.74482
OldNuke | GB | 2018-07-06 03:00 | 0.74437
OldNuke | GB | 2018-07-06 04:00 | 0.74404
OldNuke | GB | 2018-07-06 05:00 | 0.74448
OldNuke | GB | 2018-07-06 06:00 | 0.74426
OldNuke | GB | 2018-07-06 07:00 | 0.74437
OldNuke | GB | 2018-07-06 08:00 | 0.74482
OldNuke | GB | 2018-07-06 09:00 | 0.74593
OldNuke | GB | 2018-07-06 10:00 | 0.74504
OldNuke | GB | 2018-07-06 11:00 | 0.74426
OldNuke | GB | 2018-07-06 12:00 | 0.74448
OldNuke | GB | 2018-07-06 13:00 | 0.74337
OldNuke | GB | 2018-07-06 14:00 | 0.74359
OldNuke | GB | 2018-07-06 15:00 | 0.74593
OldNuke | GB | 2018-07-06 16:00 | 0.75607
OldNuke | GB | 2018-07-06 17:00 | 0.75942
OldNuke | GB | 2018-07-06 18:00 | 0.7602
OldNuke | GB | 2018-07-06 19:00 | 0.76008
OldNuke | GB | 2018-07-06 20:00 | 0.76086
OldNuke | GB | 2018-07-06 21:00 | 0.75752
OldNuke | GB | 2018-07-06 22:00 | 0.75752
OldNuke | GB | 2018-07-06 23:00 | 0.75752
OldNuke | GB | 2018-07-07 | 0.75752
OldNuke | GB | 2018-07-07 01:00 | 0.75641
OldNuke | GB | 2018-07-07 02:00 | 0.7563
OldNuke | GB | 2018-07-07 03:00 | 0.75641
OldNuke | GB | 2018-07-07 04:00 | 0.75607
OldNuke | GB | 2018-07-07 05:00 | 0.76176
OldNuke | GB | 2018-07-07 06:00 | 0.75262
OldNuke | GB | 2018-07-07 07:00 | 0.75262
OldNuke | GB | 2018-07-07 08:00 | 0.75306
OldNuke | GB | 2018-07-07 09:00 | 0.76053
OldNuke | GB | 2018-07-07 10:00 | 0.76176
OldNuke | GB | 2018-07-07 11:00 | 0.7612
OldNuke | GB | 2018-07-07 12:00 | 0.76053
OldNuke | GB | 2018-07-07 13:00 | 0.76008
OldNuke | GB | 2018-07-07 14:00 | 0.76142
OldNuke | GB | 2018-07-07 15:00 | 0.76766
OldNuke | GB | 2018-07-07 16:00 | 0.77814
OldNuke | GB | 2018-07-07 17:00 | 0.7856
OldNuke | GB | 2018-07-07 18:00 | 0.78583
OldNuke | GB | 2018-07-07 19:00 | 0.78482
OldNuke | GB | 2018-07-07 20:00 | 0.78583
OldNuke | GB | 2018-07-07 21:00 | 0.75195
OldNuke | GB | 2018-07-07 22:00 | 0.75195
OldNuke | GB | 2018-07-07 23:00 | 0.75262
OldNuke | GB | 2018-07-08 | 0.76476
OldNuke | GB | 2018-07-08 01:00 | 0.77725
OldNuke | GB | 2018-07-08 02:00 | 0.77669
OldNuke | GB | 2018-07-08 03:00 | 0.78259
OldNuke | GB | 2018-07-08 04:00 | 0.78505
OldNuke | GB | 2018-07-08 05:00 | 0.78349
OldNuke | GB | 2018-07-08 06:00 | 0.78638
OldNuke | GB | 2018-07-08 07:00 | 0.78605
OldNuke | GB | 2018-07-08 08:00 | 0.78594
OldNuke | GB | 2018-07-08 09:00 | 0.76209
OldNuke | GB | 2018-07-08 10:00 | 0.76164
OldNuke | GB | 2018-07-08 11:00 | 0.76476
OldNuke | GB | 2018-07-08 12:00 | 0.78638
OldNuke | GB | 2018-07-08 13:00 | 0.78739
OldNuke | GB | 2018-07-08 14:00 | 0.78716
OldNuke | GB | 2018-07-08 15:00 | 0.78683
OldNuke | GB | 2018-07-08 16:00 | 0.78627
OldNuke | GB | 2018-07-08 17:00 | 0.78817
OldNuke | GB | 2018-07-08 18:00 | 0.78683
OldNuke | GB | 2018-07-08 19:00 | 0.76142
OldNuke | GB | 2018-07-08 20:00 | 0.76242
OldNuke | GB | 2018-07-08 21:00 | 0.76354
OldNuke | GB | 2018-07-08 22:00 | 0.78549
OldNuke | GB | 2018-07-08 23:00 | 0.78794
OldNuke | GB | 2018-07-09 | 0.78995
OldNuke | GB | 2018-07-09 01:00 | 0.79062
OldNuke | GB | 2018-07-09 02:00 | 0.78973
OldNuke | GB | 2018-07-09 03:00 | 0.79006
OldNuke | GB | 2018-07-09 04:00 | 0.78961
OldNuke | GB | 2018-07-09 05:00 | 0.76666
OldNuke | GB | 2018-07-09 06:00 | 0.7651
OldNuke | GB | 2018-07-09 07:00 | 0.76343
OldNuke | GB | 2018-07-09 08:00 | 0.76454
OldNuke | GB | 2018-07-09 09:00 | 0.78493
OldNuke | GB | 2018-07-09 10:00 | 0.78828
OldNuke | GB | 2018-07-09 11:00 | 0.7885
OldNuke | GB | 2018-07-09 12:00 | 0.7885
OldNuke | GB | 2018-07-09 13:00 | 0.79095
OldNuke | GB | 2018-07-09 14:00 | 0.79062
OldNuke | GB | 2018-07-09 15:00 | 0.78839
OldNuke | GB | 2018-07-09 16:00 | 0.78928
OldNuke | GB | 2018-07-09 17:00 | 0.78739
OldNuke | GB | 2018-07-09 18:00 | 0.77034
OldNuke | GB | 2018-07-09 19:00 | 0.7641
OldNuke | GB | 2018-07-09 20:00 | 0.76432
OldNuke | GB | 2018-07-09 21:00 | 0.77368
OldNuke | GB | 2018-07-09 22:00 | 0.78739
OldNuke | GB | 2018-07-09 23:00 | 0.78805
OldNuke | GB | 2018-07-10 | 0.78872
OldNuke | GB | 2018-07-10 01:00 | 0.78984
OldNuke | GB | 2018-07-10 02:00 | 0.78995
OldNuke | GB | 2018-07-10 03:00 | 0.78928
OldNuke | GB | 2018-07-10 04:00 | 0.78794
OldNuke | GB | 2018-07-10 05:00 | 0.76554
OldNuke | GB | 2018-07-10 06:00 | 0.76632
OldNuke | GB | 2018-07-10 07:00 | 0.76554
OldNuke | GB | 2018-07-10 08:00 | 0.77212
OldNuke | GB | 2018-07-10 09:00 | 0.79028
OldNuke | GB | 2018-07-10 10:00 | 0.79017
OldNuke | GB | 2018-07-10 11:00 | 0.78995
OldNuke | GB | 2018-07-10 12:00 | 0.79095
OldNuke | GB | 2018-07-10 13:00 | 0.79942
OldNuke | GB | 2018-07-10 14:00 | 0.8031
OldNuke | GB | 2018-07-10 15:00 | 0.80265
OldNuke | GB | 2018-07-10 16:00 | 0.80221
OldNuke | GB | 2018-07-10 17:00 | 0.80143
OldNuke | GB | 2018-07-10 18:00 | 0.80299
OldNuke | GB | 2018-07-10 19:00 | 0.79307
OldNuke | GB | 2018-07-10 20:00 | 0.77992
OldNuke | GB | 2018-07-10 21:00 | 0.77502
OldNuke | GB | 2018-07-10 22:00 | 0.79463
OldNuke | GB | 2018-07-10 23:00 | 0.79741
OldNuke | GB | 2018-07-11 | 0.79819
OldNuke | GB | 2018-07-11 01:00 | 0.79652
OldNuke | GB | 2018-07-11 02:00 | 0.80053
OldNuke | GB | 2018-07-11 03:00 | 0.80131
OldNuke | GB | 2018-07-11 04:00 | 0.80042
OldNuke | GB | 2018-07-11 05:00 | 0.80176
OldNuke | GB | 2018-07-11 06:00 | 0.79998
OldNuke | GB | 2018-07-11 07:00 | 0.80076
OldNuke | GB | 2018-07-11 08:00 | 0.80031
OldNuke | GB | 2018-07-11 09:00 | 0.79931
OldNuke | GB | 2018-07-11 10:00 | 0.79998
OldNuke | GB | 2018-07-11 11:00 | 0.80009
OldNuke | GB | 2018-07-11 12:00 | 0.8002
OldNuke | GB | 2018-07-11 13:00 | 0.80076
OldNuke | GB | 2018-07-11 14:00 | 0.79975
OldNuke | GB | 2018-07-11 15:00 | 0.79842
OldNuke | GB | 2018-07-11 16:00 | 0.79864
OldNuke | GB | 2018-07-11 17:00 | 0.79998
OldNuke | GB | 2018-07-11 18:00 | 0.79708
OldNuke | GB | 2018-07-11 19:00 | 0.78427
OldNuke | GB | 2018-07-11 20:00 | 0.78382
OldNuke | GB | 2018-07-11 21:00 | 0.78293
OldNuke | GB | 2018-07-11 22:00 | 0.78415
OldNuke | GB | 2018-07-11 23:00 | 0.78415
OldNuke | GB | 2018-07-12 | 0.78505
OldNuke | GB | 2018-07-12 01:00 | 0.78571
OldNuke | GB | 2018-07-12 02:00 | 0.78438
OldNuke | GB | 2018-07-12 03:00 | 0.78304
OldNuke | GB | 2018-07-12 04:00 | 0.78349
OldNuke | GB | 2018-07-12 05:00 | 0.78315
OldNuke | GB | 2018-07-12 06:00 | 0.78271
OldNuke | GB | 2018-07-12 07:00 | 0.78304
OldNuke | GB | 2018-07-12 08:00 | 0.78337
OldNuke | GB | 2018-07-12 09:00 | 0.75864
OldNuke | GB | 2018-07-12 10:00 | 0.75485
OldNuke | GB | 2018-07-12 11:00 | 0.75552
OldNuke | GB | 2018-07-12 12:00 | 0.76577
OldNuke | GB | 2018-07-12 13:00 | 0.77803
OldNuke | GB | 2018-07-12 14:00 | 0.77914
OldNuke | GB | 2018-07-12 15:00 | 0.77892
OldNuke | GB | 2018-07-12 16:00 | 0.77981
OldNuke | GB | 2018-07-12 17:00 | 0.73524
OldNuke | GB | 2018-07-12 18:00 | 0.73457
OldNuke | GB | 2018-07-12 19:00 | 0.73379
OldNuke | GB | 2018-07-12 20:00 | 0.73735
OldNuke | GB | 2018-07-12 21:00 | 0.73936
OldNuke | GB | 2018-07-12 22:00 | 0.74081
OldNuke | GB | 2018-07-12 23:00 | 0.75195
OldNuke | GB | 2018-07-13 | 0.75696
OldNuke | GB | 2018-07-13 01:00 | 0.75875
OldNuke | GB | 2018-07-13 02:00 | 0.74582
OldNuke | GB | 2018-07-13 03:00 | 0.74415
OldNuke | GB | 2018-07-13 04:00 | 0.74838
OldNuke | GB | 2018-07-13 05:00 | 0.77011
OldNuke | GB | 2018-07-13 06:00 | 0.77691
OldNuke | GB | 2018-07-13 07:00 | 0.77869
OldNuke | GB | 2018-07-13 08:00 | 0.78193
OldNuke | GB | 2018-07-13 09:00 | 0.78605
OldNuke | GB | 2018-07-13 10:00 | 0.73301
OldNuke | GB | 2018-07-13 11:00 | 0.7339
OldNuke | GB | 2018-07-13 12:00 | 0.73546
OldNuke | GB | 2018-07-13 13:00 | 0.73468
OldNuke | GB | 2018-07-13 14:00 | 0.71061
OldNuke | GB | 2018-07-13 15:00 | 0.71228
OldNuke | GB | 2018-07-13 16:00 | 0.71273
OldNuke | GB | 2018-07-13 17:00 | 0.71395
OldNuke | GB | 2018-07-13 18:00 | 0.73657
OldNuke | GB | 2018-07-13 19:00 | 0.73557
OldNuke | GB | 2018-07-13 20:00 | 0.73702
OldNuke | GB | 2018-07-13 21:00 | 0.73724
OldNuke | GB | 2018-07-13 22:00 | 0.73802
OldNuke | GB | 2018-07-13 23:00 | 0.73668
OldNuke | GB | 2018-07-14 | 0.73535
OldNuke | GB | 2018-07-14 01:00 | 0.73301
OldNuke | GB | 2018-07-14 02:00 | 0.7125
OldNuke | GB | 2018-07-14 03:00 | 0.71206
OldNuke | GB | 2018-07-14 04:00 | 0.71562
OldNuke | GB | 2018-07-14 05:00 | 0.73746
OldNuke | GB | 2018-07-14 06:00 | 0.7378
OldNuke | GB | 2018-07-14 07:00 | 0.73824
OldNuke | GB | 2018-07-14 08:00 | 0.7378
OldNuke | GB | 2018-07-14 09:00 | 0.7378
OldNuke | GB | 2018-07-14 10:00 | 0.73836
OldNuke | GB | 2018-07-14 11:00 | 0.73758
OldNuke | GB | 2018-07-14 12:00 | 0.73713
OldNuke | GB | 2018-07-14 13:00 | 0.73022
OldNuke | GB | 2018-07-14 14:00 | 0.71139
OldNuke | GB | 2018-07-14 15:00 | 0.71261
OldNuke | GB | 2018-07-14 16:00 | 0.71306
OldNuke | GB | 2018-07-14 17:00 | 0.72877
OldNuke | GB | 2018-07-14 18:00 | 0.73713
OldNuke | GB | 2018-07-14 19:00 | 0.7368
OldNuke | GB | 2018-07-14 20:00 | 0.73646
OldNuke | GB | 2018-07-14 21:00 | 0.73769
OldNuke | GB | 2018-07-14 22:00 | 0.73724
OldNuke | GB | 2018-07-14 23:00 | 0.73691
OldNuke | GB | 2018-07-15 | 0.73512
OldNuke | GB | 2018-07-15 01:00 | 0.73512
OldNuke | GB | 2018-07-15 02:00 | 0.71206
OldNuke | GB | 2018-07-15 03:00 | 0.71161
OldNuke | GB | 2018-07-15 04:00 | 0.71339
OldNuke | GB | 2018-07-15 05:00 | 0.73122
OldNuke | GB | 2018-07-15 06:00 | 0.73735
OldNuke | GB | 2018-07-15 07:00 | 0.73758
OldNuke | GB | 2018-07-15 08:00 | 0.73691
OldNuke | GB | 2018-07-15 09:00 | 0.73624
OldNuke | GB | 2018-07-15 10:00 | 0.73546
OldNuke | GB | 2018-07-15 11:00 | 0.73579
OldNuke | GB | 2018-07-15 12:00 | 0.73535
OldNuke | GB | 2018-07-15 13:00 | 0.7339
OldNuke | GB | 2018-07-15 14:00 | 0.71228
OldNuke | GB | 2018-07-15 15:00 | 0.71239
OldNuke | GB | 2018-07-15 16:00 | 0.71306
OldNuke | GB | 2018-07-15 17:00 | 0.73668
OldNuke | GB | 2018-07-15 18:00 | 0.73724
OldNuke | GB | 2018-07-15 19:00 | 0.73724
OldNuke | GB | 2018-07-15 20:00 | 0.73746
OldNuke | GB | 2018-07-15 21:00 | 0.73746
OldNuke | GB | 2018-07-15 22:00 | 0.73646
OldNuke | GB | 2018-07-15 23:00 | 0.73702
OldNuke | GB | 2018-07-16 | 0.73568
OldNuke | GB | 2018-07-16 01:00 | 0.71295
OldNuke | GB | 2018-07-16 02:00 | 0.7125
OldNuke | GB | 2018-07-16 03:00 | 0.7154
OldNuke | GB | 2018-07-16 04:00 | 0.7368
OldNuke | GB | 2018-07-16 05:00 | 0.73802
OldNuke | GB | 2018-07-16 06:00 | 0.73691
OldNuke | GB | 2018-07-16 07:00 | 0.73758
OldNuke | GB | 2018-07-16 08:00 | 0.73691
OldNuke | GB | 2018-07-16 09:00 | 0.73691
OldNuke | GB | 2018-07-16 10:00 | 0.73735
OldNuke | GB | 2018-07-16 11:00 | 0.71518
OldNuke | GB | 2018-07-16 12:00 | 0.71585
OldNuke | GB | 2018-07-16 13:00 | 0.71495
OldNuke | GB | 2018-07-16 14:00 | 0.73479
OldNuke | GB | 2018-07-16 15:00 | 0.73624
OldNuke | GB | 2018-07-16 16:00 | 0.73847
OldNuke | GB | 2018-07-16 17:00 | 0.73936
OldNuke | GB | 2018-07-16 18:00 | 0.73969
OldNuke | GB | 2018-07-16 19:00 | 0.74103
OldNuke | GB | 2018-07-16 20:00 | 0.74905
OldNuke | GB | 2018-07-16 21:00 | 0.69322
OldNuke | GB | 2018-07-16 22:00 | 0.69244
OldNuke | GB | 2018-07-16 23:00 | 0.69233
OldNuke | GB | 2018-07-17 | 0.69568
OldNuke | GB | 2018-07-17 01:00 | 0.70292
OldNuke | GB | 2018-07-17 02:00 | 0.70381
OldNuke | GB | 2018-07-17 03:00 | 0.70637
OldNuke | GB | 2018-07-17 04:00 | 0.71094
OldNuke | GB | 2018-07-17 05:00 | 0.71395
OldNuke | GB | 2018-07-17 06:00 | 0.71874
OldNuke | GB | 2018-07-17 07:00 | 0.72097
OldNuke | GB | 2018-07-17 08:00 | 0.72287
OldNuke | GB | 2018-07-17 09:00 | 0.62414
OldNuke | GB | 2018-07-17 10:00 | 0.62414
OldNuke | GB | 2018-07-17 11:00 | 0.62703
OldNuke | GB | 2018-07-17 12:00 | 0.72743
OldNuke | GB | 2018-07-17 13:00 | 0.72933
OldNuke | GB | 2018-07-17 14:00 | 0.72955
OldNuke | GB | 2018-07-17 15:00 | 0.73189
OldNuke | GB | 2018-07-17 16:00 | 0.73256
OldNuke | GB | 2018-07-17 17:00 | 0.72521
OldNuke | GB | 2018-07-17 18:00 | 0.72699
OldNuke | GB | 2018-07-17 19:00 | 0.72766
OldNuke | GB | 2018-07-17 20:00 | 0.72688
OldNuke | GB | 2018-07-17 21:00 | 0.72755
OldNuke | GB | 2018-07-17 22:00 | 0.72844
OldNuke | GB | 2018-07-17 23:00 | 0.73089
OldNuke | GB | 2018-07-18 | 0.73267
OldNuke | GB | 2018-07-18 01:00 | 0.73524
OldNuke | GB | 2018-07-18 02:00 | 0.73602
OldNuke | GB | 2018-07-18 03:00 | 0.73702
OldNuke | GB | 2018-07-18 04:00 | 0.73824
OldNuke | GB | 2018-07-18 05:00 | 0.73858
OldNuke | GB | 2018-07-18 06:00 | 0.73914
OldNuke | GB | 2018-07-18 07:00 | 0.73947
OldNuke | GB | 2018-07-18 08:00 | 0.73925
OldNuke | GB | 2018-07-18 09:00 | 0.73824
OldNuke | GB | 2018-07-18 10:00 | 0.73769
OldNuke | GB | 2018-07-18 11:00 | 0.7378
OldNuke | GB | 2018-07-18 12:00 | 0.73702
OldNuke | GB | 2018-07-18 13:00 | 0.73802
OldNuke | GB | 2018-07-18 14:00 | 0.73836
OldNuke | GB | 2018-07-18 15:00 | 0.73847
OldNuke | GB | 2018-07-18 16:00 | 0.73891
OldNuke | GB | 2018-07-18 17:00 | 0.73969
OldNuke | GB | 2018-07-18 18:00 | 0.74092
OldNuke | GB | 2018-07-18 19:00 | 0.74014
OldNuke | GB | 2018-07-18 20:00 | 0.73902
OldNuke | GB | 2018-07-18 21:00 | 0.73992
OldNuke | GB | 2018-07-18 22:00 | 0.73824
OldNuke | GB | 2018-07-18 23:00 | 0.73802
OldNuke | GB | 2018-07-19 | 0.73869
OldNuke | GB | 2018-07-19 01:00 | 0.73969
OldNuke | GB | 2018-07-19 02:00 | 0.74025
OldNuke | GB | 2018-07-19 03:00 | 0.74003
OldNuke | GB | 2018-07-19 04:00 | 0.74014
OldNuke | GB | 2018-07-19 05:00 | 0.74081
OldNuke | GB | 2018-07-19 06:00 | 0.74092
OldNuke | GB | 2018-07-19 07:00 | 0.74214
OldNuke | GB | 2018-07-19 08:00 | 0.72253
OldNuke | GB | 2018-07-19 09:00 | 0.71273
OldNuke | GB | 2018-07-19 10:00 | 0.71484
OldNuke | GB | 2018-07-19 11:00 | 0.72989
OldNuke | GB | 2018-07-19 12:00 | 0.73156
OldNuke | GB | 2018-07-19 13:00 | 0.73
OldNuke | GB | 2018-07-19 14:00 | 0.73089
OldNuke | GB | 2018-07-19 15:00 | 0.71395
OldNuke | GB | 2018-07-19 16:00 | 0.71373
OldNuke | GB | 2018-07-19 17:00 | 0.7242
OldNuke | GB | 2018-07-19 18:00 | 0.73563
OldNuke | GB | 2018-07-19 19:00 | 0.74705
OldNuke | GB | 2018-07-19 20:00 | 0.74571
OldNuke | GB | 2018-07-19 21:00 | 0.74727
OldNuke | GB | 2018-07-19 22:00 | 0.72064
OldNuke | GB | 2018-07-19 23:00 | 0.71941
OldNuke | GB | 2018-07-20 | 0.73368
OldNuke | GB | 2018-07-20 01:00 | 0.74181
OldNuke | GB | 2018-07-20 02:00 | 0.73579
OldNuke | GB | 2018-07-20 03:00 | 0.73256
OldNuke | GB | 2018-07-20 04:00 | 0.7495
OldNuke | GB | 2018-07-20 05:00 | 0.76287
OldNuke | GB | 2018-07-20 06:00 | 0.76187
OldNuke | GB | 2018-07-20 07:00 | 0.76231
OldNuke | GB | 2018-07-20 08:00 | 0.76376
OldNuke | GB | 2018-07-20 09:00 | 0.74493
OldNuke | GB | 2018-07-20 10:00 | 0.74415
OldNuke | GB | 2018-07-20 11:00 | 0.74549
OldNuke | GB | 2018-07-20 12:00 | 0.77524
OldNuke | GB | 2018-07-20 13:00 | 0.77569
OldNuke | GB | 2018-07-20 14:00 | 0.77758
OldNuke | GB | 2018-07-20 15:00 | 0.77513
OldNuke | GB | 2018-07-20 16:00 | 0.77524
OldNuke | GB | 2018-07-20 17:00 | 0.77557
OldNuke | GB | 2018-07-20 18:00 | 0.77647
OldNuke | GB | 2018-07-20 19:00 | 0.77546
OldNuke | GB | 2018-07-20 20:00 | 0.77101
OldNuke | GB | 2018-07-20 21:00 | 0.75162
OldNuke | GB | 2018-07-20 22:00 | 0.75084
OldNuke | GB | 2018-07-20 23:00 | 0.7768
OldNuke | GB | 2018-07-21 | 0.78271
OldNuke | GB | 2018-07-21 01:00 | 0.78594
OldNuke | GB | 2018-07-21 02:00 | 0.78616
OldNuke | GB | 2018-07-21 03:00 | 0.76242
OldNuke | GB | 2018-07-21 04:00 | 0.76254
OldNuke | GB | 2018-07-21 05:00 | 0.7778
OldNuke | GB | 2018-07-21 06:00 | 0.78739
OldNuke | GB | 2018-07-21 07:00 | 0.78817
OldNuke | GB | 2018-07-21 08:00 | 0.78872
OldNuke | GB | 2018-07-21 09:00 | 0.78984
OldNuke | GB | 2018-07-21 10:00 | 0.79273
OldNuke | GB | 2018-07-21 11:00 | 0.79819
OldNuke | GB | 2018-07-21 12:00 | 0.79006
OldNuke | GB | 2018-07-21 13:00 | 0.77435
OldNuke | GB | 2018-07-21 14:00 | 0.77446
OldNuke | GB | 2018-07-21 15:00 | 0.79864
OldNuke | GB | 2018-07-21 16:00 | 0.79964
OldNuke | GB | 2018-07-21 17:00 | 0.79853
OldNuke | GB | 2018-07-21 18:00 | 0.79909
OldNuke | GB | 2018-07-21 19:00 | 0.79764
OldNuke | GB | 2018-07-21 20:00 | 0.77803
OldNuke | GB | 2018-07-21 21:00 | 0.7729
OldNuke | GB | 2018-07-21 22:00 | 0.77992
OldNuke | GB | 2018-07-21 23:00 | 0.79909
OldNuke | GB | 2018-07-22 | 0.8012
OldNuke | GB | 2018-07-22 01:00 | 0.79987
OldNuke | GB | 2018-07-22 02:00 | 0.79931
OldNuke | GB | 2018-07-22 03:00 | 0.80087
OldNuke | GB | 2018-07-22 04:00 | 0.80076
OldNuke | GB | 2018-07-22 05:00 | 0.79987
OldNuke | GB | 2018-07-22 06:00 | 0.7992
OldNuke | GB | 2018-07-22 07:00 | 0.79886
OldNuke | GB | 2018-07-22 08:00 | 0.79998
OldNuke | GB | 2018-07-22 09:00 | 0.79953
OldNuke | GB | 2018-07-22 10:00 | 0.79942
OldNuke | GB | 2018-07-22 11:00 | 0.79797
OldNuke | GB | 2018-07-22 12:00 | 0.79931
OldNuke | GB | 2018-07-22 13:00 | 0.80711
OldNuke | GB | 2018-07-22 14:00 | 0.80767
OldNuke | GB | 2018-07-22 15:00 | 0.80689
OldNuke | GB | 2018-07-22 16:00 | 0.80666
OldNuke | GB | 2018-07-22 17:00 | 0.80767
OldNuke | GB | 2018-07-22 18:00 | 0.80666
OldNuke | GB | 2018-07-22 19:00 | 0.80644
OldNuke | GB | 2018-07-22 20:00 | 0.80544
OldNuke | GB | 2018-07-22 21:00 | 0.80655
OldNuke | GB | 2018-07-22 22:00 | 0.80811
OldNuke | GB | 2018-07-22 23:00 | 0.80778
OldNuke | GB | 2018-07-23 | 0.8099
OldNuke | GB | 2018-07-23 01:00 | 0.81034
OldNuke | GB | 2018-07-23 02:00 | 0.8099
OldNuke | GB | 2018-07-23 03:00 | 0.81001
OldNuke | GB | 2018-07-23 04:00 | 0.80978
OldNuke | GB | 2018-07-23 05:00 | 0.80856
OldNuke | GB | 2018-07-23 06:00 | 0.80923
OldNuke | GB | 2018-07-23 07:00 | 0.80856
OldNuke | GB | 2018-07-23 08:00 | 0.80856
OldNuke | GB | 2018-07-23 09:00 | 0.80845
OldNuke | GB | 2018-07-23 10:00 | 0.80845
OldNuke | GB | 2018-07-23 11:00 | 0.809
OldNuke | GB | 2018-07-23 12:00 | 0.81056
OldNuke | GB | 2018-07-23 13:00 | 0.80822
OldNuke | GB | 2018-07-23 14:00 | 0.81001
OldNuke | GB | 2018-07-23 15:00 | 0.81056
OldNuke | GB | 2018-07-23 16:00 | 0.81112
OldNuke | GB | 2018-07-23 17:00 | 0.81101
OldNuke | GB | 2018-07-23 18:00 | 0.809
OldNuke | GB | 2018-07-23 19:00 | 0.80945
OldNuke | GB | 2018-07-23 20:00 | 0.80811
OldNuke | GB | 2018-07-23 21:00 | 0.80778
OldNuke | GB | 2018-07-23 22:00 | 0.809
OldNuke | GB | 2018-07-23 23:00 | 0.80856
OldNuke | GB | 2018-07-24 | 0.80967
OldNuke | GB | 2018-07-24 01:00 | 0.80978
OldNuke | GB | 2018-07-24 02:00 | 0.81101
OldNuke | GB | 2018-07-24 03:00 | 0.81279
OldNuke | GB | 2018-07-24 04:00 | 0.81112
OldNuke | GB | 2018-07-24 05:00 | 0.81112
OldNuke | GB | 2018-07-24 06:00 | 0.81112
OldNuke | GB | 2018-07-24 07:00 | 0.80967
OldNuke | GB | 2018-07-24 08:00 | 0.80912
OldNuke | GB | 2018-07-24 09:00 | 0.80889
OldNuke | GB | 2018-07-24 10:00 | 0.81246
OldNuke | GB | 2018-07-24 11:00 | 0.83229
OldNuke | GB | 2018-07-24 12:00 | 0.83229
OldNuke | GB | 2018-07-24 13:00 | 0.82416
OldNuke | GB | 2018-07-24 14:00 | 0.82249
OldNuke | GB | 2018-07-24 15:00 | 0.83229
OldNuke | GB | 2018-07-24 16:00 | 0.83229
OldNuke | GB | 2018-07-24 17:00 | 0.8255
OldNuke | GB | 2018-07-24 18:00 | 0.82561
OldNuke | GB | 2018-07-24 19:00 | 0.82527
OldNuke | GB | 2018-07-24 20:00 | 0.82494
OldNuke | GB | 2018-07-24 21:00 | 0.83564
OldNuke | GB | 2018-07-24 22:00 | 0.8353
OldNuke | GB | 2018-07-24 23:00 | 0.83597
OldNuke | GB | 2018-07-25 | 0.83653
OldNuke | GB | 2018-07-25 01:00 | 0.83853
OldNuke | GB | 2018-07-25 02:00 | 0.83887
OldNuke | GB | 2018-07-25 03:00 | 0.83965
OldNuke | GB | 2018-07-25 04:00 | 0.8392
OldNuke | GB | 2018-07-25 05:00 | 0.83909
OldNuke | GB | 2018-07-25 06:00 | 0.83842
OldNuke | GB | 2018-07-25 07:00 | 0.83775
OldNuke | GB | 2018-07-25 08:00 | 0.83764
OldNuke | GB | 2018-07-25 09:00 | 0.83653
OldNuke | GB | 2018-07-25 10:00 | 0.83798
OldNuke | GB | 2018-07-25 11:00 | 0.83786
OldNuke | GB | 2018-07-25 12:00 | 0.83642
OldNuke | GB | 2018-07-25 13:00 | 0.83731
OldNuke | GB | 2018-07-25 14:00 | 0.83887
OldNuke | GB | 2018-07-25 15:00 | 0.83742
OldNuke | GB | 2018-07-25 16:00 | 0.83619
OldNuke | GB | 2018-07-25 17:00 | 0.83731
OldNuke | GB | 2018-07-25 18:00 | 0.83831
OldNuke | GB | 2018-07-25 19:00 | 0.8372
OldNuke | GB | 2018-07-25 20:00 | 0.83798
OldNuke | GB | 2018-07-25 21:00 | 0.82616
OldNuke | GB | 2018-07-25 22:00 | 0.82527
OldNuke | GB | 2018-07-25 23:00 | 0.82839
OldNuke | GB | 2018-07-26 | 0.83697
OldNuke | GB | 2018-07-26 01:00 | 0.83831
OldNuke | GB | 2018-07-26 02:00 | 0.83853
OldNuke | GB | 2018-07-26 03:00 | 0.83842
OldNuke | GB | 2018-07-26 04:00 | 0.83786
OldNuke | GB | 2018-07-26 05:00 | 0.83943
OldNuke | GB | 2018-07-26 06:00 | 0.83742
OldNuke | GB | 2018-07-26 07:00 | 0.83664
OldNuke | GB | 2018-07-26 08:00 | 0.83686
OldNuke | GB | 2018-07-26 09:00 | 0.83853
OldNuke | GB | 2018-07-26 10:00 | 0.83686
OldNuke | GB | 2018-07-26 11:00 | 0.83731
OldNuke | GB | 2018-07-26 12:00 | 0.83697
OldNuke | GB | 2018-07-26 13:00 | 0.83775
OldNuke | GB | 2018-07-26 14:00 | 0.83909
OldNuke | GB | 2018-07-26 15:00 | 0.83987
OldNuke | GB | 2018-07-26 16:00 | 0.84979
OldNuke | GB | 2018-07-26 17:00 | 0.8499
OldNuke | GB | 2018-07-26 18:00 | 0.84923
OldNuke | GB | 2018-07-26 19:00 | 0.84923
OldNuke | GB | 2018-07-26 20:00 | 0.84923
OldNuke | GB | 2018-07-26 21:00 | 0.84957
OldNuke | GB | 2018-07-26 22:00 | 0.84845
OldNuke | GB | 2018-07-26 23:00 | 0.84901
OldNuke | GB | 2018-07-27 | 0.84979
OldNuke | GB | 2018-07-27 01:00 | 0.85023
OldNuke | GB | 2018-07-27 02:00 | 0.85101
OldNuke | GB | 2018-07-27 03:00 | 0.85291
OldNuke | GB | 2018-07-27 04:00 | 0.85246
OldNuke | GB | 2018-07-27 05:00 | 0.85235
OldNuke | GB | 2018-07-27 06:00 | 0.85213
OldNuke | GB | 2018-07-27 07:00 | 0.85168
OldNuke | GB | 2018-07-27 08:00 | 0.85157
OldNuke | GB | 2018-07-27 09:00 | 0.85335
OldNuke | GB | 2018-07-27 10:00 | 0.85269
OldNuke | GB | 2018-07-27 11:00 | 0.85179
OldNuke | GB | 2018-07-27 12:00 | 0.85124
OldNuke | GB | 2018-07-27 13:00 | 0.8499
OldNuke | GB | 2018-07-27 14:00 | 0.85135
OldNuke | GB | 2018-07-27 15:00 | 0.85391
OldNuke | GB | 2018-07-27 16:00 | 0.85202
OldNuke | GB | 2018-07-27 17:00 | 0.86349
OldNuke | GB | 2018-07-27 18:00 | 0.86193
OldNuke | GB | 2018-07-27 19:00 | 0.86049
OldNuke | GB | 2018-07-27 20:00 | 0.86093
OldNuke | GB | 2018-07-27 21:00 | 0.86193
OldNuke | GB | 2018-07-27 22:00 | 0.87274
OldNuke | GB | 2018-07-27 23:00 | 0.87341
OldNuke | GB | 2018-07-28 | 0.87375
OldNuke | GB | 2018-07-28 01:00 | 0.87453
OldNuke | GB | 2018-07-28 02:00 | 0.87754
OldNuke | GB | 2018-07-28 03:00 | 0.87765
OldNuke | GB | 2018-07-28 04:00 | 0.87843
OldNuke | GB | 2018-07-28 05:00 | 0.87832
OldNuke | GB | 2018-07-28 06:00 | 0.87865
OldNuke | GB | 2018-07-28 07:00 | 0.87709
OldNuke | GB | 2018-07-28 08:00 | 0.8772
OldNuke | GB | 2018-07-28 09:00 | 0.87999
OldNuke | GB | 2018-07-28 10:00 | 0.87932
OldNuke | GB | 2018-07-28 11:00 | 0.87731
OldNuke | GB | 2018-07-28 12:00 | 0.87709
OldNuke | GB | 2018-07-28 13:00 | 0.87687
OldNuke | GB | 2018-07-28 14:00 | 0.87921
OldNuke | GB | 2018-07-28 15:00 | 0.87932
OldNuke | GB | 2018-07-28 16:00 | 0.88066
OldNuke | GB | 2018-07-28 17:00 | 0.88021
OldNuke | GB | 2018-07-28 18:00 | 0.88166
OldNuke | GB | 2018-07-28 19:00 | 0.87921
OldNuke | GB | 2018-07-28 20:00 | 0.87988
OldNuke | GB | 2018-07-28 21:00 | 0.88144
OldNuke | GB | 2018-07-28 22:00 | 0.88121
OldNuke | GB | 2018-07-28 23:00 | 0.8801
OldNuke | GB | 2018-07-29 | 0.8806
OldNuke | GB | 2018-07-29 01:00 | 0.8811
OldNuke | GB | 2018-07-29 02:00 | 0.88132
OldNuke | GB | 2018-07-29 03:00 | 0.88166
OldNuke | GB | 2018-07-29 04:00 | 0.88199
OldNuke | GB | 2018-07-29 05:00 | 0.883
OldNuke | GB | 2018-07-29 06:00 | 0.88188
OldNuke | GB | 2018-07-29 07:00 | 0.88222
OldNuke | GB | 2018-07-29 08:00 | 0.88199
OldNuke | GB | 2018-07-29 09:00 | 0.88244
OldNuke | GB | 2018-07-29 10:00 | 0.88233
OldNuke | GB | 2018-07-29 11:00 | 0.88277
OldNuke | GB | 2018-07-29 12:00 | 0.88222
OldNuke | GB | 2018-07-29 13:00 | 0.8821
OldNuke | GB | 2018-07-29 14:00 | 0.88166
OldNuke | GB | 2018-07-29 15:00 | 0.88177
OldNuke | GB | 2018-07-29 16:00 | 0.88233
OldNuke | GB | 2018-07-29 17:00 | 0.88366
OldNuke | GB | 2018-07-29 18:00 | 0.88355
OldNuke | GB | 2018-07-29 19:00 | 0.88132
OldNuke | GB | 2018-07-29 20:00 | 0.87999
OldNuke | GB | 2018-07-29 21:00 | 0.8811
OldNuke | GB | 2018-07-29 22:00 | 0.88266
OldNuke | GB | 2018-07-29 23:00 | 0.88389
OldNuke | GB | 2018-07-30 | 0.88222
OldNuke | GB | 2018-07-30 01:00 | 0.88277
OldNuke | GB | 2018-07-30 02:00 | 0.88233
OldNuke | GB | 2018-07-30 03:00 | 0.88244
OldNuke | GB | 2018-07-30 04:00 | 0.88155
OldNuke | GB | 2018-07-30 05:00 | 0.88333
OldNuke | GB | 2018-07-30 06:00 | 0.88255
OldNuke | GB | 2018-07-30 07:00 | 0.88121
OldNuke | GB | 2018-07-30 08:00 | 0.88188
OldNuke | GB | 2018-07-30 09:00 | 0.88366
OldNuke | GB | 2018-07-30 10:00 | 0.88522
OldNuke | GB | 2018-07-30 11:00 | 0.883
OldNuke | GB | 2018-07-30 12:00 | 0.88277
OldNuke | GB | 2018-07-30 13:00 | 0.88066
OldNuke | GB | 2018-07-30 14:00 | 0.88099
OldNuke | GB | 2018-07-30 15:00 | 0.88277
OldNuke | GB | 2018-07-30 16:00 | 0.8821
OldNuke | GB | 2018-07-30 17:00 | 0.88366
OldNuke | GB | 2018-07-30 18:00 | 0.88389
OldNuke | GB | 2018-07-30 19:00 | 0.88233
OldNuke | GB | 2018-07-30 20:00 | 0.88177
OldNuke | GB | 2018-07-30 21:00 | 0.88177
OldNuke | GB | 2018-07-30 22:00 | 0.88166
OldNuke | GB | 2018-07-30 23:00 | 0.88233
OldNuke | GB | 2018-07-31 | 0.88121
OldNuke | GB | 2018-07-31 01:00 | 0.88077
OldNuke | GB | 2018-07-31 02:00 | 0.88199
OldNuke | GB | 2018-07-31 03:00 | 0.88177
OldNuke | GB | 2018-07-31 04:00 | 0.88333
OldNuke | GB | 2018-07-31 05:00 | 0.88311
OldNuke | GB | 2018-07-31 06:00 | 0.88199
OldNuke | GB | 2018-07-31 07:00 | 0.8821
OldNuke | GB | 2018-07-31 08:00 | 0.88155
OldNuke | GB | 2018-07-31 09:00 | 0.88188
OldNuke | GB | 2018-07-31 10:00 | 0.87297
OldNuke | GB | 2018-07-31 11:00 | 0.86327
OldNuke | GB | 2018-07-31 12:00 | 0.87029
OldNuke | GB | 2018-07-31 13:00 | 0.87742
OldNuke | GB | 2018-07-31 14:00 | 0.87787
OldNuke | GB | 2018-07-31 15:00 | 0.8791
OldNuke | GB | 2018-07-31 16:00 | 0.88054
OldNuke | GB | 2018-07-31 17:00 | 0.88132
OldNuke | GB | 2018-07-31 18:00 | 0.883
OldNuke | GB | 2018-07-31 19:00 | 0.88199
OldNuke | GB | 2018-07-31 20:00 | 0.88166
OldNuke | GB | 2018-07-31 21:00 | 0.88144
OldNuke | GB | 2018-07-31 22:00 | 0.88144
OldNuke | GB | 2018-07-31 23:00 | 0.88177
OldNuke | GB | 2018-08-01 | 0.88199
OldNuke | GB | 2018-08-01 01:00 | 0.88222
OldNuke | GB | 2018-08-01 02:00 | 0.88266
OldNuke | GB | 2018-08-01 03:00 | 0.88355
OldNuke | GB | 2018-08-01 04:00 | 0.88322
OldNuke | GB | 2018-08-01 05:00 | 0.88366
OldNuke | GB | 2018-08-01 06:00 | 0.88311
OldNuke | GB | 2018-08-01 07:00 | 0.8821
OldNuke | GB | 2018-08-01 08:00 | 0.8821
OldNuke | GB | 2018-08-01 09:00 | 0.8811
OldNuke | GB | 2018-08-01 10:00 | 0.88311
OldNuke | GB | 2018-08-01 11:00 | 0.8821
OldNuke | GB | 2018-08-01 12:00 | 0.88288
OldNuke | GB | 2018-08-01 13:00 | 0.88199
OldNuke | GB | 2018-08-01 14:00 | 0.88155
OldNuke | GB | 2018-08-01 15:00 | 0.8811
OldNuke | GB | 2018-08-01 16:00 | 0.88132
OldNuke | GB | 2018-08-01 17:00 | 0.88355
OldNuke | GB | 2018-08-01 18:00 | 0.88188
OldNuke | GB | 2018-08-01 19:00 | 0.88233
OldNuke | GB | 2018-08-01 20:00 | 0.88222
OldNuke | GB | 2018-08-01 21:00 | 0.88288
OldNuke | GB | 2018-08-01 22:00 | 0.88266
OldNuke | GB | 2018-08-01 23:00 | 0.88288
OldNuke | GB | 2018-08-02 | 0.88199
OldNuke | GB | 2018-08-02 01:00 | 0.88177
OldNuke | GB | 2018-08-02 02:00 | 0.88177
OldNuke | GB | 2018-08-02 03:00 | 0.88188
OldNuke | GB | 2018-08-02 04:00 | 0.883
OldNuke | GB | 2018-08-02 05:00 | 0.88311
OldNuke | GB | 2018-08-02 06:00 | 0.883
OldNuke | GB | 2018-08-02 07:00 | 0.88121
OldNuke | GB | 2018-08-02 08:00 | 0.88155
OldNuke | GB | 2018-08-02 09:00 | 0.883
OldNuke | GB | 2018-08-02 10:00 | 0.8821
OldNuke | GB | 2018-08-02 11:00 | 0.88199
OldNuke | GB | 2018-08-02 12:00 | 0.8821
OldNuke | GB | 2018-08-02 13:00 | 0.8821
OldNuke | GB | 2018-08-02 14:00 | 0.88255
OldNuke | GB | 2018-08-02 15:00 | 0.88121
OldNuke | GB | 2018-08-02 16:00 | 0.88166
OldNuke | GB | 2018-08-02 17:00 | 0.88021
OldNuke | GB | 2018-08-02 18:00 | 0.88099
OldNuke | GB | 2018-08-02 19:00 | 0.88233
OldNuke | GB | 2018-08-02 20:00 | 0.88444
OldNuke | GB | 2018-08-02 21:00 | 0.88355
OldNuke | GB | 2018-08-02 22:00 | 0.884
OldNuke | GB | 2018-08-02 23:00 | 0.88467
OldNuke | GB | 2018-08-03 | 0.884
OldNuke | GB | 2018-08-03 01:00 | 0.88489
OldNuke | GB | 2018-08-03 02:00 | 0.88411
OldNuke | GB | 2018-08-03 03:00 | 0.88344
OldNuke | GB | 2018-08-03 04:00 | 0.88456
OldNuke | GB | 2018-08-03 05:00 | 0.88433
OldNuke | GB | 2018-08-03 06:00 | 0.88411
OldNuke | GB | 2018-08-03 07:00 | 0.88344
OldNuke | GB | 2018-08-03 08:00 | 0.88311
OldNuke | GB | 2018-08-03 09:00 | 0.88378
OldNuke | GB | 2018-08-03 10:00 | 0.88411
OldNuke | GB | 2018-08-03 11:00 | 0.88155
OldNuke | GB | 2018-08-03 12:00 | 0.88311
OldNuke | GB | 2018-08-03 13:00 | 0.88222
OldNuke | GB | 2018-08-03 14:00 | 0.88355
OldNuke | GB | 2018-08-03 15:00 | 0.88322
OldNuke | GB | 2018-08-03 16:00 | 0.88322
OldNuke | GB | 2018-08-03 17:00 | 0.88366
OldNuke | GB | 2018-08-03 18:00 | 0.883
OldNuke | GB | 2018-08-03 19:00 | 0.88433
OldNuke | GB | 2018-08-03 20:00 | 0.88545
OldNuke | GB | 2018-08-03 21:00 | 0.88478
OldNuke | GB | 2018-08-03 22:00 | 0.88322
OldNuke | GB | 2018-08-03 23:00 | 0.88233
OldNuke | GB | 2018-08-04 | 0.88322
OldNuke | GB | 2018-08-04 01:00 | 0.885
OldNuke | GB | 2018-08-04 02:00 | 0.88511
OldNuke | GB | 2018-08-04 03:00 | 0.88511
OldNuke | GB | 2018-08-04 04:00 | 0.88411
OldNuke | GB | 2018-08-04 05:00 | 0.88489
OldNuke | GB | 2018-08-04 06:00 | 0.88444
OldNuke | GB | 2018-08-04 07:00 | 0.88489
OldNuke | GB | 2018-08-04 08:00 | 0.88556
OldNuke | GB | 2018-08-04 09:00 | 0.88456
OldNuke | GB | 2018-08-04 10:00 | 0.88456
OldNuke | GB | 2018-08-04 11:00 | 0.88478
OldNuke | GB | 2018-08-04 12:00 | 0.88355
OldNuke | GB | 2018-08-04 13:00 | 0.88366
OldNuke | GB | 2018-08-04 14:00 | 0.88199
OldNuke | GB | 2018-08-04 15:00 | 0.883
OldNuke | GB | 2018-08-04 16:00 | 0.88266
OldNuke | GB | 2018-08-04 17:00 | 0.88333
OldNuke | GB | 2018-08-04 18:00 | 0.88378
OldNuke | GB | 2018-08-04 19:00 | 0.88311
OldNuke | GB | 2018-08-04 20:00 | 0.88333
OldNuke | GB | 2018-08-04 21:00 | 0.88534
OldNuke | GB | 2018-08-04 22:00 | 0.88456
OldNuke | GB | 2018-08-04 23:00 | 0.88433
OldNuke | GB | 2018-08-05 | 0.883
OldNuke | GB | 2018-08-05 01:00 | 0.88355
OldNuke | GB | 2018-08-05 02:00 | 0.883
OldNuke | GB | 2018-08-05 03:00 | 0.88333
OldNuke | GB | 2018-08-05 04:00 | 0.88255
OldNuke | GB | 2018-08-05 05:00 | 0.88355
OldNuke | GB | 2018-08-05 06:00 | 0.88534
OldNuke | GB | 2018-08-05 07:00 | 0.88422
OldNuke | GB | 2018-08-05 08:00 | 0.88567
OldNuke | GB | 2018-08-05 09:00 | 0.88467
OldNuke | GB | 2018-08-05 10:00 | 0.88389
OldNuke | GB | 2018-08-05 11:00 | 0.88322
OldNuke | GB | 2018-08-05 12:00 | 0.88166
OldNuke | GB | 2018-08-05 13:00 | 0.88233
OldNuke | GB | 2018-08-05 14:00 | 0.88121
OldNuke | GB | 2018-08-05 15:00 | 0.88222
OldNuke | GB | 2018-08-05 16:00 | 0.88222
OldNuke | GB | 2018-08-05 17:00 | 0.88511
OldNuke | GB | 2018-08-05 18:00 | 0.88567
OldNuke | GB | 2018-08-05 19:00 | 0.88712
OldNuke | GB | 2018-08-05 20:00 | 0.88522
OldNuke | GB | 2018-08-05 21:00 | 0.8889
OldNuke | GB | 2018-08-05 22:00 | 0.88634
OldNuke | GB | 2018-08-05 23:00 | 0.88534
OldNuke | GB | 2018-08-06 | 0.88556
OldNuke | GB | 2018-08-06 01:00 | 0.88612
OldNuke | GB | 2018-08-06 02:00 | 0.88756
OldNuke | GB | 2018-08-06 03:00 | 0.88701
OldNuke | GB | 2018-08-06 04:00 | 0.88578
OldNuke | GB | 2018-08-06 05:00 | 0.886
OldNuke | GB | 2018-08-06 06:00 | 0.88612
OldNuke | GB | 2018-08-06 07:00 | 0.88522
OldNuke | GB | 2018-08-06 08:00 | 0.88589
OldNuke | GB | 2018-08-06 09:00 | 0.88567
OldNuke | GB | 2018-08-06 10:00 | 0.88634
OldNuke | GB | 2018-08-06 11:00 | 0.88634
OldNuke | GB | 2018-08-06 12:00 | 0.886
OldNuke | GB | 2018-08-06 13:00 | 0.88444
OldNuke | GB | 2018-08-06 14:00 | 0.88678
OldNuke | GB | 2018-08-06 15:00 | 0.88589
OldNuke | GB | 2018-08-06 16:00 | 0.88612
OldNuke | GB | 2018-08-06 17:00 | 0.884
OldNuke | GB | 2018-08-06 18:00 | 0.88222
OldNuke | GB | 2018-08-06 19:00 | 0.88233
OldNuke | GB | 2018-08-06 20:00 | 0.88155
OldNuke | GB | 2018-08-06 21:00 | 0.88288
OldNuke | GB | 2018-08-06 22:00 | 0.88489
OldNuke | GB | 2018-08-06 23:00 | 0.88589
OldNuke | GB | 2018-08-07 | 0.88612
OldNuke | GB | 2018-08-07 01:00 | 0.88645
OldNuke | GB | 2018-08-07 02:00 | 0.886
OldNuke | GB | 2018-08-07 03:00 | 0.88578
OldNuke | GB | 2018-08-07 04:00 | 0.88467
OldNuke | GB | 2018-08-07 05:00 | 0.885
OldNuke | GB | 2018-08-07 06:00 | 0.88589
OldNuke | GB | 2018-08-07 07:00 | 0.88467
OldNuke | GB | 2018-08-07 08:00 | 0.88522
OldNuke | GB | 2018-08-07 09:00 | 0.88478
OldNuke | GB | 2018-08-07 10:00 | 0.885
OldNuke | GB | 2018-08-07 11:00 | 0.88489
OldNuke | GB | 2018-08-07 12:00 | 0.88589
OldNuke | GB | 2018-08-07 13:00 | 0.88545
OldNuke | GB | 2018-08-07 14:00 | 0.88322
OldNuke | GB | 2018-08-07 15:00 | 0.88511
OldNuke | GB | 2018-08-07 16:00 | 0.88489
OldNuke | GB | 2018-08-07 17:00 | 0.88522
OldNuke | GB | 2018-08-07 18:00 | 0.88511
OldNuke | GB | 2018-08-07 19:00 | 0.88556
OldNuke | GB | 2018-08-07 20:00 | 0.88389
OldNuke | GB | 2018-08-07 21:00 | 0.88322
OldNuke | GB | 2018-08-07 22:00 | 0.88366
OldNuke | GB | 2018-08-07 23:00 | 0.88556
OldNuke | GB | 2018-08-08 | 0.88522
OldNuke | GB | 2018-08-08 01:00 | 0.88634
OldNuke | GB | 2018-08-08 02:00 | 0.88199
OldNuke | GB | 2018-08-08 03:00 | 0.88088
OldNuke | GB | 2018-08-08 04:00 | 0.8811
OldNuke | GB | 2018-08-08 05:00 | 0.88277
OldNuke | GB | 2018-08-08 06:00 | 0.88266
OldNuke | GB | 2018-08-08 07:00 | 0.88144
OldNuke | GB | 2018-08-08 08:00 | 0.88255
OldNuke | GB | 2018-08-08 09:00 | 0.88155
OldNuke | GB | 2018-08-08 10:00 | 0.88132
OldNuke | GB | 2018-08-08 11:00 | 0.87898
OldNuke | GB | 2018-08-08 12:00 | 0.88355
OldNuke | GB | 2018-08-08 13:00 | 0.88222
OldNuke | GB | 2018-08-08 14:00 | 0.88144
OldNuke | GB | 2018-08-08 15:00 | 0.88066
OldNuke | GB | 2018-08-08 16:00 | 0.88199
OldNuke | GB | 2018-08-08 17:00 | 0.88244
OldNuke | GB | 2018-08-08 18:00 | 0.88344
OldNuke | GB | 2018-08-08 19:00 | 0.88366
OldNuke | GB | 2018-08-08 20:00 | 0.88634
OldNuke | GB | 2018-08-08 21:00 | 0.88567
OldNuke | GB | 2018-08-08 22:00 | 0.88545
OldNuke | GB | 2018-08-08 23:00 | 0.885
OldNuke | GB | 2018-08-09 | 0.88645
OldNuke | GB | 2018-08-09 01:00 | 0.88723
OldNuke | GB | 2018-08-09 02:00 | 0.88667
OldNuke | GB | 2018-08-09 03:00 | 0.88723
OldNuke | GB | 2018-08-09 04:00 | 0.885
OldNuke | GB | 2018-08-09 05:00 | 0.88678
OldNuke | GB | 2018-08-09 06:00 | 0.88801
OldNuke | GB | 2018-08-09 07:00 | 0.886
OldNuke | GB | 2018-08-09 08:00 | 0.88745
OldNuke | GB | 2018-08-09 09:00 | 0.88712
OldNuke | GB | 2018-08-09 10:00 | 0.88734
OldNuke | GB | 2018-08-09 11:00 | 0.88734
OldNuke | GB | 2018-08-09 12:00 | 0.88734
OldNuke | GB | 2018-08-09 13:00 | 0.88768
OldNuke | GB | 2018-08-09 14:00 | 0.88623
OldNuke | GB | 2018-08-09 15:00 | 0.88667
OldNuke | GB | 2018-08-09 16:00 | 0.88522
OldNuke | GB | 2018-08-09 17:00 | 0.88667
OldNuke | GB | 2018-08-09 18:00 | 0.885
OldNuke | GB | 2018-08-09 19:00 | 0.88768
OldNuke | GB | 2018-08-09 20:00 | 0.88745
OldNuke | GB | 2018-08-09 21:00 | 0.88756
OldNuke | GB | 2018-08-09 22:00 | 0.88712
OldNuke | GB | 2018-08-09 23:00 | 0.8879
OldNuke | GB | 2018-08-10 | 0.88099
OldNuke | GB | 2018-08-10 01:00 | 0.88077
OldNuke | GB | 2018-08-10 02:00 | 0.87976
OldNuke | GB | 2018-08-10 03:00 | 0.88043
OldNuke | GB | 2018-08-10 04:00 | 0.87921
OldNuke | GB | 2018-08-10 05:00 | 0.8791
OldNuke | GB | 2018-08-10 06:00 | 0.87999
OldNuke | GB | 2018-08-10 07:00 | 0.87976
OldNuke | GB | 2018-08-10 08:00 | 0.85859
OldNuke | GB | 2018-08-10 09:00 | 0.84801
OldNuke | GB | 2018-08-10 10:00 | 0.84968
OldNuke | GB | 2018-08-10 11:00 | 0.86505
OldNuke | GB | 2018-08-10 12:00 | 0.8645
OldNuke | GB | 2018-08-10 13:00 | 0.86349
OldNuke | GB | 2018-08-10 14:00 | 0.84711
OldNuke | GB | 2018-08-10 15:00 | 0.84778
OldNuke | GB | 2018-08-10 16:00 | 0.86528
OldNuke | GB | 2018-08-10 17:00 | 0.87419
OldNuke | GB | 2018-08-10 18:00 | 0.87508
OldNuke | GB | 2018-08-10 19:00 | 0.87141
OldNuke | GB | 2018-08-10 20:00 | 0.86884
OldNuke | GB | 2018-08-10 21:00 | 0.84934
OldNuke | GB | 2018-08-10 22:00 | 0.83931
OldNuke | GB | 2018-08-10 23:00 | 0.84711
OldNuke | GB | 2018-08-11 | 0.83954
OldNuke | GB | 2018-08-11 01:00 | 0.82906
OldNuke | GB | 2018-08-11 02:00 | 0.82572
OldNuke | GB | 2018-08-11 03:00 | 0.83898
OldNuke | GB | 2018-08-11 04:00 | 0.84433
OldNuke | GB | 2018-08-11 05:00 | 0.83976
OldNuke | GB | 2018-08-11 06:00 | 0.83541
OldNuke | GB | 2018-08-11 07:00 | 0.83263
OldNuke | GB | 2018-08-11 08:00 | 0.81558
OldNuke | GB | 2018-08-11 09:00 | 0.80967
OldNuke | GB | 2018-08-11 10:00 | 0.81001
OldNuke | GB | 2018-08-11 11:00 | 0.80923
OldNuke | GB | 2018-08-11 12:00 | 0.81146
OldNuke | GB | 2018-08-11 13:00 | 0.80956
OldNuke | GB | 2018-08-11 14:00 | 0.80834
OldNuke | GB | 2018-08-11 15:00 | 0.80822
OldNuke | GB | 2018-08-11 16:00 | 0.80923
OldNuke | GB | 2018-08-11 17:00 | 0.8099
OldNuke | GB | 2018-08-11 18:00 | 0.80778
OldNuke | GB | 2018-08-11 19:00 | 0.80912
OldNuke | GB | 2018-08-11 20:00 | 0.81056
OldNuke | GB | 2018-08-11 21:00 | 0.8109
OldNuke | GB | 2018-08-11 22:00 | 0.80945
OldNuke | GB | 2018-08-11 23:00 | 0.80912
OldNuke | GB | 2018-08-12 | 0.80889
OldNuke | GB | 2018-08-12 01:00 | 0.80889
OldNuke | GB | 2018-08-12 02:00 | 0.81045
OldNuke | GB | 2018-08-12 03:00 | 0.80945
OldNuke | GB | 2018-08-12 04:00 | 0.80978
OldNuke | GB | 2018-08-12 05:00 | 0.81123
OldNuke | GB | 2018-08-12 06:00 | 0.80956
OldNuke | GB | 2018-08-12 07:00 | 0.80923
OldNuke | GB | 2018-08-12 08:00 | 0.78828
OldNuke | GB | 2018-08-12 09:00 | 0.78571
OldNuke | GB | 2018-08-12 10:00 | 0.80053
OldNuke | GB | 2018-08-12 11:00 | 0.81045
OldNuke | GB | 2018-08-12 12:00 | 0.81134
OldNuke | GB | 2018-08-12 13:00 | 0.81079
OldNuke | GB | 2018-08-12 14:00 | 0.80912
OldNuke | GB | 2018-08-12 15:00 | 0.78527
OldNuke | GB | 2018-08-12 16:00 | 0.78527
OldNuke | GB | 2018-08-12 17:00 | 0.78861
OldNuke | GB | 2018-08-12 18:00 | 0.79987
OldNuke | GB | 2018-08-12 19:00 | 0.79909
OldNuke | GB | 2018-08-12 20:00 | 0.71874
OldNuke | GB | 2018-08-12 21:00 | 0.7193
OldNuke | GB | 2018-08-12 22:00 | 0.7427
OldNuke | GB | 2018-08-12 23:00 | 0.74493
OldNuke | GB | 2018-08-13 | 0.74326
OldNuke | GB | 2018-08-13 01:00 | 0.74426
OldNuke | GB | 2018-08-13 02:00 | 0.74471
OldNuke | GB | 2018-08-13 03:00 | 0.74493
OldNuke | GB | 2018-08-13 04:00 | 0.71696
OldNuke | GB | 2018-08-13 05:00 | 0.71785
OldNuke | GB | 2018-08-13 06:00 | 0.73379
OldNuke | GB | 2018-08-13 07:00 | 0.73412
OldNuke | GB | 2018-08-13 08:00 | 0.71763
OldNuke | GB | 2018-08-13 09:00 | 0.71774
OldNuke | GB | 2018-08-13 10:00 | 0.72487
OldNuke | GB | 2018-08-13 11:00 | 0.7446
OldNuke | GB | 2018-08-13 12:00 | 0.74437
OldNuke | GB | 2018-08-13 13:00 | 0.74326
OldNuke | GB | 2018-08-13 14:00 | 0.73635
OldNuke | GB | 2018-08-13 15:00 | 0.71763
OldNuke | GB | 2018-08-13 16:00 | 0.71417
OldNuke | GB | 2018-08-13 17:00 | 0.72175
OldNuke | GB | 2018-08-13 18:00 | 0.73668
OldNuke | GB | 2018-08-13 19:00 | 0.73434
OldNuke | GB | 2018-08-13 20:00 | 0.73167
OldNuke | GB | 2018-08-13 21:00 | 0.73178
OldNuke | GB | 2018-08-13 22:00 | 0.72231
OldNuke | GB | 2018-08-13 23:00 | 0.70314
OldNuke | GB | 2018-08-14 | 0.70036
OldNuke | GB | 2018-08-14 01:00 | 0.71629
OldNuke | GB | 2018-08-14 02:00 | 0.72119
OldNuke | GB | 2018-08-14 03:00 | 0.71963
OldNuke | GB | 2018-08-14 04:00 | 0.7242
OldNuke | GB | 2018-08-14 05:00 | 0.73501
OldNuke | GB | 2018-08-14 06:00 | 0.74259
OldNuke | GB | 2018-08-14 07:00 | 0.75095
OldNuke | GB | 2018-08-14 08:00 | 0.73479
OldNuke | GB | 2018-08-14 09:00 | 0.7437
OldNuke | GB | 2018-08-14 10:00 | 0.75095
OldNuke | GB | 2018-08-14 11:00 | 0.77067
OldNuke | GB | 2018-08-14 12:00 | 0.77713
OldNuke | GB | 2018-08-14 13:00 | 0.77736
OldNuke | GB | 2018-08-14 14:00 | 0.77725
OldNuke | GB | 2018-08-14 15:00 | 0.77613
OldNuke | GB | 2018-08-14 16:00 | 0.7768
OldNuke | GB | 2018-08-14 17:00 | 0.77814
OldNuke | GB | 2018-08-14 18:00 | 0.78438
OldNuke | GB | 2018-08-14 19:00 | 0.78438
OldNuke | GB | 2018-08-14 20:00 | 0.78404
OldNuke | GB | 2018-08-14 21:00 | 0.78493
OldNuke | GB | 2018-08-14 22:00 | 0.78583
OldNuke | GB | 2018-08-14 23:00 | 0.78683
OldNuke | GB | 2018-08-15 | 0.78794
OldNuke | GB | 2018-08-15 01:00 | 0.78438
OldNuke | GB | 2018-08-15 02:00 | 0.78493
OldNuke | GB | 2018-08-15 03:00 | 0.78449
OldNuke | GB | 2018-08-15 04:00 | 0.78627
OldNuke | GB | 2018-08-15 05:00 | 0.78739
OldNuke | GB | 2018-08-15 06:00 | 0.78739
OldNuke | GB | 2018-08-15 07:00 | 0.78594
OldNuke | GB | 2018-08-15 08:00 | 0.7856
OldNuke | GB | 2018-08-15 09:00 | 0.78427
OldNuke | GB | 2018-08-15 10:00 | 0.78549
OldNuke | GB | 2018-08-15 11:00 | 0.78727
OldNuke | GB | 2018-08-15 12:00 | 0.78638
OldNuke | GB | 2018-08-15 13:00 | 0.78549
OldNuke | GB | 2018-08-15 14:00 | 0.7875
OldNuke | GB | 2018-08-15 15:00 | 0.79195
OldNuke | GB | 2018-08-15 16:00 | 0.79463
OldNuke | GB | 2018-08-15 17:00 | 0.79663
OldNuke | GB | 2018-08-15 18:00 | 0.79942
OldNuke | GB | 2018-08-15 19:00 | 0.8012
OldNuke | GB | 2018-08-15 20:00 | 0.80354
OldNuke | GB | 2018-08-15 21:00 | 0.80522
OldNuke | GB | 2018-08-15 22:00 | 0.80633
OldNuke | GB | 2018-08-15 23:00 | 0.80956
OldNuke | GB | 2018-08-16 | 0.81101
OldNuke | GB | 2018-08-16 01:00 | 0.8129
OldNuke | GB | 2018-08-16 02:00 | 0.8138
OldNuke | GB | 2018-08-16 03:00 | 0.81502
OldNuke | GB | 2018-08-16 04:00 | 0.81524
OldNuke | GB | 2018-08-16 05:00 | 0.81413
OldNuke | GB | 2018-08-16 06:00 | 0.8148
OldNuke | GB | 2018-08-16 07:00 | 0.81446
OldNuke | GB | 2018-08-16 08:00 | 0.81469
OldNuke | GB | 2018-08-16 09:00 | 0.8143
OldNuke | GB | 2018-08-16 10:00 | 0.81391
OldNuke | GB | 2018-08-16 11:00 | 0.81636
OldNuke | GB | 2018-08-16 12:00 | 0.81714
OldNuke | GB | 2018-08-16 13:00 | 0.81402
OldNuke | GB | 2018-08-16 14:00 | 0.81257
OldNuke | GB | 2018-08-16 15:00 | 0.81747
OldNuke | GB | 2018-08-16 16:00 | 0.81703
OldNuke | GB | 2018-08-16 17:00 | 0.81714
OldNuke | GB | 2018-08-16 18:00 | 0.81736
OldNuke | GB | 2018-08-16 19:00 | 0.81725
OldNuke | GB | 2018-08-16 20:00 | 0.81781
OldNuke | GB | 2018-08-16 21:00 | 0.81814
OldNuke | GB | 2018-08-16 22:00 | 0.81792
OldNuke | GB | 2018-08-16 23:00 | 0.81803
OldNuke | GB | 2018-08-17 | 0.81736
OldNuke | GB | 2018-08-17 01:00 | 0.81892
OldNuke | GB | 2018-08-17 02:00 | 0.81892
OldNuke | GB | 2018-08-17 03:00 | 0.81937
OldNuke | GB | 2018-08-17 04:00 | 0.81892
OldNuke | GB | 2018-08-17 05:00 | 0.81937
OldNuke | GB | 2018-08-17 06:00 | 0.81926
OldNuke | GB | 2018-08-17 07:00 | 0.81937
OldNuke | GB | 2018-08-17 08:00 | 0.8197
OldNuke | GB | 2018-08-17 09:00 | 0.81981
OldNuke | GB | 2018-08-17 10:00 | 0.81937
OldNuke | GB | 2018-08-17 11:00 | 0.80421
OldNuke | GB | 2018-08-17 12:00 | 0.80031
OldNuke | GB | 2018-08-17 13:00 | 0.79942
OldNuke | GB | 2018-08-17 14:00 | 0.8002
OldNuke | GB | 2018-08-17 15:00 | 0.79987
OldNuke | GB | 2018-08-17 16:00 | 0.79975
OldNuke | GB | 2018-08-17 17:00 | 0.79953
OldNuke | GB | 2018-08-17 18:00 | 0.79975
OldNuke | GB | 2018-08-17 19:00 | 0.80031
OldNuke | GB | 2018-08-17 20:00 | 0.80009
OldNuke | GB | 2018-08-17 21:00 | 0.80053
OldNuke | GB | 2018-08-17 22:00 | 0.80098
OldNuke | GB | 2018-08-17 23:00 | 0.80031
OldNuke | GB | 2018-08-18 | 0.80042
OldNuke | GB | 2018-08-18 01:00 | 0.8012
OldNuke | GB | 2018-08-18 02:00 | 0.79998
OldNuke | GB | 2018-08-18 03:00 | 0.79942
OldNuke | GB | 2018-08-18 04:00 | 0.79942
OldNuke | GB | 2018-08-18 05:00 | 0.77346
OldNuke | GB | 2018-08-18 06:00 | 0.77234
OldNuke | GB | 2018-08-18 07:00 | 0.77401
OldNuke | GB | 2018-08-18 08:00 | 0.77546
OldNuke | GB | 2018-08-18 09:00 | 0.80053
OldNuke | GB | 2018-08-18 10:00 | 0.80221
OldNuke | GB | 2018-08-18 11:00 | 0.80087
OldNuke | GB | 2018-08-18 12:00 | 0.80076
OldNuke | GB | 2018-08-18 13:00 | 0.80053
OldNuke | GB | 2018-08-18 14:00 | 0.80065
OldNuke | GB | 2018-08-18 15:00 | 0.79819
OldNuke | GB | 2018-08-18 16:00 | 0.7739
OldNuke | GB | 2018-08-18 17:00 | 0.77223
OldNuke | GB | 2018-08-18 18:00 | 0.77201
OldNuke | GB | 2018-08-18 19:00 | 0.77167
OldNuke | GB | 2018-08-18 20:00 | 0.79853
OldNuke | GB | 2018-08-18 21:00 | 0.80042
OldNuke | GB | 2018-08-18 22:00 | 0.79998
OldNuke | GB | 2018-08-18 23:00 | 0.80076
OldNuke | GB | 2018-08-19 | 0.80042
OldNuke | GB | 2018-08-19 01:00 | 0.80221
OldNuke | GB | 2018-08-19 02:00 | 0.80065
OldNuke | GB | 2018-08-19 03:00 | 0.79897
OldNuke | GB | 2018-08-19 04:00 | 0.79775
OldNuke | GB | 2018-08-19 05:00 | 0.79875
OldNuke | GB | 2018-08-19 06:00 | 0.79808
OldNuke | GB | 2018-08-19 07:00 | 0.8002
OldNuke | GB | 2018-08-19 08:00 | 0.80042
OldNuke | GB | 2018-08-19 09:00 | 0.79998
OldNuke | GB | 2018-08-19 10:00 | 0.80009
OldNuke | GB | 2018-08-19 11:00 | 0.79964
OldNuke | GB | 2018-08-19 12:00 | 0.79942
OldNuke | GB | 2018-08-19 13:00 | 0.79886
OldNuke | GB | 2018-08-19 14:00 | 0.79786
OldNuke | GB | 2018-08-19 15:00 | 0.79786
OldNuke | GB | 2018-08-19 16:00 | 0.79875
OldNuke | GB | 2018-08-19 17:00 | 0.79886
OldNuke | GB | 2018-08-19 18:00 | 0.79842
OldNuke | GB | 2018-08-19 19:00 | 0.77925
OldNuke | GB | 2018-08-19 20:00 | 0.77179
OldNuke | GB | 2018-08-19 21:00 | 0.77279
OldNuke | GB | 2018-08-19 22:00 | 0.78092
OldNuke | GB | 2018-08-19 23:00 | 0.79942
OldNuke | GB | 2018-08-20 | 0.79987
OldNuke | GB | 2018-08-20 01:00 | 0.8002
OldNuke | GB | 2018-08-20 02:00 | 0.79998
OldNuke | GB | 2018-08-20 03:00 | 0.79797
OldNuke | GB | 2018-08-20 04:00 | 0.79741
OldNuke | GB | 2018-08-20 05:00 | 0.78683
OldNuke | GB | 2018-08-20 06:00 | 0.77245
OldNuke | GB | 2018-08-20 07:00 | 0.77379
OldNuke | GB | 2018-08-20 08:00 | 0.77335
OldNuke | GB | 2018-08-20 09:00 | 0.79307
OldNuke | GB | 2018-08-20 10:00 | 0.79842
OldNuke | GB | 2018-08-20 11:00 | 0.7992
OldNuke | GB | 2018-08-20 12:00 | 0.79842
OldNuke | GB | 2018-08-20 13:00 | 0.79897
OldNuke | GB | 2018-08-20 14:00 | 0.79875
OldNuke | GB | 2018-08-20 15:00 | 0.79886
OldNuke | GB | 2018-08-20 16:00 | 0.7973
OldNuke | GB | 2018-08-20 17:00 | 0.79719
OldNuke | GB | 2018-08-20 18:00 | 0.78627
OldNuke | GB | 2018-08-20 19:00 | 0.77011
OldNuke | GB | 2018-08-20 20:00 | 0.76978
OldNuke | GB | 2018-08-20 21:00 | 0.77123
OldNuke | GB | 2018-08-20 22:00 | 0.79095
OldNuke | GB | 2018-08-20 23:00 | 0.79786
OldNuke | GB | 2018-08-21 | 0.79831
OldNuke | GB | 2018-08-21 01:00 | 0.79797
OldNuke | GB | 2018-08-21 02:00 | 0.79753
OldNuke | GB | 2018-08-21 03:00 | 0.79429
OldNuke | GB | 2018-08-21 04:00 | 0.79273
OldNuke | GB | 2018-08-21 05:00 | 0.77725
OldNuke | GB | 2018-08-21 06:00 | 0.76666
OldNuke | GB | 2018-08-21 07:00 | 0.7661
OldNuke | GB | 2018-08-21 08:00 | 0.77669
OldNuke | GB | 2018-08-21 09:00 | 0.79296
OldNuke | GB | 2018-08-21 10:00 | 0.79351
OldNuke | GB | 2018-08-21 11:00 | 0.79797
OldNuke | GB | 2018-08-21 12:00 | 0.79842
OldNuke | GB | 2018-08-21 13:00 | 0.79775
OldNuke | GB | 2018-08-21 14:00 | 0.79697
OldNuke | GB | 2018-08-21 15:00 | 0.8051
OldNuke | GB | 2018-08-21 16:00 | 0.80655
OldNuke | GB | 2018-08-21 17:00 | 0.81302
OldNuke | GB | 2018-08-21 18:00 | 0.81848
OldNuke | GB | 2018-08-21 19:00 | 0.79764
OldNuke | GB | 2018-08-21 20:00 | 0.79062
OldNuke | GB | 2018-08-21 21:00 | 0.7924
OldNuke | GB | 2018-08-21 22:00 | 0.7953
OldNuke | GB | 2018-08-21 23:00 | 0.82249
OldNuke | GB | 2018-08-22 | 0.82828
OldNuke | GB | 2018-08-22 01:00 | 0.82661
OldNuke | GB | 2018-08-22 02:00 | 0.82717
OldNuke | GB | 2018-08-22 03:00 | 0.82995
OldNuke | GB | 2018-08-22 04:00 | 0.83062
OldNuke | GB | 2018-08-22 05:00 | 0.81647
OldNuke | GB | 2018-08-22 06:00 | 0.80455
OldNuke | GB | 2018-08-22 07:00 | 0.80354
OldNuke | GB | 2018-08-22 08:00 | 0.80477
OldNuke | GB | 2018-08-22 09:00 | 0.83229
OldNuke | GB | 2018-08-22 10:00 | 0.83118
OldNuke | GB | 2018-08-22 11:00 | 0.8324
OldNuke | GB | 2018-08-22 12:00 | 0.83597
OldNuke | GB | 2018-08-22 13:00 | 0.83809
OldNuke | GB | 2018-08-22 14:00 | 0.83764
OldNuke | GB | 2018-08-22 15:00 | 0.83976
OldNuke | GB | 2018-08-22 16:00 | 0.83876
OldNuke | GB | 2018-08-22 17:00 | 0.83909
OldNuke | GB | 2018-08-22 18:00 | 0.81413
OldNuke | GB | 2018-08-22 19:00 | 0.81424
OldNuke | GB | 2018-08-22 20:00 | 0.8138
OldNuke | GB | 2018-08-22 21:00 | 0.81636
OldNuke | GB | 2018-08-22 22:00 | 0.82572
OldNuke | GB | 2018-08-22 23:00 | 0.82238
OldNuke | GB | 2018-08-23 | 0.82405
OldNuke | GB | 2018-08-23 01:00 | 0.82561
OldNuke | GB | 2018-08-23 02:00 | 0.82483
OldNuke | GB | 2018-08-23 03:00 | 0.82382
OldNuke | GB | 2018-08-23 04:00 | 0.82583
OldNuke | GB | 2018-08-23 05:00 | 0.82795
OldNuke | GB | 2018-08-23 06:00 | 0.83274
OldNuke | GB | 2018-08-23 07:00 | 0.83385
OldNuke | GB | 2018-08-23 08:00 | 0.83285
OldNuke | GB | 2018-08-23 09:00 | 0.82472
OldNuke | GB | 2018-08-23 10:00 | 0.79173
OldNuke | GB | 2018-08-23 11:00 | 0.80221
OldNuke | GB | 2018-08-23 12:00 | 0.83396
OldNuke | GB | 2018-08-23 13:00 | 0.84689
OldNuke | GB | 2018-08-23 14:00 | 0.84834
OldNuke | GB | 2018-08-23 15:00 | 0.84901
OldNuke | GB | 2018-08-23 16:00 | 0.85113
OldNuke | GB | 2018-08-23 17:00 | 0.82093
OldNuke | GB | 2018-08-23 18:00 | 0.81937
OldNuke | GB | 2018-08-23 19:00 | 0.83753
OldNuke | GB | 2018-08-23 20:00 | 0.84745
OldNuke | GB | 2018-08-23 21:00 | 0.846
OldNuke | GB | 2018-08-23 22:00 | 0.84511
OldNuke | GB | 2018-08-23 23:00 | 0.8324
OldNuke | GB | 2018-08-24 | 0.81814
OldNuke | GB | 2018-08-24 01:00 | 0.82182
OldNuke | GB | 2018-08-24 02:00 | 0.8509
OldNuke | GB | 2018-08-24 03:00 | 0.8499
OldNuke | GB | 2018-08-24 04:00 | 0.84823
OldNuke | GB | 2018-08-24 05:00 | 0.84767
OldNuke | GB | 2018-08-24 06:00 | 0.84611
OldNuke | GB | 2018-08-24 07:00 | 0.84622
OldNuke | GB | 2018-08-24 08:00 | 0.846
OldNuke | GB | 2018-08-24 09:00 | 0.82706
OldNuke | GB | 2018-08-24 10:00 | 0.80555
OldNuke | GB | 2018-08-24 11:00 | 0.81602
OldNuke | GB | 2018-08-24 12:00 | 0.83196
OldNuke | GB | 2018-08-24 13:00 | 0.83675
OldNuke | GB | 2018-08-24 14:00 | 0.83642
OldNuke | GB | 2018-08-24 15:00 | 0.83853
OldNuke | GB | 2018-08-24 16:00 | 0.83786
OldNuke | GB | 2018-08-24 17:00 | 0.83753
OldNuke | GB | 2018-08-24 18:00 | 0.80711
OldNuke | GB | 2018-08-24 19:00 | 0.80733
OldNuke | GB | 2018-08-24 20:00 | 0.83753
OldNuke | GB | 2018-08-24 21:00 | 0.83764
OldNuke | GB | 2018-08-24 22:00 | 0.83519
OldNuke | GB | 2018-08-24 23:00 | 0.8353
OldNuke | GB | 2018-08-25 | 0.83597
OldNuke | GB | 2018-08-25 01:00 | 0.83664
OldNuke | GB | 2018-08-25 02:00 | 0.83686
OldNuke | GB | 2018-08-25 03:00 | 0.80923
OldNuke | GB | 2018-08-25 04:00 | 0.80889
OldNuke | GB | 2018-08-25 05:00 | 0.82583
OldNuke | GB | 2018-08-25 06:00 | 0.83864
OldNuke | GB | 2018-08-25 07:00 | 0.83853
OldNuke | GB | 2018-08-25 08:00 | 0.83842
OldNuke | GB | 2018-08-25 09:00 | 0.8382
OldNuke | GB | 2018-08-25 10:00 | 0.80744
OldNuke | GB | 2018-08-25 11:00 | 0.808
OldNuke | GB | 2018-08-25 12:00 | 0.82494
OldNuke | GB | 2018-08-25 13:00 | 0.83764
OldNuke | GB | 2018-08-25 14:00 | 0.83775
OldNuke | GB | 2018-08-25 15:00 | 0.83653
OldNuke | GB | 2018-08-25 16:00 | 0.83775
OldNuke | GB | 2018-08-25 17:00 | 0.8382
OldNuke | GB | 2018-08-25 18:00 | 0.80956
OldNuke | GB | 2018-08-25 19:00 | 0.80722
OldNuke | GB | 2018-08-25 20:00 | 0.8109
OldNuke | GB | 2018-08-25 21:00 | 0.83943
OldNuke | GB | 2018-08-25 22:00 | 0.83831
OldNuke | GB | 2018-08-25 23:00 | 0.83731
OldNuke | GB | 2018-08-26 | 0.8382
OldNuke | GB | 2018-08-26 01:00 | 0.83764
OldNuke | GB | 2018-08-26 02:00 | 0.83864
OldNuke | GB | 2018-08-26 03:00 | 0.80845
OldNuke | GB | 2018-08-26 04:00 | 0.81023
OldNuke | GB | 2018-08-26 05:00 | 0.84076
OldNuke | GB | 2018-08-26 06:00 | 0.83987
OldNuke | GB | 2018-08-26 07:00 | 0.83976
OldNuke | GB | 2018-08-26 08:00 | 0.83887
OldNuke | GB | 2018-08-26 09:00 | 0.81658
OldNuke | GB | 2018-08-26 10:00 | 0.80956
OldNuke | GB | 2018-08-26 11:00 | 0.81079
OldNuke | GB | 2018-08-26 12:00 | 0.83385
OldNuke | GB | 2018-08-26 13:00 | 0.82862
OldNuke | GB | 2018-08-26 14:00 | 0.83385
OldNuke | GB | 2018-08-26 15:00 | 0.83597
OldNuke | GB | 2018-08-26 16:00 | 0.84009
OldNuke | GB | 2018-08-26 17:00 | 0.84255
OldNuke | GB | 2018-08-26 18:00 | 0.8431
OldNuke | GB | 2018-08-26 19:00 | 0.84299
OldNuke | GB | 2018-08-26 20:00 | 0.84299
OldNuke | GB | 2018-08-26 21:00 | 0.84433
OldNuke | GB | 2018-08-26 22:00 | 0.84399
OldNuke | GB | 2018-08-26 23:00 | 0.84143
OldNuke | GB | 2018-08-27 | 0.8421
OldNuke | GB | 2018-08-27 01:00 | 0.84288
OldNuke | GB | 2018-08-27 02:00 | 0.8431
OldNuke | GB | 2018-08-27 03:00 | 0.8431
OldNuke | GB | 2018-08-27 04:00 | 0.84266
OldNuke | GB | 2018-08-27 05:00 | 0.8431
OldNuke | GB | 2018-08-27 06:00 | 0.84466
OldNuke | GB | 2018-08-27 07:00 | 0.84477
OldNuke | GB | 2018-08-27 08:00 | 0.84299
OldNuke | GB | 2018-08-27 09:00 | 0.84533
OldNuke | GB | 2018-08-27 10:00 | 0.84845
OldNuke | GB | 2018-08-27 11:00 | 0.84711
OldNuke | GB | 2018-08-27 12:00 | 0.847
OldNuke | GB | 2018-08-27 13:00 | 0.84867
OldNuke | GB | 2018-08-27 14:00 | 0.84867
OldNuke | GB | 2018-08-27 15:00 | 0.83764
OldNuke | GB | 2018-08-27 16:00 | 0.83396
OldNuke | GB | 2018-08-27 17:00 | 0.83118
OldNuke | GB | 2018-08-27 18:00 | 0.8285
OldNuke | GB | 2018-08-27 19:00 | 0.82494
OldNuke | GB | 2018-08-27 20:00 | 0.82449
OldNuke | GB | 2018-08-27 21:00 | 0.82494
OldNuke | GB | 2018-08-27 22:00 | 0.82594
OldNuke | GB | 2018-08-27 23:00 | 0.82449
OldNuke | GB | 2018-08-28 | 0.82538
OldNuke | GB | 2018-08-28 01:00 | 0.82594
OldNuke | GB | 2018-08-28 02:00 | 0.82761
OldNuke | GB | 2018-08-28 03:00 | 0.82717
OldNuke | GB | 2018-08-28 04:00 | 0.82728
OldNuke | GB | 2018-08-28 05:00 | 0.82795
OldNuke | GB | 2018-08-28 06:00 | 0.82951
OldNuke | GB | 2018-08-28 07:00 | 0.82862
OldNuke | GB | 2018-08-28 08:00 | 0.8275
OldNuke | GB | 2018-08-28 09:00 | 0.82784
OldNuke | GB | 2018-08-28 10:00 | 0.83285
OldNuke | GB | 2018-08-28 11:00 | 0.83474
OldNuke | GB | 2018-08-28 12:00 | 0.83597
OldNuke | GB | 2018-08-28 13:00 | 0.83853
OldNuke | GB | 2018-08-28 14:00 | 0.83965
OldNuke | GB | 2018-08-28 15:00 | 0.84099
OldNuke | GB | 2018-08-28 16:00 | 0.84143
OldNuke | GB | 2018-08-28 17:00 | 0.82616
OldNuke | GB | 2018-08-28 18:00 | 0.82583
OldNuke | GB | 2018-08-28 19:00 | 0.82394
OldNuke | GB | 2018-08-28 20:00 | 0.82494
OldNuke | GB | 2018-08-28 21:00 | 0.82416
OldNuke | GB | 2018-08-28 22:00 | 0.82382
OldNuke | GB | 2018-08-28 23:00 | 0.82394
OldNuke | GB | 2018-08-29 | 0.82416
OldNuke | GB | 2018-08-29 01:00 | 0.82349
OldNuke | GB | 2018-08-29 02:00 | 0.82327
OldNuke | GB | 2018-08-29 03:00 | 0.82371
OldNuke | GB | 2018-08-29 04:00 | 0.82338
OldNuke | GB | 2018-08-29 05:00 | 0.82561
OldNuke | GB | 2018-08-29 06:00 | 0.82639
OldNuke | GB | 2018-08-29 07:00 | 0.82616
OldNuke | GB | 2018-08-29 08:00 | 0.82672
OldNuke | GB | 2018-08-29 09:00 | 0.82628
OldNuke | GB | 2018-08-29 10:00 | 0.82438
OldNuke | GB | 2018-08-29 11:00 | 0.8265
OldNuke | GB | 2018-08-29 12:00 | 0.82527
OldNuke | GB | 2018-08-29 13:00 | 0.82616
OldNuke | GB | 2018-08-29 14:00 | 0.82873
OldNuke | GB | 2018-08-29 15:00 | 0.82984
OldNuke | GB | 2018-08-29 16:00 | 0.82862
OldNuke | GB | 2018-08-29 17:00 | 0.82951
OldNuke | GB | 2018-08-29 18:00 | 0.80444
OldNuke | GB | 2018-08-29 19:00 | 0.80287
OldNuke | GB | 2018-08-29 20:00 | 0.80421
OldNuke | GB | 2018-08-29 21:00 | 0.80522
OldNuke | GB | 2018-08-29 22:00 | 0.80856
OldNuke | GB | 2018-08-29 23:00 | 0.81257
OldNuke | GB | 2018-08-30 | 0.81413
OldNuke | GB | 2018-08-30 01:00 | 0.83586
OldNuke | GB | 2018-08-30 02:00 | 0.8372
OldNuke | GB | 2018-08-30 03:00 | 0.83742
OldNuke | GB | 2018-08-30 04:00 | 0.83786
OldNuke | GB | 2018-08-30 05:00 | 0.84087
OldNuke | GB | 2018-08-30 06:00 | 0.84266
OldNuke | GB | 2018-08-30 07:00 | 0.84277
OldNuke | GB | 2018-08-30 08:00 | 0.84388
OldNuke | GB | 2018-08-30 09:00 | 0.82449
OldNuke | GB | 2018-08-30 10:00 | 0.82249
OldNuke | GB | 2018-08-30 11:00 | 0.82382
OldNuke | GB | 2018-08-30 12:00 | 0.84188
OldNuke | GB | 2018-08-30 13:00 | 0.84945
OldNuke | GB | 2018-08-30 14:00 | 0.85101
OldNuke | GB | 2018-08-30 15:00 | 0.8509
OldNuke | GB | 2018-08-30 16:00 | 0.85079
OldNuke | GB | 2018-08-30 17:00 | 0.85146
OldNuke | GB | 2018-08-30 18:00 | 0.85012
OldNuke | GB | 2018-08-30 19:00 | 0.85124
OldNuke | GB | 2018-08-30 20:00 | 0.83073
OldNuke | GB | 2018-08-30 21:00 | 0.82605
OldNuke | GB | 2018-08-30 22:00 | 0.82728
OldNuke | GB | 2018-08-30 23:00 | 0.84433
OldNuke | GB | 2018-08-31 | 0.85257
OldNuke | GB | 2018-08-31 01:00 | 0.85168
OldNuke | GB | 2018-08-31 02:00 | 0.85101
OldNuke | GB | 2018-08-31 03:00 | 0.85235
OldNuke | GB | 2018-08-31 04:00 | 0.85068
OldNuke | GB | 2018-08-31 05:00 | 0.85135
OldNuke | GB | 2018-08-31 06:00 | 0.8275
OldNuke | GB | 2018-08-31 07:00 | 0.82828
OldNuke | GB | 2018-08-31 08:00 | 0.8285
OldNuke | GB | 2018-08-31 09:00 | 0.84879
OldNuke | GB | 2018-08-31 10:00 | 0.85235
OldNuke | GB | 2018-08-31 11:00 | 0.85269
OldNuke | GB | 2018-08-31 12:00 | 0.85146
OldNuke | GB | 2018-08-31 13:00 | 0.85213
OldNuke | GB | 2018-08-31 14:00 | 0.85291
OldNuke | GB | 2018-08-31 15:00 | 0.85558
OldNuke | GB | 2018-08-31 16:00 | 0.85569
OldNuke | GB | 2018-08-31 17:00 | 0.84355
OldNuke | GB | 2018-08-31 18:00 | 0.83252
OldNuke | GB | 2018-08-31 19:00 | 0.83274
OldNuke | GB | 2018-08-31 20:00 | 0.84188
OldNuke | GB | 2018-08-31 21:00 | 0.85603
OldNuke | GB | 2018-08-31 22:00 | 0.85681
OldNuke | GB | 2018-08-31 23:00 | 0.85826
OldNuke | GB | 2018-09-01 | 0.85815
OldNuke | GB | 2018-09-01 01:00 | 0.85826
OldNuke | GB | 2018-09-01 02:00 | 0.84589
OldNuke | GB | 2018-09-01 03:00 | 0.83352
OldNuke | GB | 2018-09-01 04:00 | 0.83396
OldNuke | GB | 2018-09-01 05:00 | 0.83318
OldNuke | GB | 2018-09-01 06:00 | 0.85625
OldNuke | GB | 2018-09-01 07:00 | 0.85748
OldNuke | GB | 2018-09-01 08:00 | 0.85703
OldNuke | GB | 2018-09-01 09:00 | 0.85859
OldNuke | GB | 2018-09-01 10:00 | 0.85759
OldNuke | GB | 2018-09-01 11:00 | 0.85714
OldNuke | GB | 2018-09-01 12:00 | 0.85681
OldNuke | GB | 2018-09-01 13:00 | 0.8392
OldNuke | GB | 2018-09-01 14:00 | 0.83285
OldNuke | GB | 2018-09-01 15:00 | 0.83174
OldNuke | GB | 2018-09-01 16:00 | 0.83307
OldNuke | GB | 2018-09-01 17:00 | 0.84009
OldNuke | GB | 2018-09-01 18:00 | 0.84901
OldNuke | GB | 2018-09-01 19:00 | 0.85792
OldNuke | GB | 2018-09-01 20:00 | 0.85792
OldNuke | GB | 2018-09-01 21:00 | 0.8567
OldNuke | GB | 2018-09-01 22:00 | 0.85692
OldNuke | GB | 2018-09-01 23:00 | 0.83318
OldNuke | GB | 2018-09-02 | 0.83385
OldNuke | GB | 2018-09-02 01:00 | 0.83742
OldNuke | GB | 2018-09-02 02:00 | 0.85703
OldNuke | GB | 2018-09-02 03:00 | 0.85581
OldNuke | GB | 2018-09-02 04:00 | 0.85737
OldNuke | GB | 2018-09-02 05:00 | 0.85792
OldNuke | GB | 2018-09-02 06:00 | 0.85781
OldNuke | GB | 2018-09-02 07:00 | 0.85703
OldNuke | GB | 2018-09-02 08:00 | 0.85681
OldNuke | GB | 2018-09-02 09:00 | 0.86104
OldNuke | GB | 2018-09-02 10:00 | 0.85937
OldNuke | GB | 2018-09-02 11:00 | 0.86026
OldNuke | GB | 2018-09-02 12:00 | 0.86673
OldNuke | GB | 2018-09-02 13:00 | 0.86895
OldNuke | GB | 2018-09-02 14:00 | 0.86873
OldNuke | GB | 2018-09-02 15:00 | 0.86795
OldNuke | GB | 2018-09-02 16:00 | 0.86862
OldNuke | GB | 2018-09-02 17:00 | 0.86884
OldNuke | GB | 2018-09-02 18:00 | 0.87007
OldNuke | GB | 2018-09-02 19:00 | 0.87063
OldNuke | GB | 2018-09-02 20:00 | 0.87063
OldNuke | GB | 2018-09-02 21:00 | 0.87018
OldNuke | GB | 2018-09-02 22:00 | 0.87207
OldNuke | GB | 2018-09-02 23:00 | 0.87263
OldNuke | GB | 2018-09-03 | 0.87419
OldNuke | GB | 2018-09-03 01:00 | 0.87375
OldNuke | GB | 2018-09-03 02:00 | 0.8743
OldNuke | GB | 2018-09-03 03:00 | 0.87441
OldNuke | GB | 2018-09-03 04:00 | 0.8743
OldNuke | GB | 2018-09-03 05:00 | 0.87542
OldNuke | GB | 2018-09-03 06:00 | 0.87664
OldNuke | GB | 2018-09-03 07:00 | 0.87508
OldNuke | GB | 2018-09-03 08:00 | 0.87598
OldNuke | GB | 2018-09-03 09:00 | 0.87564
OldNuke | GB | 2018-09-03 10:00 | 0.87642
OldNuke | GB | 2018-09-03 11:00 | 0.87598
OldNuke | GB | 2018-09-03 12:00 | 0.87586
OldNuke | GB | 2018-09-03 13:00 | 0.87475
OldNuke | GB | 2018-09-03 14:00 | 0.87408
OldNuke | GB | 2018-09-03 15:00 | 0.8762
OldNuke | GB | 2018-09-03 16:00 | 0.87475
OldNuke | GB | 2018-09-03 17:00 | 0.87497
OldNuke | GB | 2018-09-03 18:00 | 0.8743
OldNuke | GB | 2018-09-03 19:00 | 0.87453
OldNuke | GB | 2018-09-03 20:00 | 0.87609
OldNuke | GB | 2018-09-03 21:00 | 0.8752
OldNuke | GB | 2018-09-03 22:00 | 0.87609
OldNuke | GB | 2018-09-03 23:00 | 0.87609
OldNuke | GB | 2018-09-04 | 0.87731
OldNuke | GB | 2018-09-04 01:00 | 0.87765
OldNuke | GB | 2018-09-04 02:00 | 0.87809
OldNuke | GB | 2018-09-04 03:00 | 0.87787
OldNuke | GB | 2018-09-04 04:00 | 0.87742
OldNuke | GB | 2018-09-04 05:00 | 0.87709
OldNuke | GB | 2018-09-04 06:00 | 0.87642
OldNuke | GB | 2018-09-04 07:00 | 0.8752
OldNuke | GB | 2018-09-04 08:00 | 0.8772
OldNuke | GB | 2018-09-04 09:00 | 0.8772
OldNuke | GB | 2018-09-04 10:00 | 0.8782
OldNuke | GB | 2018-09-04 11:00 | 0.87687
OldNuke | GB | 2018-09-04 12:00 | 0.87765
OldNuke | GB | 2018-09-04 13:00 | 0.87832
OldNuke | GB | 2018-09-04 14:00 | 0.87765
OldNuke | GB | 2018-09-04 15:00 | 0.87586
OldNuke | GB | 2018-09-04 16:00 | 0.87698
OldNuke | GB | 2018-09-04 17:00 | 0.87832
OldNuke | GB | 2018-09-04 18:00 | 0.87742
OldNuke | GB | 2018-09-04 19:00 | 0.87698
OldNuke | GB | 2018-09-04 20:00 | 0.87765
OldNuke | GB | 2018-09-04 21:00 | 0.87631
OldNuke | GB | 2018-09-04 22:00 | 0.87687
OldNuke | GB | 2018-09-04 23:00 | 0.87742
OldNuke | GB | 2018-09-05 | 0.8762
OldNuke | GB | 2018-09-05 01:00 | 0.87664
OldNuke | GB | 2018-09-05 02:00 | 0.87865
OldNuke | GB | 2018-09-05 03:00 | 0.87898
OldNuke | GB | 2018-09-05 04:00 | 0.8782
OldNuke | GB | 2018-09-05 05:00 | 0.87854
OldNuke | GB | 2018-09-05 06:00 | 0.87664
OldNuke | GB | 2018-09-05 07:00 | 0.87687
OldNuke | GB | 2018-09-05 08:00 | 0.87664
OldNuke | GB | 2018-09-05 09:00 | 0.8762
OldNuke | GB | 2018-09-05 10:00 | 0.87809
OldNuke | GB | 2018-09-05 11:00 | 0.87798
OldNuke | GB | 2018-09-05 12:00 | 0.87798
OldNuke | GB | 2018-09-05 13:00 | 0.8782
OldNuke | GB | 2018-09-05 14:00 | 0.87754
OldNuke | GB | 2018-09-05 15:00 | 0.87731
OldNuke | GB | 2018-09-05 16:00 | 0.87676
OldNuke | GB | 2018-09-05 17:00 | 0.87754
OldNuke | GB | 2018-09-05 18:00 | 0.87921
OldNuke | GB | 2018-09-05 19:00 | 0.87887
OldNuke | GB | 2018-09-05 20:00 | 0.8782
OldNuke | GB | 2018-09-05 21:00 | 0.87787
OldNuke | GB | 2018-09-05 22:00 | 0.87765
OldNuke | GB | 2018-09-05 23:00 | 0.87832
OldNuke | GB | 2018-09-06 | 0.88144
OldNuke | GB | 2018-09-06 01:00 | 0.88222
OldNuke | GB | 2018-09-06 02:00 | 0.88266
OldNuke | GB | 2018-09-06 03:00 | 0.88288
OldNuke | GB | 2018-09-06 04:00 | 0.8821
OldNuke | GB | 2018-09-06 05:00 | 0.88199
OldNuke | GB | 2018-09-06 06:00 | 0.88244
OldNuke | GB | 2018-09-06 07:00 | 0.8821
OldNuke | GB | 2018-09-06 08:00 | 0.88199
OldNuke | GB | 2018-09-06 09:00 | 0.88199
OldNuke | GB | 2018-09-06 10:00 | 0.8811
OldNuke | GB | 2018-09-06 11:00 | 0.88032
OldNuke | GB | 2018-09-06 12:00 | 0.87965
OldNuke | GB | 2018-09-06 13:00 | 0.88066
OldNuke | GB | 2018-09-06 14:00 | 0.88054
OldNuke | GB | 2018-09-06 15:00 | 0.87742
OldNuke | GB | 2018-09-06 16:00 | 0.8791
OldNuke | GB | 2018-09-06 17:00 | 0.87865
OldNuke | GB | 2018-09-06 18:00 | 0.88188
OldNuke | GB | 2018-09-06 19:00 | 0.88366
OldNuke | GB | 2018-09-06 20:00 | 0.884
OldNuke | GB | 2018-09-06 21:00 | 0.88433
OldNuke | GB | 2018-09-06 22:00 | 0.88322
OldNuke | GB | 2018-09-06 23:00 | 0.88344
OldNuke | GB | 2018-09-07 | 0.88378
OldNuke | GB | 2018-09-07 01:00 | 0.88433
OldNuke | GB | 2018-09-07 02:00 | 0.88467
OldNuke | GB | 2018-09-07 03:00 | 0.886
OldNuke | GB | 2018-09-07 04:00 | 0.88634
OldNuke | GB | 2018-09-07 05:00 | 0.88678
OldNuke | GB | 2018-09-07 06:00 | 0.88623
OldNuke | GB | 2018-09-07 07:00 | 0.88534
OldNuke | GB | 2018-09-07 08:00 | 0.88478
OldNuke | GB | 2018-09-07 09:00 | 0.88489
OldNuke | GB | 2018-09-07 10:00 | 0.87497
OldNuke | GB | 2018-09-07 11:00 | 0.87441
OldNuke | GB | 2018-09-07 12:00 | 0.8762
OldNuke | GB | 2018-09-07 13:00 | 0.87709
OldNuke | GB | 2018-09-07 14:00 | 0.87653
OldNuke | GB | 2018-09-07 15:00 | 0.87664
OldNuke | GB | 2018-09-07 16:00 | 0.87497
OldNuke | GB | 2018-09-07 17:00 | 0.8743
OldNuke | GB | 2018-09-07 18:00 | 0.845
OldNuke | GB | 2018-09-07 19:00 | 0.84555
OldNuke | GB | 2018-09-07 20:00 | 0.84656
OldNuke | GB | 2018-09-07 21:00 | 0.83006
OldNuke | GB | 2018-09-07 22:00 | 0.81357
OldNuke | GB | 2018-09-07 23:00 | 0.82895
OldNuke | GB | 2018-09-08 | 0.82895
OldNuke | GB | 2018-09-08 01:00 | 0.82895
OldNuke | GB | 2018-09-08 02:00 | 0.81424
OldNuke | GB | 2018-09-08 03:00 | 0.81402
OldNuke | GB | 2018-09-08 04:00 | 0.81491
OldNuke | GB | 2018-09-08 05:00 | 0.81469
OldNuke | GB | 2018-09-08 06:00 | 0.81502
OldNuke | GB | 2018-09-08 07:00 | 0.81357
OldNuke | GB | 2018-09-08 08:00 | 0.81435
OldNuke | GB | 2018-09-08 09:00 | 0.81402
OldNuke | GB | 2018-09-08 10:00 | 0.8138
OldNuke | GB | 2018-09-08 11:00 | 0.81469
OldNuke | GB | 2018-09-08 12:00 | 0.81469
OldNuke | GB | 2018-09-08 13:00 | 0.8148
OldNuke | GB | 2018-09-08 14:00 | 0.81446
OldNuke | GB | 2018-09-08 15:00 | 0.81391
OldNuke | GB | 2018-09-08 16:00 | 0.81446
OldNuke | GB | 2018-09-08 17:00 | 0.81446
OldNuke | GB | 2018-09-08 18:00 | 0.81391
OldNuke | GB | 2018-09-08 19:00 | 0.81513
OldNuke | GB | 2018-09-08 20:00 | 0.81558
OldNuke | GB | 2018-09-08 21:00 | 0.81513
OldNuke | GB | 2018-09-08 22:00 | 0.81547
OldNuke | GB | 2018-09-08 23:00 | 0.81346
OldNuke | GB | 2018-09-09 | 0.81391
OldNuke | GB | 2018-09-09 01:00 | 0.81558
OldNuke | GB | 2018-09-09 02:00 | 0.81513
OldNuke | GB | 2018-09-09 03:00 | 0.81424
OldNuke | GB | 2018-09-09 04:00 | 0.81502
OldNuke | GB | 2018-09-09 05:00 | 0.81591
OldNuke | GB | 2018-09-09 06:00 | 0.81446
OldNuke | GB | 2018-09-09 07:00 | 0.81424
OldNuke | GB | 2018-09-09 08:00 | 0.81157
OldNuke | GB | 2018-09-09 09:00 | 0.77045
OldNuke | GB | 2018-09-09 10:00 | 0.81157
OldNuke | GB | 2018-09-09 11:00 | 0.81157
OldNuke | GB | 2018-09-09 12:00 | 0.81157
OldNuke | GB | 2018-09-09 13:00 | 0.81157
OldNuke | GB | 2018-09-09 14:00 | 0.81157
OldNuke | GB | 2018-09-09 15:00 | 0.81157
OldNuke | GB | 2018-09-09 16:00 | 0.81157
OldNuke | GB | 2018-09-09 17:00 | 0.81157
OldNuke | GB | 2018-09-09 18:00 | 0.81157
OldNuke | GB | 2018-09-09 19:00 | 0.81157
OldNuke | GB | 2018-09-09 20:00 | 0.81157
OldNuke | GB | 2018-09-09 21:00 | 0.81157
OldNuke | GB | 2018-09-09 22:00 | 0.81157
OldNuke | GB | 2018-09-09 23:00 | 0.81157
OldNuke | GB | 2018-09-10 | 0.81157
OldNuke | GB | 2018-09-10 01:00 | 0.81157
OldNuke | GB | 2018-09-10 02:00 | 0.74404
OldNuke | GB | 2018-09-10 03:00 | 0.74337
OldNuke | GB | 2018-09-10 04:00 | 0.7437
OldNuke | GB | 2018-09-10 05:00 | 0.74404
OldNuke | GB | 2018-09-10 06:00 | 0.76688
OldNuke | GB | 2018-09-10 07:00 | 0.77435
OldNuke | GB | 2018-09-10 08:00 | 0.77613
OldNuke | GB | 2018-09-10 09:00 | 0.77479
OldNuke | GB | 2018-09-10 10:00 | 0.77613
OldNuke | GB | 2018-09-10 11:00 | 0.77435
OldNuke | GB | 2018-09-10 12:00 | 0.77513
OldNuke | GB | 2018-09-10 13:00 | 0.77825
OldNuke | GB | 2018-09-10 14:00 | 0.78048
OldNuke | GB | 2018-09-10 15:00 | 0.78092
OldNuke | GB | 2018-09-10 16:00 | 0.78059
OldNuke | GB | 2018-09-10 17:00 | 0.78003
OldNuke | GB | 2018-09-10 18:00 | 0.78237
OldNuke | GB | 2018-09-10 19:00 | 0.78727
OldNuke | GB | 2018-09-10 20:00 | 0.78917
OldNuke | GB | 2018-09-10 21:00 | 0.81157
OldNuke | GB | 2018-09-10 22:00 | 0.81157
OldNuke | GB | 2018-09-10 23:00 | 0.79329
OldNuke | GB | 2018-09-11 | 0.79496
OldNuke | GB | 2018-09-11 01:00 | 0.79407
OldNuke | GB | 2018-09-11 02:00 | 0.79463
OldNuke | GB | 2018-09-11 03:00 | 0.79719
OldNuke | GB | 2018-09-11 04:00 | 0.79753
OldNuke | GB | 2018-09-11 05:00 | 0.79741
OldNuke | GB | 2018-09-11 06:00 | 0.80744
OldNuke | GB | 2018-09-11 07:00 | 0.80744
OldNuke | GB | 2018-09-11 08:00 | 0.7953
OldNuke | GB | 2018-09-11 09:00 | 0.81023
OldNuke | GB | 2018-09-11 10:00 | 0.81023
OldNuke | GB | 2018-09-11 11:00 | 0.81023
OldNuke | GB | 2018-09-11 12:00 | 0.81023
OldNuke | GB | 2018-09-11 13:00 | 0.81246
OldNuke | GB | 2018-09-11 14:00 | 0.81246
OldNuke | GB | 2018-09-11 15:00 | 0.80522
OldNuke | GB | 2018-09-11 16:00 | 0.81246
OldNuke | GB | 2018-09-11 17:00 | 0.81246
OldNuke | GB | 2018-09-11 18:00 | 0.81357
OldNuke | GB | 2018-09-11 19:00 | 0.81469
OldNuke | GB | 2018-09-11 20:00 | 0.81469
OldNuke | GB | 2018-09-11 21:00 | 0.81469
OldNuke | GB | 2018-09-11 22:00 | 0.81469
OldNuke | GB | 2018-09-11 23:00 | 0.8158
OldNuke | GB | 2018-09-12 | 0.82917
OldNuke | GB | 2018-09-12 01:00 | 0.82917
OldNuke | GB | 2018-09-12 02:00 | 0.82917
OldNuke | GB | 2018-09-12 03:00 | 0.82917
OldNuke | GB | 2018-09-12 04:00 | 0.82917
OldNuke | GB | 2018-09-12 05:00 | 0.82917
OldNuke | GB | 2018-09-12 06:00 | 0.82917
OldNuke | GB | 2018-09-12 07:00 | 0.82917
OldNuke | GB | 2018-09-12 08:00 | 0.82917
OldNuke | GB | 2018-09-12 09:00 | 0.82917
OldNuke | GB | 2018-09-12 10:00 | 0.82917
OldNuke | GB | 2018-09-12 11:00 | 0.82917
OldNuke | GB | 2018-09-12 12:00 | 0.82917
OldNuke | GB | 2018-09-12 13:00 | 0.82917
OldNuke | GB | 2018-09-12 14:00 | 0.82917
OldNuke | GB | 2018-09-12 15:00 | 0.82917
OldNuke | GB | 2018-09-12 16:00 | 0.82917
OldNuke | GB | 2018-09-12 17:00 | 0.82917
OldNuke | GB | 2018-09-12 18:00 | 0.82917
OldNuke | GB | 2018-09-12 19:00 | 0.82917
OldNuke | GB | 2018-09-12 20:00 | 0.82917
OldNuke | GB | 2018-09-12 21:00 | 0.82917
OldNuke | GB | 2018-09-12 22:00 | 0.82917
OldNuke | GB | 2018-09-12 23:00 | 0.82917
OldNuke | GB | 2018-09-13 | 0.82917
OldNuke | GB | 2018-09-13 01:00 | 0.82917
OldNuke | GB | 2018-09-13 02:00 | 0.82917
OldNuke | GB | 2018-09-13 03:00 | 0.82917
OldNuke | GB | 2018-09-13 04:00 | 0.82917
OldNuke | GB | 2018-09-13 05:00 | 0.82917
OldNuke | GB | 2018-09-13 06:00 | 0.82917
OldNuke | GB | 2018-09-13 07:00 | 0.82917
OldNuke | GB | 2018-09-13 08:00 | 0.82917
OldNuke | GB | 2018-09-13 09:00 | 0.82917
OldNuke | GB | 2018-09-13 10:00 | 0.82917
OldNuke | GB | 2018-09-13 11:00 | 0.82917
OldNuke | GB | 2018-09-13 12:00 | 0.82917
OldNuke | GB | 2018-09-13 13:00 | 0.82917
OldNuke | GB | 2018-09-13 14:00 | 0.82917
OldNuke | GB | 2018-09-13 15:00 | 0.82917
OldNuke | GB | 2018-09-13 16:00 | 0.82917
OldNuke | GB | 2018-09-13 17:00 | 0.82917
OldNuke | GB | 2018-09-13 18:00 | 0.82917
OldNuke | GB | 2018-09-13 19:00 | 0.82917
OldNuke | GB | 2018-09-13 20:00 | 0.82917
OldNuke | GB | 2018-09-13 21:00 | 0.82917
OldNuke | GB | 2018-09-13 22:00 | 0.82917
OldNuke | GB | 2018-09-13 23:00 | 0.82917
OldNuke | GB | 2018-09-14 | 0.82917
OldNuke | GB | 2018-09-14 01:00 | 0.82917
OldNuke | GB | 2018-09-14 02:00 | 0.82917
OldNuke | GB | 2018-09-14 03:00 | 0.82917
OldNuke | GB | 2018-09-14 04:00 | 0.82917
OldNuke | GB | 2018-09-14 05:00 | 0.82917
OldNuke | GB | 2018-09-14 06:00 | 0.82917
OldNuke | GB | 2018-09-14 07:00 | 0.81123
OldNuke | GB | 2018-09-14 08:00 | 0.81012
OldNuke | GB | 2018-09-14 09:00 | 0.81168
OldNuke | GB | 2018-09-14 10:00 | 0.81056
OldNuke | GB | 2018-09-14 11:00 | 0.81056
OldNuke | GB | 2018-09-14 12:00 | 0.81357
OldNuke | GB | 2018-09-14 13:00 | 0.81368
OldNuke | GB | 2018-09-14 14:00 | 0.80967
OldNuke | GB | 2018-09-14 15:00 | 0.8099
OldNuke | GB | 2018-09-14 16:00 | 0.8119
OldNuke | GB | 2018-09-14 17:00 | 0.81146
OldNuke | GB | 2018-09-14 18:00 | 0.81101
OldNuke | GB | 2018-09-14 19:00 | 0.81101
OldNuke | GB | 2018-09-14 20:00 | 0.81212
OldNuke | GB | 2018-09-14 21:00 | 0.8119
OldNuke | GB | 2018-09-14 22:00 | 0.81168
OldNuke | GB | 2018-09-14 23:00 | 0.81335
OldNuke | GB | 2018-09-15 | 0.8109
OldNuke | GB | 2018-09-15 01:00 | 0.81112
OldNuke | GB | 2018-09-15 02:00 | 0.8099
OldNuke | GB | 2018-09-15 03:00 | 0.81023
OldNuke | GB | 2018-09-15 04:00 | 0.81134
OldNuke | GB | 2018-09-15 05:00 | 0.81168
OldNuke | GB | 2018-09-15 06:00 | 0.8119
OldNuke | GB | 2018-09-15 07:00 | 0.81257
OldNuke | GB | 2018-09-15 08:00 | 0.81179
OldNuke | GB | 2018-09-15 09:00 | 0.81101
OldNuke | GB | 2018-09-15 10:00 | 0.81101
OldNuke | GB | 2018-09-15 11:00 | 0.81157
OldNuke | GB | 2018-09-15 12:00 | 0.81279
OldNuke | GB | 2018-09-15 13:00 | 0.81112
OldNuke | GB | 2018-09-15 14:00 | 0.8109
OldNuke | GB | 2018-09-15 15:00 | 0.80945
OldNuke | GB | 2018-09-15 16:00 | 0.80978
OldNuke | GB | 2018-09-15 17:00 | 0.81146
OldNuke | GB | 2018-09-15 18:00 | 0.81168
OldNuke | GB | 2018-09-15 19:00 | 0.8109
OldNuke | GB | 2018-09-15 20:00 | 0.81168
OldNuke | GB | 2018-09-15 21:00 | 0.81112
OldNuke | GB | 2018-09-15 22:00 | 0.81212
OldNuke | GB | 2018-09-15 23:00 | 0.81123
OldNuke | GB | 2018-09-16 | 0.81023
OldNuke | GB | 2018-09-16 01:00 | 0.81246
OldNuke | GB | 2018-09-16 02:00 | 0.8119
OldNuke | GB | 2018-09-16 03:00 | 0.81179
OldNuke | GB | 2018-09-16 04:00 | 0.81112
OldNuke | GB | 2018-09-16 05:00 | 0.81157
OldNuke | GB | 2018-09-16 06:00 | 0.81212
OldNuke | GB | 2018-09-16 07:00 | 0.8109
OldNuke | GB | 2018-09-16 08:00 | 0.81168
OldNuke | GB | 2018-09-16 09:00 | 0.81179
OldNuke | GB | 2018-09-16 10:00 | 0.81179
OldNuke | GB | 2018-09-16 11:00 | 0.81146
OldNuke | GB | 2018-09-16 12:00 | 0.81157
OldNuke | GB | 2018-09-16 13:00 | 0.81157
OldNuke | GB | 2018-09-16 14:00 | 0.81056
OldNuke | GB | 2018-09-16 15:00 | 0.81079
OldNuke | GB | 2018-09-16 16:00 | 0.81079
OldNuke | GB | 2018-09-16 17:00 | 0.81045
OldNuke | GB | 2018-09-16 18:00 | 0.81034
OldNuke | GB | 2018-09-16 19:00 | 0.81079
OldNuke | GB | 2018-09-16 20:00 | 0.8109
OldNuke | GB | 2018-09-16 21:00 | 0.81246
OldNuke | GB | 2018-09-16 22:00 | 0.81212
OldNuke | GB | 2018-09-16 23:00 | 0.81157
OldNuke | GB | 2018-09-17 | 0.81079
OldNuke | GB | 2018-09-17 01:00 | 0.81068
OldNuke | GB | 2018-09-17 02:00 | 0.81034
OldNuke | GB | 2018-09-17 03:00 | 0.81034
OldNuke | GB | 2018-09-17 04:00 | 0.8109
OldNuke | GB | 2018-09-17 05:00 | 0.81034
OldNuke | GB | 2018-09-17 06:00 | 0.81034
OldNuke | GB | 2018-09-17 07:00 | 0.8109
OldNuke | GB | 2018-09-17 08:00 | 0.81034
OldNuke | GB | 2018-09-17 09:00 | 0.81001
OldNuke | GB | 2018-09-17 10:00 | 0.80923
OldNuke | GB | 2018-09-17 11:00 | 0.80956
OldNuke | GB | 2018-09-17 12:00 | 0.80834
OldNuke | GB | 2018-09-17 13:00 | 0.80867
OldNuke | GB | 2018-09-17 14:00 | 0.80834
OldNuke | GB | 2018-09-17 15:00 | 0.80822
OldNuke | GB | 2018-09-17 16:00 | 0.80822
OldNuke | GB | 2018-09-17 17:00 | 0.809
OldNuke | GB | 2018-09-17 18:00 | 0.80923
OldNuke | GB | 2018-09-17 19:00 | 0.80856
OldNuke | GB | 2018-09-17 20:00 | 0.80622
OldNuke | GB | 2018-09-17 21:00 | 0.80811
OldNuke | GB | 2018-09-17 22:00 | 0.80767
OldNuke | GB | 2018-09-17 23:00 | 0.80744
OldNuke | GB | 2018-09-18 | 0.80789
OldNuke | GB | 2018-09-18 01:00 | 0.807
OldNuke | GB | 2018-09-18 02:00 | 0.80778
OldNuke | GB | 2018-09-18 03:00 | 0.80733
OldNuke | GB | 2018-09-18 04:00 | 0.80722
OldNuke | GB | 2018-09-18 05:00 | 0.80711
OldNuke | GB | 2018-09-18 06:00 | 0.80633
OldNuke | GB | 2018-09-18 07:00 | 0.80655
OldNuke | GB | 2018-09-18 08:00 | 0.80722
OldNuke | GB | 2018-09-18 09:00 | 0.808
OldNuke | GB | 2018-09-18 10:00 | 0.80845
OldNuke | GB | 2018-09-18 11:00 | 0.80678
OldNuke | GB | 2018-09-18 12:00 | 0.80689
OldNuke | GB | 2018-09-18 13:00 | 0.80689
OldNuke | GB | 2018-09-18 14:00 | 0.80566
OldNuke | GB | 2018-09-18 15:00 | 0.80577
OldNuke | GB | 2018-09-18 16:00 | 0.80577
OldNuke | GB | 2018-09-18 17:00 | 0.806
OldNuke | GB | 2018-09-18 18:00 | 0.80633
OldNuke | GB | 2018-09-18 19:00 | 0.80666
OldNuke | GB | 2018-09-18 20:00 | 0.80577
OldNuke | GB | 2018-09-18 21:00 | 0.80767
OldNuke | GB | 2018-09-18 22:00 | 0.80722
OldNuke | GB | 2018-09-18 23:00 | 0.80666
OldNuke | GB | 2018-09-19 | 0.80655
OldNuke | GB | 2018-09-19 01:00 | 0.80622
OldNuke | GB | 2018-09-19 02:00 | 0.806
OldNuke | GB | 2018-09-19 03:00 | 0.80644
OldNuke | GB | 2018-09-19 04:00 | 0.80666
OldNuke | GB | 2018-09-19 05:00 | 0.80711
OldNuke | GB | 2018-09-19 06:00 | 0.80778
OldNuke | GB | 2018-09-19 07:00 | 0.80789
OldNuke | GB | 2018-09-19 08:00 | 0.80722
OldNuke | GB | 2018-09-19 09:00 | 0.80633
OldNuke | GB | 2018-09-19 10:00 | 0.80644
OldNuke | GB | 2018-09-19 11:00 | 0.80678
OldNuke | GB | 2018-09-19 12:00 | 0.80834
OldNuke | GB | 2018-09-19 13:00 | 0.80689
OldNuke | GB | 2018-09-19 14:00 | 0.80633
OldNuke | GB | 2018-09-19 15:00 | 0.80655
OldNuke | GB | 2018-09-19 16:00 | 0.80455
OldNuke | GB | 2018-09-19 17:00 | 0.80265
OldNuke | GB | 2018-09-19 18:00 | 0.79942
OldNuke | GB | 2018-09-19 19:00 | 0.79686
OldNuke | GB | 2018-09-19 20:00 | 0.79686
OldNuke | GB | 2018-09-19 21:00 | 0.79842
OldNuke | GB | 2018-09-19 22:00 | 0.79808
OldNuke | GB | 2018-09-19 23:00 | 0.79975
OldNuke | GB | 2018-09-20 | 0.7992
OldNuke | GB | 2018-09-20 01:00 | 0.80009
OldNuke | GB | 2018-09-20 02:00 | 0.79507
OldNuke | GB | 2018-09-20 03:00 | 0.79507
OldNuke | GB | 2018-09-20 04:00 | 0.79363
OldNuke | GB | 2018-09-20 05:00 | 0.79262
OldNuke | GB | 2018-09-20 06:00 | 0.7934
OldNuke | GB | 2018-09-20 07:00 | 0.79396
OldNuke | GB | 2018-09-20 08:00 | 0.79329
OldNuke | GB | 2018-09-20 09:00 | 0.79363
OldNuke | GB | 2018-09-20 10:00 | 0.79385
OldNuke | GB | 2018-09-20 11:00 | 0.78839
OldNuke | GB | 2018-09-20 12:00 | 0.78415
OldNuke | GB | 2018-09-20 13:00 | 0.78404
OldNuke | GB | 2018-09-20 14:00 | 0.81034
OldNuke | GB | 2018-09-20 15:00 | 0.77747
OldNuke | GB | 2018-09-20 16:00 | 0.77635
OldNuke | GB | 2018-09-20 17:00 | 0.77468
OldNuke | GB | 2018-09-20 18:00 | 0.77446
OldNuke | GB | 2018-09-20 19:00 | 0.81034
OldNuke | GB | 2018-09-20 20:00 | 0.81034
OldNuke | GB | 2018-09-20 21:00 | 0.81034
OldNuke | GB | 2018-09-20 22:00 | 0.81034
OldNuke | GB | 2018-09-20 23:00 | 0.81034
OldNuke | GB | 2018-09-21 | 0.81034
OldNuke | GB | 2018-09-21 01:00 | 0.81034
OldNuke | GB | 2018-09-21 02:00 | 0.77658
OldNuke | GB | 2018-09-21 03:00 | 0.81034
OldNuke | GB | 2018-09-21 04:00 | 0.76187
OldNuke | GB | 2018-09-21 05:00 | 0.76699
OldNuke | GB | 2018-09-21 06:00 | 0.76566
OldNuke | GB | 2018-09-21 07:00 | 0.76577
OldNuke | GB | 2018-09-21 08:00 | 0.76733
OldNuke | GB | 2018-09-21 09:00 | 0.76722
OldNuke | GB | 2018-09-21 10:00 | 0.74203
OldNuke | GB | 2018-09-21 11:00 | 0.74181
OldNuke | GB | 2018-09-21 12:00 | 0.74304
OldNuke | GB | 2018-09-21 13:00 | 0.75596
OldNuke | GB | 2018-09-21 14:00 | 0.75618
OldNuke | GB | 2018-09-21 15:00 | 0.74125
OldNuke | GB | 2018-09-21 16:00 | 0.7427
OldNuke | GB | 2018-09-21 17:00 | 0.75362
OldNuke | GB | 2018-09-21 18:00 | 0.769
OldNuke | GB | 2018-09-21 19:00 | 0.76967
OldNuke | GB | 2018-09-21 20:00 | 0.76789
OldNuke | GB | 2018-09-21 21:00 | 0.76956
OldNuke | GB | 2018-09-21 22:00 | 0.75072
OldNuke | GB | 2018-09-21 23:00 | 0.74348
OldNuke | GB | 2018-09-22 | 0.7651
OldNuke | GB | 2018-09-22 01:00 | 0.76922
OldNuke | GB | 2018-09-22 02:00 | 0.76956
OldNuke | GB | 2018-09-22 03:00 | 0.76332
OldNuke | GB | 2018-09-22 04:00 | 0.76187
OldNuke | GB | 2018-09-22 05:00 | 0.74593
OldNuke | GB | 2018-09-22 06:00 | 0.76989
OldNuke | GB | 2018-09-22 07:00 | 0.77401
OldNuke | GB | 2018-09-22 08:00 | 0.77
OldNuke | GB | 2018-09-22 09:00 | 0.769
OldNuke | GB | 2018-09-22 10:00 | 0.76978
OldNuke | GB | 2018-09-22 11:00 | 0.74382
OldNuke | GB | 2018-09-22 12:00 | 0.74237
OldNuke | GB | 2018-09-22 13:00 | 0.76889
OldNuke | GB | 2018-09-22 14:00 | 0.76889
OldNuke | GB | 2018-09-22 15:00 | 0.76922
OldNuke | GB | 2018-09-22 16:00 | 0.76332
OldNuke | GB | 2018-09-22 17:00 | 0.74426
OldNuke | GB | 2018-09-22 18:00 | 0.74838
OldNuke | GB | 2018-09-22 19:00 | 0.74694
OldNuke | GB | 2018-09-22 20:00 | 0.76242
OldNuke | GB | 2018-09-22 21:00 | 0.77034
OldNuke | GB | 2018-09-22 22:00 | 0.77
OldNuke | GB | 2018-09-22 23:00 | 0.74415
OldNuke | GB | 2018-09-23 | 0.7446
OldNuke | GB | 2018-09-23 01:00 | 0.76878
OldNuke | GB | 2018-09-23 02:00 | 0.74738
OldNuke | GB | 2018-09-23 03:00 | 0.74504
OldNuke | GB | 2018-09-23 04:00 | 0.74448
OldNuke | GB | 2018-09-23 05:00 | 0.74448
OldNuke | GB | 2018-09-23 06:00 | 0.74538
OldNuke | GB | 2018-09-23 07:00 | 0.74526
OldNuke | GB | 2018-09-23 08:00 | 0.74939
OldNuke | GB | 2018-09-23 09:00 | 0.75084
OldNuke | GB | 2018-09-23 10:00 | 0.75173
OldNuke | GB | 2018-09-23 11:00 | 0.74994
OldNuke | GB | 2018-09-23 12:00 | 0.75128
OldNuke | GB | 2018-09-23 13:00 | 0.75117
OldNuke | GB | 2018-09-23 14:00 | 0.75228
OldNuke | GB | 2018-09-23 15:00 | 0.75295
OldNuke | GB | 2018-09-23 16:00 | 0.77713
OldNuke | GB | 2018-09-23 17:00 | 0.77713
OldNuke | GB | 2018-09-23 18:00 | 0.77713
OldNuke | GB | 2018-09-23 19:00 | 0.77713
OldNuke | GB | 2018-09-23 20:00 | 0.77713
OldNuke | GB | 2018-09-23 21:00 | 0.77713
OldNuke | GB | 2018-09-23 22:00 | 0.77713
OldNuke | GB | 2018-09-23 23:00 | 0.77713
OldNuke | GB | 2018-09-24 | 0.77713
OldNuke | GB | 2018-09-24 01:00 | 0.77713
OldNuke | GB | 2018-09-24 02:00 | 0.77713
OldNuke | GB | 2018-09-24 03:00 | 0.77713
OldNuke | GB | 2018-09-24 04:00 | 0.77713
OldNuke | GB | 2018-09-24 05:00 | 0.77713
OldNuke | GB | 2018-09-24 06:00 | 0.77713
OldNuke | GB | 2018-09-24 07:00 | 0.77713
OldNuke | GB | 2018-09-24 08:00 | 0.77713
OldNuke | GB | 2018-09-24 09:00 | 0.77713
OldNuke | GB | 2018-09-24 10:00 | 0.77713
OldNuke | GB | 2018-09-24 11:00 | 0.77713
OldNuke | GB | 2018-09-24 12:00 | 0.77713
OldNuke | GB | 2018-09-24 13:00 | 0.77713
OldNuke | GB | 2018-09-24 14:00 | 0.77713
OldNuke | GB | 2018-09-24 15:00 | 0.77713
OldNuke | GB | 2018-09-24 16:00 | 0.77713
OldNuke | GB | 2018-09-24 17:00 | 0.77713
OldNuke | GB | 2018-09-24 18:00 | 0.77713
OldNuke | GB | 2018-09-24 19:00 | 0.77713
OldNuke | GB | 2018-09-24 20:00 | 0.77713
OldNuke | GB | 2018-09-24 21:00 | 0.77713
OldNuke | GB | 2018-09-24 22:00 | 0.77713
OldNuke | GB | 2018-09-24 23:00 | 0.77713
OldNuke | GB | 2018-09-25 | 0.77713
OldNuke | GB | 2018-09-25 01:00 | 0.77713
OldNuke | GB | 2018-09-25 02:00 | 0.77713
OldNuke | GB | 2018-09-25 03:00 | 0.77713
OldNuke | GB | 2018-09-25 04:00 | 0.77713
OldNuke | GB | 2018-09-25 05:00 | 0.77713
OldNuke | GB | 2018-09-25 06:00 | 0.77713
OldNuke | GB | 2018-09-25 07:00 | 0.77713
OldNuke | GB | 2018-09-25 08:00 | 0.77713
OldNuke | GB | 2018-09-25 09:00 | 0.77713
OldNuke | GB | 2018-09-25 10:00 | 0.77713
OldNuke | GB | 2018-09-25 11:00 | 0.76789
OldNuke | GB | 2018-09-25 12:00 | 0.76789
OldNuke | GB | 2018-09-25 13:00 | 0.77713
OldNuke | GB | 2018-09-25 14:00 | 0.77713
OldNuke | GB | 2018-09-25 15:00 | 0.77713
OldNuke | GB | 2018-09-25 16:00 | 0.77713
OldNuke | GB | 2018-09-25 17:00 | 0.77713
OldNuke | GB | 2018-09-25 18:00 | 0.77713
OldNuke | GB | 2018-09-25 19:00 | 0.77713
OldNuke | GB | 2018-09-25 20:00 | 0.77713
OldNuke | GB | 2018-09-25 21:00 | 0.77713
OldNuke | GB | 2018-09-25 22:00 | 0.77713
OldNuke | GB | 2018-09-25 23:00 | 0.77713
OldNuke | GB | 2018-09-26 | 0.77713
OldNuke | GB | 2018-09-26 01:00 | 0.77713
OldNuke | GB | 2018-09-26 02:00 | 0.77713
OldNuke | GB | 2018-09-26 03:00 | 0.77713
OldNuke | GB | 2018-09-26 04:00 | 0.77713
OldNuke | GB | 2018-09-26 05:00 | 0.77713
OldNuke | GB | 2018-09-26 06:00 | 0.77713
OldNuke | GB | 2018-09-26 07:00 | 0.77713
OldNuke | GB | 2018-09-26 08:00 | 0.77713
OldNuke | GB | 2018-09-26 09:00 | 0.77713
OldNuke | GB | 2018-09-26 10:00 | 0.77713
OldNuke | GB | 2018-09-26 11:00 | 0.77713
OldNuke | GB | 2018-09-26 12:00 | 0.77713
OldNuke | GB | 2018-09-26 13:00 | 0.77713
OldNuke | GB | 2018-09-26 14:00 | 0.77713
OldNuke | GB | 2018-09-26 15:00 | 0.77713
OldNuke | GB | 2018-09-26 16:00 | 0.77713
OldNuke | GB | 2018-09-26 17:00 | 0.77713
OldNuke | GB | 2018-09-26 18:00 | 0.77713
OldNuke | GB | 2018-09-26 19:00 | 0.77713
OldNuke | GB | 2018-09-26 20:00 | 0.77713
OldNuke | GB | 2018-09-26 21:00 | 0.77713
OldNuke | GB | 2018-09-26 22:00 | 0.77713
OldNuke | GB | 2018-09-26 23:00 | 0.77713
OldNuke | GB | 2018-09-27 | 0.77713
OldNuke | GB | 2018-09-27 01:00 | 0.77713
OldNuke | GB | 2018-09-27 02:00 | 0.77713
OldNuke | GB | 2018-09-27 03:00 | 0.77713
OldNuke | GB | 2018-09-27 04:00 | 0.77713
OldNuke | GB | 2018-09-27 05:00 | 0.77713
OldNuke | GB | 2018-09-27 06:00 | 0.77713
OldNuke | GB | 2018-09-27 07:00 | 0.77713
OldNuke | GB | 2018-09-27 08:00 | 0.77713
OldNuke | GB | 2018-09-27 09:00 | 0.77713
OldNuke | GB | 2018-09-27 10:00 | 0.77713
OldNuke | GB | 2018-09-27 11:00 | 0.77713
OldNuke | GB | 2018-09-27 12:00 | 0.77713
OldNuke | GB | 2018-09-27 13:00 | 0.77713
OldNuke | GB | 2018-09-27 14:00 | 0.77713
OldNuke | GB | 2018-09-27 15:00 | 0.77713
OldNuke | GB | 2018-09-27 16:00 | 0.77713
OldNuke | GB | 2018-09-27 17:00 | 0.77713
OldNuke | GB | 2018-09-27 18:00 | 0.77713
OldNuke | GB | 2018-09-27 19:00 | 0.77713
OldNuke | GB | 2018-09-27 20:00 | 0.77713
OldNuke | GB | 2018-09-27 21:00 | 0.77713
OldNuke | GB | 2018-09-27 22:00 | 0.77713
OldNuke | GB | 2018-09-27 23:00 | 0.77713
OldNuke | GB | 2018-09-28 | 0.77713
OldNuke | GB | 2018-09-28 01:00 | 0.77713
OldNuke | GB | 2018-09-28 02:00 | 0.77713
OldNuke | GB | 2018-09-28 03:00 | 0.77713
OldNuke | GB | 2018-09-28 04:00 | 0.77713
OldNuke | GB | 2018-09-28 05:00 | 0.77713
OldNuke | GB | 2018-09-28 06:00 | 0.77713
OldNuke | GB | 2018-09-28 07:00 | 0.77713
OldNuke | GB | 2018-09-28 08:00 | 0.77713
OldNuke | GB | 2018-09-28 09:00 | 0.77713
OldNuke | GB | 2018-09-28 10:00 | 0.77713
OldNuke | GB | 2018-09-28 11:00 | 0.77713
OldNuke | GB | 2018-09-28 12:00 | 0.77713
OldNuke | GB | 2018-09-28 13:00 | 0.77713
OldNuke | GB | 2018-09-28 14:00 | 0.77713
OldNuke | GB | 2018-09-28 15:00 | 0.77713
OldNuke | GB | 2018-09-28 16:00 | 0.77713
OldNuke | GB | 2018-09-28 17:00 | 0.77713
OldNuke | GB | 2018-09-28 18:00 | 0.77713
OldNuke | GB | 2018-09-28 19:00 | 0.77713
OldNuke | GB | 2018-09-28 20:00 | 0.77713
OldNuke | GB | 2018-09-28 21:00 | 0.77713
OldNuke | GB | 2018-09-28 22:00 | 0.77713
OldNuke | GB | 2018-09-28 23:00 | 0.77713
OldNuke | GB | 2018-09-29 | 0.77713
OldNuke | GB | 2018-09-29 01:00 | 0.77713
OldNuke | GB | 2018-09-29 02:00 | 0.77713
OldNuke | GB | 2018-09-29 03:00 | 0.77713
OldNuke | GB | 2018-09-29 04:00 | 0.77713
OldNuke | GB | 2018-09-29 05:00 | 0.77713
OldNuke | GB | 2018-09-29 06:00 | 0.77713
OldNuke | GB | 2018-09-29 07:00 | 0.77713
OldNuke | GB | 2018-09-29 08:00 | 0.77713
OldNuke | GB | 2018-09-29 09:00 | 0.77713
OldNuke | GB | 2018-09-29 10:00 | 0.77713
OldNuke | GB | 2018-09-29 11:00 | 0.77713
OldNuke | GB | 2018-09-29 12:00 | 0.77713
OldNuke | GB | 2018-09-29 13:00 | 0.77713
OldNuke | GB | 2018-09-29 14:00 | 0.77713
OldNuke | GB | 2018-09-29 15:00 | 0.77713
OldNuke | GB | 2018-09-29 16:00 | 0.77713
OldNuke | GB | 2018-09-29 17:00 | 0.77713
OldNuke | GB | 2018-09-29 18:00 | 0.77713
OldNuke | GB | 2018-09-29 19:00 | 0.77713
OldNuke | GB | 2018-09-29 20:00 | 0.77713
OldNuke | GB | 2018-09-29 21:00 | 0.77713
OldNuke | GB | 2018-09-29 22:00 | 0.77713
OldNuke | GB | 2018-09-29 23:00 | 0.77713
OldNuke | GB | 2018-09-30 | 0.77713
OldNuke | GB | 2018-09-30 01:00 | 0.75864
OldNuke | GB | 2018-09-30 02:00 | 0.75864
OldNuke | GB | 2018-09-30 03:00 | 0.75864
OldNuke | GB | 2018-09-30 04:00 | 0.75864
OldNuke | GB | 2018-09-30 05:00 | 0.75864
OldNuke | GB | 2018-09-30 06:00 | 0.75864
OldNuke | GB | 2018-09-30 07:00 | 0.75864
OldNuke | GB | 2018-09-30 08:00 | 0.75864
OldNuke | GB | 2018-09-30 09:00 | 0.75864
OldNuke | GB | 2018-09-30 10:00 | 0.75864
OldNuke | GB | 2018-09-30 11:00 | 0.75864
OldNuke | GB | 2018-09-30 12:00 | 0.75864
OldNuke | GB | 2018-09-30 13:00 | 0.75864
OldNuke | GB | 2018-09-30 14:00 | 0.75864
OldNuke | GB | 2018-09-30 15:00 | 0.75864
OldNuke | GB | 2018-09-30 16:00 | 0.75864
OldNuke | GB | 2018-09-30 17:00 | 0.75864
OldNuke | GB | 2018-09-30 18:00 | 0.75864
OldNuke | GB | 2018-09-30 19:00 | 0.75864
OldNuke | GB | 2018-09-30 20:00 | 0.75864
OldNuke | GB | 2018-09-30 21:00 | 0.75864
OldNuke | GB | 2018-09-30 22:00 | 0.75864
OldNuke | GB | 2018-09-30 23:00 | 0.75864
OldNuke | GB | 2018-10-01 | 0.75864
OldNuke | GB | 2018-10-01 01:00 | 0.75942
OldNuke | GB | 2018-10-01 02:00 | 0.75864
OldNuke | GB | 2018-10-01 03:00 | 0.75864
OldNuke | GB | 2018-10-01 04:00 | 0.75864
OldNuke | GB | 2018-10-01 05:00 | 0.75864
OldNuke | GB | 2018-10-01 06:00 | 0.75864
OldNuke | GB | 2018-10-01 07:00 | 0.75864
OldNuke | GB | 2018-10-01 08:00 | 0.75864
OldNuke | GB | 2018-10-01 09:00 | 0.73457
OldNuke | GB | 2018-10-01 10:00 | 0.73512
OldNuke | GB | 2018-10-01 11:00 | 0.73568
OldNuke | GB | 2018-10-01 12:00 | 0.73624
OldNuke | GB | 2018-10-01 13:00 | 0.73691
OldNuke | GB | 2018-10-01 14:00 | 0.73535
OldNuke | GB | 2018-10-01 15:00 | 0.73524
OldNuke | GB | 2018-10-01 16:00 | 0.73512
OldNuke | GB | 2018-10-01 17:00 | 0.73423
OldNuke | GB | 2018-10-01 18:00 | 0.73512
OldNuke | GB | 2018-10-01 19:00 | 0.73479
OldNuke | GB | 2018-10-01 20:00 | 0.73535
OldNuke | GB | 2018-10-01 21:00 | 0.73646
OldNuke | GB | 2018-10-01 22:00 | 0.73568
OldNuke | GB | 2018-10-01 23:00 | 0.73457
OldNuke | GB | 2018-10-02 | 0.73579
OldNuke | GB | 2018-10-02 01:00 | 0.73568
OldNuke | GB | 2018-10-02 02:00 | 0.73501
OldNuke | GB | 2018-10-02 03:00 | 0.73557
OldNuke | GB | 2018-10-02 04:00 | 0.73434
OldNuke | GB | 2018-10-02 05:00 | 0.7349
OldNuke | GB | 2018-10-02 06:00 | 0.73446
OldNuke | GB | 2018-10-02 07:00 | 0.73223
OldNuke | GB | 2018-10-02 08:00 | 0.73211
OldNuke | GB | 2018-10-02 09:00 | 0.70916
OldNuke | GB | 2018-10-02 10:00 | 0.70715
OldNuke | GB | 2018-10-02 11:00 | 0.70827
OldNuke | GB | 2018-10-02 12:00 | 0.71607
OldNuke | GB | 2018-10-02 13:00 | 0.69713
OldNuke | GB | 2018-10-02 14:00 | 0.69713
OldNuke | GB | 2018-10-02 15:00 | 0.69111
OldNuke | GB | 2018-10-02 16:00 | 0.692
OldNuke | GB | 2018-10-02 17:00 | 0.68698
OldNuke | GB | 2018-10-02 18:00 | 0.68654
OldNuke | GB | 2018-10-02 19:00 | 0.68999
OldNuke | GB | 2018-10-02 20:00 | 0.68119
OldNuke | GB | 2018-10-02 21:00 | 0.67005
OldNuke | GB | 2018-10-02 22:00 | 0.66604
OldNuke | GB | 2018-10-02 23:00 | 0.66771
OldNuke | GB | 2018-10-03 | 0.67005
OldNuke | GB | 2018-10-03 01:00 | 0.71551
OldNuke | GB | 2018-10-03 02:00 | 0.73011
OldNuke | GB | 2018-10-03 03:00 | 0.73223
OldNuke | GB | 2018-10-03 04:00 | 0.73223
OldNuke | GB | 2018-10-03 05:00 | 0.73223
OldNuke | GB | 2018-10-03 06:00 | 0.73223
OldNuke | GB | 2018-10-03 07:00 | 0.73223
OldNuke | GB | 2018-10-03 08:00 | 0.73223
OldNuke | GB | 2018-10-03 09:00 | 0.73223
OldNuke | GB | 2018-10-03 10:00 | 0.73223
OldNuke | GB | 2018-10-03 11:00 | 0.73223
OldNuke | GB | 2018-10-03 12:00 | 0.73278
OldNuke | GB | 2018-10-03 13:00 | 0.75864
OldNuke | GB | 2018-10-03 14:00 | 0.75864
OldNuke | GB | 2018-10-03 15:00 | 0.75864
OldNuke | GB | 2018-10-03 16:00 | 0.73011
OldNuke | GB | 2018-10-03 17:00 | 0.75864
OldNuke | GB | 2018-10-03 18:00 | 0.75864
OldNuke | GB | 2018-10-03 19:00 | 0.75864
OldNuke | GB | 2018-10-03 20:00 | 0.75864
OldNuke | GB | 2018-10-03 21:00 | 0.75864
OldNuke | GB | 2018-10-03 22:00 | 0.75864
OldNuke | GB | 2018-10-03 23:00 | 0.75864
OldNuke | GB | 2018-10-04 | 0.75864
OldNuke | GB | 2018-10-04 01:00 | 0.75864
OldNuke | GB | 2018-10-04 02:00 | 0.75864
OldNuke | GB | 2018-10-04 03:00 | 0.75864
OldNuke | GB | 2018-10-04 04:00 | 0.75864
OldNuke | GB | 2018-10-04 05:00 | 0.83218
OldNuke | GB | 2018-10-04 06:00 | 0.83218
OldNuke | GB | 2018-10-04 07:00 | 0.83218
OldNuke | GB | 2018-10-04 08:00 | 0.83218
OldNuke | GB | 2018-10-04 09:00 | 0.83218
OldNuke | GB | 2018-10-04 10:00 | 0.78282
OldNuke | GB | 2018-10-04 11:00 | 0.76488
OldNuke | GB | 2018-10-04 12:00 | 0.76488
OldNuke | GB | 2018-10-04 13:00 | 0.80633
OldNuke | GB | 2018-10-04 14:00 | 0.80633
OldNuke | GB | 2018-10-04 15:00 | 0.80633
OldNuke | GB | 2018-10-04 16:00 | 0.80633
OldNuke | GB | 2018-10-04 17:00 | 0.83218
OldNuke | GB | 2018-10-04 18:00 | 0.83218
OldNuke | GB | 2018-10-04 19:00 | 0.80633
OldNuke | GB | 2018-10-04 20:00 | 0.80633
OldNuke | GB | 2018-10-04 21:00 | 0.78337
OldNuke | GB | 2018-10-04 22:00 | 0.7807
OldNuke | GB | 2018-10-04 23:00 | 0.7807
OldNuke | GB | 2018-10-05 | 0.78282
OldNuke | GB | 2018-10-05 01:00 | 0.80633
OldNuke | GB | 2018-10-05 02:00 | 0.80633
OldNuke | GB | 2018-10-05 03:00 | 0.80633
OldNuke | GB | 2018-10-05 04:00 | 0.80633
OldNuke | GB | 2018-10-05 05:00 | 0.80633
OldNuke | GB | 2018-10-05 06:00 | 0.80633
OldNuke | GB | 2018-10-05 07:00 | 0.80633
OldNuke | GB | 2018-10-05 08:00 | 0.80633
OldNuke | GB | 2018-10-05 09:00 | 0.80377
OldNuke | GB | 2018-10-05 10:00 | 0.79073
OldNuke | GB | 2018-10-05 11:00 | 0.78126
OldNuke | GB | 2018-10-05 12:00 | 0.78126
OldNuke | GB | 2018-10-05 13:00 | 0.78126
OldNuke | GB | 2018-10-05 14:00 | 0.78126
OldNuke | GB | 2018-10-05 15:00 | 0.80633
OldNuke | GB | 2018-10-05 16:00 | 0.80633
OldNuke | GB | 2018-10-05 17:00 | 0.80633
OldNuke | GB | 2018-10-05 18:00 | 0.80633
OldNuke | GB | 2018-10-05 19:00 | 0.80633
OldNuke | GB | 2018-10-05 20:00 | 0.80633
OldNuke | GB | 2018-10-05 21:00 | 0.80633
OldNuke | GB | 2018-10-05 22:00 | 0.80633
OldNuke | GB | 2018-10-05 23:00 | 0.80633
OldNuke | GB | 2018-10-06 | 0.79797
OldNuke | GB | 2018-10-06 01:00 | 0.83218
OldNuke | GB | 2018-10-06 02:00 | 0.83218
OldNuke | GB | 2018-10-06 03:00 | 0.80053
OldNuke | GB | 2018-10-06 04:00 | 0.80633
OldNuke | GB | 2018-10-06 05:00 | 0.80633
OldNuke | GB | 2018-10-06 06:00 | 0.80633
OldNuke | GB | 2018-10-06 07:00 | 0.80633
OldNuke | GB | 2018-10-06 08:00 | 0.80633
OldNuke | GB | 2018-10-06 09:00 | 0.80633
OldNuke | GB | 2018-10-06 10:00 | 0.80421
OldNuke | GB | 2018-10-06 11:00 | 0.83218
OldNuke | GB | 2018-10-06 12:00 | 0.83218
OldNuke | GB | 2018-10-06 13:00 | 0.78337
OldNuke | GB | 2018-10-06 14:00 | 0.79797
OldNuke | GB | 2018-10-06 15:00 | 0.80633
OldNuke | GB | 2018-10-06 16:00 | 0.80633
OldNuke | GB | 2018-10-06 17:00 | 0.80633
OldNuke | GB | 2018-10-06 18:00 | 0.80633
OldNuke | GB | 2018-10-06 19:00 | 0.80633
OldNuke | GB | 2018-10-06 20:00 | 0.80633
OldNuke | GB | 2018-10-06 21:00 | 0.83218
OldNuke | GB | 2018-10-06 22:00 | 0.83218
OldNuke | GB | 2018-10-06 23:00 | 0.79797
OldNuke | GB | 2018-10-07 | 0.83218
OldNuke | GB | 2018-10-07 01:00 | 0.83218
OldNuke | GB | 2018-10-07 02:00 | 0.83218
OldNuke | GB | 2018-10-07 03:00 | 0.83218
OldNuke | GB | 2018-10-07 04:00 | 0.80544
OldNuke | GB | 2018-10-07 05:00 | 0.78126
OldNuke | GB | 2018-10-07 06:00 | 0.78126
OldNuke | GB | 2018-10-07 07:00 | 0.78126
OldNuke | GB | 2018-10-07 08:00 | 0.78337
OldNuke | GB | 2018-10-07 09:00 | 0.80633
OldNuke | GB | 2018-10-07 10:00 | 0.80633
OldNuke | GB | 2018-10-07 11:00 | 0.80633
OldNuke | GB | 2018-10-07 12:00 | 0.80633
OldNuke | GB | 2018-10-07 13:00 | 0.80633
OldNuke | GB | 2018-10-07 14:00 | 0.80633
OldNuke | GB | 2018-10-07 15:00 | 0.80633
OldNuke | GB | 2018-10-07 16:00 | 0.80633
OldNuke | GB | 2018-10-07 17:00 | 0.83218
OldNuke | GB | 2018-10-07 18:00 | 0.83218
OldNuke | GB | 2018-10-07 19:00 | 0.78337
OldNuke | GB | 2018-10-07 20:00 | 0.79797
OldNuke | GB | 2018-10-07 21:00 | 0.80633
OldNuke | GB | 2018-10-07 22:00 | 0.80722
OldNuke | GB | 2018-10-07 23:00 | 0.80744
OldNuke | GB | 2018-10-08 | 0.80856
OldNuke | GB | 2018-10-08 01:00 | 0.83218
OldNuke | GB | 2018-10-08 02:00 | 0.83218
OldNuke | GB | 2018-10-08 03:00 | 0.83218
OldNuke | GB | 2018-10-08 04:00 | 0.83218
OldNuke | GB | 2018-10-08 05:00 | 0.83218
OldNuke | GB | 2018-10-08 06:00 | 0.83218
OldNuke | GB | 2018-10-08 07:00 | 0.83218
OldNuke | GB | 2018-10-08 08:00 | 0.83218
OldNuke | GB | 2018-10-08 09:00 | 0.83218
OldNuke | GB | 2018-10-08 10:00 | 0.83218
OldNuke | GB | 2018-10-08 11:00 | 0.83218
OldNuke | GB | 2018-10-08 12:00 | 0.83218
OldNuke | GB | 2018-10-08 13:00 | 0.83218
OldNuke | GB | 2018-10-08 14:00 | 0.83218
OldNuke | GB | 2018-10-08 15:00 | 0.83218
OldNuke | GB | 2018-10-08 16:00 | 0.83218
OldNuke | GB | 2018-10-08 17:00 | 0.83218
OldNuke | GB | 2018-10-08 18:00 | 0.83218
OldNuke | GB | 2018-10-08 19:00 | 0.83218
OldNuke | GB | 2018-10-08 20:00 | 0.83218
OldNuke | GB | 2018-10-08 21:00 | 0.83218
OldNuke | GB | 2018-10-08 22:00 | 0.83218
OldNuke | GB | 2018-10-08 23:00 | 0.83218
OldNuke | GB | 2018-10-09 | 0.79329
OldNuke | GB | 2018-10-09 01:00 | 0.83218
OldNuke | GB | 2018-10-09 02:00 | 0.83218
OldNuke | GB | 2018-10-09 03:00 | 0.83218
OldNuke | GB | 2018-10-09 04:00 | 0.83218
OldNuke | GB | 2018-10-09 05:00 | 0.83218
OldNuke | GB | 2018-10-09 06:00 | 0.83218
OldNuke | GB | 2018-10-09 07:00 | 0.83218
OldNuke | GB | 2018-10-09 08:00 | 0.83218
OldNuke | GB | 2018-10-09 09:00 | 0.83218
OldNuke | GB | 2018-10-09 10:00 | 0.83218
OldNuke | GB | 2018-10-09 11:00 | 0.83218
OldNuke | GB | 2018-10-09 12:00 | 0.83218
OldNuke | GB | 2018-10-09 13:00 | 0.83218
OldNuke | GB | 2018-10-09 14:00 | 0.83218
OldNuke | GB | 2018-10-09 15:00 | 0.83218
OldNuke | GB | 2018-10-09 16:00 | 0.83218
OldNuke | GB | 2018-10-09 17:00 | 0.83218
OldNuke | GB | 2018-10-09 18:00 | 0.83218
OldNuke | GB | 2018-10-09 19:00 | 0.83218
OldNuke | GB | 2018-10-09 20:00 | 0.83218
OldNuke | GB | 2018-10-09 21:00 | 0.83218
OldNuke | GB | 2018-10-09 22:00 | 0.83218
OldNuke | GB | 2018-10-09 23:00 | 0.83218
OldNuke | GB | 2018-10-10 | 0.83218
OldNuke | GB | 2018-10-10 01:00 | 0.83218
OldNuke | GB | 2018-10-10 02:00 | 0.83218
OldNuke | GB | 2018-10-10 03:00 | 0.83218
OldNuke | GB | 2018-10-10 04:00 | 0.83218
OldNuke | GB | 2018-10-10 05:00 | 0.83218
OldNuke | GB | 2018-10-10 06:00 | 0.83218
OldNuke | GB | 2018-10-10 07:00 | 0.83218
OldNuke | GB | 2018-10-10 08:00 | 0.83218
OldNuke | GB | 2018-10-10 09:00 | 0.83218
OldNuke | GB | 2018-10-10 10:00 | 0.83218
OldNuke | GB | 2018-10-10 11:00 | 0.83218
OldNuke | GB | 2018-10-10 12:00 | 0.83218
OldNuke | GB | 2018-10-10 13:00 | 0.83218
OldNuke | GB | 2018-10-10 14:00 | 0.83218
OldNuke | GB | 2018-10-10 15:00 | 0.83218
OldNuke | GB | 2018-10-10 16:00 | 0.83218
OldNuke | GB | 2018-10-10 17:00 | 0.83218
OldNuke | GB | 2018-10-10 18:00 | 0.83218
OldNuke | GB | 2018-10-10 19:00 | 0.83218
OldNuke | GB | 2018-10-10 20:00 | 0.83218
OldNuke | GB | 2018-10-10 21:00 | 0.83218
OldNuke | GB | 2018-10-10 22:00 | 0.83218
OldNuke | GB | 2018-10-10 23:00 | 0.83218
OldNuke | GB | 2018-10-11 | 0.83218
OldNuke | GB | 2018-10-11 01:00 | 0.83218
OldNuke | GB | 2018-10-11 02:00 | 0.83218
OldNuke | GB | 2018-10-11 03:00 | 0.83218
OldNuke | GB | 2018-10-11 04:00 | 0.83218
OldNuke | GB | 2018-10-11 05:00 | 0.83218
OldNuke | GB | 2018-10-11 06:00 | 0.83218
OldNuke | GB | 2018-10-11 07:00 | 0.83218
OldNuke | GB | 2018-10-11 08:00 | 0.83218
OldNuke | GB | 2018-10-11 09:00 | 0.83218
OldNuke | GB | 2018-10-11 10:00 | 0.83218
OldNuke | GB | 2018-10-11 11:00 | 0.83218
OldNuke | GB | 2018-10-11 12:00 | 0.83218
OldNuke | GB | 2018-10-11 13:00 | 0.83218
OldNuke | GB | 2018-10-11 14:00 | 0.83218
OldNuke | GB | 2018-10-11 15:00 | 0.83218
OldNuke | GB | 2018-10-11 16:00 | 0.83218
OldNuke | GB | 2018-10-11 17:00 | 0.83218
OldNuke | GB | 2018-10-11 18:00 | 0.83218
OldNuke | GB | 2018-10-11 19:00 | 0.76064
OldNuke | GB | 2018-10-11 20:00 | 0.7622
OldNuke | GB | 2018-10-11 21:00 | 0.76554
OldNuke | GB | 2018-10-11 22:00 | 0.768
OldNuke | GB | 2018-10-11 23:00 | 0.83218
OldNuke | GB | 2018-10-12 | 0.76989
OldNuke | GB | 2018-10-12 01:00 | 0.7651
OldNuke | GB | 2018-10-12 02:00 | 0.7671
OldNuke | GB | 2018-10-12 03:00 | 0.81781
OldNuke | GB | 2018-10-12 04:00 | 0.81781
OldNuke | GB | 2018-10-12 05:00 | 0.81469
OldNuke | GB | 2018-10-12 06:00 | 0.81469
OldNuke | GB | 2018-10-12 07:00 | 0.81469
OldNuke | GB | 2018-10-12 08:00 | 0.81469
OldNuke | GB | 2018-10-12 09:00 | 0.81469
OldNuke | GB | 2018-10-12 10:00 | 0.81469
OldNuke | GB | 2018-10-12 11:00 | 0.81469
OldNuke | GB | 2018-10-12 12:00 | 0.76677
OldNuke | GB | 2018-10-12 13:00 | 0.74292
OldNuke | GB | 2018-10-12 14:00 | 0.74292
OldNuke | GB | 2018-10-12 15:00 | 0.74292
OldNuke | GB | 2018-10-12 16:00 | 0.74292
OldNuke | GB | 2018-10-12 17:00 | 0.74292
OldNuke | GB | 2018-10-12 18:00 | 0.74292
OldNuke | GB | 2018-10-12 19:00 | 0.74292
OldNuke | GB | 2018-10-12 20:00 | 0.74292
OldNuke | GB | 2018-10-12 21:00 | 0.74292
OldNuke | GB | 2018-10-12 22:00 | 0.74292
OldNuke | GB | 2018-10-12 23:00 | 0.74292
OldNuke | GB | 2018-10-13 | 0.74203
OldNuke | GB | 2018-10-13 01:00 | 0.73702
OldNuke | GB | 2018-10-13 02:00 | 0.73535
OldNuke | GB | 2018-10-13 03:00 | 0.74003
OldNuke | GB | 2018-10-13 04:00 | 0.76443
OldNuke | GB | 2018-10-13 05:00 | 0.7593
OldNuke | GB | 2018-10-13 06:00 | 0.7651
OldNuke | GB | 2018-10-13 07:00 | 0.76365
OldNuke | GB | 2018-10-13 08:00 | 0.76198
OldNuke | GB | 2018-10-13 09:00 | 0.7573
OldNuke | GB | 2018-10-13 10:00 | 0.73323
OldNuke | GB | 2018-10-13 11:00 | 0.74437
OldNuke | GB | 2018-10-13 12:00 | 0.74437
OldNuke | GB | 2018-10-13 13:00 | 0.74437
OldNuke | GB | 2018-10-13 14:00 | 0.74437
OldNuke | GB | 2018-10-13 15:00 | 0.75797
OldNuke | GB | 2018-10-13 16:00 | 0.75797
OldNuke | GB | 2018-10-13 17:00 | 0.75797
OldNuke | GB | 2018-10-13 18:00 | 0.75797
OldNuke | GB | 2018-10-13 19:00 | 0.75797
OldNuke | GB | 2018-10-13 20:00 | 0.75797
OldNuke | GB | 2018-10-13 21:00 | 0.75797
OldNuke | GB | 2018-10-13 22:00 | 0.75797
OldNuke | GB | 2018-10-13 23:00 | 0.75797
OldNuke | GB | 2018-10-14 | 0.75797
OldNuke | GB | 2018-10-14 01:00 | 0.81413
OldNuke | GB | 2018-10-14 02:00 | 0.81413
OldNuke | GB | 2018-10-14 03:00 | 0.81413
OldNuke | GB | 2018-10-14 04:00 | 0.81413
OldNuke | GB | 2018-10-14 05:00 | 0.81413
OldNuke | GB | 2018-10-14 06:00 | 0.81413
OldNuke | GB | 2018-10-14 07:00 | 0.81413
OldNuke | GB | 2018-10-14 08:00 | 0.81413
OldNuke | GB | 2018-10-14 09:00 | 0.81413
OldNuke | GB | 2018-10-14 10:00 | 0.81413
OldNuke | GB | 2018-10-14 11:00 | 0.81413
OldNuke | GB | 2018-10-14 12:00 | 0.81413
OldNuke | GB | 2018-10-14 13:00 | 0.81413
OldNuke | GB | 2018-10-14 14:00 | 0.81413
OldNuke | GB | 2018-10-14 15:00 | 0.81413
OldNuke | GB | 2018-10-14 16:00 | 0.81413
OldNuke | GB | 2018-10-14 17:00 | 0.81413
OldNuke | GB | 2018-10-14 18:00 | 0.81413
OldNuke | GB | 2018-10-14 19:00 | 0.81413
OldNuke | GB | 2018-10-14 20:00 | 0.81413
OldNuke | GB | 2018-10-14 21:00 | 0.81413
OldNuke | GB | 2018-10-14 22:00 | 0.81413
OldNuke | GB | 2018-10-14 23:00 | 0.81413
OldNuke | GB | 2018-10-15 | 0.81413
OldNuke | GB | 2018-10-15 01:00 | 0.81413
OldNuke | GB | 2018-10-15 02:00 | 0.81413
OldNuke | GB | 2018-10-15 03:00 | 0.81413
OldNuke | GB | 2018-10-15 04:00 | 0.81413
OldNuke | GB | 2018-10-15 05:00 | 0.81413
OldNuke | GB | 2018-10-15 06:00 | 0.81413
OldNuke | GB | 2018-10-15 07:00 | 0.81413
OldNuke | GB | 2018-10-15 08:00 | 0.81413
OldNuke | GB | 2018-10-15 09:00 | 0.81413
OldNuke | GB | 2018-10-15 10:00 | 0.81413
OldNuke | GB | 2018-10-15 11:00 | 0.81413
OldNuke | GB | 2018-10-15 12:00 | 0.81413
OldNuke | GB | 2018-10-15 13:00 | 0.81413
OldNuke | GB | 2018-10-15 14:00 | 0.81413
OldNuke | GB | 2018-10-15 15:00 | 0.81413
OldNuke | GB | 2018-10-15 16:00 | 0.81413
OldNuke | GB | 2018-10-15 17:00 | 0.81413
OldNuke | GB | 2018-10-15 18:00 | 0.81413
OldNuke | GB | 2018-10-15 19:00 | 0.81413
OldNuke | GB | 2018-10-15 20:00 | 0.81413
OldNuke | GB | 2018-10-15 21:00 | 0.81413
OldNuke | GB | 2018-10-15 22:00 | 0.81413
OldNuke | GB | 2018-10-15 23:00 | 0.81413
OldNuke | GB | 2018-10-16 | 0.81413
OldNuke | GB | 2018-10-16 01:00 | 0.81413
OldNuke | GB | 2018-10-16 02:00 | 0.81413
OldNuke | GB | 2018-10-16 03:00 | 0.81413
OldNuke | GB | 2018-10-16 04:00 | 0.81413
OldNuke | GB | 2018-10-16 05:00 | 0.81413
OldNuke | GB | 2018-10-16 06:00 | 0.81413
OldNuke | GB | 2018-10-16 07:00 | 0.81413
OldNuke | GB | 2018-10-16 08:00 | 0.81413
OldNuke | GB | 2018-10-16 09:00 | 0.81413
OldNuke | GB | 2018-10-16 10:00 | 0.81413
OldNuke | GB | 2018-10-16 11:00 | 0.81413
OldNuke | GB | 2018-10-16 12:00 | 0.81413
OldNuke | GB | 2018-10-16 13:00 | 0.81413
OldNuke | GB | 2018-10-16 14:00 | 0.81413
OldNuke | GB | 2018-10-16 15:00 | 0.81413
OldNuke | GB | 2018-10-16 16:00 | 0.81413
OldNuke | GB | 2018-10-16 17:00 | 0.81413
OldNuke | GB | 2018-10-16 18:00 | 0.81413
OldNuke | GB | 2018-10-16 19:00 | 0.81413
OldNuke | GB | 2018-10-16 20:00 | 0.81413
OldNuke | GB | 2018-10-16 21:00 | 0.81413
OldNuke | GB | 2018-10-16 22:00 | 0.81413
OldNuke | GB | 2018-10-16 23:00 | 0.81413
OldNuke | GB | 2018-10-17 | 0.81413
OldNuke | GB | 2018-10-17 01:00 | 0.81413
OldNuke | GB | 2018-10-17 02:00 | 0.81413
OldNuke | GB | 2018-10-17 03:00 | 0.81413
OldNuke | GB | 2018-10-17 04:00 | 0.81413
OldNuke | GB | 2018-10-17 05:00 | 0.81413
OldNuke | GB | 2018-10-17 06:00 | 0.81413
OldNuke | GB | 2018-10-17 07:00 | 0.81413
OldNuke | GB | 2018-10-17 08:00 | 0.81413
OldNuke | GB | 2018-10-17 09:00 | 0.81413
OldNuke | GB | 2018-10-17 10:00 | 0.81413
OldNuke | GB | 2018-10-17 11:00 | 0.81413
OldNuke | GB | 2018-10-17 12:00 | 0.81413
OldNuke | GB | 2018-10-17 13:00 | 0.81413
OldNuke | GB | 2018-10-17 14:00 | 0.81413
OldNuke | GB | 2018-10-17 15:00 | 0.81413
OldNuke | GB | 2018-10-17 16:00 | 0.81413
OldNuke | GB | 2018-10-17 17:00 | 0.78828
OldNuke | GB | 2018-10-17 18:00 | 0.78828
OldNuke | GB | 2018-10-17 19:00 | 0.78828
OldNuke | GB | 2018-10-17 20:00 | 0.78828
OldNuke | GB | 2018-10-17 21:00 | 0.78828
OldNuke | GB | 2018-10-17 22:00 | 0.78828
OldNuke | GB | 2018-10-17 23:00 | 0.78828
OldNuke | GB | 2018-10-18 | 0.78828
OldNuke | GB | 2018-10-18 01:00 | 0.78828
OldNuke | GB | 2018-10-18 02:00 | 0.78828
OldNuke | GB | 2018-10-18 03:00 | 0.78828
OldNuke | GB | 2018-10-18 04:00 | 0.78828
OldNuke | GB | 2018-10-18 05:00 | 0.78828
OldNuke | GB | 2018-10-18 06:00 | 0.78828
OldNuke | GB | 2018-10-18 07:00 | 0.78828
OldNuke | GB | 2018-10-18 08:00 | 0.78828
OldNuke | GB | 2018-10-18 09:00 | 0.77936
OldNuke | GB | 2018-10-18 10:00 | 0.76476
OldNuke | GB | 2018-10-18 11:00 | 0.81413
OldNuke | GB | 2018-10-18 12:00 | 0.81413
OldNuke | GB | 2018-10-18 13:00 | 0.75006
OldNuke | GB | 2018-10-18 14:00 | 0.75206
OldNuke | GB | 2018-10-18 15:00 | 0.75206
OldNuke | GB | 2018-10-18 16:00 | 0.75206
OldNuke | GB | 2018-10-18 17:00 | 0.75206
OldNuke | GB | 2018-10-18 18:00 | 0.75206
OldNuke | GB | 2018-10-18 19:00 | 0.75206
OldNuke | GB | 2018-10-18 20:00 | 0.75206
OldNuke | GB | 2018-10-18 21:00 | 0.76822
OldNuke | GB | 2018-10-18 22:00 | 0.75206
OldNuke | GB | 2018-10-18 23:00 | 0.70281
OldNuke | GB | 2018-10-19 | 0.72777
OldNuke | GB | 2018-10-19 01:00 | 0.73925
OldNuke | GB | 2018-10-19 02:00 | 0.72866
OldNuke | GB | 2018-10-19 03:00 | 0.73033
OldNuke | GB | 2018-10-19 04:00 | 0.74538
OldNuke | GB | 2018-10-19 05:00 | 0.75251
OldNuke | GB | 2018-10-19 06:00 | 0.75251
OldNuke | GB | 2018-10-19 07:00 | 0.70738
OldNuke | GB | 2018-10-19 08:00 | 0.70738
OldNuke | GB | 2018-10-19 09:00 | 0.71718
OldNuke | GB | 2018-10-19 10:00 | 0.70348
OldNuke | GB | 2018-10-19 11:00 | 0.5731
OldNuke | GB | 2018-10-19 12:00 | 0.57377
OldNuke | GB | 2018-10-19 13:00 | 0.57299
OldNuke | GB | 2018-10-19 14:00 | 0.57343
OldNuke | GB | 2018-10-19 15:00 | 0.6082
OldNuke | GB | 2018-10-19 16:00 | 0.6082
OldNuke | GB | 2018-10-19 17:00 | 0.69824
OldNuke | GB | 2018-10-19 18:00 | 0.72409
OldNuke | GB | 2018-10-19 19:00 | 0.71518
OldNuke | GB | 2018-10-19 20:00 | 0.71518
OldNuke | GB | 2018-10-19 21:00 | 0.71585
OldNuke | GB | 2018-10-19 22:00 | 0.70749
OldNuke | GB | 2018-10-19 23:00 | 0.72476
OldNuke | GB | 2018-10-20 | 0.7368
OldNuke | GB | 2018-10-20 01:00 | 0.78828
OldNuke | GB | 2018-10-20 02:00 | 0.78828
OldNuke | GB | 2018-10-20 03:00 | 0.74671
OldNuke | GB | 2018-10-20 04:00 | 0.73089
OldNuke | GB | 2018-10-20 05:00 | 0.7515
OldNuke | GB | 2018-10-20 06:00 | 0.76276
OldNuke | GB | 2018-10-20 07:00 | 0.62793
OldNuke | GB | 2018-10-20 08:00 | 0.63127
OldNuke | GB | 2018-10-20 09:00 | 0.76621
OldNuke | GB | 2018-10-20 10:00 | 0.75841
OldNuke | GB | 2018-10-20 11:00 | 0.75006
OldNuke | GB | 2018-10-20 12:00 | 0.73368
OldNuke | GB | 2018-10-20 13:00 | 0.75128
OldNuke | GB | 2018-10-20 14:00 | 0.75117
OldNuke | GB | 2018-10-20 15:00 | 0.72587
OldNuke | GB | 2018-10-20 16:00 | 0.72587
OldNuke | GB | 2018-10-20 17:00 | 0.70637
OldNuke | GB | 2018-10-20 18:00 | 0.72108
OldNuke | GB | 2018-10-20 19:00 | 0.75117
OldNuke | GB | 2018-10-20 20:00 | 0.75206
OldNuke | GB | 2018-10-20 21:00 | 0.75195
OldNuke | GB | 2018-10-20 22:00 | 0.75195
OldNuke | GB | 2018-10-20 23:00 | 0.75184
OldNuke | GB | 2018-10-21 | 0.75173
OldNuke | GB | 2018-10-21 01:00 | 0.75318
OldNuke | GB | 2018-10-21 02:00 | 0.75318
OldNuke | GB | 2018-10-21 03:00 | 0.77791
OldNuke | GB | 2018-10-21 04:00 | 0.72732
OldNuke | GB | 2018-10-21 05:00 | 0.75206
OldNuke | GB | 2018-10-21 06:00 | 0.75206
OldNuke | GB | 2018-10-21 07:00 | 0.75206
OldNuke | GB | 2018-10-21 08:00 | 0.75206
OldNuke | GB | 2018-10-21 09:00 | 0.73546
OldNuke | GB | 2018-10-21 10:00 | 0.72777
OldNuke | GB | 2018-10-21 11:00 | 0.72298
OldNuke | GB | 2018-10-21 12:00 | 0.77769
OldNuke | GB | 2018-10-21 13:00 | 0.81413
OldNuke | GB | 2018-10-21 14:00 | 0.81413
OldNuke | GB | 2018-10-21 15:00 | 0.74972
OldNuke | GB | 2018-10-21 16:00 | 0.74437
OldNuke | GB | 2018-10-21 17:00 | 0.66459
OldNuke | GB | 2018-10-21 18:00 | 0.66459
OldNuke | GB | 2018-10-21 19:00 | 0.74616
OldNuke | GB | 2018-10-21 20:00 | 0.74136
OldNuke | GB | 2018-10-21 21:00 | 0.75184
OldNuke | GB | 2018-10-21 22:00 | 0.74994
OldNuke | GB | 2018-10-21 23:00 | 0.72677
OldNuke | GB | 2018-10-22 | 0.72677
OldNuke | GB | 2018-10-22 01:00 | 0.72743
OldNuke | GB | 2018-10-22 02:00 | 0.72855
OldNuke | GB | 2018-10-22 03:00 | 0.78025
OldNuke | GB | 2018-10-22 04:00 | 0.77078
OldNuke | GB | 2018-10-22 05:00 | 0.78159
OldNuke | GB | 2018-10-22 06:00 | 0.78181
OldNuke | GB | 2018-10-22 07:00 | 0.81413
OldNuke | GB | 2018-10-22 08:00 | 0.81413
OldNuke | GB | 2018-10-22 09:00 | 0.77736
OldNuke | GB | 2018-10-22 10:00 | 0.76398
OldNuke | GB | 2018-10-22 11:00 | 0.76265
OldNuke | GB | 2018-10-22 12:00 | 0.76265
OldNuke | GB | 2018-10-22 13:00 | 0.768
OldNuke | GB | 2018-10-22 14:00 | 0.78293
OldNuke | GB | 2018-10-22 15:00 | 0.78828
OldNuke | GB | 2018-10-22 16:00 | 0.78828
OldNuke | GB | 2018-10-22 17:00 | 0.78828
OldNuke | GB | 2018-10-22 18:00 | 0.78828
OldNuke | GB | 2018-10-22 19:00 | 0.78828
OldNuke | GB | 2018-10-22 20:00 | 0.78917
OldNuke | GB | 2018-10-22 21:00 | 0.78471
OldNuke | GB | 2018-10-22 22:00 | 0.78471
OldNuke | GB | 2018-10-22 23:00 | 0.80622
OldNuke | GB | 2018-10-23 | 0.81001
OldNuke | GB | 2018-10-23 01:00 | 0.81413
OldNuke | GB | 2018-10-23 02:00 | 0.81413
OldNuke | GB | 2018-10-23 03:00 | 0.81413
OldNuke | GB | 2018-10-23 04:00 | 0.81413
OldNuke | GB | 2018-10-23 05:00 | 0.81413
OldNuke | GB | 2018-10-23 06:00 | 0.81413
OldNuke | GB | 2018-10-23 07:00 | 0.81413
OldNuke | GB | 2018-10-23 08:00 | 0.81413
OldNuke | GB | 2018-10-23 09:00 | 0.81413
OldNuke | GB | 2018-10-23 10:00 | 0.81413
OldNuke | GB | 2018-10-23 11:00 | 0.81413
OldNuke | GB | 2018-10-23 12:00 | 0.81413
OldNuke | GB | 2018-10-23 13:00 | 0.81413
OldNuke | GB | 2018-10-23 14:00 | 0.81413
OldNuke | GB | 2018-10-23 15:00 | 0.81413
OldNuke | GB | 2018-10-23 16:00 | 0.81413
OldNuke | GB | 2018-10-23 17:00 | 0.81413
OldNuke | GB | 2018-10-23 18:00 | 0.81413
OldNuke | GB | 2018-10-23 19:00 | 0.81413
OldNuke | GB | 2018-10-23 20:00 | 0.81413
OldNuke | GB | 2018-10-23 21:00 | 0.81413
OldNuke | GB | 2018-10-23 22:00 | 0.81413
OldNuke | GB | 2018-10-23 23:00 | 0.81413
OldNuke | GB | 2018-10-24 | 0.81413
OldNuke | GB | 2018-10-24 01:00 | 0.81413
OldNuke | GB | 2018-10-24 02:00 | 0.81413
OldNuke | GB | 2018-10-24 03:00 | 0.81413
OldNuke | GB | 2018-10-24 04:00 | 0.81413
OldNuke | GB | 2018-10-24 05:00 | 0.81413
OldNuke | GB | 2018-10-24 06:00 | 0.79463
OldNuke | GB | 2018-10-24 07:00 | 0.79463
OldNuke | GB | 2018-10-24 08:00 | 0.79463
OldNuke | GB | 2018-10-24 09:00 | 0.79463
OldNuke | GB | 2018-10-24 10:00 | 0.79463
OldNuke | GB | 2018-10-24 11:00 | 0.79463
OldNuke | GB | 2018-10-24 12:00 | 0.79463
OldNuke | GB | 2018-10-24 13:00 | 0.79463
OldNuke | GB | 2018-10-24 14:00 | 0.79463
OldNuke | GB | 2018-10-24 15:00 | 0.80343
OldNuke | GB | 2018-10-24 16:00 | 0.80466
OldNuke | GB | 2018-10-24 17:00 | 0.80466
OldNuke | GB | 2018-10-24 18:00 | 0.79039
OldNuke | GB | 2018-10-24 19:00 | 0.72443
OldNuke | GB | 2018-10-24 20:00 | 0.73022
OldNuke | GB | 2018-10-24 21:00 | 0.78984
OldNuke | GB | 2018-10-24 22:00 | 0.79073
OldNuke | GB | 2018-10-24 23:00 | 0.84578
OldNuke | GB | 2018-10-25 | 0.84578
OldNuke | GB | 2018-10-25 01:00 | 0.84578
OldNuke | GB | 2018-10-25 02:00 | 0.84578
OldNuke | GB | 2018-10-25 03:00 | 0.84578
OldNuke | GB | 2018-10-25 04:00 | 0.84578
OldNuke | GB | 2018-10-25 05:00 | 0.84578
OldNuke | GB | 2018-10-25 06:00 | 0.84578
OldNuke | GB | 2018-10-25 07:00 | 0.79998
OldNuke | GB | 2018-10-25 08:00 | 0.79998
OldNuke | GB | 2018-10-25 09:00 | 0.79998
OldNuke | GB | 2018-10-25 10:00 | 0.79998
OldNuke | GB | 2018-10-25 11:00 | 0.80388
OldNuke | GB | 2018-10-25 12:00 | 0.79162
OldNuke | GB | 2018-10-25 13:00 | 0.77513
OldNuke | GB | 2018-10-25 14:00 | 0.77513
OldNuke | GB | 2018-10-25 15:00 | 0.77736
OldNuke | GB | 2018-10-25 16:00 | 0.77981
OldNuke | GB | 2018-10-25 17:00 | 0.82694
OldNuke | GB | 2018-10-25 18:00 | 0.78716
OldNuke | GB | 2018-10-25 19:00 | 0.82839
OldNuke | GB | 2018-10-25 20:00 | 0.82873
OldNuke | GB | 2018-10-25 21:00 | 0.86884
OldNuke | GB | 2018-10-25 22:00 | 0.86884
OldNuke | GB | 2018-10-25 23:00 | 0.86884
OldNuke | GB | 2018-10-26 | 0.83898
OldNuke | GB | 2018-10-26 01:00 | 0.81703
OldNuke | GB | 2018-10-26 02:00 | 0.81703
OldNuke | GB | 2018-10-26 03:00 | 0.83497
OldNuke | GB | 2018-10-26 04:00 | 0.86884
OldNuke | GB | 2018-10-26 05:00 | 0.86884
OldNuke | GB | 2018-10-26 06:00 | 0.86884
OldNuke | GB | 2018-10-26 07:00 | 0.81402
OldNuke | GB | 2018-10-26 08:00 | 0.81313
OldNuke | GB | 2018-10-26 09:00 | 0.81023
OldNuke | GB | 2018-10-26 10:00 | 0.80912
OldNuke | GB | 2018-10-26 11:00 | 0.80611
OldNuke | GB | 2018-10-26 12:00 | 0.80544
OldNuke | GB | 2018-10-26 13:00 | 0.78037
OldNuke | GB | 2018-10-26 14:00 | 0.77869
OldNuke | GB | 2018-10-26 15:00 | 0.77635
OldNuke | GB | 2018-10-26 16:00 | 0.78527
OldNuke | GB | 2018-10-26 17:00 | 0.79753
OldNuke | GB | 2018-10-26 18:00 | 0.79697
OldNuke | GB | 2018-10-26 19:00 | 0.7973
OldNuke | GB | 2018-10-26 20:00 | 0.79675
OldNuke | GB | 2018-10-26 21:00 | 0.79519
OldNuke | GB | 2018-10-26 22:00 | 0.79463
OldNuke | GB | 2018-10-26 23:00 | 0.79318
OldNuke | GB | 2018-10-27 | 0.76421
OldNuke | GB | 2018-10-27 01:00 | 0.6179
OldNuke | GB | 2018-10-27 02:00 | 0.6184
OldNuke | GB | 2018-10-27 03:00 | 0.6189
OldNuke | GB | 2018-10-27 04:00 | 0.61834
OldNuke | GB | 2018-10-27 05:00 | 0.61923
OldNuke | GB | 2018-10-27 06:00 | 0.61946
OldNuke | GB | 2018-10-27 07:00 | 0.62035
OldNuke | GB | 2018-10-27 08:00 | 0.62057
OldNuke | GB | 2018-10-27 09:00 | 0.62146
OldNuke | GB | 2018-10-27 10:00 | 0.62168
OldNuke | GB | 2018-10-27 11:00 | 0.62258
OldNuke | GB | 2018-10-27 12:00 | 0.6228
OldNuke | GB | 2018-10-27 13:00 | 0.61923
OldNuke | GB | 2018-10-27 14:00 | 0.61901
OldNuke | GB | 2018-10-27 15:00 | 0.62146
OldNuke | GB | 2018-10-27 16:00 | 0.62302
OldNuke | GB | 2018-10-27 17:00 | 0.63729
OldNuke | GB | 2018-10-27 18:00 | 0.6228
OldNuke | GB | 2018-10-27 19:00 | 0.61388
OldNuke | GB | 2018-10-27 20:00 | 0.61388
OldNuke | GB | 2018-10-27 21:00 | 0.62592
OldNuke | GB | 2018-10-27 22:00 | 0.63171
OldNuke | GB | 2018-10-27 23:00 | 0.63729
OldNuke | GB | 2018-10-28 | 0.63729
OldNuke | GB | 2018-10-28 01:00 | 0.63729
OldNuke | GB | 2018-10-28 02:00 | 0.63729
OldNuke | GB | 2018-10-28 03:00 | 0.63729
OldNuke | GB | 2018-10-28 04:00 | 0.63729
OldNuke | GB | 2018-10-28 05:00 | 0.63729
OldNuke | GB | 2018-10-28 06:00 | 0.63729
OldNuke | GB | 2018-10-28 07:00 | 0.63729
OldNuke | GB | 2018-10-28 08:00 | 0.62559
OldNuke | GB | 2018-10-28 09:00 | 0.61388
OldNuke | GB | 2018-10-28 10:00 | 0.61388
OldNuke | GB | 2018-10-28 11:00 | 0.61656
OldNuke | GB | 2018-10-28 12:00 | 0.63171
OldNuke | GB | 2018-10-28 13:00 | 0.63729
OldNuke | GB | 2018-10-28 14:00 | 0.63729
OldNuke | GB | 2018-10-28 15:00 | 0.63729
OldNuke | GB | 2018-10-28 16:00 | 0.63729
OldNuke | GB | 2018-10-28 17:00 | 0.63729
OldNuke | GB | 2018-10-28 18:00 | 0.63729
OldNuke | GB | 2018-10-28 19:00 | 0.61388
OldNuke | GB | 2018-10-28 20:00 | 0.61388
OldNuke | GB | 2018-10-28 21:00 | 0.61388
OldNuke | GB | 2018-10-28 22:00 | 0.62737
OldNuke | GB | 2018-10-28 23:00 | 0.63873
OldNuke | GB | 2018-10-29 | 0.6394
OldNuke | GB | 2018-10-29 01:00 | 0.63951
OldNuke | GB | 2018-10-29 02:00 | 0.64197
OldNuke | GB | 2018-10-29 03:00 | 0.65289
OldNuke | GB | 2018-10-29 04:00 | 0.65289
OldNuke | GB | 2018-10-29 05:00 | 0.65289
OldNuke | GB | 2018-10-29 06:00 | 0.65289
OldNuke | GB | 2018-10-29 07:00 | 0.65289
OldNuke | GB | 2018-10-29 08:00 | 0.65344
OldNuke | GB | 2018-10-29 09:00 | 0.65277
OldNuke | GB | 2018-10-29 10:00 | 0.65277
OldNuke | GB | 2018-10-29 11:00 | 0.65277
OldNuke | GB | 2018-10-29 12:00 | 0.65277
OldNuke | GB | 2018-10-29 13:00 | 0.65277
OldNuke | GB | 2018-10-29 14:00 | 0.65456
OldNuke | GB | 2018-10-29 15:00 | 0.6657
OldNuke | GB | 2018-10-29 16:00 | 0.6657
OldNuke | GB | 2018-10-29 17:00 | 0.6657
OldNuke | GB | 2018-10-29 18:00 | 0.6657
OldNuke | GB | 2018-10-29 19:00 | 0.6657
OldNuke | GB | 2018-10-29 20:00 | 0.6657
OldNuke | GB | 2018-10-29 21:00 | 0.6657
OldNuke | GB | 2018-10-29 22:00 | 0.6657
OldNuke | GB | 2018-10-29 23:00 | 0.6657
OldNuke | GB | 2018-10-30 | 0.6657
OldNuke | GB | 2018-10-30 01:00 | 0.6657
OldNuke | GB | 2018-10-30 02:00 | 0.6657
OldNuke | GB | 2018-10-30 03:00 | 0.6657
OldNuke | GB | 2018-10-30 04:00 | 0.6657
OldNuke | GB | 2018-10-30 05:00 | 0.6657
OldNuke | GB | 2018-10-30 06:00 | 0.6657
OldNuke | GB | 2018-10-30 07:00 | 0.6657
OldNuke | GB | 2018-10-30 08:00 | 0.6657
OldNuke | GB | 2018-10-30 09:00 | 0.6657
OldNuke | GB | 2018-10-30 10:00 | 0.6657
OldNuke | GB | 2018-10-30 11:00 | 0.6657
OldNuke | GB | 2018-10-30 12:00 | 0.6657
OldNuke | GB | 2018-10-30 13:00 | 0.6657
OldNuke | GB | 2018-10-30 14:00 | 0.6657
OldNuke | GB | 2018-10-30 15:00 | 0.6657
OldNuke | GB | 2018-10-30 16:00 | 0.6657
OldNuke | GB | 2018-10-30 17:00 | 0.6657
OldNuke | GB | 2018-10-30 18:00 | 0.6657
OldNuke | GB | 2018-10-30 19:00 | 0.6657
OldNuke | GB | 2018-10-30 20:00 | 0.6657
OldNuke | GB | 2018-10-30 21:00 | 0.6657
OldNuke | GB | 2018-10-30 22:00 | 0.6657
OldNuke | GB | 2018-10-30 23:00 | 0.6657
OldNuke | GB | 2018-10-31 | 0.6657
OldNuke | GB | 2018-10-31 01:00 | 0.6657
OldNuke | GB | 2018-10-31 02:00 | 0.6657
OldNuke | GB | 2018-10-31 03:00 | 0.6657
OldNuke | GB | 2018-10-31 04:00 | 0.6657
OldNuke | GB | 2018-10-31 05:00 | 0.6657
OldNuke | GB | 2018-10-31 06:00 | 0.6657
OldNuke | GB | 2018-10-31 07:00 | 0.6657
OldNuke | GB | 2018-10-31 08:00 | 0.6657
OldNuke | GB | 2018-10-31 09:00 | 0.6657
OldNuke | GB | 2018-10-31 10:00 | 0.6657
OldNuke | GB | 2018-10-31 11:00 | 0.6657
OldNuke | GB | 2018-10-31 12:00 | 0.6657
OldNuke | GB | 2018-10-31 13:00 | 0.6657
OldNuke | GB | 2018-10-31 14:00 | 0.6657
OldNuke | GB | 2018-10-31 15:00 | 0.6657
OldNuke | GB | 2018-10-31 16:00 | 0.6657
OldNuke | GB | 2018-10-31 17:00 | 0.6657
OldNuke | GB | 2018-10-31 18:00 | 0.6657
OldNuke | GB | 2018-10-31 19:00 | 0.6657
OldNuke | GB | 2018-10-31 20:00 | 0.6657
OldNuke | GB | 2018-10-31 21:00 | 0.6657
OldNuke | GB | 2018-10-31 22:00 | 0.6657
OldNuke | GB | 2018-10-31 23:00 | 0.6657
OldNuke | GB | 2018-11-01 | 0.6657
OldNuke | GB | 2018-11-01 01:00 | 0.6657
OldNuke | GB | 2018-11-01 02:00 | 0.6657
OldNuke | GB | 2018-11-01 03:00 | 0.6657
OldNuke | GB | 2018-11-01 04:00 | 0.6657
OldNuke | GB | 2018-11-01 05:00 | 0.6657
OldNuke | GB | 2018-11-01 06:00 | 0.6657
OldNuke | GB | 2018-11-01 07:00 | 0.64932
OldNuke | GB | 2018-11-01 08:00 | 0.6501
OldNuke | GB | 2018-11-01 09:00 | 0.64899
OldNuke | GB | 2018-11-01 10:00 | 0.64977
OldNuke | GB | 2018-11-01 11:00 | 0.64932
OldNuke | GB | 2018-11-01 12:00 | 0.64899
OldNuke | GB | 2018-11-01 13:00 | 0.65055
OldNuke | GB | 2018-11-01 14:00 | 0.65043
OldNuke | GB | 2018-11-01 15:00 | 0.65088
OldNuke | GB | 2018-11-01 16:00 | 0.65066
OldNuke | GB | 2018-11-01 17:00 | 0.65055
OldNuke | GB | 2018-11-01 18:00 | 0.6501
OldNuke | GB | 2018-11-01 19:00 | 0.65021
OldNuke | GB | 2018-11-01 20:00 | 0.6501
OldNuke | GB | 2018-11-01 21:00 | 0.6501
OldNuke | GB | 2018-11-01 22:00 | 0.65077
OldNuke | GB | 2018-11-01 23:00 | 0.65177
OldNuke | GB | 2018-11-02 | 0.65244
OldNuke | GB | 2018-11-02 01:00 | 0.65077
OldNuke | GB | 2018-11-02 02:00 | 0.65099
OldNuke | GB | 2018-11-02 03:00 | 0.6501
OldNuke | GB | 2018-11-02 04:00 | 0.65021
OldNuke | GB | 2018-11-02 05:00 | 0.64977
OldNuke | GB | 2018-11-02 06:00 | 0.64988
OldNuke | GB | 2018-11-02 07:00 | 0.6491
OldNuke | GB | 2018-11-02 08:00 | 0.64776
OldNuke | GB | 2018-11-02 09:00 | 0.64531
OldNuke | GB | 2018-11-02 10:00 | 0.64297
OldNuke | GB | 2018-11-02 11:00 | 0.64085
OldNuke | GB | 2018-11-02 12:00 | 0.6657
OldNuke | GB | 2018-11-02 13:00 | 0.64041
OldNuke | GB | 2018-11-02 14:00 | 0.64007
OldNuke | GB | 2018-11-02 15:00 | 0.64041
OldNuke | GB | 2018-11-02 16:00 | 0.64074
OldNuke | GB | 2018-11-02 17:00 | 0.64074
OldNuke | GB | 2018-11-02 18:00 | 0.6413
OldNuke | GB | 2018-11-02 19:00 | 0.64152
OldNuke | GB | 2018-11-02 20:00 | 0.64085
OldNuke | GB | 2018-11-02 21:00 | 0.64085
OldNuke | GB | 2018-11-02 22:00 | 0.64252
OldNuke | GB | 2018-11-02 23:00 | 0.6433
OldNuke | GB | 2018-11-03 | 0.64275
OldNuke | GB | 2018-11-03 01:00 | 0.64486
OldNuke | GB | 2018-11-03 02:00 | 0.64364
OldNuke | GB | 2018-11-03 03:00 | 0.64197
OldNuke | GB | 2018-11-03 04:00 | 0.64197
OldNuke | GB | 2018-11-03 05:00 | 0.64308
OldNuke | GB | 2018-11-03 06:00 | 0.64553
OldNuke | GB | 2018-11-03 07:00 | 0.64921
OldNuke | GB | 2018-11-03 08:00 | 0.65066
OldNuke | GB | 2018-11-03 09:00 | 0.65099
OldNuke | GB | 2018-11-03 10:00 | 0.65144
OldNuke | GB | 2018-11-03 11:00 | 0.6511
OldNuke | GB | 2018-11-03 12:00 | 0.65133
OldNuke | GB | 2018-11-03 13:00 | 0.65155
OldNuke | GB | 2018-11-03 14:00 | 0.6511
OldNuke | GB | 2018-11-03 15:00 | 0.6657
OldNuke | GB | 2018-11-03 16:00 | 0.6657
OldNuke | GB | 2018-11-03 17:00 | 0.6657
OldNuke | GB | 2018-11-03 18:00 | 0.6657
OldNuke | GB | 2018-11-03 19:00 | 0.6657
OldNuke | GB | 2018-11-03 20:00 | 0.6657
OldNuke | GB | 2018-11-03 21:00 | 0.6657
OldNuke | GB | 2018-11-03 22:00 | 0.6657
OldNuke | GB | 2018-11-03 23:00 | 0.6657
OldNuke | GB | 2018-11-04 | 0.6657
OldNuke | GB | 2018-11-04 01:00 | 0.6657
OldNuke | GB | 2018-11-04 02:00 | 0.6657
OldNuke | GB | 2018-11-04 03:00 | 0.6657
OldNuke | GB | 2018-11-04 04:00 | 0.6657
OldNuke | GB | 2018-11-04 05:00 | 0.6657
OldNuke | GB | 2018-11-04 06:00 | 0.6657
OldNuke | GB | 2018-11-04 07:00 | 0.6657
OldNuke | GB | 2018-11-04 08:00 | 0.6657
OldNuke | GB | 2018-11-04 09:00 | 0.6657
OldNuke | GB | 2018-11-04 10:00 | 0.6657
OldNuke | GB | 2018-11-04 11:00 | 0.6657
OldNuke | GB | 2018-11-04 12:00 | 0.6657
OldNuke | GB | 2018-11-04 13:00 | 0.6657
OldNuke | GB | 2018-11-04 14:00 | 0.6657
OldNuke | GB | 2018-11-04 15:00 | 0.6657
OldNuke | GB | 2018-11-04 16:00 | 0.6657
OldNuke | GB | 2018-11-04 17:00 | 0.6657
OldNuke | GB | 2018-11-04 18:00 | 0.6657
OldNuke | GB | 2018-11-04 19:00 | 0.6657
OldNuke | GB | 2018-11-04 20:00 | 0.6657
OldNuke | GB | 2018-11-04 21:00 | 0.6657
OldNuke | GB | 2018-11-04 22:00 | 0.6657
OldNuke | GB | 2018-11-04 23:00 | 0.6657
OldNuke | GB | 2018-11-05 | 0.6657
OldNuke | GB | 2018-11-05 01:00 | 0.6657
OldNuke | GB | 2018-11-05 02:00 | 0.6657
OldNuke | GB | 2018-11-05 03:00 | 0.6657
OldNuke | GB | 2018-11-05 04:00 | 0.6657
OldNuke | GB | 2018-11-05 05:00 | 0.6657
OldNuke | GB | 2018-11-05 06:00 | 0.6657
OldNuke | GB | 2018-11-05 07:00 | 0.6657
OldNuke | GB | 2018-11-05 08:00 | 0.6657
OldNuke | GB | 2018-11-05 09:00 | 0.6657
OldNuke | GB | 2018-11-05 10:00 | 0.6657
OldNuke | GB | 2018-11-05 11:00 | 0.6657
OldNuke | GB | 2018-11-05 12:00 | 0.6657
OldNuke | GB | 2018-11-05 13:00 | 0.6657
OldNuke | GB | 2018-11-05 14:00 | 0.6657
OldNuke | GB | 2018-11-05 15:00 | 0.6657
OldNuke | GB | 2018-11-05 16:00 | 0.6657
OldNuke | GB | 2018-11-05 17:00 | 0.6657
OldNuke | GB | 2018-11-05 18:00 | 0.6657
OldNuke | GB | 2018-11-05 19:00 | 0.6657
OldNuke | GB | 2018-11-05 20:00 | 0.6657
OldNuke | GB | 2018-11-05 21:00 | 0.6657
OldNuke | GB | 2018-11-05 22:00 | 0.6657
OldNuke | GB | 2018-11-05 23:00 | 0.6657
OldNuke | GB | 2018-11-06 | 0.6657
OldNuke | GB | 2018-11-06 01:00 | 0.6657
OldNuke | GB | 2018-11-06 02:00 | 0.6657
OldNuke | GB | 2018-11-06 03:00 | 0.6657
OldNuke | GB | 2018-11-06 04:00 | 0.6657
OldNuke | GB | 2018-11-06 05:00 | 0.6657
OldNuke | GB | 2018-11-06 06:00 | 0.6657
OldNuke | GB | 2018-11-06 07:00 | 0.6657
OldNuke | GB | 2018-11-06 08:00 | 0.6657
OldNuke | GB | 2018-11-06 09:00 | 0.6657
OldNuke | GB | 2018-11-06 10:00 | 0.6657
OldNuke | GB | 2018-11-06 11:00 | 0.6657
OldNuke | GB | 2018-11-06 12:00 | 0.6657
OldNuke | GB | 2018-11-06 13:00 | 0.6657
OldNuke | GB | 2018-11-06 14:00 | 0.6657
OldNuke | GB | 2018-11-06 15:00 | 0.6657
OldNuke | GB | 2018-11-06 16:00 | 0.6657
OldNuke | GB | 2018-11-06 17:00 | 0.6657
OldNuke | GB | 2018-11-06 18:00 | 0.6657
OldNuke | GB | 2018-11-06 19:00 | 0.6657
OldNuke | GB | 2018-11-06 20:00 | 0.6657
OldNuke | GB | 2018-11-06 21:00 | 0.6657
OldNuke | GB | 2018-11-06 22:00 | 0.6657
OldNuke | GB | 2018-11-06 23:00 | 0.6657
OldNuke | GB | 2018-11-07 | 0.6657
OldNuke | GB | 2018-11-07 01:00 | 0.6657
OldNuke | GB | 2018-11-07 02:00 | 0.6657
OldNuke | GB | 2018-11-07 03:00 | 0.6657
OldNuke | GB | 2018-11-07 04:00 | 0.6657
OldNuke | GB | 2018-11-07 05:00 | 0.6657
OldNuke | GB | 2018-11-07 06:00 | 0.6657
OldNuke | GB | 2018-11-07 07:00 | 0.6657
OldNuke | GB | 2018-11-07 08:00 | 0.6657
OldNuke | GB | 2018-11-07 09:00 | 0.6657
OldNuke | GB | 2018-11-07 10:00 | 0.6657
OldNuke | GB | 2018-11-07 11:00 | 0.6657
OldNuke | GB | 2018-11-07 12:00 | 0.6657
OldNuke | GB | 2018-11-07 13:00 | 0.6657
OldNuke | GB | 2018-11-07 14:00 | 0.6657
OldNuke | GB | 2018-11-07 15:00 | 0.6657
OldNuke | GB | 2018-11-07 16:00 | 0.6657
OldNuke | GB | 2018-11-07 17:00 | 0.6657
OldNuke | GB | 2018-11-07 18:00 | 0.6657
OldNuke | GB | 2018-11-07 19:00 | 0.6657
OldNuke | GB | 2018-11-07 20:00 | 0.6657
OldNuke | GB | 2018-11-07 21:00 | 0.81413
OldNuke | GB | 2018-11-07 22:00 | 0.81413
OldNuke | GB | 2018-11-07 23:00 | 0.81825
OldNuke | GB | 2018-11-08 | 0.8197
OldNuke | GB | 2018-11-08 01:00 | 0.82405
OldNuke | GB | 2018-11-08 02:00 | 0.8255
OldNuke | GB | 2018-11-08 03:00 | 0.82839
OldNuke | GB | 2018-11-08 04:00 | 0.82995
OldNuke | GB | 2018-11-08 05:00 | 0.8372
OldNuke | GB | 2018-11-08 06:00 | 0.83731
OldNuke | GB | 2018-11-08 07:00 | 0.83731
OldNuke | GB | 2018-11-08 08:00 | 0.83731
OldNuke | GB | 2018-11-08 09:00 | 0.84099
OldNuke | GB | 2018-11-08 10:00 | 0.83965
OldNuke | GB | 2018-11-08 11:00 | 0.83965
OldNuke | GB | 2018-11-08 12:00 | 0.84243
OldNuke | GB | 2018-11-08 13:00 | 0.84578
OldNuke | GB | 2018-11-08 14:00 | 0.80299
OldNuke | GB | 2018-11-08 15:00 | 0.80399
OldNuke | GB | 2018-11-08 16:00 | 0.80432
OldNuke | GB | 2018-11-08 17:00 | 0.84522
OldNuke | GB | 2018-11-08 18:00 | 0.84522
OldNuke | GB | 2018-11-08 19:00 | 0.84522
OldNuke | GB | 2018-11-08 20:00 | 0.84522
OldNuke | GB | 2018-11-08 21:00 | 0.84522
OldNuke | GB | 2018-11-08 22:00 | 0.84522
OldNuke | GB | 2018-11-08 23:00 | 0.84812
OldNuke | GB | 2018-11-09 | 0.84845
OldNuke | GB | 2018-11-09 01:00 | 0.84945
OldNuke | GB | 2018-11-09 02:00 | 0.84979
OldNuke | GB | 2018-11-09 03:00 | 0.85079
OldNuke | GB | 2018-11-09 04:00 | 0.85113
OldNuke | GB | 2018-11-09 05:00 | 0.85213
OldNuke | GB | 2018-11-09 06:00 | 0.85246
OldNuke | GB | 2018-11-09 07:00 | 0.85347
OldNuke | GB | 2018-11-09 08:00 | 0.8538
OldNuke | GB | 2018-11-09 09:00 | 0.88834
OldNuke | GB | 2018-11-09 10:00 | 0.85402
OldNuke | GB | 2018-11-09 11:00 | 0.85469
OldNuke | GB | 2018-11-09 12:00 | 0.85536
OldNuke | GB | 2018-11-09 13:00 | 0.85748
OldNuke | GB | 2018-11-09 14:00 | 0.85826
OldNuke | GB | 2018-11-09 15:00 | 0.86071
OldNuke | GB | 2018-11-09 16:00 | 0.86171
OldNuke | GB | 2018-11-09 17:00 | 0.86249
OldNuke | GB | 2018-11-09 18:00 | 0.86249
OldNuke | GB | 2018-11-09 19:00 | 0.86249
OldNuke | GB | 2018-11-09 20:00 | 0.8626
OldNuke | GB | 2018-11-09 21:00 | 0.86461
OldNuke | GB | 2018-11-09 22:00 | 0.86461
OldNuke | GB | 2018-11-09 23:00 | 0.86461
OldNuke | GB | 2018-11-10 | 0.86461
OldNuke | GB | 2018-11-10 01:00 | 0.86461
OldNuke | GB | 2018-11-10 02:00 | 0.86461
OldNuke | GB | 2018-11-10 03:00 | 0.86461
OldNuke | GB | 2018-11-10 04:00 | 0.86461
OldNuke | GB | 2018-11-10 05:00 | 0.86461
OldNuke | GB | 2018-11-10 06:00 | 0.86461
OldNuke | GB | 2018-11-10 07:00 | 0.86461
OldNuke | GB | 2018-11-10 08:00 | 0.86461
OldNuke | GB | 2018-11-10 09:00 | 0.86461
OldNuke | GB | 2018-11-10 10:00 | 0.86461
OldNuke | GB | 2018-11-10 11:00 | 0.88834
OldNuke | GB | 2018-11-10 12:00 | 0.88834
OldNuke | GB | 2018-11-10 13:00 | 0.88834
OldNuke | GB | 2018-11-10 14:00 | 0.88834
OldNuke | GB | 2018-11-10 15:00 | 0.86773
OldNuke | GB | 2018-11-10 16:00 | 0.84912
OldNuke | GB | 2018-11-10 17:00 | 0.88834
OldNuke | GB | 2018-11-10 18:00 | 0.86795
OldNuke | GB | 2018-11-10 19:00 | 0.86795
OldNuke | GB | 2018-11-10 20:00 | 0.84789
OldNuke | GB | 2018-11-10 21:00 | 0.86795
OldNuke | GB | 2018-11-10 22:00 | 0.86795
OldNuke | GB | 2018-11-10 23:00 | 0.86795
OldNuke | GB | 2018-11-11 | 0.86795
OldNuke | GB | 2018-11-11 01:00 | 0.86795
OldNuke | GB | 2018-11-11 02:00 | 0.86795
OldNuke | GB | 2018-11-11 03:00 | 0.86795
OldNuke | GB | 2018-11-11 04:00 | 0.86795
OldNuke | GB | 2018-11-11 05:00 | 0.86795
OldNuke | GB | 2018-11-11 06:00 | 0.86795
OldNuke | GB | 2018-11-11 07:00 | 0.86795
OldNuke | GB | 2018-11-11 08:00 | 0.86795
OldNuke | GB | 2018-11-11 09:00 | 0.86795
OldNuke | GB | 2018-11-11 10:00 | 0.86795
OldNuke | GB | 2018-11-11 11:00 | 0.86795
OldNuke | GB | 2018-11-11 12:00 | 0.86795
OldNuke | GB | 2018-11-11 13:00 | 0.86795
OldNuke | GB | 2018-11-11 14:00 | 0.86795
OldNuke | GB | 2018-11-11 15:00 | 0.86795
OldNuke | GB | 2018-11-11 16:00 | 0.86795
OldNuke | GB | 2018-11-11 17:00 | 0.86795
OldNuke | GB | 2018-11-11 18:00 | 0.86795
OldNuke | GB | 2018-11-11 19:00 | 0.86795
OldNuke | GB | 2018-11-11 20:00 | 0.86795
OldNuke | GB | 2018-11-11 21:00 | 0.86795
OldNuke | GB | 2018-11-11 22:00 | 0.86795
OldNuke | GB | 2018-11-11 23:00 | 0.86795
OldNuke | GB | 2018-11-12 | 0.86795
OldNuke | GB | 2018-11-12 01:00 | 0.84845
OldNuke | GB | 2018-11-12 02:00 | 0.84845
OldNuke | GB | 2018-11-12 03:00 | 0.84845
OldNuke | GB | 2018-11-12 04:00 | 0.84845
OldNuke | GB | 2018-11-12 05:00 | 0.84845
OldNuke | GB | 2018-11-12 06:00 | 0.86884
OldNuke | GB | 2018-11-12 07:00 | 0.86884
OldNuke | GB | 2018-11-12 08:00 | 0.86884
OldNuke | GB | 2018-11-12 09:00 | 0.86884
OldNuke | GB | 2018-11-12 10:00 | 0.86884
OldNuke | GB | 2018-11-12 11:00 | 0.86884
OldNuke | GB | 2018-11-12 12:00 | 0.86884
OldNuke | GB | 2018-11-12 13:00 | 0.86884
OldNuke | GB | 2018-11-12 14:00 | 0.86884
OldNuke | GB | 2018-11-12 15:00 | 0.84901
OldNuke | GB | 2018-11-12 16:00 | 0.86884
OldNuke | GB | 2018-11-12 17:00 | 0.86884
OldNuke | GB | 2018-11-12 18:00 | 0.86884
OldNuke | GB | 2018-11-12 19:00 | 0.86884
OldNuke | GB | 2018-11-12 20:00 | 0.86884
OldNuke | GB | 2018-11-12 21:00 | 0.86884
OldNuke | GB | 2018-11-12 22:00 | 0.86884
OldNuke | GB | 2018-11-12 23:00 | 0.86884
OldNuke | GB | 2018-11-13 | 0.86884
OldNuke | GB | 2018-11-13 01:00 | 0.86884
OldNuke | GB | 2018-11-13 02:00 | 0.86884
OldNuke | GB | 2018-11-13 03:00 | 0.86884
OldNuke | GB | 2018-11-13 04:00 | 0.86884
OldNuke | GB | 2018-11-13 05:00 | 0.86884
OldNuke | GB | 2018-11-13 06:00 | 0.86884
OldNuke | GB | 2018-11-13 07:00 | 0.86884
OldNuke | GB | 2018-11-13 08:00 | 0.86884
OldNuke | GB | 2018-11-13 09:00 | 0.86884
OldNuke | GB | 2018-11-13 10:00 | 0.86884
OldNuke | GB | 2018-11-13 11:00 | 0.86884
OldNuke | GB | 2018-11-13 12:00 | 0.86884
OldNuke | GB | 2018-11-13 13:00 | 0.86884
OldNuke | GB | 2018-11-13 14:00 | 0.86884
OldNuke | GB | 2018-11-13 15:00 | 0.86884
OldNuke | GB | 2018-11-13 16:00 | 0.86884
OldNuke | GB | 2018-11-13 17:00 | 0.86884
OldNuke | GB | 2018-11-13 18:00 | 0.86884
OldNuke | GB | 2018-11-13 19:00 | 0.86884
OldNuke | GB | 2018-11-13 20:00 | 0.86884
OldNuke | GB | 2018-11-13 21:00 | 0.86884
OldNuke | GB | 2018-11-13 22:00 | 0.86884
OldNuke | GB | 2018-11-13 23:00 | 0.86884
OldNuke | GB | 2018-11-14 | 0.86884
OldNuke | GB | 2018-11-14 01:00 | 0.86884
OldNuke | GB | 2018-11-14 02:00 | 0.86884
OldNuke | GB | 2018-11-14 03:00 | 0.86884
OldNuke | GB | 2018-11-14 04:00 | 0.86884
OldNuke | GB | 2018-11-14 05:00 | 0.86884
OldNuke | GB | 2018-11-14 06:00 | 0.84879
OldNuke | GB | 2018-11-14 07:00 | 0.84879
OldNuke | GB | 2018-11-14 08:00 | 0.84879
OldNuke | GB | 2018-11-14 09:00 | 0.84879
OldNuke | GB | 2018-11-14 10:00 | 0.84879
OldNuke | GB | 2018-11-14 11:00 | 0.84879
OldNuke | GB | 2018-11-14 12:00 | 0.84879
OldNuke | GB | 2018-11-14 13:00 | 0.86884
OldNuke | GB | 2018-11-14 14:00 | 0.86884
OldNuke | GB | 2018-11-14 15:00 | 0.86884
OldNuke | GB | 2018-11-14 16:00 | 0.86884
OldNuke | GB | 2018-11-14 17:00 | 0.86884
OldNuke | GB | 2018-11-14 18:00 | 0.86884
OldNuke | GB | 2018-11-14 19:00 | 0.86884
OldNuke | GB | 2018-11-14 20:00 | 0.86884
OldNuke | GB | 2018-11-14 21:00 | 0.86884
OldNuke | GB | 2018-11-14 22:00 | 0.86884
OldNuke | GB | 2018-11-14 23:00 | 0.86884
OldNuke | GB | 2018-11-15 | 0.86884
OldNuke | GB | 2018-11-15 01:00 | 0.86884
OldNuke | GB | 2018-11-15 02:00 | 0.86884
OldNuke | GB | 2018-11-15 03:00 | 0.86884
OldNuke | GB | 2018-11-15 04:00 | 0.86884
OldNuke | GB | 2018-11-15 05:00 | 0.86884
OldNuke | GB | 2018-11-15 06:00 | 0.86884
OldNuke | GB | 2018-11-15 07:00 | 0.86884
OldNuke | GB | 2018-11-15 08:00 | 0.86884
OldNuke | GB | 2018-11-15 09:00 | 0.86884
OldNuke | GB | 2018-11-15 10:00 | 0.86884
OldNuke | GB | 2018-11-15 11:00 | 0.86884
OldNuke | GB | 2018-11-15 12:00 | 0.86884
OldNuke | GB | 2018-11-15 13:00 | 0.86884
OldNuke | GB | 2018-11-15 14:00 | 0.86884
OldNuke | GB | 2018-11-15 15:00 | 0.86884
OldNuke | GB | 2018-11-15 16:00 | 0.86884
OldNuke | GB | 2018-11-15 17:00 | 0.86884
OldNuke | GB | 2018-11-15 18:00 | 0.86884
OldNuke | GB | 2018-11-15 19:00 | 0.86884
OldNuke | GB | 2018-11-15 20:00 | 0.86884
OldNuke | GB | 2018-11-15 21:00 | 0.86884
OldNuke | GB | 2018-11-15 22:00 | 0.86884
OldNuke | GB | 2018-11-15 23:00 | 0.86884
OldNuke | GB | 2018-11-16 | 0.86884
OldNuke | GB | 2018-11-16 01:00 | 0.86884
OldNuke | GB | 2018-11-16 02:00 | 0.86884
OldNuke | GB | 2018-11-16 03:00 | 0.86884
OldNuke | GB | 2018-11-16 04:00 | 0.86884
OldNuke | GB | 2018-11-16 05:00 | 0.86884
OldNuke | GB | 2018-11-16 06:00 | 0.86884
OldNuke | GB | 2018-11-16 07:00 | 0.86884
OldNuke | GB | 2018-11-16 08:00 | 0.86884
OldNuke | GB | 2018-11-16 09:00 | 0.86884
OldNuke | GB | 2018-11-16 10:00 | 0.86884
OldNuke | GB | 2018-11-16 11:00 | 0.86884
OldNuke | GB | 2018-11-16 12:00 | 0.86884
OldNuke | GB | 2018-11-16 13:00 | 0.86884
OldNuke | GB | 2018-11-16 14:00 | 0.86884
OldNuke | GB | 2018-11-16 15:00 | 0.86884
OldNuke | GB | 2018-11-16 16:00 | 0.86884
OldNuke | GB | 2018-11-16 17:00 | 0.86884
OldNuke | GB | 2018-11-16 18:00 | 0.86884
OldNuke | GB | 2018-11-16 19:00 | 0.86884
OldNuke | GB | 2018-11-16 20:00 | 0.86884
OldNuke | GB | 2018-11-16 21:00 | 0.86884
OldNuke | GB | 2018-11-16 22:00 | 0.86884
OldNuke | GB | 2018-11-16 23:00 | 0.86884
OldNuke | GB | 2018-11-17 | 0.86884
OldNuke | GB | 2018-11-17 01:00 | 0.86884
OldNuke | GB | 2018-11-17 02:00 | 0.86884
OldNuke | GB | 2018-11-17 03:00 | 0.86884
OldNuke | GB | 2018-11-17 04:00 | 0.86884
OldNuke | GB | 2018-11-17 05:00 | 0.86884
OldNuke | GB | 2018-11-17 06:00 | 0.86884
OldNuke | GB | 2018-11-17 07:00 | 0.86884
OldNuke | GB | 2018-11-17 08:00 | 0.84968
OldNuke | GB | 2018-11-17 09:00 | 0.84968
OldNuke | GB | 2018-11-17 10:00 | 0.84968
OldNuke | GB | 2018-11-17 11:00 | 0.84968
OldNuke | GB | 2018-11-17 12:00 | 0.84968
OldNuke | GB | 2018-11-17 13:00 | 0.84968
OldNuke | GB | 2018-11-17 14:00 | 0.84968
OldNuke | GB | 2018-11-17 15:00 | 0.84968
OldNuke | GB | 2018-11-17 16:00 | 0.84968
OldNuke | GB | 2018-11-17 17:00 | 0.84968
OldNuke | GB | 2018-11-17 18:00 | 0.84968
OldNuke | GB | 2018-11-17 19:00 | 0.84968
OldNuke | GB | 2018-11-17 20:00 | 0.84968
OldNuke | GB | 2018-11-17 21:00 | 0.84968
OldNuke | GB | 2018-11-17 22:00 | 0.84968
OldNuke | GB | 2018-11-17 23:00 | 0.77479
OldNuke | GB | 2018-11-18 | 0.77479
OldNuke | GB | 2018-11-18 01:00 | 0.70058
OldNuke | GB | 2018-11-18 02:00 | 0.70058
OldNuke | GB | 2018-11-18 03:00 | 0.70058
OldNuke | GB | 2018-11-18 04:00 | 0.70058
OldNuke | GB | 2018-11-18 05:00 | 0.70058
OldNuke | GB | 2018-11-18 06:00 | 0.70058
OldNuke | GB | 2018-11-18 07:00 | 0.70058
OldNuke | GB | 2018-11-18 08:00 | 0.70058
OldNuke | GB | 2018-11-18 09:00 | 0.70058
OldNuke | GB | 2018-11-18 10:00 | 0.70058
OldNuke | GB | 2018-11-18 11:00 | 0.70058
OldNuke | GB | 2018-11-18 12:00 | 0.70058
OldNuke | GB | 2018-11-18 13:00 | 0.70058
OldNuke | GB | 2018-11-18 14:00 | 0.70058
OldNuke | GB | 2018-11-18 15:00 | 0.70058
OldNuke | GB | 2018-11-18 16:00 | 0.70058
OldNuke | GB | 2018-11-18 17:00 | 0.70058
OldNuke | GB | 2018-11-18 18:00 | 0.70058
OldNuke | GB | 2018-11-18 19:00 | 0.70058
OldNuke | GB | 2018-11-18 20:00 | 0.70058
OldNuke | GB | 2018-11-18 21:00 | 0.70058
OldNuke | GB | 2018-11-18 22:00 | 0.70058
OldNuke | GB | 2018-11-18 23:00 | 0.70058
OldNuke | GB | 2018-11-19 | 0.70058
OldNuke | GB | 2018-11-19 01:00 | 0.63417
OldNuke | GB | 2018-11-19 02:00 | 0.63439
OldNuke | GB | 2018-11-19 03:00 | 0.64609
OldNuke | GB | 2018-11-19 04:00 | 0.64665
OldNuke | GB | 2018-11-19 05:00 | 0.6472
OldNuke | GB | 2018-11-19 06:00 | 0.6472
OldNuke | GB | 2018-11-19 07:00 | 0.64754
OldNuke | GB | 2018-11-19 08:00 | 0.64698
OldNuke | GB | 2018-11-19 09:00 | 0.66013
OldNuke | GB | 2018-11-19 10:00 | 0.65567
OldNuke | GB | 2018-11-19 11:00 | 0.65567
OldNuke | GB | 2018-11-19 12:00 | 0.65567
OldNuke | GB | 2018-11-19 13:00 | 0.65567
OldNuke | GB | 2018-11-19 14:00 | 0.65567
OldNuke | GB | 2018-11-19 15:00 | 0.65567
OldNuke | GB | 2018-11-19 16:00 | 0.65567
OldNuke | GB | 2018-11-19 17:00 | 0.65567
OldNuke | GB | 2018-11-19 18:00 | 0.65567
OldNuke | GB | 2018-11-19 19:00 | 0.65567
OldNuke | GB | 2018-11-19 20:00 | 0.65567
OldNuke | GB | 2018-11-19 21:00 | 0.65924
OldNuke | GB | 2018-11-19 22:00 | 0.66325
OldNuke | GB | 2018-11-19 23:00 | 0.71975
OldNuke | GB | 2018-11-20 | 0.71975
OldNuke | GB | 2018-11-20 01:00 | 0.71975
OldNuke | GB | 2018-11-20 02:00 | 0.71975
OldNuke | GB | 2018-11-20 03:00 | 0.71975
OldNuke | GB | 2018-11-20 04:00 | 0.71975
OldNuke | GB | 2018-11-20 05:00 | 0.67952
OldNuke | GB | 2018-11-20 06:00 | 0.68074
OldNuke | GB | 2018-11-20 07:00 | 0.68074
OldNuke | GB | 2018-11-20 08:00 | 0.68074
OldNuke | GB | 2018-11-20 09:00 | 0.68074
OldNuke | GB | 2018-11-20 10:00 | 0.68074
OldNuke | GB | 2018-11-20 11:00 | 0.68074
OldNuke | GB | 2018-11-20 12:00 | 0.68074
OldNuke | GB | 2018-11-20 13:00 | 0.68074
OldNuke | GB | 2018-11-20 14:00 | 0.68074
OldNuke | GB | 2018-11-20 15:00 | 0.68074
OldNuke | GB | 2018-11-20 16:00 | 0.68074
OldNuke | GB | 2018-11-20 17:00 | 0.71975
OldNuke | GB | 2018-11-20 18:00 | 0.71975
OldNuke | GB | 2018-11-20 19:00 | 0.68476
OldNuke | GB | 2018-11-20 20:00 | 0.68576
OldNuke | GB | 2018-11-20 21:00 | 0.68576
OldNuke | GB | 2018-11-20 22:00 | 0.68576
OldNuke | GB | 2018-11-20 23:00 | 0.68576
OldNuke | GB | 2018-11-21 | 0.68576
OldNuke | GB | 2018-11-21 01:00 | 0.68576
OldNuke | GB | 2018-11-21 02:00 | 0.68576
OldNuke | GB | 2018-11-21 03:00 | 0.68576
OldNuke | GB | 2018-11-21 04:00 | 0.68576
OldNuke | GB | 2018-11-21 05:00 | 0.68576
OldNuke | GB | 2018-11-21 06:00 | 0.68576
OldNuke | GB | 2018-11-21 07:00 | 0.68576
OldNuke | GB | 2018-11-21 08:00 | 0.68576
OldNuke | GB | 2018-11-21 09:00 | 0.68576
OldNuke | GB | 2018-11-21 10:00 | 0.68576
OldNuke | GB | 2018-11-21 11:00 | 0.68576
OldNuke | GB | 2018-11-21 12:00 | 0.68576
OldNuke | GB | 2018-11-21 13:00 | 0.68576
OldNuke | GB | 2018-11-21 14:00 | 0.68576
OldNuke | GB | 2018-11-21 15:00 | 0.68576
OldNuke | GB | 2018-11-21 16:00 | 0.68576
OldNuke | GB | 2018-11-21 17:00 | 0.68576
OldNuke | GB | 2018-11-21 18:00 | 0.68576
OldNuke | GB | 2018-11-21 19:00 | 0.68576
OldNuke | GB | 2018-11-21 20:00 | 0.68576
OldNuke | GB | 2018-11-21 21:00 | 0.68576
OldNuke | GB | 2018-11-21 22:00 | 0.68576
OldNuke | GB | 2018-11-21 23:00 | 0.68576
OldNuke | GB | 2018-11-22 | 0.68576
OldNuke | GB | 2018-11-22 01:00 | 0.67718
OldNuke | GB | 2018-11-22 02:00 | 0.67751
OldNuke | GB | 2018-11-22 03:00 | 0.67707
OldNuke | GB | 2018-11-22 04:00 | 0.67751
OldNuke | GB | 2018-11-22 05:00 | 0.67785
OldNuke | GB | 2018-11-22 06:00 | 0.67751
OldNuke | GB | 2018-11-22 07:00 | 0.67818
OldNuke | GB | 2018-11-22 08:00 | 0.67707
OldNuke | GB | 2018-11-22 09:00 | 0.67595
OldNuke | GB | 2018-11-22 10:00 | 0.67751
OldNuke | GB | 2018-11-22 11:00 | 0.6774
OldNuke | GB | 2018-11-22 12:00 | 0.67751
OldNuke | GB | 2018-11-22 13:00 | 0.67673
OldNuke | GB | 2018-11-22 14:00 | 0.67729
OldNuke | GB | 2018-11-22 15:00 | 0.67751
OldNuke | GB | 2018-11-22 16:00 | 0.67684
OldNuke | GB | 2018-11-22 17:00 | 0.67684
OldNuke | GB | 2018-11-22 18:00 | 0.67707
OldNuke | GB | 2018-11-22 19:00 | 0.6608
OldNuke | GB | 2018-11-22 20:00 | 0.66659
OldNuke | GB | 2018-11-22 21:00 | 0.67707
OldNuke | GB | 2018-11-22 22:00 | 0.68019
OldNuke | GB | 2018-11-22 23:00 | 0.68253
OldNuke | GB | 2018-11-23 | 0.6823
OldNuke | GB | 2018-11-23 01:00 | 0.68264
OldNuke | GB | 2018-11-23 02:00 | 0.68186
OldNuke | GB | 2018-11-23 03:00 | 0.68264
OldNuke | GB | 2018-11-23 04:00 | 0.68286
OldNuke | GB | 2018-11-23 05:00 | 0.68264
OldNuke | GB | 2018-11-23 06:00 | 0.68342
OldNuke | GB | 2018-11-23 07:00 | 0.68186
OldNuke | GB | 2018-11-23 08:00 | 0.68275
OldNuke | GB | 2018-11-23 09:00 | 0.68264
OldNuke | GB | 2018-11-23 10:00 | 0.68253
OldNuke | GB | 2018-11-23 11:00 | 0.68219
OldNuke | GB | 2018-11-23 12:00 | 0.68219
OldNuke | GB | 2018-11-23 13:00 | 0.68219
OldNuke | GB | 2018-11-23 14:00 | 0.68242
OldNuke | GB | 2018-11-23 15:00 | 0.6823
OldNuke | GB | 2018-11-23 16:00 | 0.6832
OldNuke | GB | 2018-11-23 17:00 | 0.68308
OldNuke | GB | 2018-11-23 18:00 | 0.6715
OldNuke | GB | 2018-11-23 19:00 | 0.66258
OldNuke | GB | 2018-11-23 20:00 | 0.64809
OldNuke | GB | 2018-11-23 21:00 | 0.64776
OldNuke | GB | 2018-11-23 22:00 | 0.64832
OldNuke | GB | 2018-11-23 23:00 | 0.64743
OldNuke | GB | 2018-11-24 | 0.64943
OldNuke | GB | 2018-11-24 01:00 | 0.64798
OldNuke | GB | 2018-11-24 02:00 | 0.64709
OldNuke | GB | 2018-11-24 03:00 | 0.65367
OldNuke | GB | 2018-11-24 04:00 | 0.66737
OldNuke | GB | 2018-11-24 05:00 | 0.67718
OldNuke | GB | 2018-11-24 06:00 | 0.68721
OldNuke | GB | 2018-11-24 07:00 | 0.69412
OldNuke | GB | 2018-11-24 08:00 | 0.69456
OldNuke | GB | 2018-11-24 09:00 | 0.69434
OldNuke | GB | 2018-11-24 10:00 | 0.69523
OldNuke | GB | 2018-11-24 11:00 | 0.69467
OldNuke | GB | 2018-11-24 12:00 | 0.71874
OldNuke | GB | 2018-11-24 13:00 | 0.69746
OldNuke | GB | 2018-11-24 14:00 | 0.70192
OldNuke | GB | 2018-11-24 15:00 | 0.70493
OldNuke | GB | 2018-11-24 16:00 | 0.70894
OldNuke | GB | 2018-11-24 17:00 | 0.71785
OldNuke | GB | 2018-11-24 18:00 | 0.72376
OldNuke | GB | 2018-11-24 19:00 | 0.73267
OldNuke | GB | 2018-11-24 20:00 | 0.73379
OldNuke | GB | 2018-11-24 21:00 | 0.73334
OldNuke | GB | 2018-11-24 22:00 | 0.73468
OldNuke | GB | 2018-11-24 23:00 | 0.73379
OldNuke | GB | 2018-11-25 | 0.73334
OldNuke | GB | 2018-11-25 01:00 | 0.73579
OldNuke | GB | 2018-11-25 02:00 | 0.73657
OldNuke | GB | 2018-11-25 03:00 | 0.73579
OldNuke | GB | 2018-11-25 04:00 | 0.73657
OldNuke | GB | 2018-11-25 05:00 | 0.73479
OldNuke | GB | 2018-11-25 06:00 | 0.73624
OldNuke | GB | 2018-11-25 07:00 | 0.73624
OldNuke | GB | 2018-11-25 08:00 | 0.73702
OldNuke | GB | 2018-11-25 09:00 | 0.75139
OldNuke | GB | 2018-11-25 10:00 | 0.76254
OldNuke | GB | 2018-11-25 11:00 | 0.76187
OldNuke | GB | 2018-11-25 12:00 | 0.76432
OldNuke | GB | 2018-11-25 13:00 | 0.76978
OldNuke | GB | 2018-11-25 14:00 | 0.77424
OldNuke | GB | 2018-11-25 15:00 | 0.77513
OldNuke | GB | 2018-11-25 16:00 | 0.77569
OldNuke | GB | 2018-11-25 17:00 | 0.77613
OldNuke | GB | 2018-11-25 18:00 | 0.77725
OldNuke | GB | 2018-11-25 19:00 | 0.77736
OldNuke | GB | 2018-11-25 20:00 | 0.77591
OldNuke | GB | 2018-11-25 21:00 | 0.7768
OldNuke | GB | 2018-11-25 22:00 | 0.77702
OldNuke | GB | 2018-11-25 23:00 | 0.77791
OldNuke | GB | 2018-11-26 | 0.77725
OldNuke | GB | 2018-11-26 01:00 | 0.77702
OldNuke | GB | 2018-11-26 02:00 | 0.77591
OldNuke | GB | 2018-11-26 03:00 | 0.7758
OldNuke | GB | 2018-11-26 04:00 | 0.77557
OldNuke | GB | 2018-11-26 05:00 | 0.77602
OldNuke | GB | 2018-11-26 06:00 | 0.77691
OldNuke | GB | 2018-11-26 07:00 | 0.77702
OldNuke | GB | 2018-11-26 08:00 | 0.77702
OldNuke | GB | 2018-11-26 09:00 | 0.7758
OldNuke | GB | 2018-11-26 10:00 | 0.77613
OldNuke | GB | 2018-11-26 11:00 | 0.77613
OldNuke | GB | 2018-11-26 12:00 | 0.7758
OldNuke | GB | 2018-11-26 13:00 | 0.71417
OldNuke | GB | 2018-11-26 14:00 | 0.70615
OldNuke | GB | 2018-11-26 15:00 | 0.70671
OldNuke | GB | 2018-11-26 16:00 | 0.70693
OldNuke | GB | 2018-11-26 17:00 | 0.70749
OldNuke | GB | 2018-11-26 18:00 | 0.70849
OldNuke | GB | 2018-11-26 19:00 | 0.70838
OldNuke | GB | 2018-11-26 20:00 | 0.70894
OldNuke | GB | 2018-11-26 21:00 | 0.7076
OldNuke | GB | 2018-11-26 22:00 | 0.70782
OldNuke | GB | 2018-11-26 23:00 | 0.70749
OldNuke | GB | 2018-11-27 | 0.70727
OldNuke | GB | 2018-11-27 01:00 | 0.70693
OldNuke | GB | 2018-11-27 02:00 | 0.70838
OldNuke | GB | 2018-11-27 03:00 | 0.70883
OldNuke | GB | 2018-11-27 04:00 | 0.70883
OldNuke | GB | 2018-11-27 05:00 | 0.70849
OldNuke | GB | 2018-11-27 06:00 | 0.70693
OldNuke | GB | 2018-11-27 07:00 | 0.70682
OldNuke | GB | 2018-11-27 08:00 | 0.70738
OldNuke | GB | 2018-11-27 09:00 | 0.70704
OldNuke | GB | 2018-11-27 10:00 | 0.70849
OldNuke | GB | 2018-11-27 11:00 | 0.70771
OldNuke | GB | 2018-11-27 12:00 | 0.70749
OldNuke | GB | 2018-11-27 13:00 | 0.70749
OldNuke | GB | 2018-11-27 14:00 | 0.70782
OldNuke | GB | 2018-11-27 15:00 | 0.70727
OldNuke | GB | 2018-11-27 16:00 | 0.70637
OldNuke | GB | 2018-11-27 17:00 | 0.70704
OldNuke | GB | 2018-11-27 18:00 | 0.70359
OldNuke | GB | 2018-11-27 19:00 | 0.70214
OldNuke | GB | 2018-11-27 20:00 | 0.69902
OldNuke | GB | 2018-11-27 21:00 | 0.69579
OldNuke | GB | 2018-11-27 22:00 | 0.692
OldNuke | GB | 2018-11-27 23:00 | 0.69077
OldNuke | GB | 2018-11-28 | 0.69133
OldNuke | GB | 2018-11-28 01:00 | 0.69111
OldNuke | GB | 2018-11-28 02:00 | 0.69033
OldNuke | GB | 2018-11-28 03:00 | 0.69088
OldNuke | GB | 2018-11-28 04:00 | 0.69122
OldNuke | GB | 2018-11-28 05:00 | 0.69033
OldNuke | GB | 2018-11-28 06:00 | 0.69077
OldNuke | GB | 2018-11-28 07:00 | 0.69066
OldNuke | GB | 2018-11-28 08:00 | 0.68966
OldNuke | GB | 2018-11-28 09:00 | 0.68944
OldNuke | GB | 2018-11-28 10:00 | 0.68966
OldNuke | GB | 2018-11-28 11:00 | 0.69066
OldNuke | GB | 2018-11-28 12:00 | 0.68966
OldNuke | GB | 2018-11-28 13:00 | 0.68988
OldNuke | GB | 2018-11-28 14:00 | 0.69022
OldNuke | GB | 2018-11-28 15:00 | 0.6901
OldNuke | GB | 2018-11-28 16:00 | 0.69066
OldNuke | GB | 2018-11-28 17:00 | 0.69233
OldNuke | GB | 2018-11-28 18:00 | 0.69623
OldNuke | GB | 2018-11-28 19:00 | 0.69846
OldNuke | GB | 2018-11-28 20:00 | 0.70114
OldNuke | GB | 2018-11-28 21:00 | 0.70459
OldNuke | GB | 2018-11-28 22:00 | 0.70537
OldNuke | GB | 2018-11-28 23:00 | 0.70515
OldNuke | GB | 2018-11-29 | 0.70626
OldNuke | GB | 2018-11-29 01:00 | 0.70782
OldNuke | GB | 2018-11-29 02:00 | 0.7076
OldNuke | GB | 2018-11-29 03:00 | 0.7066
OldNuke | GB | 2018-11-29 04:00 | 0.70637
OldNuke | GB | 2018-11-29 05:00 | 0.70715
OldNuke | GB | 2018-11-29 06:00 | 0.70704
OldNuke | GB | 2018-11-29 07:00 | 0.70727
OldNuke | GB | 2018-11-29 08:00 | 0.70704
OldNuke | GB | 2018-11-29 09:00 | 0.70727
OldNuke | GB | 2018-11-29 10:00 | 0.70782
OldNuke | GB | 2018-11-29 11:00 | 0.7066
OldNuke | GB | 2018-11-29 12:00 | 0.70771
OldNuke | GB | 2018-11-29 13:00 | 0.70704
OldNuke | GB | 2018-11-29 14:00 | 0.70715
OldNuke | GB | 2018-11-29 15:00 | 0.70749
OldNuke | GB | 2018-11-29 16:00 | 0.70637
OldNuke | GB | 2018-11-29 17:00 | 0.70637
OldNuke | GB | 2018-11-29 18:00 | 0.70749
OldNuke | GB | 2018-11-29 19:00 | 0.7076
OldNuke | GB | 2018-11-29 20:00 | 0.70793
OldNuke | GB | 2018-11-29 21:00 | 0.7066
OldNuke | GB | 2018-11-29 22:00 | 0.7066
OldNuke | GB | 2018-11-29 23:00 | 0.70481
OldNuke | GB | 2018-11-30 | 0.70214
OldNuke | GB | 2018-11-30 01:00 | 0.7125
OldNuke | GB | 2018-11-30 02:00 | 0.71161
OldNuke | GB | 2018-11-30 03:00 | 0.70871
OldNuke | GB | 2018-11-30 04:00 | 0.70849
OldNuke | GB | 2018-11-30 05:00 | 0.70849
OldNuke | GB | 2018-11-30 06:00 | 0.70849
OldNuke | GB | 2018-11-30 07:00 | 0.70849
OldNuke | GB | 2018-11-30 08:00 | 0.70849
OldNuke | GB | 2018-11-30 09:00 | 0.70849
OldNuke | GB | 2018-11-30 10:00 | 0.70849
OldNuke | GB | 2018-11-30 11:00 | 0.70849
OldNuke | GB | 2018-11-30 12:00 | 0.70849
OldNuke | GB | 2018-11-30 13:00 | 0.70849
OldNuke | GB | 2018-11-30 14:00 | 0.70849
OldNuke | GB | 2018-11-30 15:00 | 0.69456
OldNuke | GB | 2018-11-30 16:00 | 0.69568
OldNuke | GB | 2018-11-30 17:00 | 0.70905
OldNuke | GB | 2018-11-30 18:00 | 0.70905
OldNuke | GB | 2018-11-30 19:00 | 0.69623
OldNuke | GB | 2018-11-30 20:00 | 0.69534
OldNuke | GB | 2018-11-30 21:00 | 0.6959
OldNuke | GB | 2018-11-30 22:00 | 0.69556
OldNuke | GB | 2018-11-30 23:00 | 0.69445
OldNuke | GB | 2018-12-01 | 0.69623
OldNuke | GB | 2018-12-01 01:00 | 0.69791
OldNuke | GB | 2018-12-01 02:00 | 0.69947
OldNuke | GB | 2018-12-01 03:00 | 0.70259
OldNuke | GB | 2018-12-01 04:00 | 0.70604
OldNuke | GB | 2018-12-01 05:00 | 0.70615
OldNuke | GB | 2018-12-01 06:00 | 0.70749
OldNuke | GB | 2018-12-01 07:00 | 0.70738
OldNuke | GB | 2018-12-01 08:00 | 0.70738
OldNuke | GB | 2018-12-01 09:00 | 0.70816
OldNuke | GB | 2018-12-01 10:00 | 0.70715
OldNuke | GB | 2018-12-01 11:00 | 0.70782
OldNuke | GB | 2018-12-01 12:00 | 0.70749
OldNuke | GB | 2018-12-01 13:00 | 0.70749
OldNuke | GB | 2018-12-01 14:00 | 0.7076
OldNuke | GB | 2018-12-01 15:00 | 0.69913
OldNuke | GB | 2018-12-01 16:00 | 0.69958
OldNuke | GB | 2018-12-01 17:00 | 0.69935
OldNuke | GB | 2018-12-01 18:00 | 0.69991
OldNuke | GB | 2018-12-01 19:00 | 0.69891
OldNuke | GB | 2018-12-01 20:00 | 0.69869
OldNuke | GB | 2018-12-01 21:00 | 0.69924
OldNuke | GB | 2018-12-01 22:00 | 0.70036
OldNuke | GB | 2018-12-01 23:00 | 0.69991
OldNuke | GB | 2018-12-02 | 0.6988
OldNuke | GB | 2018-12-02 01:00 | 0.69701
OldNuke | GB | 2018-12-02 02:00 | 0.69935
OldNuke | GB | 2018-12-02 03:00 | 0.69869
OldNuke | GB | 2018-12-02 04:00 | 0.691
OldNuke | GB | 2018-12-02 05:00 | 0.69111
OldNuke | GB | 2018-12-02 06:00 | 0.69178
OldNuke | GB | 2018-12-02 07:00 | 0.68977
OldNuke | GB | 2018-12-02 08:00 | 0.68899
OldNuke | GB | 2018-12-02 09:00 | 0.68988
OldNuke | GB | 2018-12-02 10:00 | 0.66782
OldNuke | GB | 2018-12-02 11:00 | 0.66782
OldNuke | GB | 2018-12-02 12:00 | 0.68063
OldNuke | GB | 2018-12-02 13:00 | 0.68208
OldNuke | GB | 2018-12-02 14:00 | 0.66592
OldNuke | GB | 2018-12-02 15:00 | 0.67462
OldNuke | GB | 2018-12-02 16:00 | 0.69044
OldNuke | GB | 2018-12-02 17:00 | 0.69256
OldNuke | GB | 2018-12-02 18:00 | 0.69601
OldNuke | GB | 2018-12-02 19:00 | 0.69701
OldNuke | GB | 2018-12-02 20:00 | 0.69746
OldNuke | GB | 2018-12-02 21:00 | 0.70983
OldNuke | GB | 2018-12-02 22:00 | 0.69423
OldNuke | GB | 2018-12-02 23:00 | 0.6949
OldNuke | GB | 2018-12-03 | 0.70247
OldNuke | GB | 2018-12-03 01:00 | 0.70927
OldNuke | GB | 2018-12-03 02:00 | 0.70637
OldNuke | GB | 2018-12-03 03:00 | 0.69512
OldNuke | GB | 2018-12-03 04:00 | 0.69802
OldNuke | GB | 2018-12-03 05:00 | 0.72041
OldNuke | GB | 2018-12-03 06:00 | 0.72041
OldNuke | GB | 2018-12-03 07:00 | 0.72041
OldNuke | GB | 2018-12-03 08:00 | 0.72041
OldNuke | GB | 2018-12-03 09:00 | 0.7105
OldNuke | GB | 2018-12-03 10:00 | 0.69791
OldNuke | GB | 2018-12-03 11:00 | 0.70259
OldNuke | GB | 2018-12-03 12:00 | 0.70548
OldNuke | GB | 2018-12-03 13:00 | 0.72599
OldNuke | GB | 2018-12-03 14:00 | 0.73267
OldNuke | GB | 2018-12-03 15:00 | 0.73546
OldNuke | GB | 2018-12-03 16:00 | 0.73969
OldNuke | GB | 2018-12-03 17:00 | 0.73189
OldNuke | GB | 2018-12-03 18:00 | 0.71796
OldNuke | GB | 2018-12-03 19:00 | 0.71596
OldNuke | GB | 2018-12-03 20:00 | 0.77223
OldNuke | GB | 2018-12-03 21:00 | 0.78014
OldNuke | GB | 2018-12-03 22:00 | 0.79385
OldNuke | GB | 2018-12-03 23:00 | 0.7349
OldNuke | GB | 2018-12-04 | 0.72053
OldNuke | GB | 2018-12-04 01:00 | 0.70147
OldNuke | GB | 2018-12-04 02:00 | 0.71674
OldNuke | GB | 2018-12-04 03:00 | 0.76153
OldNuke | GB | 2018-12-04 04:00 | 0.76153
OldNuke | GB | 2018-12-04 05:00 | 0.70849
OldNuke | GB | 2018-12-04 06:00 | 0.69857
OldNuke | GB | 2018-12-04 07:00 | 0.69412
OldNuke | GB | 2018-12-04 08:00 | 0.69289
OldNuke | GB | 2018-12-04 09:00 | 0.70849
OldNuke | GB | 2018-12-04 10:00 | 0.72287
OldNuke | GB | 2018-12-04 11:00 | 0.72576
OldNuke | GB | 2018-12-04 12:00 | 0.72576
OldNuke | GB | 2018-12-04 13:00 | 0.70961
OldNuke | GB | 2018-12-04 14:00 | 0.71005
OldNuke | GB | 2018-12-04 15:00 | 0.72632
OldNuke | GB | 2018-12-04 16:00 | 0.7261
OldNuke | GB | 2018-12-04 17:00 | 0.72643
OldNuke | GB | 2018-12-04 18:00 | 0.73278
OldNuke | GB | 2018-12-04 19:00 | 0.74058
OldNuke | GB | 2018-12-04 20:00 | 0.74058
OldNuke | GB | 2018-12-04 21:00 | 0.78293
OldNuke | GB | 2018-12-04 22:00 | 0.74504
OldNuke | GB | 2018-12-04 23:00 | 0.74604
OldNuke | GB | 2018-12-05 | 0.74638
OldNuke | GB | 2018-12-05 01:00 | 0.76309
OldNuke | GB | 2018-12-05 02:00 | 0.76309
OldNuke | GB | 2018-12-05 03:00 | 0.76822
OldNuke | GB | 2018-12-05 04:00 | 0.76867
OldNuke | GB | 2018-12-05 05:00 | 0.77936
OldNuke | GB | 2018-12-05 06:00 | 0.7807
OldNuke | GB | 2018-12-05 07:00 | 0.7807
OldNuke | GB | 2018-12-05 08:00 | 0.7807
OldNuke | GB | 2018-12-05 09:00 | 0.7807
OldNuke | GB | 2018-12-05 10:00 | 0.7807
OldNuke | GB | 2018-12-05 11:00 | 0.77992
OldNuke | GB | 2018-12-05 12:00 | 0.77992
OldNuke | GB | 2018-12-05 13:00 | 0.77992
OldNuke | GB | 2018-12-05 14:00 | 0.7817
OldNuke | GB | 2018-12-05 15:00 | 0.80131
OldNuke | GB | 2018-12-05 16:00 | 0.80131
OldNuke | GB | 2018-12-05 17:00 | 0.80131
OldNuke | GB | 2018-12-05 18:00 | 0.80131
OldNuke | GB | 2018-12-05 19:00 | 0.80131
OldNuke | GB | 2018-12-05 20:00 | 0.80131
OldNuke | GB | 2018-12-05 21:00 | 0.80131
OldNuke | GB | 2018-12-05 22:00 | 0.80131
OldNuke | GB | 2018-12-05 23:00 | 0.80131
OldNuke | GB | 2018-12-06 | 0.80131
OldNuke | GB | 2018-12-06 01:00 | 0.76666
OldNuke | GB | 2018-12-06 02:00 | 0.76755
OldNuke | GB | 2018-12-06 03:00 | 0.76956
OldNuke | GB | 2018-12-06 04:00 | 0.76844
OldNuke | GB | 2018-12-06 05:00 | 0.76822
OldNuke | GB | 2018-12-06 06:00 | 0.76978
OldNuke | GB | 2018-12-06 07:00 | 0.76878
OldNuke | GB | 2018-12-06 08:00 | 0.76911
OldNuke | GB | 2018-12-06 09:00 | 0.76922
OldNuke | GB | 2018-12-06 10:00 | 0.76844
OldNuke | GB | 2018-12-06 11:00 | 0.7671
OldNuke | GB | 2018-12-06 12:00 | 0.76755
OldNuke | GB | 2018-12-06 13:00 | 0.7671
OldNuke | GB | 2018-12-06 14:00 | 0.77112
OldNuke | GB | 2018-12-06 15:00 | 0.77045
OldNuke | GB | 2018-12-06 16:00 | 0.77067
OldNuke | GB | 2018-12-06 17:00 | 0.77112
OldNuke | GB | 2018-12-06 18:00 | 0.77134
OldNuke | GB | 2018-12-06 19:00 | 0.77089
OldNuke | GB | 2018-12-06 20:00 | 0.77023
OldNuke | GB | 2018-12-06 21:00 | 0.77101
OldNuke | GB | 2018-12-06 22:00 | 0.76967
OldNuke | GB | 2018-12-06 23:00 | 0.77023
OldNuke | GB | 2018-12-07 | 0.77112
OldNuke | GB | 2018-12-07 01:00 | 0.77156
OldNuke | GB | 2018-12-07 02:00 | 0.77134
OldNuke | GB | 2018-12-07 03:00 | 0.77045
OldNuke | GB | 2018-12-07 04:00 | 0.77034
OldNuke | GB | 2018-12-07 05:00 | 0.76855
OldNuke | GB | 2018-12-07 06:00 | 0.77
OldNuke | GB | 2018-12-07 07:00 | 0.77045
OldNuke | GB | 2018-12-07 08:00 | 0.77089
OldNuke | GB | 2018-12-07 09:00 | 0.77089
OldNuke | GB | 2018-12-07 10:00 | 0.77034
OldNuke | GB | 2018-12-07 11:00 | 0.77011
OldNuke | GB | 2018-12-07 12:00 | 0.77257
OldNuke | GB | 2018-12-07 13:00 | 0.77045
OldNuke | GB | 2018-12-07 14:00 | 0.77045
OldNuke | GB | 2018-12-07 15:00 | 0.77056
OldNuke | GB | 2018-12-07 16:00 | 0.76911
OldNuke | GB | 2018-12-07 17:00 | 0.77056
OldNuke | GB | 2018-12-07 18:00 | 0.77034
OldNuke | GB | 2018-12-07 19:00 | 0.76878
OldNuke | GB | 2018-12-07 20:00 | 0.76922
OldNuke | GB | 2018-12-07 21:00 | 0.76933
OldNuke | GB | 2018-12-07 22:00 | 0.76554
OldNuke | GB | 2018-12-07 23:00 | 0.76465
OldNuke | GB | 2018-12-08 | 0.76499
OldNuke | GB | 2018-12-08 01:00 | 0.76532
OldNuke | GB | 2018-12-08 02:00 | 0.76521
OldNuke | GB | 2018-12-08 03:00 | 0.76599
OldNuke | GB | 2018-12-08 04:00 | 0.76677
OldNuke | GB | 2018-12-08 05:00 | 0.76521
OldNuke | GB | 2018-12-08 06:00 | 0.76588
OldNuke | GB | 2018-12-08 07:00 | 0.76644
OldNuke | GB | 2018-12-08 08:00 | 0.76454
OldNuke | GB | 2018-12-08 09:00 | 0.76621
OldNuke | GB | 2018-12-08 10:00 | 0.76621
OldNuke | GB | 2018-12-08 11:00 | 0.76454
OldNuke | GB | 2018-12-08 12:00 | 0.76621
OldNuke | GB | 2018-12-08 13:00 | 0.76566
OldNuke | GB | 2018-12-08 14:00 | 0.76666
OldNuke | GB | 2018-12-08 15:00 | 0.76632
OldNuke | GB | 2018-12-08 16:00 | 0.76632
OldNuke | GB | 2018-12-08 17:00 | 0.76844
OldNuke | GB | 2018-12-08 18:00 | 0.76688
OldNuke | GB | 2018-12-08 19:00 | 0.76655
OldNuke | GB | 2018-12-08 20:00 | 0.7651
OldNuke | GB | 2018-12-08 21:00 | 0.76554
OldNuke | GB | 2018-12-08 22:00 | 0.76566
OldNuke | GB | 2018-12-08 23:00 | 0.76566
OldNuke | GB | 2018-12-09 | 0.76677
OldNuke | GB | 2018-12-09 01:00 | 0.76655
OldNuke | GB | 2018-12-09 02:00 | 0.76621
OldNuke | GB | 2018-12-09 03:00 | 0.76566
OldNuke | GB | 2018-12-09 04:00 | 0.76755
OldNuke | GB | 2018-12-09 05:00 | 0.7671
OldNuke | GB | 2018-12-09 06:00 | 0.7661
OldNuke | GB | 2018-12-09 07:00 | 0.76722
OldNuke | GB | 2018-12-09 08:00 | 0.76666
OldNuke | GB | 2018-12-09 09:00 | 0.76588
OldNuke | GB | 2018-12-09 10:00 | 0.76599
OldNuke | GB | 2018-12-09 11:00 | 0.76454
OldNuke | GB | 2018-12-09 12:00 | 0.7651
OldNuke | GB | 2018-12-09 13:00 | 0.76554
OldNuke | GB | 2018-12-09 14:00 | 0.76599
OldNuke | GB | 2018-12-09 15:00 | 0.76543
OldNuke | GB | 2018-12-09 16:00 | 0.7661
OldNuke | GB | 2018-12-09 17:00 | 0.7671
OldNuke | GB | 2018-12-09 18:00 | 0.76655
OldNuke | GB | 2018-12-09 19:00 | 0.76599
OldNuke | GB | 2018-12-09 20:00 | 0.76655
OldNuke | GB | 2018-12-09 21:00 | 0.76521
OldNuke | GB | 2018-12-09 22:00 | 0.76599
OldNuke | GB | 2018-12-09 23:00 | 0.76621
OldNuke | GB | 2018-12-10 | 0.76644
OldNuke | GB | 2018-12-10 01:00 | 0.76632
OldNuke | GB | 2018-12-10 02:00 | 0.76521
OldNuke | GB | 2018-12-10 03:00 | 0.76554
OldNuke | GB | 2018-12-10 04:00 | 0.76677
OldNuke | GB | 2018-12-10 05:00 | 0.76644
OldNuke | GB | 2018-12-10 06:00 | 0.76666
OldNuke | GB | 2018-12-10 07:00 | 0.76644
OldNuke | GB | 2018-12-10 08:00 | 0.76588
OldNuke | GB | 2018-12-10 09:00 | 0.76577
OldNuke | GB | 2018-12-10 10:00 | 0.76588
OldNuke | GB | 2018-12-10 11:00 | 0.76699
OldNuke | GB | 2018-12-10 12:00 | 0.76398
OldNuke | GB | 2018-12-10 13:00 | 0.76543
OldNuke | GB | 2018-12-10 14:00 | 0.76554
OldNuke | GB | 2018-12-10 15:00 | 0.76476
OldNuke | GB | 2018-12-10 16:00 | 0.76432
OldNuke | GB | 2018-12-10 17:00 | 0.76476
OldNuke | GB | 2018-12-10 18:00 | 0.76354
OldNuke | GB | 2018-12-10 19:00 | 0.76354
OldNuke | GB | 2018-12-10 20:00 | 0.76242
OldNuke | GB | 2018-12-10 21:00 | 0.7602
OldNuke | GB | 2018-12-10 22:00 | 0.75852
OldNuke | GB | 2018-12-10 23:00 | 0.75574
OldNuke | GB | 2018-12-11 | 0.75418
OldNuke | GB | 2018-12-11 01:00 | 0.75206
OldNuke | GB | 2018-12-11 02:00 | 0.75072
OldNuke | GB | 2018-12-11 03:00 | 0.75206
OldNuke | GB | 2018-12-11 04:00 | 0.74905
OldNuke | GB | 2018-12-11 05:00 | 0.74961
OldNuke | GB | 2018-12-11 06:00 | 0.75106
OldNuke | GB | 2018-12-11 07:00 | 0.7505
OldNuke | GB | 2018-12-11 08:00 | 0.75017
OldNuke | GB | 2018-12-11 09:00 | 0.75084
OldNuke | GB | 2018-12-11 10:00 | 0.71685
OldNuke | GB | 2018-12-11 11:00 | 0.71685
OldNuke | GB | 2018-12-11 12:00 | 0.71685
OldNuke | GB | 2018-12-11 13:00 | 0.71685
OldNuke | GB | 2018-12-11 14:00 | 0.74961
OldNuke | GB | 2018-12-11 15:00 | 0.74939
OldNuke | GB | 2018-12-11 16:00 | 0.74894
OldNuke | GB | 2018-12-11 17:00 | 0.74972
OldNuke | GB | 2018-12-11 18:00 | 0.74014
OldNuke | GB | 2018-12-11 19:00 | 0.7398
OldNuke | GB | 2018-12-11 20:00 | 0.73969
OldNuke | GB | 2018-12-11 21:00 | 0.73858
OldNuke | GB | 2018-12-11 22:00 | 0.7388
OldNuke | GB | 2018-12-11 23:00 | 0.7398
OldNuke | GB | 2018-12-12 | 0.73914
OldNuke | GB | 2018-12-12 01:00 | 0.73869
OldNuke | GB | 2018-12-12 02:00 | 0.73925
OldNuke | GB | 2018-12-12 03:00 | 0.73902
OldNuke | GB | 2018-12-12 04:00 | 0.73925
OldNuke | GB | 2018-12-12 05:00 | 0.73802
OldNuke | GB | 2018-12-12 06:00 | 0.73914
OldNuke | GB | 2018-12-12 07:00 | 0.74014
OldNuke | GB | 2018-12-12 08:00 | 0.74237
OldNuke | GB | 2018-12-12 09:00 | 0.7417
OldNuke | GB | 2018-12-12 10:00 | 0.72131
OldNuke | GB | 2018-12-12 11:00 | 0.71473
OldNuke | GB | 2018-12-12 12:00 | 0.71863
OldNuke | GB | 2018-12-12 13:00 | 0.71986
OldNuke | GB | 2018-12-12 14:00 | 0.74248
OldNuke | GB | 2018-12-12 15:00 | 0.74582
OldNuke | GB | 2018-12-12 16:00 | 0.74694
OldNuke | GB | 2018-12-12 17:00 | 0.74727
OldNuke | GB | 2018-12-12 18:00 | 0.74827
OldNuke | GB | 2018-12-12 19:00 | 0.74593
OldNuke | GB | 2018-12-12 20:00 | 0.72465
OldNuke | GB | 2018-12-12 21:00 | 0.72443
OldNuke | GB | 2018-12-12 22:00 | 0.72543
OldNuke | GB | 2018-12-12 23:00 | 0.72487
OldNuke | GB | 2018-12-13 | 0.72398
OldNuke | GB | 2018-12-13 01:00 | 0.72387
OldNuke | GB | 2018-12-13 02:00 | 0.72309
OldNuke | GB | 2018-12-13 03:00 | 0.72387
OldNuke | GB | 2018-12-13 04:00 | 0.73245
OldNuke | GB | 2018-12-13 05:00 | 0.74504
OldNuke | GB | 2018-12-13 06:00 | 0.74604
OldNuke | GB | 2018-12-13 07:00 | 0.7466
OldNuke | GB | 2018-12-13 08:00 | 0.74705
OldNuke | GB | 2018-12-13 09:00 | 0.74727
OldNuke | GB | 2018-12-13 10:00 | 0.72342
OldNuke | GB | 2018-12-13 11:00 | 0.71885
OldNuke | GB | 2018-12-13 12:00 | 0.71874
OldNuke | GB | 2018-12-13 13:00 | 0.72008
OldNuke | GB | 2018-12-13 14:00 | 0.72431
OldNuke | GB | 2018-12-13 15:00 | 0.73055
OldNuke | GB | 2018-12-13 16:00 | 0.73133
OldNuke | GB | 2018-12-13 17:00 | 0.74203
OldNuke | GB | 2018-12-13 18:00 | 0.74716
OldNuke | GB | 2018-12-13 19:00 | 0.74705
OldNuke | GB | 2018-12-13 20:00 | 0.74694
OldNuke | GB | 2018-12-13 21:00 | 0.74749
OldNuke | GB | 2018-12-13 22:00 | 0.72443
OldNuke | GB | 2018-12-13 23:00 | 0.72498
OldNuke | GB | 2018-12-14 | 0.74382
OldNuke | GB | 2018-12-14 01:00 | 0.72721
OldNuke | GB | 2018-12-14 02:00 | 0.74571
OldNuke | GB | 2018-12-14 03:00 | 0.74939
OldNuke | GB | 2018-12-14 04:00 | 0.74816
OldNuke | GB | 2018-12-14 05:00 | 0.74827
OldNuke | GB | 2018-12-14 06:00 | 0.74816
OldNuke | GB | 2018-12-14 07:00 | 0.74749
OldNuke | GB | 2018-12-14 08:00 | 0.74905
OldNuke | GB | 2018-12-14 09:00 | 0.74838
OldNuke | GB | 2018-12-14 10:00 | 0.72576
OldNuke | GB | 2018-12-14 11:00 | 0.72576
OldNuke | GB | 2018-12-14 12:00 | 0.72532
OldNuke | GB | 2018-12-14 13:00 | 0.7339
OldNuke | GB | 2018-12-14 14:00 | 0.74805
OldNuke | GB | 2018-12-14 15:00 | 0.74816
OldNuke | GB | 2018-12-14 16:00 | 0.74838
OldNuke | GB | 2018-12-14 17:00 | 0.75262
OldNuke | GB | 2018-12-14 18:00 | 0.7524
OldNuke | GB | 2018-12-14 19:00 | 0.75462
OldNuke | GB | 2018-12-14 20:00 | 0.75329
OldNuke | GB | 2018-12-14 21:00 | 0.73111
OldNuke | GB | 2018-12-14 22:00 | 0.73044
OldNuke | GB | 2018-12-14 23:00 | 0.73345
OldNuke | GB | 2018-12-15 | 0.75162
OldNuke | GB | 2018-12-15 01:00 | 0.75329
OldNuke | GB | 2018-12-15 02:00 | 0.75362
OldNuke | GB | 2018-12-15 03:00 | 0.75407
OldNuke | GB | 2018-12-15 04:00 | 0.7544
OldNuke | GB | 2018-12-15 05:00 | 0.75362
OldNuke | GB | 2018-12-15 06:00 | 0.75295
OldNuke | GB | 2018-12-15 07:00 | 0.73044
OldNuke | GB | 2018-12-15 08:00 | 0.72966
OldNuke | GB | 2018-12-15 09:00 | 0.73022
OldNuke | GB | 2018-12-15 10:00 | 0.73858
OldNuke | GB | 2018-12-15 11:00 | 0.6832
OldNuke | GB | 2018-12-15 12:00 | 0.68331
OldNuke | GB | 2018-12-15 13:00 | 0.6842
OldNuke | GB | 2018-12-15 14:00 | 0.68409
OldNuke | GB | 2018-12-15 15:00 | 0.68253
OldNuke | GB | 2018-12-15 16:00 | 0.68386
OldNuke | GB | 2018-12-15 17:00 | 0.66169
OldNuke | GB | 2018-12-15 18:00 | 0.65913
OldNuke | GB | 2018-12-15 19:00 | 0.65244
OldNuke | GB | 2018-12-15 20:00 | 0.65155
OldNuke | GB | 2018-12-15 21:00 | 0.66949
OldNuke | GB | 2018-12-15 22:00 | 0.67562
OldNuke | GB | 2018-12-15 23:00 | 0.67651
OldNuke | GB | 2018-12-16 | 0.67495
OldNuke | GB | 2018-12-16 01:00 | 0.67528
OldNuke | GB | 2018-12-16 02:00 | 0.67606
OldNuke | GB | 2018-12-16 03:00 | 0.68253
OldNuke | GB | 2018-12-16 04:00 | 0.68754
OldNuke | GB | 2018-12-16 05:00 | 0.68843
OldNuke | GB | 2018-12-16 06:00 | 0.6823
OldNuke | GB | 2018-12-16 07:00 | 0.68041
OldNuke | GB | 2018-12-16 08:00 | 0.68108
OldNuke | GB | 2018-12-16 09:00 | 0.67974
OldNuke | GB | 2018-12-16 10:00 | 0.67963
OldNuke | GB | 2018-12-16 11:00 | 0.67918
OldNuke | GB | 2018-12-16 12:00 | 0.68063
OldNuke | GB | 2018-12-16 13:00 | 0.68063
OldNuke | GB | 2018-12-16 14:00 | 0.66136
OldNuke | GB | 2018-12-16 15:00 | 0.65979
OldNuke | GB | 2018-12-16 16:00 | 0.67194
OldNuke | GB | 2018-12-16 17:00 | 0.68832
OldNuke | GB | 2018-12-16 18:00 | 0.68866
OldNuke | GB | 2018-12-16 19:00 | 0.68821
OldNuke | GB | 2018-12-16 20:00 | 0.68877
OldNuke | GB | 2018-12-16 21:00 | 0.67049
OldNuke | GB | 2018-12-16 22:00 | 0.66269
OldNuke | GB | 2018-12-16 23:00 | 0.66303
OldNuke | GB | 2018-12-17 | 0.6628
OldNuke | GB | 2018-12-17 01:00 | 0.67885
OldNuke | GB | 2018-12-17 02:00 | 0.67874
OldNuke | GB | 2018-12-17 03:00 | 0.66358
OldNuke | GB | 2018-12-17 04:00 | 0.66403
OldNuke | GB | 2018-12-17 05:00 | 0.69077
OldNuke | GB | 2018-12-17 06:00 | 0.69033
OldNuke | GB | 2018-12-17 07:00 | 0.69066
OldNuke | GB | 2018-12-17 08:00 | 0.69088
OldNuke | GB | 2018-12-17 09:00 | 0.69122
OldNuke | GB | 2018-12-17 10:00 | 0.67863
OldNuke | GB | 2018-12-17 11:00 | 0.66548
OldNuke | GB | 2018-12-17 12:00 | 0.66615
OldNuke | GB | 2018-12-17 13:00 | 0.6784
OldNuke | GB | 2018-12-17 14:00 | 0.67896
OldNuke | GB | 2018-12-17 15:00 | 0.66425
OldNuke | GB | 2018-12-17 16:00 | 0.66425
OldNuke | GB | 2018-12-17 17:00 | 0.67896
OldNuke | GB | 2018-12-17 18:00 | 0.6871
OldNuke | GB | 2018-12-17 19:00 | 0.69178
OldNuke | GB | 2018-12-17 20:00 | 0.69088
OldNuke | GB | 2018-12-17 21:00 | 0.67216
OldNuke | GB | 2018-12-17 22:00 | 0.66615
OldNuke | GB | 2018-12-17 23:00 | 0.66693
OldNuke | GB | 2018-12-18 | 0.691
OldNuke | GB | 2018-12-18 01:00 | 0.69189
OldNuke | GB | 2018-12-18 02:00 | 0.68554
OldNuke | GB | 2018-12-18 03:00 | 0.6696
OldNuke | GB | 2018-12-18 04:00 | 0.66938
OldNuke | GB | 2018-12-18 05:00 | 0.66927
OldNuke | GB | 2018-12-18 06:00 | 0.66916
OldNuke | GB | 2018-12-18 07:00 | 0.66893
OldNuke | GB | 2018-12-18 08:00 | 0.66815
OldNuke | GB | 2018-12-18 09:00 | 0.64642
OldNuke | GB | 2018-12-18 10:00 | 0.64319
OldNuke | GB | 2018-12-18 11:00 | 0.64408
OldNuke | GB | 2018-12-18 12:00 | 0.57399
OldNuke | GB | 2018-12-18 13:00 | 0.65589
OldNuke | GB | 2018-12-18 14:00 | 0.66782
OldNuke | GB | 2018-12-18 15:00 | 0.66737
OldNuke | GB | 2018-12-18 16:00 | 0.66682
OldNuke | GB | 2018-12-18 17:00 | 0.66748
OldNuke | GB | 2018-12-18 18:00 | 0.66826
OldNuke | GB | 2018-12-18 19:00 | 0.66815
OldNuke | GB | 2018-12-18 20:00 | 0.66793
OldNuke | GB | 2018-12-18 21:00 | 0.63405
OldNuke | GB | 2018-12-18 22:00 | 0.616
OldNuke | GB | 2018-12-18 23:00 | 0.61411
OldNuke | GB | 2018-12-19 | 0.62715
OldNuke | GB | 2018-12-19 01:00 | 0.65489
OldNuke | GB | 2018-12-19 02:00 | 0.66592
OldNuke | GB | 2018-12-19 03:00 | 0.66425
OldNuke | GB | 2018-12-19 04:00 | 0.66537
OldNuke | GB | 2018-12-19 05:00 | 0.66682
OldNuke | GB | 2018-12-19 06:00 | 0.66615
OldNuke | GB | 2018-12-19 07:00 | 0.64107
OldNuke | GB | 2018-12-19 08:00 | 0.63963
OldNuke | GB | 2018-12-19 09:00 | 0.64018
OldNuke | GB | 2018-12-19 10:00 | 0.64431
OldNuke | GB | 2018-12-19 11:00 | 0.64275
OldNuke | GB | 2018-12-19 12:00 | 0.66191
OldNuke | GB | 2018-12-19 13:00 | 0.66314
OldNuke | GB | 2018-12-19 14:00 | 0.66325
OldNuke | GB | 2018-12-19 15:00 | 0.66091
OldNuke | GB | 2018-12-19 16:00 | 0.66659
OldNuke | GB | 2018-12-19 17:00 | 0.67038
OldNuke | GB | 2018-12-19 18:00 | 0.67161
OldNuke | GB | 2018-12-19 19:00 | 0.67138
OldNuke | GB | 2018-12-19 20:00 | 0.67083
OldNuke | GB | 2018-12-19 21:00 | 0.65634
OldNuke | GB | 2018-12-19 22:00 | 0.65745
OldNuke | GB | 2018-12-19 23:00 | 0.65835
OldNuke | GB | 2018-12-20 | 0.68164
OldNuke | GB | 2018-12-20 01:00 | 0.68186
OldNuke | GB | 2018-12-20 02:00 | 0.68264
OldNuke | GB | 2018-12-20 03:00 | 0.68186
OldNuke | GB | 2018-12-20 04:00 | 0.68175
OldNuke | GB | 2018-12-20 05:00 | 0.68175
OldNuke | GB | 2018-12-20 06:00 | 0.67696
OldNuke | GB | 2018-12-20 07:00 | 0.66236
OldNuke | GB | 2018-12-20 08:00 | 0.66024
OldNuke | GB | 2018-12-20 09:00 | 0.65957
OldNuke | GB | 2018-12-20 10:00 | 0.66124
OldNuke | GB | 2018-12-20 11:00 | 0.67785
OldNuke | GB | 2018-12-20 12:00 | 0.68944
OldNuke | GB | 2018-12-20 13:00 | 0.68877
OldNuke | GB | 2018-12-20 14:00 | 0.68955
OldNuke | GB | 2018-12-20 15:00 | 0.691
OldNuke | GB | 2018-12-20 16:00 | 0.69033
OldNuke | GB | 2018-12-20 17:00 | 0.68999
OldNuke | GB | 2018-12-20 18:00 | 0.68955
OldNuke | GB | 2018-12-20 19:00 | 0.6901
OldNuke | GB | 2018-12-20 20:00 | 0.69155
OldNuke | GB | 2018-12-20 21:00 | 0.69189
OldNuke | GB | 2018-12-20 22:00 | 0.68063
OldNuke | GB | 2018-12-20 23:00 | 0.67762
OldNuke | GB | 2018-12-21 | 0.68832
OldNuke | GB | 2018-12-21 01:00 | 0.71261
OldNuke | GB | 2018-12-21 02:00 | 0.71729
OldNuke | GB | 2018-12-21 03:00 | 0.74226
OldNuke | GB | 2018-12-21 04:00 | 0.72922
OldNuke | GB | 2018-12-21 05:00 | 0.73178
OldNuke | GB | 2018-12-21 06:00 | 0.73668
OldNuke | GB | 2018-12-21 07:00 | 0.73836
OldNuke | GB | 2018-12-21 08:00 | 0.73914
OldNuke | GB | 2018-12-21 09:00 | 0.73813
OldNuke | GB | 2018-12-21 10:00 | 0.72866
OldNuke | GB | 2018-12-21 11:00 | 0.71228
OldNuke | GB | 2018-12-21 12:00 | 0.71618
OldNuke | GB | 2018-12-21 13:00 | 0.71685
OldNuke | GB | 2018-12-21 14:00 | 0.74047
OldNuke | GB | 2018-12-21 15:00 | 0.74203
OldNuke | GB | 2018-12-21 16:00 | 0.74393
OldNuke | GB | 2018-12-21 17:00 | 0.74393
OldNuke | GB | 2018-12-21 18:00 | 0.74515
OldNuke | GB | 2018-12-21 19:00 | 0.74382
OldNuke | GB | 2018-12-21 20:00 | 0.74393
OldNuke | GB | 2018-12-21 21:00 | 0.74426
OldNuke | GB | 2018-12-21 22:00 | 0.74382
OldNuke | GB | 2018-12-21 23:00 | 0.7437
OldNuke | GB | 2018-12-22 | 0.74292
OldNuke | GB | 2018-12-22 01:00 | 0.74359
OldNuke | GB | 2018-12-22 02:00 | 0.74292
OldNuke | GB | 2018-12-22 03:00 | 0.74493
OldNuke | GB | 2018-12-22 04:00 | 0.74315
OldNuke | GB | 2018-12-22 05:00 | 0.74248
OldNuke | GB | 2018-12-22 06:00 | 0.74214
OldNuke | GB | 2018-12-22 07:00 | 0.74304
OldNuke | GB | 2018-12-22 08:00 | 0.74292
OldNuke | GB | 2018-12-22 09:00 | 0.74437
OldNuke | GB | 2018-12-22 10:00 | 0.74471
OldNuke | GB | 2018-12-22 11:00 | 0.74359
OldNuke | GB | 2018-12-22 12:00 | 0.74348
OldNuke | GB | 2018-12-22 13:00 | 0.74315
OldNuke | GB | 2018-12-22 14:00 | 0.74493
OldNuke | GB | 2018-12-22 15:00 | 0.74382
OldNuke | GB | 2018-12-22 16:00 | 0.7437
OldNuke | GB | 2018-12-22 17:00 | 0.74437
OldNuke | GB | 2018-12-22 18:00 | 0.74493
OldNuke | GB | 2018-12-22 19:00 | 0.74905
OldNuke | GB | 2018-12-22 20:00 | 0.74905
OldNuke | GB | 2018-12-22 21:00 | 0.74136
OldNuke | GB | 2018-12-22 22:00 | 0.72688
OldNuke | GB | 2018-12-22 23:00 | 0.72342
OldNuke | GB | 2018-12-23 | 0.72621
OldNuke | GB | 2018-12-23 01:00 | 0.74671
OldNuke | GB | 2018-12-23 02:00 | 0.74905
OldNuke | GB | 2018-12-23 03:00 | 0.74905
OldNuke | GB | 2018-12-23 04:00 | 0.74905
OldNuke | GB | 2018-12-23 05:00 | 0.74905
OldNuke | GB | 2018-12-23 06:00 | 0.74905
OldNuke | GB | 2018-12-23 07:00 | 0.74905
OldNuke | GB | 2018-12-23 08:00 | 0.74749
OldNuke | GB | 2018-12-23 09:00 | 0.74905
OldNuke | GB | 2018-12-23 10:00 | 0.74905
OldNuke | GB | 2018-12-23 11:00 | 0.74905
OldNuke | GB | 2018-12-23 12:00 | 0.74905
OldNuke | GB | 2018-12-23 13:00 | 0.74905
OldNuke | GB | 2018-12-23 14:00 | 0.74905
OldNuke | GB | 2018-12-23 15:00 | 0.74905
OldNuke | GB | 2018-12-23 16:00 | 0.74905
OldNuke | GB | 2018-12-23 17:00 | 0.74136
OldNuke | GB | 2018-12-23 18:00 | 0.72688
OldNuke | GB | 2018-12-23 19:00 | 0.77491
OldNuke | GB | 2018-12-23 20:00 | 0.77491
OldNuke | GB | 2018-12-23 21:00 | 0.77491
OldNuke | GB | 2018-12-23 22:00 | 0.77491
OldNuke | GB | 2018-12-23 23:00 | 0.74883
OldNuke | GB | 2018-12-24 | 0.74905
OldNuke | GB | 2018-12-24 01:00 | 0.74905
OldNuke | GB | 2018-12-24 02:00 | 0.74905
OldNuke | GB | 2018-12-24 03:00 | 0.74905
OldNuke | GB | 2018-12-24 04:00 | 0.74415
OldNuke | GB | 2018-12-24 05:00 | 0.74359
OldNuke | GB | 2018-12-24 06:00 | 0.74415
OldNuke | GB | 2018-12-24 07:00 | 0.74393
OldNuke | GB | 2018-12-24 08:00 | 0.74382
OldNuke | GB | 2018-12-24 09:00 | 0.74426
OldNuke | GB | 2018-12-24 10:00 | 0.71952
OldNuke | GB | 2018-12-24 11:00 | 0.71952
OldNuke | GB | 2018-12-24 12:00 | 0.71908
OldNuke | GB | 2018-12-24 13:00 | 0.72108
OldNuke | GB | 2018-12-24 14:00 | 0.74404
OldNuke | GB | 2018-12-24 15:00 | 0.7456
OldNuke | GB | 2018-12-24 16:00 | 0.74616
OldNuke | GB | 2018-12-24 17:00 | 0.74504
OldNuke | GB | 2018-12-24 18:00 | 0.74448
OldNuke | GB | 2018-12-24 19:00 | 0.74538
OldNuke | GB | 2018-12-24 20:00 | 0.73446
OldNuke | GB | 2018-12-24 21:00 | 0.72064
OldNuke | GB | 2018-12-24 22:00 | 0.71986
OldNuke | GB | 2018-12-24 23:00 | 0.71952
OldNuke | GB | 2018-12-25 | 0.71941
OldNuke | GB | 2018-12-25 01:00 | 0.74404
OldNuke | GB | 2018-12-25 02:00 | 0.74526
OldNuke | GB | 2018-12-25 03:00 | 0.74682
OldNuke | GB | 2018-12-25 04:00 | 0.74694
OldNuke | GB | 2018-12-25 05:00 | 0.74861
OldNuke | GB | 2018-12-25 06:00 | 0.74616
OldNuke | GB | 2018-12-25 07:00 | 0.75774
OldNuke | GB | 2018-12-25 08:00 | 0.7583
OldNuke | GB | 2018-12-25 09:00 | 0.76577
OldNuke | GB | 2018-12-25 10:00 | 0.76867
OldNuke | GB | 2018-12-25 11:00 | 0.76833
OldNuke | GB | 2018-12-25 12:00 | 0.77034
OldNuke | GB | 2018-12-25 13:00 | 0.76967
OldNuke | GB | 2018-12-25 14:00 | 0.76867
OldNuke | GB | 2018-12-25 15:00 | 0.769
OldNuke | GB | 2018-12-25 16:00 | 0.76822
OldNuke | GB | 2018-12-25 17:00 | 0.76855
OldNuke | GB | 2018-12-25 18:00 | 0.76956
OldNuke | GB | 2018-12-25 19:00 | 0.76989
OldNuke | GB | 2018-12-25 20:00 | 0.77056
OldNuke | GB | 2018-12-25 21:00 | 0.77056
OldNuke | GB | 2018-12-25 22:00 | 0.76822
OldNuke | GB | 2018-12-25 23:00 | 0.769
OldNuke | GB | 2018-12-26 | 0.76867
OldNuke | GB | 2018-12-26 01:00 | 0.76844
OldNuke | GB | 2018-12-26 02:00 | 0.76811
OldNuke | GB | 2018-12-26 03:00 | 0.76822
OldNuke | GB | 2018-12-26 04:00 | 0.76922
OldNuke | GB | 2018-12-26 05:00 | 0.77011
OldNuke | GB | 2018-12-26 06:00 | 0.76945
OldNuke | GB | 2018-12-26 07:00 | 0.76911
OldNuke | GB | 2018-12-26 08:00 | 0.76844
OldNuke | GB | 2018-12-26 09:00 | 0.769
OldNuke | GB | 2018-12-26 10:00 | 0.76744
OldNuke | GB | 2018-12-26 11:00 | 0.768
OldNuke | GB | 2018-12-26 12:00 | 0.76867
OldNuke | GB | 2018-12-26 13:00 | 0.76978
OldNuke | GB | 2018-12-26 14:00 | 0.76956
OldNuke | GB | 2018-12-26 15:00 | 0.77011
OldNuke | GB | 2018-12-26 16:00 | 0.76933
OldNuke | GB | 2018-12-26 17:00 | 0.76945
OldNuke | GB | 2018-12-26 18:00 | 0.76889
OldNuke | GB | 2018-12-26 19:00 | 0.76822
OldNuke | GB | 2018-12-26 20:00 | 0.76878
OldNuke | GB | 2018-12-26 21:00 | 0.76956
OldNuke | GB | 2018-12-26 22:00 | 0.76933
OldNuke | GB | 2018-12-26 23:00 | 0.76878
OldNuke | GB | 2018-12-27 | 0.76978
OldNuke | GB | 2018-12-27 01:00 | 0.769
OldNuke | GB | 2018-12-27 02:00 | 0.76833
OldNuke | GB | 2018-12-27 03:00 | 0.769
OldNuke | GB | 2018-12-27 04:00 | 0.76777
OldNuke | GB | 2018-12-27 05:00 | 0.76945
OldNuke | GB | 2018-12-27 06:00 | 0.76978
OldNuke | GB | 2018-12-27 07:00 | 0.77034
OldNuke | GB | 2018-12-27 08:00 | 0.77123
OldNuke | GB | 2018-12-27 09:00 | 0.77
OldNuke | GB | 2018-12-27 10:00 | 0.77023
OldNuke | GB | 2018-12-27 11:00 | 0.77023
OldNuke | GB | 2018-12-27 12:00 | 0.76945
OldNuke | GB | 2018-12-27 13:00 | 0.76967
OldNuke | GB | 2018-12-27 14:00 | 0.76933
OldNuke | GB | 2018-12-27 15:00 | 0.77
OldNuke | GB | 2018-12-27 16:00 | 0.76978
OldNuke | GB | 2018-12-27 17:00 | 0.77034
OldNuke | GB | 2018-12-27 18:00 | 0.77078
OldNuke | GB | 2018-12-27 19:00 | 0.77034
OldNuke | GB | 2018-12-27 20:00 | 0.77067
OldNuke | GB | 2018-12-27 21:00 | 0.76978
OldNuke | GB | 2018-12-27 22:00 | 0.77067
OldNuke | GB | 2018-12-27 23:00 | 0.77011
OldNuke | GB | 2018-12-28 | 0.77023
OldNuke | GB | 2018-12-28 01:00 | 0.77
OldNuke | GB | 2018-12-28 02:00 | 0.76978
OldNuke | GB | 2018-12-28 03:00 | 0.77
OldNuke | GB | 2018-12-28 04:00 | 0.76945
OldNuke | GB | 2018-12-28 05:00 | 0.76822
OldNuke | GB | 2018-12-28 06:00 | 0.76978
OldNuke | GB | 2018-12-28 07:00 | 0.76822
OldNuke | GB | 2018-12-28 08:00 | 0.76956
OldNuke | GB | 2018-12-28 09:00 | 0.77023
OldNuke | GB | 2018-12-28 10:00 | 0.76922
OldNuke | GB | 2018-12-28 11:00 | 0.76855
OldNuke | GB | 2018-12-28 12:00 | 0.76766
OldNuke | GB | 2018-12-28 13:00 | 0.76744
OldNuke | GB | 2018-12-28 14:00 | 0.76833
OldNuke | GB | 2018-12-28 15:00 | 0.76833
OldNuke | GB | 2018-12-28 16:00 | 0.76855
OldNuke | GB | 2018-12-28 17:00 | 0.76855
OldNuke | GB | 2018-12-28 18:00 | 0.76922
OldNuke | GB | 2018-12-28 19:00 | 0.76933
OldNuke | GB | 2018-12-28 20:00 | 0.76855
OldNuke | GB | 2018-12-28 21:00 | 0.76744
OldNuke | GB | 2018-12-28 22:00 | 0.769
OldNuke | GB | 2018-12-28 23:00 | 0.76789
OldNuke | GB | 2018-12-29 | 0.76989
OldNuke | GB | 2018-12-29 01:00 | 0.76777
OldNuke | GB | 2018-12-29 02:00 | 0.76889
OldNuke | GB | 2018-12-29 03:00 | 0.76889
OldNuke | GB | 2018-12-29 04:00 | 0.76911
OldNuke | GB | 2018-12-29 05:00 | 0.76699
OldNuke | GB | 2018-12-29 06:00 | 0.76699
OldNuke | GB | 2018-12-29 07:00 | 0.76744
OldNuke | GB | 2018-12-29 08:00 | 0.76666
OldNuke | GB | 2018-12-29 09:00 | 0.768
OldNuke | GB | 2018-12-29 10:00 | 0.76733
OldNuke | GB | 2018-12-29 11:00 | 0.76789
OldNuke | GB | 2018-12-29 12:00 | 0.76677
OldNuke | GB | 2018-12-29 13:00 | 0.76744
OldNuke | GB | 2018-12-29 14:00 | 0.76766
OldNuke | GB | 2018-12-29 15:00 | 0.76744
OldNuke | GB | 2018-12-29 16:00 | 0.76677
OldNuke | GB | 2018-12-29 17:00 | 0.76699
OldNuke | GB | 2018-12-29 18:00 | 0.76666
OldNuke | GB | 2018-12-29 19:00 | 0.76744
OldNuke | GB | 2018-12-29 20:00 | 0.76722
OldNuke | GB | 2018-12-29 21:00 | 0.76777
OldNuke | GB | 2018-12-29 22:00 | 0.76777
OldNuke | GB | 2018-12-29 23:00 | 0.7671
OldNuke | GB | 2018-12-30 | 0.76833
OldNuke | GB | 2018-12-30 01:00 | 0.76833
OldNuke | GB | 2018-12-30 02:00 | 0.76855
OldNuke | GB | 2018-12-30 03:00 | 0.76867
OldNuke | GB | 2018-12-30 04:00 | 0.76833
OldNuke | GB | 2018-12-30 05:00 | 0.76755
OldNuke | GB | 2018-12-30 06:00 | 0.76722
OldNuke | GB | 2018-12-30 07:00 | 0.76744
OldNuke | GB | 2018-12-30 08:00 | 0.76833
OldNuke | GB | 2018-12-30 09:00 | 0.76933
OldNuke | GB | 2018-12-30 10:00 | 0.76855
OldNuke | GB | 2018-12-30 11:00 | 0.76855
OldNuke | GB | 2018-12-30 12:00 | 0.76867
OldNuke | GB | 2018-12-30 13:00 | 0.76755
OldNuke | GB | 2018-12-30 14:00 | 0.76677
OldNuke | GB | 2018-12-30 15:00 | 0.77089
OldNuke | GB | 2018-12-30 16:00 | 0.77167
OldNuke | GB | 2018-12-30 17:00 | 0.77257
OldNuke | GB | 2018-12-30 18:00 | 0.77257
OldNuke | GB | 2018-12-30 19:00 | 0.77346
OldNuke | GB | 2018-12-30 20:00 | 0.77279
OldNuke | GB | 2018-12-30 21:00 | 0.77257
OldNuke | GB | 2018-12-30 22:00 | 0.7719
OldNuke | GB | 2018-12-30 23:00 | 0.77223
OldNuke | GB | 2018-12-31 | 0.77279
OldNuke | GB | 2018-12-31 01:00 | 0.7739
OldNuke | GB | 2018-12-31 02:00 | 0.77234
OldNuke | GB | 2018-12-31 03:00 | 0.77212
OldNuke | GB | 2018-12-31 04:00 | 0.7729
OldNuke | GB | 2018-12-31 05:00 | 0.77335
OldNuke | GB | 2018-12-31 06:00 | 0.77368
OldNuke | GB | 2018-12-31 07:00 | 0.77312
OldNuke | GB | 2018-12-31 08:00 | 0.77257
OldNuke | GB | 2018-12-31 09:00 | 0.77145
OldNuke | GB | 2018-12-31 10:00 | 0.77078
OldNuke | GB | 2018-12-31 11:00 | 0.77223
OldNuke | GB | 2018-12-31 12:00 | 0.77234
OldNuke | GB | 2018-12-31 13:00 | 0.77245
OldNuke | GB | 2018-12-31 14:00 | 0.77257
OldNuke | GB | 2018-12-31 15:00 | 0.7729
OldNuke | GB | 2018-12-31 16:00 | 0.77145
OldNuke | GB | 2018-12-31 17:00 | 0.7719
OldNuke | GB | 2018-12-31 18:00 | 0.77234
OldNuke | GB | 2018-12-31 19:00 | 0.77323
OldNuke | GB | 2018-12-31 20:00 | 0.77301
OldNuke | GB | 2018-12-31 21:00 | 0.7729
OldNuke | GB | 2018-12-31 22:00 | 0.77268
OldNuke | GB | 2018-12-31 23:00 | 0.77346
CCG | FR | 2018-01-01 | 0.96438
CCG | FR | 2018-01-01 01:00 | 0.96438
CCG | FR | 2018-01-01 02:00 | 1
CCG | FR | 2018-01-01 03:00 | 1
CCG | FR | 2018-01-01 04:00 | 1
CCG | FR | 2018-01-01 05:00 | 1
CCG | FR | 2018-01-01 06:00 | 1
CCG | FR | 2018-01-01 07:00 | 1
CCG | FR | 2018-01-01 08:00 | 1
CCG | FR | 2018-01-01 09:00 | 1
CCG | FR | 2018-01-01 10:00 | 1
CCG | FR | 2018-01-01 11:00 | 1
CCG | FR | 2018-01-01 12:00 | 0.96371
CCG | FR | 2018-01-01 13:00 | 0.96371
CCG | FR | 2018-01-01 14:00 | 0.96371
CCG | FR | 2018-01-01 15:00 | 0.96371
CCG | FR | 2018-01-01 16:00 | 0.96371
CCG | FR | 2018-01-01 17:00 | 0.96371
CCG | FR | 2018-01-01 18:00 | 1
CCG | FR | 2018-01-01 19:00 | 1
CCG | FR | 2018-01-01 20:00 | 1
CCG | FR | 2018-01-01 21:00 | 1
CCG | FR | 2018-01-01 22:00 | 1
CCG | FR | 2018-01-01 23:00 | 1
CCG | FR | 2018-01-02 | 1
CCG | FR | 2018-01-02 01:00 | 1
CCG | FR | 2018-01-02 02:00 | 1
CCG | FR | 2018-01-02 03:00 | 1
CCG | FR | 2018-01-02 04:00 | 1
CCG | FR | 2018-01-02 05:00 | 1
CCG | FR | 2018-01-02 06:00 | 1
CCG | FR | 2018-01-02 07:00 | 1
CCG | FR | 2018-01-02 08:00 | 1
CCG | FR | 2018-01-02 09:00 | 1
CCG | FR | 2018-01-02 10:00 | 1
CCG | FR | 2018-01-02 11:00 | 1
CCG | FR | 2018-01-02 12:00 | 1
CCG | FR | 2018-01-02 13:00 | 1
CCG | FR | 2018-01-02 14:00 | 1
CCG | FR | 2018-01-02 15:00 | 1
CCG | FR | 2018-01-02 16:00 | 1
CCG | FR | 2018-01-02 17:00 | 1
CCG | FR | 2018-01-02 18:00 | 1
CCG | FR | 2018-01-02 19:00 | 1
CCG | FR | 2018-01-02 20:00 | 1
CCG | FR | 2018-01-02 21:00 | 1
CCG | FR | 2018-01-02 22:00 | 1
CCG | FR | 2018-01-02 23:00 | 1
CCG | FR | 2018-01-03 | 1
CCG | FR | 2018-01-03 01:00 | 1
CCG | FR | 2018-01-03 02:00 | 1
CCG | FR | 2018-01-03 03:00 | 1
CCG | FR | 2018-01-03 04:00 | 1
CCG | FR | 2018-01-03 05:00 | 1
CCG | FR | 2018-01-03 06:00 | 1
CCG | FR | 2018-01-03 07:00 | 1
CCG | FR | 2018-01-03 08:00 | 1
CCG | FR | 2018-01-03 09:00 | 1
CCG | FR | 2018-01-03 10:00 | 1
CCG | FR | 2018-01-03 11:00 | 1
CCG | FR | 2018-01-03 12:00 | 1
CCG | FR | 2018-01-03 13:00 | 1
CCG | FR | 2018-01-03 14:00 | 1
CCG | FR | 2018-01-03 15:00 | 1
CCG | FR | 2018-01-03 16:00 | 1
CCG | FR | 2018-01-03 17:00 | 0.98073
CCG | FR | 2018-01-03 18:00 | 0.98073
CCG | FR | 2018-01-03 19:00 | 0.98073
CCG | FR | 2018-01-03 20:00 | 1
CCG | FR | 2018-01-03 21:00 | 1
CCG | FR | 2018-01-03 22:00 | 0.98073
CCG | FR | 2018-01-03 23:00 | 0.98073
CCG | FR | 2018-01-04 | 0.98073
CCG | FR | 2018-01-04 01:00 | 0.98073
CCG | FR | 2018-01-04 02:00 | 0.98073
CCG | FR | 2018-01-04 03:00 | 0.98073
CCG | FR | 2018-01-04 04:00 | 0.98073
CCG | FR | 2018-01-04 05:00 | 0.98073
CCG | FR | 2018-01-04 06:00 | 0.98073
CCG | FR | 2018-01-04 07:00 | 0.98073
CCG | FR | 2018-01-04 08:00 | 0.93193
CCG | FR | 2018-01-04 09:00 | 0.93193
CCG | FR | 2018-01-04 10:00 | 0.93193
CCG | FR | 2018-01-04 11:00 | 0.93193
CCG | FR | 2018-01-04 12:00 | 0.93193
CCG | FR | 2018-01-04 13:00 | 0.93193
CCG | FR | 2018-01-04 14:00 | 0.9653
CCG | FR | 2018-01-04 15:00 | 0.9653
CCG | FR | 2018-01-04 16:00 | 0.9653
CCG | FR | 2018-01-04 17:00 | 0.9653
CCG | FR | 2018-01-04 18:00 | 0.9653
CCG | FR | 2018-01-04 19:00 | 0.9653
CCG | FR | 2018-01-04 20:00 | 0.9653
CCG | FR | 2018-01-04 21:00 | 0.9653
CCG | FR | 2018-01-04 22:00 | 0.9653
CCG | FR | 2018-01-04 23:00 | 0.9653
CCG | FR | 2018-01-05 | 0.9653
CCG | FR | 2018-01-05 01:00 | 0.9653
CCG | FR | 2018-01-05 02:00 | 0.9653
CCG | FR | 2018-01-05 03:00 | 0.9653
CCG | FR | 2018-01-05 04:00 | 0.9653
CCG | FR | 2018-01-05 05:00 | 0.9653
CCG | FR | 2018-01-05 06:00 | 0.9653
CCG | FR | 2018-01-05 07:00 | 0.9653
CCG | FR | 2018-01-05 08:00 | 0.93777
CCG | FR | 2018-01-05 09:00 | 0.93777
CCG | FR | 2018-01-05 10:00 | 0.93777
CCG | FR | 2018-01-05 11:00 | 0.9653
CCG | FR | 2018-01-05 12:00 | 0.93193
CCG | FR | 2018-01-05 13:00 | 0.93193
CCG | FR | 2018-01-05 14:00 | 0.93193
CCG | FR | 2018-01-05 15:00 | 0.93193
CCG | FR | 2018-01-05 16:00 | 0.93193
CCG | FR | 2018-01-05 17:00 | 0.93193
CCG | FR | 2018-01-05 18:00 | 0.93193
CCG | FR | 2018-01-05 19:00 | 0.93193
CCG | FR | 2018-01-05 20:00 | 0.93193
CCG | FR | 2018-01-05 21:00 | 0.93193
CCG | FR | 2018-01-05 22:00 | 0.93193
CCG | FR | 2018-01-05 23:00 | 0.93193
CCG | FR | 2018-01-06 | 0.93193
CCG | FR | 2018-01-06 01:00 | 0.93193
CCG | FR | 2018-01-06 02:00 | 0.93193
CCG | FR | 2018-01-06 03:00 | 0.93193
CCG | FR | 2018-01-06 04:00 | 0.93193
CCG | FR | 2018-01-06 05:00 | 0.93193
CCG | FR | 2018-01-06 06:00 | 0.90901
CCG | FR | 2018-01-06 07:00 | 0.90901
CCG | FR | 2018-01-06 08:00 | 0.92569
CCG | FR | 2018-01-06 09:00 | 0.92569
CCG | FR | 2018-01-06 10:00 | 0.92569
CCG | FR | 2018-01-06 11:00 | 0.95781
CCG | FR | 2018-01-06 12:00 | 0.95781
CCG | FR | 2018-01-06 13:00 | 0.95781
CCG | FR | 2018-01-06 14:00 | 0.95781
CCG | FR | 2018-01-06 15:00 | 0.95781
CCG | FR | 2018-01-06 16:00 | 0.98073
CCG | FR | 2018-01-06 17:00 | 0.98073
CCG | FR | 2018-01-06 18:00 | 0.98073
CCG | FR | 2018-01-06 19:00 | 0.98015
CCG | FR | 2018-01-06 20:00 | 0.98073
CCG | FR | 2018-01-06 21:00 | 0.98073
CCG | FR | 2018-01-06 22:00 | 0.98073
CCG | FR | 2018-01-06 23:00 | 0.98073
CCG | FR | 2018-01-07 | 0.98073
CCG | FR | 2018-01-07 01:00 | 0.98073
CCG | FR | 2018-01-07 02:00 | 0.98073
CCG | FR | 2018-01-07 03:00 | 0.98073
CCG | FR | 2018-01-07 04:00 | 0.98073
CCG | FR | 2018-01-07 05:00 | 0.98073
CCG | FR | 2018-01-07 06:00 | 0.98073
CCG | FR | 2018-01-07 07:00 | 0.98073
CCG | FR | 2018-01-07 08:00 | 0.98073
CCG | FR | 2018-01-07 09:00 | 0.98073
CCG | FR | 2018-01-07 10:00 | 0.98073
CCG | FR | 2018-01-07 11:00 | 0.98073
CCG | FR | 2018-01-07 12:00 | 0.98073
CCG | FR | 2018-01-07 13:00 | 0.98073
CCG | FR | 2018-01-07 14:00 | 0.98073
CCG | FR | 2018-01-07 15:00 | 0.98073
CCG | FR | 2018-01-07 16:00 | 0.98073
CCG | FR | 2018-01-07 17:00 | 0.98073
CCG | FR | 2018-01-07 18:00 | 0.98073
CCG | FR | 2018-01-07 19:00 | 0.98073
CCG | FR | 2018-01-07 20:00 | 0.96146
CCG | FR | 2018-01-07 21:00 | 0.93743
CCG | FR | 2018-01-07 22:00 | 0.93743
CCG | FR | 2018-01-07 23:00 | 0.9567
CCG | FR | 2018-01-08 | 0.98073
CCG | FR | 2018-01-08 01:00 | 0.98073
CCG | FR | 2018-01-08 02:00 | 0.98073
CCG | FR | 2018-01-08 03:00 | 0.98073
CCG | FR | 2018-01-08 04:00 | 0.98073
CCG | FR | 2018-01-08 05:00 | 0.98073
CCG | FR | 2018-01-08 06:00 | 0.98073
CCG | FR | 2018-01-08 07:00 | 0.98073
CCG | FR | 2018-01-08 08:00 | 0.98073
CCG | FR | 2018-01-08 09:00 | 0.98073
CCG | FR | 2018-01-08 10:00 | 0.98073
CCG | FR | 2018-01-08 11:00 | 0.98073
CCG | FR | 2018-01-08 12:00 | 0.98073
CCG | FR | 2018-01-08 13:00 | 0.98073
CCG | FR | 2018-01-08 14:00 | 0.98073
CCG | FR | 2018-01-08 15:00 | 0.98073
CCG | FR | 2018-01-08 16:00 | 0.98073
CCG | FR | 2018-01-08 17:00 | 0.98073
CCG | FR | 2018-01-08 18:00 | 0.98073
CCG | FR | 2018-01-08 19:00 | 0.98073
CCG | FR | 2018-01-08 20:00 | 0.98073
CCG | FR | 2018-01-08 21:00 | 0.98073
CCG | FR | 2018-01-08 22:00 | 0.98073
CCG | FR | 2018-01-08 23:00 | 0.98073
CCG | FR | 2018-01-09 | 0.98073
CCG | FR | 2018-01-09 01:00 | 0.98073
CCG | FR | 2018-01-09 02:00 | 0.98073
CCG | FR | 2018-01-09 03:00 | 0.98073
CCG | FR | 2018-01-09 04:00 | 0.98073
CCG | FR | 2018-01-09 05:00 | 0.98073
CCG | FR | 2018-01-09 06:00 | 0.98073
CCG | FR | 2018-01-09 07:00 | 0.98073
CCG | FR | 2018-01-09 08:00 | 0.98073
CCG | FR | 2018-01-09 09:00 | 0.98073
CCG | FR | 2018-01-09 10:00 | 0.98073
CCG | FR | 2018-01-09 11:00 | 0.98073
CCG | FR | 2018-01-09 12:00 | 0.98073
CCG | FR | 2018-01-09 13:00 | 0.98073
CCG | FR | 2018-01-09 14:00 | 0.98073
CCG | FR | 2018-01-09 15:00 | 0.98073
CCG | FR | 2018-01-09 16:00 | 0.98073
CCG | FR | 2018-01-09 17:00 | 0.98073
CCG | FR | 2018-01-09 18:00 | 0.98073
CCG | FR | 2018-01-09 19:00 | 0.98073
CCG | FR | 2018-01-09 20:00 | 0.98073
CCG | FR | 2018-01-09 21:00 | 0.98073
CCG | FR | 2018-01-09 22:00 | 0.98073
CCG | FR | 2018-01-09 23:00 | 0.98073
CCG | FR | 2018-01-10 | 0.98073
CCG | FR | 2018-01-10 01:00 | 0.98073
CCG | FR | 2018-01-10 02:00 | 0.98073
CCG | FR | 2018-01-10 03:00 | 0.98073
CCG | FR | 2018-01-10 04:00 | 0.98073
CCG | FR | 2018-01-10 05:00 | 0.98073
CCG | FR | 2018-01-10 06:00 | 0.98073
CCG | FR | 2018-01-10 07:00 | 0.94728
CCG | FR | 2018-01-10 08:00 | 0.98073
CCG | FR | 2018-01-10 09:00 | 0.98073
CCG | FR | 2018-01-10 10:00 | 0.9547
CCG | FR | 2018-01-10 11:00 | 0.9547
CCG | FR | 2018-01-10 12:00 | 0.9547
CCG | FR | 2018-01-10 13:00 | 0.9547
CCG | FR | 2018-01-10 14:00 | 0.98073
CCG | FR | 2018-01-10 15:00 | 0.98073
CCG | FR | 2018-01-10 16:00 | 0.98073
CCG | FR | 2018-01-10 17:00 | 0.98073
CCG | FR | 2018-01-10 18:00 | 0.98073
CCG | FR | 2018-01-10 19:00 | 0.98073
CCG | FR | 2018-01-10 20:00 | 0.98073
CCG | FR | 2018-01-10 21:00 | 0.98073
CCG | FR | 2018-01-10 22:00 | 0.98073
CCG | FR | 2018-01-10 23:00 | 0.98073
CCG | FR | 2018-01-11 | 0.98073
CCG | FR | 2018-01-11 01:00 | 0.98073
CCG | FR | 2018-01-11 02:00 | 0.98073
CCG | FR | 2018-01-11 03:00 | 0.98073
CCG | FR | 2018-01-11 04:00 | 0.98073
CCG | FR | 2018-01-11 05:00 | 0.98073
CCG | FR | 2018-01-11 06:00 | 0.98073
CCG | FR | 2018-01-11 07:00 | 0.98073
CCG | FR | 2018-01-11 08:00 | 0.98073
CCG | FR | 2018-01-11 09:00 | 0.98073
CCG | FR | 2018-01-11 10:00 | 0.98073
CCG | FR | 2018-01-11 11:00 | 0.98073
CCG | FR | 2018-01-11 12:00 | 0.98073
CCG | FR | 2018-01-11 13:00 | 0.98073
CCG | FR | 2018-01-11 14:00 | 0.94194
CCG | FR | 2018-01-11 15:00 | 0.96121
CCG | FR | 2018-01-11 16:00 | 0.96121
CCG | FR | 2018-01-11 17:00 | 0.96121
CCG | FR | 2018-01-11 18:00 | 0.96121
CCG | FR | 2018-01-11 19:00 | 0.96121
CCG | FR | 2018-01-11 20:00 | 0.96121
CCG | FR | 2018-01-11 21:00 | 0.96121
CCG | FR | 2018-01-11 22:00 | 0.96121
CCG | FR | 2018-01-11 23:00 | 0.96121
CCG | FR | 2018-01-12 | 0.96121
CCG | FR | 2018-01-12 01:00 | 0.96121
CCG | FR | 2018-01-12 02:00 | 0.96121
CCG | FR | 2018-01-12 03:00 | 0.96121
CCG | FR | 2018-01-12 04:00 | 0.96121
CCG | FR | 2018-01-12 05:00 | 0.96121
CCG | FR | 2018-01-12 06:00 | 0.96121
CCG | FR | 2018-01-12 07:00 | 0.96121
CCG | FR | 2018-01-12 08:00 | 0.96121
CCG | FR | 2018-01-12 09:00 | 0.96121
CCG | FR | 2018-01-12 10:00 | 0.94411
CCG | FR | 2018-01-12 11:00 | 0.94411
CCG | FR | 2018-01-12 12:00 | 0.96121
CCG | FR | 2018-01-12 13:00 | 0.96121
CCG | FR | 2018-01-12 14:00 | 0.96121
CCG | FR | 2018-01-12 15:00 | 0.96121
CCG | FR | 2018-01-12 16:00 | 0.96121
CCG | FR | 2018-01-12 17:00 | 0.96121
CCG | FR | 2018-01-12 18:00 | 0.96121
CCG | FR | 2018-01-12 19:00 | 0.96121
CCG | FR | 2018-01-12 20:00 | 0.96121
CCG | FR | 2018-01-12 21:00 | 0.96121
CCG | FR | 2018-01-12 22:00 | 0.96121
CCG | FR | 2018-01-12 23:00 | 0.96121
CCG | FR | 2018-01-13 | 0.85459
CCG | FR | 2018-01-13 01:00 | 0.85459
CCG | FR | 2018-01-13 02:00 | 0.85459
CCG | FR | 2018-01-13 03:00 | 0.85459
CCG | FR | 2018-01-13 04:00 | 0.85459
CCG | FR | 2018-01-13 05:00 | 0.85459
CCG | FR | 2018-01-13 06:00 | 0.85459
CCG | FR | 2018-01-13 07:00 | 0.85459
CCG | FR | 2018-01-13 08:00 | 0.85459
CCG | FR | 2018-01-13 09:00 | 0.85459
CCG | FR | 2018-01-13 10:00 | 0.85459
CCG | FR | 2018-01-13 11:00 | 0.85459
CCG | FR | 2018-01-13 12:00 | 0.85459
CCG | FR | 2018-01-13 13:00 | 0.85459
CCG | FR | 2018-01-13 14:00 | 0.85459
CCG | FR | 2018-01-13 15:00 | 0.85459
CCG | FR | 2018-01-13 16:00 | 0.85459
CCG | FR | 2018-01-13 17:00 | 0.85459
CCG | FR | 2018-01-13 18:00 | 0.85459
CCG | FR | 2018-01-13 19:00 | 0.85459
CCG | FR | 2018-01-13 20:00 | 0.85459
CCG | FR | 2018-01-13 21:00 | 0.85459
CCG | FR | 2018-01-13 22:00 | 0.85459
CCG | FR | 2018-01-13 23:00 | 0.85459
CCG | FR | 2018-01-14 | 0.85459
CCG | FR | 2018-01-14 01:00 | 0.85459
CCG | FR | 2018-01-14 02:00 | 0.85459
CCG | FR | 2018-01-14 03:00 | 0.85459
CCG | FR | 2018-01-14 04:00 | 0.85459
CCG | FR | 2018-01-14 05:00 | 0.85459
CCG | FR | 2018-01-14 06:00 | 0.85459
CCG | FR | 2018-01-14 07:00 | 0.85459
CCG | FR | 2018-01-14 08:00 | 0.85459
CCG | FR | 2018-01-14 09:00 | 0.89338
CCG | FR | 2018-01-14 10:00 | 0.89338
CCG | FR | 2018-01-14 11:00 | 0.89338
CCG | FR | 2018-01-14 12:00 | 0.89338
CCG | FR | 2018-01-14 13:00 | 0.89338
CCG | FR | 2018-01-14 14:00 | 0.89338
CCG | FR | 2018-01-14 15:00 | 0.89338
CCG | FR | 2018-01-14 16:00 | 0.89338
CCG | FR | 2018-01-14 17:00 | 0.89338
CCG | FR | 2018-01-14 18:00 | 0.89338
CCG | FR | 2018-01-14 19:00 | 0.89338
CCG | FR | 2018-01-14 20:00 | 0.89338
CCG | FR | 2018-01-14 21:00 | 0.89338
CCG | FR | 2018-01-14 22:00 | 0.89338
CCG | FR | 2018-01-14 23:00 | 0.89338
CCG | FR | 2018-01-15 | 0.89338
CCG | FR | 2018-01-15 01:00 | 0.89338
CCG | FR | 2018-01-15 02:00 | 0.89338
CCG | FR | 2018-01-15 03:00 | 0.89338
CCG | FR | 2018-01-15 04:00 | 0.89338
CCG | FR | 2018-01-15 05:00 | 0.89338
CCG | FR | 2018-01-15 06:00 | 0.89338
CCG | FR | 2018-01-15 07:00 | 0.89338
CCG | FR | 2018-01-15 08:00 | 0.89338
CCG | FR | 2018-01-15 09:00 | 0.89338
CCG | FR | 2018-01-15 10:00 | 0.89338
CCG | FR | 2018-01-15 11:00 | 0.89338
CCG | FR | 2018-01-15 12:00 | 0.89338
CCG | FR | 2018-01-15 13:00 | 0.89338
CCG | FR | 2018-01-15 14:00 | 0.89338
CCG | FR | 2018-01-15 15:00 | 0.89338
CCG | FR | 2018-01-15 16:00 | 0.89338
CCG | FR | 2018-01-15 17:00 | 0.89338
CCG | FR | 2018-01-15 18:00 | 0.89338
CCG | FR | 2018-01-15 19:00 | 0.89338
CCG | FR | 2018-01-15 20:00 | 0.89338
CCG | FR | 2018-01-15 21:00 | 0.89338
CCG | FR | 2018-01-15 22:00 | 0.89338
CCG | FR | 2018-01-15 23:00 | 0.89338
CCG | FR | 2018-01-16 | 0.92684
CCG | FR | 2018-01-16 01:00 | 0.92684
CCG | FR | 2018-01-16 02:00 | 0.92684
CCG | FR | 2018-01-16 03:00 | 0.92684
CCG | FR | 2018-01-16 04:00 | 0.92684
CCG | FR | 2018-01-16 05:00 | 0.92684
CCG | FR | 2018-01-16 06:00 | 0.92684
CCG | FR | 2018-01-16 07:00 | 0.92684
CCG | FR | 2018-01-16 08:00 | 0.92684
CCG | FR | 2018-01-16 09:00 | 0.92684
CCG | FR | 2018-01-16 10:00 | 0.92684
CCG | FR | 2018-01-16 11:00 | 0.92684
CCG | FR | 2018-01-16 12:00 | 0.92684
CCG | FR | 2018-01-16 13:00 | 0.92684
CCG | FR | 2018-01-16 14:00 | 0.92684
CCG | FR | 2018-01-16 15:00 | 0.92684
CCG | FR | 2018-01-16 16:00 | 0.92684
CCG | FR | 2018-01-16 17:00 | 0.92684
CCG | FR | 2018-01-16 18:00 | 0.92684
CCG | FR | 2018-01-16 19:00 | 0.92684
CCG | FR | 2018-01-16 20:00 | 0.92684
CCG | FR | 2018-01-16 21:00 | 0.92684
CCG | FR | 2018-01-16 22:00 | 0.92684
CCG | FR | 2018-01-16 23:00 | 0.92684
CCG | FR | 2018-01-17 | 0.89113
CCG | FR | 2018-01-17 01:00 | 0.89113
CCG | FR | 2018-01-17 02:00 | 0.88112
CCG | FR | 2018-01-17 03:00 | 0.88112
CCG | FR | 2018-01-17 04:00 | 0.88112
CCG | FR | 2018-01-17 05:00 | 0.88112
CCG | FR | 2018-01-17 06:00 | 0.88112
CCG | FR | 2018-01-17 07:00 | 0.88112
CCG | FR | 2018-01-17 08:00 | 0.88112
CCG | FR | 2018-01-17 09:00 | 0.88112
CCG | FR | 2018-01-17 10:00 | 0.86419
CCG | FR | 2018-01-17 11:00 | 0.86419
CCG | FR | 2018-01-17 12:00 | 0.88112
CCG | FR | 2018-01-17 13:00 | 0.88112
CCG | FR | 2018-01-17 14:00 | 0.88112
CCG | FR | 2018-01-17 15:00 | 0.88112
CCG | FR | 2018-01-17 16:00 | 0.88112
CCG | FR | 2018-01-17 17:00 | 0.88112
CCG | FR | 2018-01-17 18:00 | 0.88112
CCG | FR | 2018-01-17 19:00 | 0.88112
CCG | FR | 2018-01-17 20:00 | 0.88112
CCG | FR | 2018-01-17 21:00 | 0.88112
CCG | FR | 2018-01-17 22:00 | 0.88112
CCG | FR | 2018-01-17 23:00 | 0.88112
CCG | FR | 2018-01-18 | 0.91549
CCG | FR | 2018-01-18 01:00 | 0.91549
CCG | FR | 2018-01-18 02:00 | 0.91549
CCG | FR | 2018-01-18 03:00 | 0.91549
CCG | FR | 2018-01-18 04:00 | 0.91549
CCG | FR | 2018-01-18 05:00 | 0.91549
CCG | FR | 2018-01-18 06:00 | 0.91549
CCG | FR | 2018-01-18 07:00 | 0.91549
CCG | FR | 2018-01-18 08:00 | 0.91549
CCG | FR | 2018-01-18 09:00 | 0.91549
CCG | FR | 2018-01-18 10:00 | 0.91549
CCG | FR | 2018-01-18 11:00 | 0.91549
CCG | FR | 2018-01-18 12:00 | 0.91549
CCG | FR | 2018-01-18 13:00 | 0.91549
CCG | FR | 2018-01-18 14:00 | 0.91549
CCG | FR | 2018-01-18 15:00 | 0.91549
CCG | FR | 2018-01-18 16:00 | 0.91549
CCG | FR | 2018-01-18 17:00 | 0.91549
CCG | FR | 2018-01-18 18:00 | 0.91549
CCG | FR | 2018-01-18 19:00 | 0.91549
CCG | FR | 2018-01-18 20:00 | 0.91549
CCG | FR | 2018-01-18 21:00 | 0.91549
CCG | FR | 2018-01-18 22:00 | 0.91549
CCG | FR | 2018-01-18 23:00 | 0.91549
CCG | FR | 2018-01-19 | 0.9512
CCG | FR | 2018-01-19 01:00 | 0.9512
CCG | FR | 2018-01-19 02:00 | 0.9512
CCG | FR | 2018-01-19 03:00 | 0.9512
CCG | FR | 2018-01-19 04:00 | 0.9512
CCG | FR | 2018-01-19 05:00 | 0.9512
CCG | FR | 2018-01-19 06:00 | 0.9512
CCG | FR | 2018-01-19 07:00 | 0.9512
CCG | FR | 2018-01-19 08:00 | 0.9512
CCG | FR | 2018-01-19 09:00 | 0.9512
CCG | FR | 2018-01-19 10:00 | 0.9512
CCG | FR | 2018-01-19 11:00 | 0.9512
CCG | FR | 2018-01-19 12:00 | 0.9512
CCG | FR | 2018-01-19 13:00 | 0.9512
CCG | FR | 2018-01-19 14:00 | 0.9512
CCG | FR | 2018-01-19 15:00 | 0.9512
CCG | FR | 2018-01-19 16:00 | 0.9512
CCG | FR | 2018-01-19 17:00 | 0.9512
CCG | FR | 2018-01-19 18:00 | 0.9512
CCG | FR | 2018-01-19 19:00 | 0.9512
CCG | FR | 2018-01-19 20:00 | 0.9512
CCG | FR | 2018-01-19 21:00 | 0.9512
CCG | FR | 2018-01-19 22:00 | 0.9512
CCG | FR | 2018-01-19 23:00 | 0.9512
CCG | FR | 2018-01-20 | 0.9512
CCG | FR | 2018-01-20 01:00 | 0.9512
CCG | FR | 2018-01-20 02:00 | 0.9512
CCG | FR | 2018-01-20 03:00 | 0.9512
CCG | FR | 2018-01-20 04:00 | 0.9512
CCG | FR | 2018-01-20 05:00 | 0.9512
CCG | FR | 2018-01-20 06:00 | 0.9512
CCG | FR | 2018-01-20 07:00 | 0.9512
CCG | FR | 2018-01-20 08:00 | 0.9512
CCG | FR | 2018-01-20 09:00 | 0.9512
CCG | FR | 2018-01-20 10:00 | 0.9512
CCG | FR | 2018-01-20 11:00 | 0.9512
CCG | FR | 2018-01-20 12:00 | 0.9512
CCG | FR | 2018-01-20 13:00 | 0.9512
CCG | FR | 2018-01-20 14:00 | 0.9512
CCG | FR | 2018-01-20 15:00 | 0.9512
CCG | FR | 2018-01-20 16:00 | 0.9512
CCG | FR | 2018-01-20 17:00 | 0.9512
CCG | FR | 2018-01-20 18:00 | 0.9512
CCG | FR | 2018-01-20 19:00 | 0.9512
CCG | FR | 2018-01-20 20:00 | 0.9512
CCG | FR | 2018-01-20 21:00 | 0.9512
CCG | FR | 2018-01-20 22:00 | 0.9512
CCG | FR | 2018-01-20 23:00 | 0.9512
CCG | FR | 2018-01-21 | 0.9512
CCG | FR | 2018-01-21 01:00 | 0.9512
CCG | FR | 2018-01-21 02:00 | 0.9512
CCG | FR | 2018-01-21 03:00 | 0.9512
CCG | FR | 2018-01-21 04:00 | 0.9512
CCG | FR | 2018-01-21 05:00 | 0.9512
CCG | FR | 2018-01-21 06:00 | 0.9512
CCG | FR | 2018-01-21 07:00 | 0.9512
CCG | FR | 2018-01-21 08:00 | 0.9512
CCG | FR | 2018-01-21 09:00 | 0.9512
CCG | FR | 2018-01-21 10:00 | 0.95954
CCG | FR | 2018-01-21 11:00 | 0.95954
CCG | FR | 2018-01-21 12:00 | 0.95954
CCG | FR | 2018-01-21 13:00 | 0.9512
CCG | FR | 2018-01-21 14:00 | 0.9512
CCG | FR | 2018-01-21 15:00 | 0.9512
CCG | FR | 2018-01-21 16:00 | 0.9512
CCG | FR | 2018-01-21 17:00 | 0.9512
CCG | FR | 2018-01-21 18:00 | 0.9512
CCG | FR | 2018-01-21 19:00 | 0.9512
CCG | FR | 2018-01-21 20:00 | 0.9512
CCG | FR | 2018-01-21 21:00 | 0.9512
CCG | FR | 2018-01-21 22:00 | 0.9512
CCG | FR | 2018-01-21 23:00 | 0.9512
CCG | FR | 2018-01-22 | 0.9512
CCG | FR | 2018-01-22 01:00 | 0.9512
CCG | FR | 2018-01-22 02:00 | 0.9512
CCG | FR | 2018-01-22 03:00 | 0.9512
CCG | FR | 2018-01-22 04:00 | 0.9512
CCG | FR | 2018-01-22 05:00 | 0.99917
CCG | FR | 2018-01-22 06:00 | 0.99917
CCG | FR | 2018-01-22 07:00 | 0.99917
CCG | FR | 2018-01-22 08:00 | 0.98849
CCG | FR | 2018-01-22 09:00 | 0.98849
CCG | FR | 2018-01-22 10:00 | 0.99917
CCG | FR | 2018-01-22 11:00 | 0.99917
CCG | FR | 2018-01-22 12:00 | 1
CCG | FR | 2018-01-22 13:00 | 1
CCG | FR | 2018-01-22 14:00 | 1
CCG | FR | 2018-01-22 15:00 | 1
CCG | FR | 2018-01-22 16:00 | 1
CCG | FR | 2018-01-22 17:00 | 1
CCG | FR | 2018-01-22 18:00 | 1
CCG | FR | 2018-01-22 19:00 | 1
CCG | FR | 2018-01-22 20:00 | 1
CCG | FR | 2018-01-22 21:00 | 1
CCG | FR | 2018-01-22 22:00 | 1
CCG | FR | 2018-01-22 23:00 | 1
CCG | FR | 2018-01-23 | 1
CCG | FR | 2018-01-23 01:00 | 1
CCG | FR | 2018-01-23 02:00 | 1
CCG | FR | 2018-01-23 03:00 | 1
CCG | FR | 2018-01-23 04:00 | 1
CCG | FR | 2018-01-23 05:00 | 1
CCG | FR | 2018-01-23 06:00 | 1
CCG | FR | 2018-01-23 07:00 | 0.96454
CCG | FR | 2018-01-23 08:00 | 0.96454
CCG | FR | 2018-01-23 09:00 | 0.96454
CCG | FR | 2018-01-23 10:00 | 0.96454
CCG | FR | 2018-01-23 11:00 | 0.96454
CCG | FR | 2018-01-23 12:00 | 0.96454
CCG | FR | 2018-01-23 13:00 | 0.96454
CCG | FR | 2018-01-23 14:00 | 0.96454
CCG | FR | 2018-01-23 15:00 | 0.96454
CCG | FR | 2018-01-23 16:00 | 0.96454
CCG | FR | 2018-01-23 17:00 | 0.96454
CCG | FR | 2018-01-23 18:00 | 0.96454
CCG | FR | 2018-01-23 19:00 | 0.96454
CCG | FR | 2018-01-23 20:00 | 0.96454
CCG | FR | 2018-01-23 21:00 | 0.96454
CCG | FR | 2018-01-23 22:00 | 0.96454
CCG | FR | 2018-01-23 23:00 | 0.96454
CCG | FR | 2018-01-24 | 0.96454
CCG | FR | 2018-01-24 01:00 | 0.96454
CCG | FR | 2018-01-24 02:00 | 0.96454
CCG | FR | 2018-01-24 03:00 | 0.96454
CCG | FR | 2018-01-24 04:00 | 0.96454
CCG | FR | 2018-01-24 05:00 | 0.96454
CCG | FR | 2018-01-24 06:00 | 0.96454
CCG | FR | 2018-01-24 07:00 | 0.96454
CCG | FR | 2018-01-24 08:00 | 0.96454
CCG | FR | 2018-01-24 09:00 | 1
CCG | FR | 2018-01-24 10:00 | 1
CCG | FR | 2018-01-24 11:00 | 1
CCG | FR | 2018-01-24 12:00 | 1
CCG | FR | 2018-01-24 13:00 | 1
CCG | FR | 2018-01-24 14:00 | 1
CCG | FR | 2018-01-24 15:00 | 1
CCG | FR | 2018-01-24 16:00 | 1
CCG | FR | 2018-01-24 17:00 | 1
CCG | FR | 2018-01-24 18:00 | 1
CCG | FR | 2018-01-24 19:00 | 1
CCG | FR | 2018-01-24 20:00 | 1
CCG | FR | 2018-01-24 21:00 | 1
CCG | FR | 2018-01-24 22:00 | 1
CCG | FR | 2018-01-24 23:00 | 1
CCG | FR | 2018-01-25 | 1
CCG | FR | 2018-01-25 01:00 | 1
CCG | FR | 2018-01-25 02:00 | 1
CCG | FR | 2018-01-25 03:00 | 1
CCG | FR | 2018-01-25 04:00 | 1
CCG | FR | 2018-01-25 05:00 | 1
CCG | FR | 2018-01-25 06:00 | 1
CCG | FR | 2018-01-25 07:00 | 1
CCG | FR | 2018-01-25 08:00 | 1
CCG | FR | 2018-01-25 09:00 | 1
CCG | FR | 2018-01-25 10:00 | 1
CCG | FR | 2018-01-25 11:00 | 1
CCG | FR | 2018-01-25 12:00 | 1
CCG | FR | 2018-01-25 13:00 | 1
CCG | FR | 2018-01-25 14:00 | 1
CCG | FR | 2018-01-25 15:00 | 1
CCG | FR | 2018-01-25 16:00 | 1
CCG | FR | 2018-01-25 17:00 | 1
CCG | FR | 2018-01-25 18:00 | 1
CCG | FR | 2018-01-25 19:00 | 1
CCG | FR | 2018-01-25 20:00 | 1
CCG | FR | 2018-01-25 21:00 | 1
CCG | FR | 2018-01-25 22:00 | 1
CCG | FR | 2018-01-25 23:00 | 1
CCG | FR | 2018-01-26 | 1
CCG | FR | 2018-01-26 01:00 | 1
CCG | FR | 2018-01-26 02:00 | 1
CCG | FR | 2018-01-26 03:00 | 1
CCG | FR | 2018-01-26 04:00 | 1
CCG | FR | 2018-01-26 05:00 | 1
CCG | FR | 2018-01-26 06:00 | 0.96371
CCG | FR | 2018-01-26 07:00 | 0.96371
CCG | FR | 2018-01-26 08:00 | 1
CCG | FR | 2018-01-26 09:00 | 1
CCG | FR | 2018-01-26 10:00 | 1
CCG | FR | 2018-01-26 11:00 | 1
CCG | FR | 2018-01-26 12:00 | 1
CCG | FR | 2018-01-26 13:00 | 1
CCG | FR | 2018-01-26 14:00 | 1
CCG | FR | 2018-01-26 15:00 | 1
CCG | FR | 2018-01-26 16:00 | 1
CCG | FR | 2018-01-26 17:00 | 1
CCG | FR | 2018-01-26 18:00 | 1
CCG | FR | 2018-01-26 19:00 | 1
CCG | FR | 2018-01-26 20:00 | 1
CCG | FR | 2018-01-26 21:00 | 1
CCG | FR | 2018-01-26 22:00 | 1
CCG | FR | 2018-01-26 23:00 | 1
CCG | FR | 2018-01-27 | 1
CCG | FR | 2018-01-27 01:00 | 1
CCG | FR | 2018-01-27 02:00 | 1
CCG | FR | 2018-01-27 03:00 | 1
CCG | FR | 2018-01-27 04:00 | 1
CCG | FR | 2018-01-27 05:00 | 1
CCG | FR | 2018-01-27 06:00 | 1
CCG | FR | 2018-01-27 07:00 | 1
CCG | FR | 2018-01-27 08:00 | 1
CCG | FR | 2018-01-27 09:00 | 1
CCG | FR | 2018-01-27 10:00 | 1
CCG | FR | 2018-01-27 11:00 | 1
CCG | FR | 2018-01-27 12:00 | 1
CCG | FR | 2018-01-27 13:00 | 1
CCG | FR | 2018-01-27 14:00 | 1
CCG | FR | 2018-01-27 15:00 | 1
CCG | FR | 2018-01-27 16:00 | 1
CCG | FR | 2018-01-27 17:00 | 1
CCG | FR | 2018-01-27 18:00 | 1
CCG | FR | 2018-01-27 19:00 | 1
CCG | FR | 2018-01-27 20:00 | 1
CCG | FR | 2018-01-27 21:00 | 1
CCG | FR | 2018-01-27 22:00 | 1
CCG | FR | 2018-01-27 23:00 | 1
CCG | FR | 2018-01-28 | 0.96438
CCG | FR | 2018-01-28 01:00 | 0.96438
CCG | FR | 2018-01-28 02:00 | 0.96438
CCG | FR | 2018-01-28 03:00 | 0.96438
CCG | FR | 2018-01-28 04:00 | 0.96438
CCG | FR | 2018-01-28 05:00 | 0.96438
CCG | FR | 2018-01-28 06:00 | 0.96438
CCG | FR | 2018-01-28 07:00 | 0.96438
CCG | FR | 2018-01-28 08:00 | 0.96438
CCG | FR | 2018-01-28 09:00 | 0.96438
CCG | FR | 2018-01-28 10:00 | 0.96438
CCG | FR | 2018-01-28 11:00 | 0.96438
CCG | FR | 2018-01-28 12:00 | 0.96438
CCG | FR | 2018-01-28 13:00 | 0.96438
CCG | FR | 2018-01-28 14:00 | 0.96438
CCG | FR | 2018-01-28 15:00 | 0.96438
CCG | FR | 2018-01-28 16:00 | 0.96438
CCG | FR | 2018-01-28 17:00 | 0.96438
CCG | FR | 2018-01-28 18:00 | 1
CCG | FR | 2018-01-28 19:00 | 1
CCG | FR | 2018-01-28 20:00 | 0.98073
CCG | FR | 2018-01-28 21:00 | 0.98073
CCG | FR | 2018-01-28 22:00 | 0.98073
CCG | FR | 2018-01-28 23:00 | 0.98073
CCG | FR | 2018-01-29 | 0.94194
CCG | FR | 2018-01-29 01:00 | 0.94194
CCG | FR | 2018-01-29 02:00 | 0.94194
CCG | FR | 2018-01-29 03:00 | 0.94194
CCG | FR | 2018-01-29 04:00 | 0.94194
CCG | FR | 2018-01-29 05:00 | 0.94194
CCG | FR | 2018-01-29 06:00 | 0.89313
CCG | FR | 2018-01-29 07:00 | 0.94194
CCG | FR | 2018-01-29 08:00 | 0.94194
CCG | FR | 2018-01-29 09:00 | 0.94194
CCG | FR | 2018-01-29 10:00 | 0.94194
CCG | FR | 2018-01-29 11:00 | 0.94194
CCG | FR | 2018-01-29 12:00 | 0.94194
CCG | FR | 2018-01-29 13:00 | 0.94194
CCG | FR | 2018-01-29 14:00 | 0.94194
CCG | FR | 2018-01-29 15:00 | 0.94194
CCG | FR | 2018-01-29 16:00 | 0.94194
CCG | FR | 2018-01-29 17:00 | 0.94194
CCG | FR | 2018-01-29 18:00 | 0.94194
CCG | FR | 2018-01-29 19:00 | 0.94194
CCG | FR | 2018-01-29 20:00 | 0.94194
CCG | FR | 2018-01-29 21:00 | 0.94194
CCG | FR | 2018-01-29 22:00 | 0.94194
CCG | FR | 2018-01-29 23:00 | 0.98073
CCG | FR | 2018-01-30 | 0.98073
CCG | FR | 2018-01-30 01:00 | 0.98073
CCG | FR | 2018-01-30 02:00 | 0.94194
CCG | FR | 2018-01-30 03:00 | 0.94194
CCG | FR | 2018-01-30 04:00 | 0.94194
CCG | FR | 2018-01-30 05:00 | 0.94194
CCG | FR | 2018-01-30 06:00 | 0.94194
CCG | FR | 2018-01-30 07:00 | 0.94194
CCG | FR | 2018-01-30 08:00 | 0.94194
CCG | FR | 2018-01-30 09:00 | 0.94194
CCG | FR | 2018-01-30 10:00 | 0.94194
CCG | FR | 2018-01-30 11:00 | 0.94194
CCG | FR | 2018-01-30 12:00 | 0.98073
CCG | FR | 2018-01-30 13:00 | 0.98073
CCG | FR | 2018-01-30 14:00 | 0.98073
CCG | FR | 2018-01-30 15:00 | 0.98073
CCG | FR | 2018-01-30 16:00 | 0.98073
CCG | FR | 2018-01-30 17:00 | 0.98073
CCG | FR | 2018-01-30 18:00 | 0.98073
CCG | FR | 2018-01-30 19:00 | 0.98073
CCG | FR | 2018-01-30 20:00 | 0.98073
CCG | FR | 2018-01-30 21:00 | 0.98073
CCG | FR | 2018-01-30 22:00 | 0.98073
CCG | FR | 2018-01-30 23:00 | 0.98073
CCG | FR | 2018-01-31 | 0.98073
CCG | FR | 2018-01-31 01:00 | 0.98073
CCG | FR | 2018-01-31 02:00 | 0.98073
CCG | FR | 2018-01-31 03:00 | 0.98073
CCG | FR | 2018-01-31 04:00 | 0.98073
CCG | FR | 2018-01-31 05:00 | 0.98073
CCG | FR | 2018-01-31 06:00 | 0.98073
CCG | FR | 2018-01-31 07:00 | 0.98073
CCG | FR | 2018-01-31 08:00 | 0.98073
CCG | FR | 2018-01-31 09:00 | 0.98073
CCG | FR | 2018-01-31 10:00 | 0.94628
CCG | FR | 2018-01-31 11:00 | 0.94628
CCG | FR | 2018-01-31 12:00 | 0.94628
CCG | FR | 2018-01-31 13:00 | 0.94628
CCG | FR | 2018-01-31 14:00 | 0.94628
CCG | FR | 2018-01-31 15:00 | 0.94628
CCG | FR | 2018-01-31 16:00 | 0.94628
CCG | FR | 2018-01-31 17:00 | 0.94628
CCG | FR | 2018-01-31 18:00 | 0.94628
CCG | FR | 2018-01-31 19:00 | 0.94628
CCG | FR | 2018-01-31 20:00 | 0.94628
CCG | FR | 2018-01-31 21:00 | 0.98073
CCG | FR | 2018-01-31 22:00 | 0.98073
CCG | FR | 2018-01-31 23:00 | 0.98073
CCG | FR | 2018-02-01 | 0.98073
CCG | FR | 2018-02-01 01:00 | 0.98073
CCG | FR | 2018-02-01 02:00 | 0.98073
CCG | FR | 2018-02-01 03:00 | 0.98073
CCG | FR | 2018-02-01 04:00 | 0.98073
CCG | FR | 2018-02-01 05:00 | 0.94444
CCG | FR | 2018-02-01 06:00 | 0.94444
CCG | FR | 2018-02-01 07:00 | 0.98073
CCG | FR | 2018-02-01 08:00 | 0.98073
CCG | FR | 2018-02-01 09:00 | 0.98073
CCG | FR | 2018-02-01 10:00 | 0.98073
CCG | FR | 2018-02-01 11:00 | 0.98073
CCG | FR | 2018-02-01 12:00 | 0.98073
CCG | FR | 2018-02-01 13:00 | 0.98073
CCG | FR | 2018-02-01 14:00 | 0.98073
CCG | FR | 2018-02-01 15:00 | 0.98073
CCG | FR | 2018-02-01 16:00 | 0.98073
CCG | FR | 2018-02-01 17:00 | 0.98073
CCG | FR | 2018-02-01 18:00 | 0.98073
CCG | FR | 2018-02-01 19:00 | 0.98073
CCG | FR | 2018-02-01 20:00 | 0.98073
CCG | FR | 2018-02-01 21:00 | 0.98073
CCG | FR | 2018-02-01 22:00 | 0.98073
CCG | FR | 2018-02-01 23:00 | 0.98073
CCG | FR | 2018-02-02 | 0.98073
CCG | FR | 2018-02-02 01:00 | 0.98073
CCG | FR | 2018-02-02 02:00 | 0.98073
CCG | FR | 2018-02-02 03:00 | 0.98073
CCG | FR | 2018-02-02 04:00 | 0.98073
CCG | FR | 2018-02-02 05:00 | 0.98073
CCG | FR | 2018-02-02 06:00 | 0.98073
CCG | FR | 2018-02-02 07:00 | 0.93193
CCG | FR | 2018-02-02 08:00 | 0.93193
CCG | FR | 2018-02-02 09:00 | 0.93193
CCG | FR | 2018-02-02 10:00 | 0.98073
CCG | FR | 2018-02-02 11:00 | 0.98073
CCG | FR | 2018-02-02 12:00 | 0.98073
CCG | FR | 2018-02-02 13:00 | 0.98073
CCG | FR | 2018-02-02 14:00 | 0.98073
CCG | FR | 2018-02-02 15:00 | 0.98073
CCG | FR | 2018-02-02 16:00 | 0.98073
CCG | FR | 2018-02-02 17:00 | 0.98073
CCG | FR | 2018-02-02 18:00 | 0.98073
CCG | FR | 2018-02-02 19:00 | 0.94194
CCG | FR | 2018-02-02 20:00 | 0.94194
CCG | FR | 2018-02-02 21:00 | 0.94194
CCG | FR | 2018-02-02 22:00 | 0.94194
CCG | FR | 2018-02-02 23:00 | 0.94194
CCG | FR | 2018-02-03 | 0.94194
CCG | FR | 2018-02-03 01:00 | 0.94194
CCG | FR | 2018-02-03 02:00 | 0.94194
CCG | FR | 2018-02-03 03:00 | 0.94194
CCG | FR | 2018-02-03 04:00 | 0.94194
CCG | FR | 2018-02-03 05:00 | 0.94194
CCG | FR | 2018-02-03 06:00 | 0.94194
CCG | FR | 2018-02-03 07:00 | 0.94194
CCG | FR | 2018-02-03 08:00 | 0.94194
CCG | FR | 2018-02-03 09:00 | 0.94194
CCG | FR | 2018-02-03 10:00 | 0.94194
CCG | FR | 2018-02-03 11:00 | 0.94194
CCG | FR | 2018-02-03 12:00 | 0.94194
CCG | FR | 2018-02-03 13:00 | 0.94194
CCG | FR | 2018-02-03 14:00 | 0.94194
CCG | FR | 2018-02-03 15:00 | 0.94194
CCG | FR | 2018-02-03 16:00 | 0.94194
CCG | FR | 2018-02-03 17:00 | 0.94194
CCG | FR | 2018-02-03 18:00 | 0.94194
CCG | FR | 2018-02-03 19:00 | 0.94194
CCG | FR | 2018-02-03 20:00 | 0.96121
CCG | FR | 2018-02-03 21:00 | 0.96121
CCG | FR | 2018-02-03 22:00 | 0.96121
CCG | FR | 2018-02-03 23:00 | 0.96121
CCG | FR | 2018-02-04 | 0.96121
CCG | FR | 2018-02-04 01:00 | 1
CCG | FR | 2018-02-04 02:00 | 1
CCG | FR | 2018-02-04 03:00 | 1
CCG | FR | 2018-02-04 04:00 | 1
CCG | FR | 2018-02-04 05:00 | 1
CCG | FR | 2018-02-04 06:00 | 1
CCG | FR | 2018-02-04 07:00 | 1
CCG | FR | 2018-02-04 08:00 | 1
CCG | FR | 2018-02-04 09:00 | 1
CCG | FR | 2018-02-04 10:00 | 1
CCG | FR | 2018-02-04 11:00 | 1
CCG | FR | 2018-02-04 12:00 | 1
CCG | FR | 2018-02-04 13:00 | 1
CCG | FR | 2018-02-04 14:00 | 1
CCG | FR | 2018-02-04 15:00 | 1
CCG | FR | 2018-02-04 16:00 | 0.96438
CCG | FR | 2018-02-04 17:00 | 0.96438
CCG | FR | 2018-02-04 18:00 | 1
CCG | FR | 2018-02-04 19:00 | 1
CCG | FR | 2018-02-04 20:00 | 1
CCG | FR | 2018-02-04 21:00 | 1
CCG | FR | 2018-02-04 22:00 | 1
CCG | FR | 2018-02-04 23:00 | 1
CCG | FR | 2018-02-05 | 1
CCG | FR | 2018-02-05 01:00 | 1
CCG | FR | 2018-02-05 02:00 | 1
CCG | FR | 2018-02-05 03:00 | 1
CCG | FR | 2018-02-05 04:00 | 1
CCG | FR | 2018-02-05 05:00 | 1
CCG | FR | 2018-02-05 06:00 | 1
CCG | FR | 2018-02-05 07:00 | 1
CCG | FR | 2018-02-05 08:00 | 1
CCG | FR | 2018-02-05 09:00 | 1
CCG | FR | 2018-02-05 10:00 | 1
CCG | FR | 2018-02-05 11:00 | 1
CCG | FR | 2018-02-05 12:00 | 1
CCG | FR | 2018-02-05 13:00 | 1
CCG | FR | 2018-02-05 14:00 | 1
CCG | FR | 2018-02-05 15:00 | 1
CCG | FR | 2018-02-05 16:00 | 1
CCG | FR | 2018-02-05 17:00 | 1
CCG | FR | 2018-02-05 18:00 | 1
CCG | FR | 2018-02-05 19:00 | 1
CCG | FR | 2018-02-05 20:00 | 1
CCG | FR | 2018-02-05 21:00 | 1
CCG | FR | 2018-02-05 22:00 | 1
CCG | FR | 2018-02-05 23:00 | 1
CCG | FR | 2018-02-06 | 1
CCG | FR | 2018-02-06 01:00 | 1
CCG | FR | 2018-02-06 02:00 | 1
CCG | FR | 2018-02-06 03:00 | 1
CCG | FR | 2018-02-06 04:00 | 1
CCG | FR | 2018-02-06 05:00 | 1
CCG | FR | 2018-02-06 06:00 | 1
CCG | FR | 2018-02-06 07:00 | 1
CCG | FR | 2018-02-06 08:00 | 1
CCG | FR | 2018-02-06 09:00 | 1
CCG | FR | 2018-02-06 10:00 | 1
CCG | FR | 2018-02-06 11:00 | 1
CCG | FR | 2018-02-06 12:00 | 1
CCG | FR | 2018-02-06 13:00 | 1
CCG | FR | 2018-02-06 14:00 | 1
CCG | FR | 2018-02-06 15:00 | 1
CCG | FR | 2018-02-06 16:00 | 1
CCG | FR | 2018-02-06 17:00 | 1
CCG | FR | 2018-02-06 18:00 | 1
CCG | FR | 2018-02-06 19:00 | 1
CCG | FR | 2018-02-06 20:00 | 1
CCG | FR | 2018-02-06 21:00 | 1
CCG | FR | 2018-02-06 22:00 | 1
CCG | FR | 2018-02-06 23:00 | 1
CCG | FR | 2018-02-07 | 1
CCG | FR | 2018-02-07 01:00 | 1
CCG | FR | 2018-02-07 02:00 | 1
CCG | FR | 2018-02-07 03:00 | 1
CCG | FR | 2018-02-07 04:00 | 1
CCG | FR | 2018-02-07 05:00 | 1
CCG | FR | 2018-02-07 06:00 | 1
CCG | FR | 2018-02-07 07:00 | 0.99954
CCG | FR | 2018-02-07 08:00 | 0.99954
CCG | FR | 2018-02-07 09:00 | 0.99954
CCG | FR | 2018-02-07 10:00 | 0.99954
CCG | FR | 2018-02-07 11:00 | 0.99954
CCG | FR | 2018-02-07 12:00 | 0.99954
CCG | FR | 2018-02-07 13:00 | 0.99954
CCG | FR | 2018-02-07 14:00 | 0.99954
CCG | FR | 2018-02-07 15:00 | 0.99954
CCG | FR | 2018-02-07 16:00 | 0.99954
CCG | FR | 2018-02-07 17:00 | 0.99954
CCG | FR | 2018-02-07 18:00 | 1
CCG | FR | 2018-02-07 19:00 | 1
CCG | FR | 2018-02-07 20:00 | 1
CCG | FR | 2018-02-07 21:00 | 1
CCG | FR | 2018-02-07 22:00 | 1
CCG | FR | 2018-02-07 23:00 | 1
CCG | FR | 2018-02-08 | 1
CCG | FR | 2018-02-08 01:00 | 1
CCG | FR | 2018-02-08 02:00 | 1
CCG | FR | 2018-02-08 03:00 | 1
CCG | FR | 2018-02-08 04:00 | 1
CCG | FR | 2018-02-08 05:00 | 1
CCG | FR | 2018-02-08 06:00 | 1
CCG | FR | 2018-02-08 07:00 | 1
CCG | FR | 2018-02-08 08:00 | 1
CCG | FR | 2018-02-08 09:00 | 0.98073
CCG | FR | 2018-02-08 10:00 | 1
CCG | FR | 2018-02-08 11:00 | 1
CCG | FR | 2018-02-08 12:00 | 1
CCG | FR | 2018-02-08 13:00 | 1
CCG | FR | 2018-02-08 14:00 | 1
CCG | FR | 2018-02-08 15:00 | 1
CCG | FR | 2018-02-08 16:00 | 1
CCG | FR | 2018-02-08 17:00 | 1
CCG | FR | 2018-02-08 18:00 | 1
CCG | FR | 2018-02-08 19:00 | 1
CCG | FR | 2018-02-08 20:00 | 1
CCG | FR | 2018-02-08 21:00 | 1
CCG | FR | 2018-02-08 22:00 | 1
CCG | FR | 2018-02-08 23:00 | 1
CCG | FR | 2018-02-09 | 1
CCG | FR | 2018-02-09 01:00 | 1
CCG | FR | 2018-02-09 02:00 | 1
CCG | FR | 2018-02-09 03:00 | 1
CCG | FR | 2018-02-09 04:00 | 1
CCG | FR | 2018-02-09 05:00 | 1
CCG | FR | 2018-02-09 06:00 | 1
CCG | FR | 2018-02-09 07:00 | 1
CCG | FR | 2018-02-09 08:00 | 1
CCG | FR | 2018-02-09 09:00 | 1
CCG | FR | 2018-02-09 10:00 | 1
CCG | FR | 2018-02-09 11:00 | 1
CCG | FR | 2018-02-09 12:00 | 1
CCG | FR | 2018-02-09 13:00 | 1
CCG | FR | 2018-02-09 14:00 | 1
CCG | FR | 2018-02-09 15:00 | 1
CCG | FR | 2018-02-09 16:00 | 1
CCG | FR | 2018-02-09 17:00 | 1
CCG | FR | 2018-02-09 18:00 | 1
CCG | FR | 2018-02-09 19:00 | 1
CCG | FR | 2018-02-09 20:00 | 1
CCG | FR | 2018-02-09 21:00 | 1
CCG | FR | 2018-02-09 22:00 | 1
CCG | FR | 2018-02-09 23:00 | 1
CCG | FR | 2018-02-10 | 1
CCG | FR | 2018-02-10 01:00 | 1
CCG | FR | 2018-02-10 02:00 | 1
CCG | FR | 2018-02-10 03:00 | 1
CCG | FR | 2018-02-10 04:00 | 1
CCG | FR | 2018-02-10 05:00 | 1
CCG | FR | 2018-02-10 06:00 | 1
CCG | FR | 2018-02-10 07:00 | 1
CCG | FR | 2018-02-10 08:00 | 1
CCG | FR | 2018-02-10 09:00 | 1
CCG | FR | 2018-02-10 10:00 | 1
CCG | FR | 2018-02-10 11:00 | 1
CCG | FR | 2018-02-10 12:00 | 1
CCG | FR | 2018-02-10 13:00 | 1
CCG | FR | 2018-02-10 14:00 | 1
CCG | FR | 2018-02-10 15:00 | 1
CCG | FR | 2018-02-10 16:00 | 1
CCG | FR | 2018-02-10 17:00 | 1
CCG | FR | 2018-02-10 18:00 | 1
CCG | FR | 2018-02-10 19:00 | 1
CCG | FR | 2018-02-10 20:00 | 1
CCG | FR | 2018-02-10 21:00 | 1
CCG | FR | 2018-02-10 22:00 | 1
CCG | FR | 2018-02-10 23:00 | 1
CCG | FR | 2018-02-11 | 1
CCG | FR | 2018-02-11 01:00 | 1
CCG | FR | 2018-02-11 02:00 | 1
CCG | FR | 2018-02-11 03:00 | 1
CCG | FR | 2018-02-11 04:00 | 1
CCG | FR | 2018-02-11 05:00 | 1
CCG | FR | 2018-02-11 06:00 | 1
CCG | FR | 2018-02-11 07:00 | 1
CCG | FR | 2018-02-11 08:00 | 1
CCG | FR | 2018-02-11 09:00 | 1
CCG | FR | 2018-02-11 10:00 | 1
CCG | FR | 2018-02-11 11:00 | 1
CCG | FR | 2018-02-11 12:00 | 1
CCG | FR | 2018-02-11 13:00 | 1
CCG | FR | 2018-02-11 14:00 | 1
CCG | FR | 2018-02-11 15:00 | 1
CCG | FR | 2018-02-11 16:00 | 1
CCG | FR | 2018-02-11 17:00 | 1
CCG | FR | 2018-02-11 18:00 | 1
CCG | FR | 2018-02-11 19:00 | 1
CCG | FR | 2018-02-11 20:00 | 1
CCG | FR | 2018-02-11 21:00 | 1
CCG | FR | 2018-02-11 22:00 | 1
CCG | FR | 2018-02-11 23:00 | 1
CCG | FR | 2018-02-12 | 1
CCG | FR | 2018-02-12 01:00 | 1
CCG | FR | 2018-02-12 02:00 | 1
CCG | FR | 2018-02-12 03:00 | 1
CCG | FR | 2018-02-12 04:00 | 1
CCG | FR | 2018-02-12 05:00 | 1
CCG | FR | 2018-02-12 06:00 | 1
CCG | FR | 2018-02-12 07:00 | 1
CCG | FR | 2018-02-12 08:00 | 1
CCG | FR | 2018-02-12 09:00 | 1
CCG | FR | 2018-02-12 10:00 | 1
CCG | FR | 2018-02-12 11:00 | 1
CCG | FR | 2018-02-12 12:00 | 1
CCG | FR | 2018-02-12 13:00 | 1
CCG | FR | 2018-02-12 14:00 | 1
CCG | FR | 2018-02-12 15:00 | 1
CCG | FR | 2018-02-12 16:00 | 1
CCG | FR | 2018-02-12 17:00 | 1
CCG | FR | 2018-02-12 18:00 | 1
CCG | FR | 2018-02-12 19:00 | 1
CCG | FR | 2018-02-12 20:00 | 1
CCG | FR | 2018-02-12 21:00 | 1
CCG | FR | 2018-02-12 22:00 | 1
CCG | FR | 2018-02-12 23:00 | 1
CCG | FR | 2018-02-13 | 1
CCG | FR | 2018-02-13 01:00 | 1
CCG | FR | 2018-02-13 02:00 | 1
CCG | FR | 2018-02-13 03:00 | 1
CCG | FR | 2018-02-13 04:00 | 1
CCG | FR | 2018-02-13 05:00 | 1
CCG | FR | 2018-02-13 06:00 | 1
CCG | FR | 2018-02-13 07:00 | 1
CCG | FR | 2018-02-13 08:00 | 1
CCG | FR | 2018-02-13 09:00 | 1
CCG | FR | 2018-02-13 10:00 | 1
CCG | FR | 2018-02-13 11:00 | 1
CCG | FR | 2018-02-13 12:00 | 1
CCG | FR | 2018-02-13 13:00 | 1
CCG | FR | 2018-02-13 14:00 | 1
CCG | FR | 2018-02-13 15:00 | 1
CCG | FR | 2018-02-13 16:00 | 1
CCG | FR | 2018-02-13 17:00 | 1
CCG | FR | 2018-02-13 18:00 | 1
CCG | FR | 2018-02-13 19:00 | 1
CCG | FR | 2018-02-13 20:00 | 1
CCG | FR | 2018-02-13 21:00 | 1
CCG | FR | 2018-02-13 22:00 | 1
CCG | FR | 2018-02-13 23:00 | 1
CCG | FR | 2018-02-14 | 1
CCG | FR | 2018-02-14 01:00 | 1
CCG | FR | 2018-02-14 02:00 | 1
CCG | FR | 2018-02-14 03:00 | 1
CCG | FR | 2018-02-14 04:00 | 1
CCG | FR | 2018-02-14 05:00 | 1
CCG | FR | 2018-02-14 06:00 | 1
CCG | FR | 2018-02-14 07:00 | 1
CCG | FR | 2018-02-14 08:00 | 1
CCG | FR | 2018-02-14 09:00 | 1
CCG | FR | 2018-02-14 10:00 | 1
CCG | FR | 2018-02-14 11:00 | 1
CCG | FR | 2018-02-14 12:00 | 1
CCG | FR | 2018-02-14 13:00 | 1
CCG | FR | 2018-02-14 14:00 | 1
CCG | FR | 2018-02-14 15:00 | 1
CCG | FR | 2018-02-14 16:00 | 1
CCG | FR | 2018-02-14 17:00 | 1
CCG | FR | 2018-02-14 18:00 | 1
CCG | FR | 2018-02-14 19:00 | 1
CCG | FR | 2018-02-14 20:00 | 1
CCG | FR | 2018-02-14 21:00 | 1
CCG | FR | 2018-02-14 22:00 | 1
CCG | FR | 2018-02-14 23:00 | 1
CCG | FR | 2018-02-15 | 1
CCG | FR | 2018-02-15 01:00 | 1
CCG | FR | 2018-02-15 02:00 | 1
CCG | FR | 2018-02-15 03:00 | 1
CCG | FR | 2018-02-15 04:00 | 0.98048
CCG | FR | 2018-02-15 05:00 | 0.98048
CCG | FR | 2018-02-15 06:00 | 0.98048
CCG | FR | 2018-02-15 07:00 | 0.98048
CCG | FR | 2018-02-15 08:00 | 0.98048
CCG | FR | 2018-02-15 09:00 | 0.98048
CCG | FR | 2018-02-15 10:00 | 0.98048
CCG | FR | 2018-02-15 11:00 | 0.98048
CCG | FR | 2018-02-15 12:00 | 0.98048
CCG | FR | 2018-02-15 13:00 | 0.98048
CCG | FR | 2018-02-15 14:00 | 0.98048
CCG | FR | 2018-02-15 15:00 | 0.98048
CCG | FR | 2018-02-15 16:00 | 0.98073
CCG | FR | 2018-02-15 17:00 | 0.98073
CCG | FR | 2018-02-15 18:00 | 0.98073
CCG | FR | 2018-02-15 19:00 | 0.98073
CCG | FR | 2018-02-15 20:00 | 0.98073
CCG | FR | 2018-02-15 21:00 | 0.98073
CCG | FR | 2018-02-15 22:00 | 0.98073
CCG | FR | 2018-02-15 23:00 | 0.98073
CCG | FR | 2018-02-16 | 0.98073
CCG | FR | 2018-02-16 01:00 | 0.98073
CCG | FR | 2018-02-16 02:00 | 0.98073
CCG | FR | 2018-02-16 03:00 | 0.98073
CCG | FR | 2018-02-16 04:00 | 0.98073
CCG | FR | 2018-02-16 05:00 | 0.98073
CCG | FR | 2018-02-16 06:00 | 0.98073
CCG | FR | 2018-02-16 07:00 | 0.98073
CCG | FR | 2018-02-16 08:00 | 0.98073
CCG | FR | 2018-02-16 09:00 | 0.98073
CCG | FR | 2018-02-16 10:00 | 1
CCG | FR | 2018-02-16 11:00 | 1
CCG | FR | 2018-02-16 12:00 | 1
CCG | FR | 2018-02-16 13:00 | 1
CCG | FR | 2018-02-16 14:00 | 1
CCG | FR | 2018-02-16 15:00 | 1
CCG | FR | 2018-02-16 16:00 | 1
CCG | FR | 2018-02-16 17:00 | 1
CCG | FR | 2018-02-16 18:00 | 1
CCG | FR | 2018-02-16 19:00 | 1
CCG | FR | 2018-02-16 20:00 | 1
CCG | FR | 2018-02-16 21:00 | 1
CCG | FR | 2018-02-16 22:00 | 1
CCG | FR | 2018-02-16 23:00 | 1
CCG | FR | 2018-02-17 | 1
CCG | FR | 2018-02-17 01:00 | 1
CCG | FR | 2018-02-17 02:00 | 1
CCG | FR | 2018-02-17 03:00 | 1
CCG | FR | 2018-02-17 04:00 | 1
CCG | FR | 2018-02-17 05:00 | 1
CCG | FR | 2018-02-17 06:00 | 1
CCG | FR | 2018-02-17 07:00 | 1
CCG | FR | 2018-02-17 08:00 | 1
CCG | FR | 2018-02-17 09:00 | 1
CCG | FR | 2018-02-17 10:00 | 1
CCG | FR | 2018-02-17 11:00 | 1
CCG | FR | 2018-02-17 12:00 | 1
CCG | FR | 2018-02-17 13:00 | 1
CCG | FR | 2018-02-17 14:00 | 1
CCG | FR | 2018-02-17 15:00 | 1
CCG | FR | 2018-02-17 16:00 | 1
CCG | FR | 2018-02-17 17:00 | 1
CCG | FR | 2018-02-17 18:00 | 1
CCG | FR | 2018-02-17 19:00 | 1
CCG | FR | 2018-02-17 20:00 | 1
CCG | FR | 2018-02-17 21:00 | 1
CCG | FR | 2018-02-17 22:00 | 1
CCG | FR | 2018-02-17 23:00 | 1
CCG | FR | 2018-02-18 | 0.96555
CCG | FR | 2018-02-18 01:00 | 0.96555
CCG | FR | 2018-02-18 02:00 | 0.96555
CCG | FR | 2018-02-18 03:00 | 0.96555
CCG | FR | 2018-02-18 04:00 | 0.96555
CCG | FR | 2018-02-18 05:00 | 0.96555
CCG | FR | 2018-02-18 06:00 | 0.96555
CCG | FR | 2018-02-18 07:00 | 0.96555
CCG | FR | 2018-02-18 08:00 | 0.96555
CCG | FR | 2018-02-18 09:00 | 0.96555
CCG | FR | 2018-02-18 10:00 | 0.96555
CCG | FR | 2018-02-18 11:00 | 1
CCG | FR | 2018-02-18 12:00 | 1
CCG | FR | 2018-02-18 13:00 | 1
CCG | FR | 2018-02-18 14:00 | 1
CCG | FR | 2018-02-18 15:00 | 1
CCG | FR | 2018-02-18 16:00 | 1
CCG | FR | 2018-02-18 17:00 | 1
CCG | FR | 2018-02-18 18:00 | 1
CCG | FR | 2018-02-18 19:00 | 0.98073
CCG | FR | 2018-02-18 20:00 | 0.98073
CCG | FR | 2018-02-18 21:00 | 0.98073
CCG | FR | 2018-02-18 22:00 | 1
CCG | FR | 2018-02-18 23:00 | 1
CCG | FR | 2018-02-19 | 1
CCG | FR | 2018-02-19 01:00 | 1
CCG | FR | 2018-02-19 02:00 | 1
CCG | FR | 2018-02-19 03:00 | 1
CCG | FR | 2018-02-19 04:00 | 1
CCG | FR | 2018-02-19 05:00 | 1
CCG | FR | 2018-02-19 06:00 | 1
CCG | FR | 2018-02-19 07:00 | 1
CCG | FR | 2018-02-19 08:00 | 1
CCG | FR | 2018-02-19 09:00 | 1
CCG | FR | 2018-02-19 10:00 | 1
CCG | FR | 2018-02-19 11:00 | 1
CCG | FR | 2018-02-19 12:00 | 1
CCG | FR | 2018-02-19 13:00 | 1
CCG | FR | 2018-02-19 14:00 | 1
CCG | FR | 2018-02-19 15:00 | 1
CCG | FR | 2018-02-19 16:00 | 1
CCG | FR | 2018-02-19 17:00 | 1
CCG | FR | 2018-02-19 18:00 | 1
CCG | FR | 2018-02-19 19:00 | 1
CCG | FR | 2018-02-19 20:00 | 1
CCG | FR | 2018-02-19 21:00 | 1
CCG | FR | 2018-02-19 22:00 | 0.9829
CCG | FR | 2018-02-19 23:00 | 1
CCG | FR | 2018-02-20 | 1
CCG | FR | 2018-02-20 01:00 | 1
CCG | FR | 2018-02-20 02:00 | 1
CCG | FR | 2018-02-20 03:00 | 1
CCG | FR | 2018-02-20 04:00 | 1
CCG | FR | 2018-02-20 05:00 | 1
CCG | FR | 2018-02-20 06:00 | 1
CCG | FR | 2018-02-20 07:00 | 1
CCG | FR | 2018-02-20 08:00 | 1
CCG | FR | 2018-02-20 09:00 | 1
CCG | FR | 2018-02-20 10:00 | 1
CCG | FR | 2018-02-20 11:00 | 1
CCG | FR | 2018-02-20 12:00 | 1
CCG | FR | 2018-02-20 13:00 | 1
CCG | FR | 2018-02-20 14:00 | 1
CCG | FR | 2018-02-20 15:00 | 1
CCG | FR | 2018-02-20 16:00 | 1
CCG | FR | 2018-02-20 17:00 | 1
CCG | FR | 2018-02-20 18:00 | 1
CCG | FR | 2018-02-20 19:00 | 1
CCG | FR | 2018-02-20 20:00 | 0.98073
CCG | FR | 2018-02-20 21:00 | 0.98073
CCG | FR | 2018-02-20 22:00 | 0.98073
CCG | FR | 2018-02-20 23:00 | 1
CCG | FR | 2018-02-21 | 1
CCG | FR | 2018-02-21 01:00 | 0.96121
CCG | FR | 2018-02-21 02:00 | 0.96121
CCG | FR | 2018-02-21 03:00 | 0.96121
CCG | FR | 2018-02-21 04:00 | 0.96121
CCG | FR | 2018-02-21 05:00 | 0.96121
CCG | FR | 2018-02-21 06:00 | 1
CCG | FR | 2018-02-21 07:00 | 1
CCG | FR | 2018-02-21 08:00 | 1
CCG | FR | 2018-02-21 09:00 | 1
CCG | FR | 2018-02-21 10:00 | 1
CCG | FR | 2018-02-21 11:00 | 1
CCG | FR | 2018-02-21 12:00 | 1
CCG | FR | 2018-02-21 13:00 | 1
CCG | FR | 2018-02-21 14:00 | 1
CCG | FR | 2018-02-21 15:00 | 1
CCG | FR | 2018-02-21 16:00 | 1
CCG | FR | 2018-02-21 17:00 | 1
CCG | FR | 2018-02-21 18:00 | 1
CCG | FR | 2018-02-21 19:00 | 1
CCG | FR | 2018-02-21 20:00 | 1
CCG | FR | 2018-02-21 21:00 | 1
CCG | FR | 2018-02-21 22:00 | 1
CCG | FR | 2018-02-21 23:00 | 1
CCG | FR | 2018-02-22 | 1
CCG | FR | 2018-02-22 01:00 | 1
CCG | FR | 2018-02-22 02:00 | 1
CCG | FR | 2018-02-22 03:00 | 1
CCG | FR | 2018-02-22 04:00 | 1
CCG | FR | 2018-02-22 05:00 | 1
CCG | FR | 2018-02-22 06:00 | 1
CCG | FR | 2018-02-22 07:00 | 1
CCG | FR | 2018-02-22 08:00 | 1
CCG | FR | 2018-02-22 09:00 | 1
CCG | FR | 2018-02-22 10:00 | 1
CCG | FR | 2018-02-22 11:00 | 1
CCG | FR | 2018-02-22 12:00 | 1
CCG | FR | 2018-02-22 13:00 | 1
CCG | FR | 2018-02-22 14:00 | 1
CCG | FR | 2018-02-22 15:00 | 1
CCG | FR | 2018-02-22 16:00 | 1
CCG | FR | 2018-02-22 17:00 | 1
CCG | FR | 2018-02-22 18:00 | 0.98073
CCG | FR | 2018-02-22 19:00 | 1
CCG | FR | 2018-02-22 20:00 | 1
CCG | FR | 2018-02-22 21:00 | 1
CCG | FR | 2018-02-22 22:00 | 1
CCG | FR | 2018-02-22 23:00 | 1
CCG | FR | 2018-02-23 | 1
CCG | FR | 2018-02-23 01:00 | 1
CCG | FR | 2018-02-23 02:00 | 1
CCG | FR | 2018-02-23 03:00 | 1
CCG | FR | 2018-02-23 04:00 | 1
CCG | FR | 2018-02-23 05:00 | 1
CCG | FR | 2018-02-23 06:00 | 1
CCG | FR | 2018-02-23 07:00 | 1
CCG | FR | 2018-02-23 08:00 | 1
CCG | FR | 2018-02-23 09:00 | 1
CCG | FR | 2018-02-23 10:00 | 1
CCG | FR | 2018-02-23 11:00 | 1
CCG | FR | 2018-02-23 12:00 | 1
CCG | FR | 2018-02-23 13:00 | 1
CCG | FR | 2018-02-23 14:00 | 1
CCG | FR | 2018-02-23 15:00 | 1
CCG | FR | 2018-02-23 16:00 | 1
CCG | FR | 2018-02-23 17:00 | 1
CCG | FR | 2018-02-23 18:00 | 1
CCG | FR | 2018-02-23 19:00 | 1
CCG | FR | 2018-02-23 20:00 | 1
CCG | FR | 2018-02-23 21:00 | 1
CCG | FR | 2018-02-23 22:00 | 1
CCG | FR | 2018-02-23 23:00 | 1
CCG | FR | 2018-02-24 | 1
CCG | FR | 2018-02-24 01:00 | 1
CCG | FR | 2018-02-24 02:00 | 1
CCG | FR | 2018-02-24 03:00 | 1
CCG | FR | 2018-02-24 04:00 | 1
CCG | FR | 2018-02-24 05:00 | 1
CCG | FR | 2018-02-24 06:00 | 1
CCG | FR | 2018-02-24 07:00 | 1
CCG | FR | 2018-02-24 08:00 | 1
CCG | FR | 2018-02-24 09:00 | 1
CCG | FR | 2018-02-24 10:00 | 1
CCG | FR | 2018-02-24 11:00 | 1
CCG | FR | 2018-02-24 12:00 | 1
CCG | FR | 2018-02-24 13:00 | 1
CCG | FR | 2018-02-24 14:00 | 1
CCG | FR | 2018-02-24 15:00 | 1
CCG | FR | 2018-02-24 16:00 | 0.96555
CCG | FR | 2018-02-24 17:00 | 0.96555
CCG | FR | 2018-02-24 18:00 | 0.96555
CCG | FR | 2018-02-24 19:00 | 0.96555
CCG | FR | 2018-02-24 20:00 | 0.96555
CCG | FR | 2018-02-24 21:00 | 1
CCG | FR | 2018-02-24 22:00 | 1
CCG | FR | 2018-02-24 23:00 | 1
CCG | FR | 2018-02-25 | 1
CCG | FR | 2018-02-25 01:00 | 1
CCG | FR | 2018-02-25 02:00 | 1
CCG | FR | 2018-02-25 03:00 | 1
CCG | FR | 2018-02-25 04:00 | 1
CCG | FR | 2018-02-25 05:00 | 1
CCG | FR | 2018-02-25 06:00 | 1
CCG | FR | 2018-02-25 07:00 | 1
CCG | FR | 2018-02-25 08:00 | 1
CCG | FR | 2018-02-25 09:00 | 1
CCG | FR | 2018-02-25 10:00 | 1
CCG | FR | 2018-02-25 11:00 | 1
CCG | FR | 2018-02-25 12:00 | 1
CCG | FR | 2018-02-25 13:00 | 1
CCG | FR | 2018-02-25 14:00 | 1
CCG | FR | 2018-02-25 15:00 | 1
CCG | FR | 2018-02-25 16:00 | 1
CCG | FR | 2018-02-25 17:00 | 0.96438
CCG | FR | 2018-02-25 18:00 | 0.96438
CCG | FR | 2018-02-25 19:00 | 0.96438
CCG | FR | 2018-02-25 20:00 | 0.96438
CCG | FR | 2018-02-25 21:00 | 0.96438
CCG | FR | 2018-02-25 22:00 | 0.96438
CCG | FR | 2018-02-25 23:00 | 0.96438
CCG | FR | 2018-02-26 | 0.96438
CCG | FR | 2018-02-26 01:00 | 0.96438
CCG | FR | 2018-02-26 02:00 | 0.96121
CCG | FR | 2018-02-26 03:00 | 0.96121
CCG | FR | 2018-02-26 04:00 | 0.96121
CCG | FR | 2018-02-26 05:00 | 0.96121
CCG | FR | 2018-02-26 06:00 | 0.96121
CCG | FR | 2018-02-26 07:00 | 0.91241
CCG | FR | 2018-02-26 08:00 | 0.91241
CCG | FR | 2018-02-26 09:00 | 0.96121
CCG | FR | 2018-02-26 10:00 | 0.96121
CCG | FR | 2018-02-26 11:00 | 0.96121
CCG | FR | 2018-02-26 12:00 | 0.96121
CCG | FR | 2018-02-26 13:00 | 0.96121
CCG | FR | 2018-02-26 14:00 | 0.96121
CCG | FR | 2018-02-26 15:00 | 0.96121
CCG | FR | 2018-02-26 16:00 | 0.96121
CCG | FR | 2018-02-26 17:00 | 0.96121
CCG | FR | 2018-02-26 18:00 | 0.96121
CCG | FR | 2018-02-26 19:00 | 0.96121
CCG | FR | 2018-02-26 20:00 | 0.96121
CCG | FR | 2018-02-26 21:00 | 0.96121
CCG | FR | 2018-02-26 22:00 | 0.96121
CCG | FR | 2018-02-26 23:00 | 0.96121
CCG | FR | 2018-02-27 | 0.96121
CCG | FR | 2018-02-27 01:00 | 0.96121
CCG | FR | 2018-02-27 02:00 | 0.96121
CCG | FR | 2018-02-27 03:00 | 0.96121
CCG | FR | 2018-02-27 04:00 | 0.96121
CCG | FR | 2018-02-27 05:00 | 0.96121
CCG | FR | 2018-02-27 06:00 | 0.96121
CCG | FR | 2018-02-27 07:00 | 0.96121
CCG | FR | 2018-02-27 08:00 | 0.96121
CCG | FR | 2018-02-27 09:00 | 0.96121
CCG | FR | 2018-02-27 10:00 | 0.96121
CCG | FR | 2018-02-27 11:00 | 0.96121
CCG | FR | 2018-02-27 12:00 | 0.96121
CCG | FR | 2018-02-27 13:00 | 0.96121
CCG | FR | 2018-02-27 14:00 | 0.96121
CCG | FR | 2018-02-27 15:00 | 0.96121
CCG | FR | 2018-02-27 16:00 | 1
CCG | FR | 2018-02-27 17:00 | 1
CCG | FR | 2018-02-27 18:00 | 1
CCG | FR | 2018-02-27 19:00 | 1
CCG | FR | 2018-02-27 20:00 | 1
CCG | FR | 2018-02-27 21:00 | 1
CCG | FR | 2018-02-27 22:00 | 1
CCG | FR | 2018-02-27 23:00 | 1
CCG | FR | 2018-02-28 | 1
CCG | FR | 2018-02-28 01:00 | 1
CCG | FR | 2018-02-28 02:00 | 1
CCG | FR | 2018-02-28 03:00 | 1
CCG | FR | 2018-02-28 04:00 | 1
CCG | FR | 2018-02-28 05:00 | 1
CCG | FR | 2018-02-28 06:00 | 1
CCG | FR | 2018-02-28 07:00 | 1
CCG | FR | 2018-02-28 08:00 | 1
CCG | FR | 2018-02-28 09:00 | 1
CCG | FR | 2018-02-28 10:00 | 1
CCG | FR | 2018-02-28 11:00 | 1
CCG | FR | 2018-02-28 12:00 | 1
CCG | FR | 2018-02-28 13:00 | 1
CCG | FR | 2018-02-28 14:00 | 1
CCG | FR | 2018-02-28 15:00 | 1
CCG | FR | 2018-02-28 16:00 | 1
CCG | FR | 2018-02-28 17:00 | 1
CCG | FR | 2018-02-28 18:00 | 1
CCG | FR | 2018-02-28 19:00 | 1
CCG | FR | 2018-02-28 20:00 | 1
CCG | FR | 2018-02-28 21:00 | 1
CCG | FR | 2018-02-28 22:00 | 1
CCG | FR | 2018-02-28 23:00 | 1
CCG | FR | 2018-03-01 | 0.99942
CCG | FR | 2018-03-01 01:00 | 0.99942
CCG | FR | 2018-03-01 02:00 | 0.99942
CCG | FR | 2018-03-01 03:00 | 0.99942
CCG | FR | 2018-03-01 04:00 | 0.99942
CCG | FR | 2018-03-01 05:00 | 0.99942
CCG | FR | 2018-03-01 06:00 | 0.98073
CCG | FR | 2018-03-01 07:00 | 0.98073
CCG | FR | 2018-03-01 08:00 | 1
CCG | FR | 2018-03-01 09:00 | 1
CCG | FR | 2018-03-01 10:00 | 1
CCG | FR | 2018-03-01 11:00 | 1
CCG | FR | 2018-03-01 12:00 | 1
CCG | FR | 2018-03-01 13:00 | 1
CCG | FR | 2018-03-01 14:00 | 1
CCG | FR | 2018-03-01 15:00 | 1
CCG | FR | 2018-03-01 16:00 | 1
CCG | FR | 2018-03-01 17:00 | 1
CCG | FR | 2018-03-01 18:00 | 1
CCG | FR | 2018-03-01 19:00 | 1
CCG | FR | 2018-03-01 20:00 | 1
CCG | FR | 2018-03-01 21:00 | 1
CCG | FR | 2018-03-01 22:00 | 1
CCG | FR | 2018-03-01 23:00 | 1
CCG | FR | 2018-03-02 | 1
CCG | FR | 2018-03-02 01:00 | 1
CCG | FR | 2018-03-02 02:00 | 1
CCG | FR | 2018-03-02 03:00 | 1
CCG | FR | 2018-03-02 04:00 | 1
CCG | FR | 2018-03-02 05:00 | 1
CCG | FR | 2018-03-02 06:00 | 0.96555
CCG | FR | 2018-03-02 07:00 | 0.96555
CCG | FR | 2018-03-02 08:00 | 0.96555
CCG | FR | 2018-03-02 09:00 | 0.96555
CCG | FR | 2018-03-02 10:00 | 0.96555
CCG | FR | 2018-03-02 11:00 | 0.96555
CCG | FR | 2018-03-02 12:00 | 0.96555
CCG | FR | 2018-03-02 13:00 | 0.96555
CCG | FR | 2018-03-02 14:00 | 0.96555
CCG | FR | 2018-03-02 15:00 | 0.96555
CCG | FR | 2018-03-02 16:00 | 0.96555
CCG | FR | 2018-03-02 17:00 | 0.96555
CCG | FR | 2018-03-02 18:00 | 0.96555
CCG | FR | 2018-03-02 19:00 | 0.96555
CCG | FR | 2018-03-02 20:00 | 0.96555
CCG | FR | 2018-03-02 21:00 | 0.96555
CCG | FR | 2018-03-02 22:00 | 0.96555
CCG | FR | 2018-03-02 23:00 | 0.96555
CCG | FR | 2018-03-03 | 0.96555
CCG | FR | 2018-03-03 01:00 | 0.96555
CCG | FR | 2018-03-03 02:00 | 0.96555
CCG | FR | 2018-03-03 03:00 | 0.96555
CCG | FR | 2018-03-03 04:00 | 0.96555
CCG | FR | 2018-03-03 05:00 | 0.96555
CCG | FR | 2018-03-03 06:00 | 0.96555
CCG | FR | 2018-03-03 07:00 | 0.96555
CCG | FR | 2018-03-03 08:00 | 0.96555
CCG | FR | 2018-03-03 09:00 | 0.96555
CCG | FR | 2018-03-03 10:00 | 0.96555
CCG | FR | 2018-03-03 11:00 | 0.96555
CCG | FR | 2018-03-03 12:00 | 0.96555
CCG | FR | 2018-03-03 13:00 | 0.96555
CCG | FR | 2018-03-03 14:00 | 0.96555
CCG | FR | 2018-03-03 15:00 | 0.96555
CCG | FR | 2018-03-03 16:00 | 0.96555
CCG | FR | 2018-03-03 17:00 | 0.96555
CCG | FR | 2018-03-03 18:00 | 0.96555
CCG | FR | 2018-03-03 19:00 | 0.96555
CCG | FR | 2018-03-03 20:00 | 0.96555
CCG | FR | 2018-03-03 21:00 | 0.96555
CCG | FR | 2018-03-03 22:00 | 0.96555
CCG | FR | 2018-03-03 23:00 | 0.96555
CCG | FR | 2018-03-04 | 0.96555
CCG | FR | 2018-03-04 01:00 | 0.96555
CCG | FR | 2018-03-04 02:00 | 0.96555
CCG | FR | 2018-03-04 03:00 | 0.96555
CCG | FR | 2018-03-04 04:00 | 0.96555
CCG | FR | 2018-03-04 05:00 | 0.96555
CCG | FR | 2018-03-04 06:00 | 0.96555
CCG | FR | 2018-03-04 07:00 | 0.96555
CCG | FR | 2018-03-04 08:00 | 0.96555
CCG | FR | 2018-03-04 09:00 | 0.96555
CCG | FR | 2018-03-04 10:00 | 0.96555
CCG | FR | 2018-03-04 11:00 | 0.96555
CCG | FR | 2018-03-04 12:00 | 0.96555
CCG | FR | 2018-03-04 13:00 | 0.96555
CCG | FR | 2018-03-04 14:00 | 0.96555
CCG | FR | 2018-03-04 15:00 | 0.96555
CCG | FR | 2018-03-04 16:00 | 0.96555
CCG | FR | 2018-03-04 17:00 | 0.96555
CCG | FR | 2018-03-04 18:00 | 0.96555
CCG | FR | 2018-03-04 19:00 | 0.96555
CCG | FR | 2018-03-04 20:00 | 0.96555
CCG | FR | 2018-03-04 21:00 | 0.96555
CCG | FR | 2018-03-04 22:00 | 0.96555
CCG | FR | 2018-03-04 23:00 | 0.96555
CCG | FR | 2018-03-05 | 0.96555
CCG | FR | 2018-03-05 01:00 | 0.96555
CCG | FR | 2018-03-05 02:00 | 0.96555
CCG | FR | 2018-03-05 03:00 | 0.96555
CCG | FR | 2018-03-05 04:00 | 0.96555
CCG | FR | 2018-03-05 05:00 | 0.96555
CCG | FR | 2018-03-05 06:00 | 0.96555
CCG | FR | 2018-03-05 07:00 | 0.96555
CCG | FR | 2018-03-05 08:00 | 0.96555
CCG | FR | 2018-03-05 09:00 | 0.96555
CCG | FR | 2018-03-05 10:00 | 0.96555
CCG | FR | 2018-03-05 11:00 | 0.96555
CCG | FR | 2018-03-05 12:00 | 0.96555
CCG | FR | 2018-03-05 13:00 | 0.96555
CCG | FR | 2018-03-05 14:00 | 1
CCG | FR | 2018-03-05 15:00 | 1
CCG | FR | 2018-03-05 16:00 | 1
CCG | FR | 2018-03-05 17:00 | 1
CCG | FR | 2018-03-05 18:00 | 1
CCG | FR | 2018-03-05 19:00 | 1
CCG | FR | 2018-03-05 20:00 | 1
CCG | FR | 2018-03-05 21:00 | 1
CCG | FR | 2018-03-05 22:00 | 1
CCG | FR | 2018-03-05 23:00 | 1
CCG | FR | 2018-03-06 | 1
CCG | FR | 2018-03-06 01:00 | 1
CCG | FR | 2018-03-06 02:00 | 1
CCG | FR | 2018-03-06 03:00 | 1
CCG | FR | 2018-03-06 04:00 | 1
CCG | FR | 2018-03-06 05:00 | 1
CCG | FR | 2018-03-06 06:00 | 1
CCG | FR | 2018-03-06 07:00 | 1
CCG | FR | 2018-03-06 08:00 | 1
CCG | FR | 2018-03-06 09:00 | 1
CCG | FR | 2018-03-06 10:00 | 1
CCG | FR | 2018-03-06 11:00 | 1
CCG | FR | 2018-03-06 12:00 | 1
CCG | FR | 2018-03-06 13:00 | 1
CCG | FR | 2018-03-06 14:00 | 1
CCG | FR | 2018-03-06 15:00 | 1
CCG | FR | 2018-03-06 16:00 | 1
CCG | FR | 2018-03-06 17:00 | 1
CCG | FR | 2018-03-06 18:00 | 1
CCG | FR | 2018-03-06 19:00 | 1
CCG | FR | 2018-03-06 20:00 | 1
CCG | FR | 2018-03-06 21:00 | 1
CCG | FR | 2018-03-06 22:00 | 1
CCG | FR | 2018-03-06 23:00 | 1
CCG | FR | 2018-03-07 | 1
CCG | FR | 2018-03-07 01:00 | 1
CCG | FR | 2018-03-07 02:00 | 1
CCG | FR | 2018-03-07 03:00 | 1
CCG | FR | 2018-03-07 04:00 | 1
CCG | FR | 2018-03-07 05:00 | 1
CCG | FR | 2018-03-07 06:00 | 1
CCG | FR | 2018-03-07 07:00 | 1
CCG | FR | 2018-03-07 08:00 | 1
CCG | FR | 2018-03-07 09:00 | 1
CCG | FR | 2018-03-07 10:00 | 1
CCG | FR | 2018-03-07 11:00 | 1
CCG | FR | 2018-03-07 12:00 | 1
CCG | FR | 2018-03-07 13:00 | 1
CCG | FR | 2018-03-07 14:00 | 1
CCG | FR | 2018-03-07 15:00 | 1
CCG | FR | 2018-03-07 16:00 | 1
CCG | FR | 2018-03-07 17:00 | 1
CCG | FR | 2018-03-07 18:00 | 1
CCG | FR | 2018-03-07 19:00 | 1
CCG | FR | 2018-03-07 20:00 | 1
CCG | FR | 2018-03-07 21:00 | 1
CCG | FR | 2018-03-07 22:00 | 1
CCG | FR | 2018-03-07 23:00 | 1
CCG | FR | 2018-03-08 | 1
CCG | FR | 2018-03-08 01:00 | 1
CCG | FR | 2018-03-08 02:00 | 1
CCG | FR | 2018-03-08 03:00 | 1
CCG | FR | 2018-03-08 04:00 | 1
CCG | FR | 2018-03-08 05:00 | 1
CCG | FR | 2018-03-08 06:00 | 1
CCG | FR | 2018-03-08 07:00 | 0.96454
CCG | FR | 2018-03-08 08:00 | 0.96454
CCG | FR | 2018-03-08 09:00 | 0.96454
CCG | FR | 2018-03-08 10:00 | 0.96454
CCG | FR | 2018-03-08 11:00 | 0.96454
CCG | FR | 2018-03-08 12:00 | 1
CCG | FR | 2018-03-08 13:00 | 1
CCG | FR | 2018-03-08 14:00 | 1
CCG | FR | 2018-03-08 15:00 | 1
CCG | FR | 2018-03-08 16:00 | 1
CCG | FR | 2018-03-08 17:00 | 1
CCG | FR | 2018-03-08 18:00 | 1
CCG | FR | 2018-03-08 19:00 | 1
CCG | FR | 2018-03-08 20:00 | 1
CCG | FR | 2018-03-08 21:00 | 1
CCG | FR | 2018-03-08 22:00 | 1
CCG | FR | 2018-03-08 23:00 | 1
CCG | FR | 2018-03-09 | 1
CCG | FR | 2018-03-09 01:00 | 1
CCG | FR | 2018-03-09 02:00 | 1
CCG | FR | 2018-03-09 03:00 | 1
CCG | FR | 2018-03-09 04:00 | 1
CCG | FR | 2018-03-09 05:00 | 1
CCG | FR | 2018-03-09 06:00 | 1
CCG | FR | 2018-03-09 07:00 | 1
CCG | FR | 2018-03-09 08:00 | 0.98457
CCG | FR | 2018-03-09 09:00 | 0.98457
CCG | FR | 2018-03-09 10:00 | 0.98457
CCG | FR | 2018-03-09 11:00 | 0.98457
CCG | FR | 2018-03-09 12:00 | 0.98457
CCG | FR | 2018-03-09 13:00 | 0.98457
CCG | FR | 2018-03-09 14:00 | 0.98457
CCG | FR | 2018-03-09 15:00 | 0.98457
CCG | FR | 2018-03-09 16:00 | 0.98457
CCG | FR | 2018-03-09 17:00 | 0.98457
CCG | FR | 2018-03-09 18:00 | 1
CCG | FR | 2018-03-09 19:00 | 1
CCG | FR | 2018-03-09 20:00 | 1
CCG | FR | 2018-03-09 21:00 | 1
CCG | FR | 2018-03-09 22:00 | 1
CCG | FR | 2018-03-09 23:00 | 1
CCG | FR | 2018-03-10 | 1
CCG | FR | 2018-03-10 01:00 | 1
CCG | FR | 2018-03-10 02:00 | 1
CCG | FR | 2018-03-10 03:00 | 1
CCG | FR | 2018-03-10 04:00 | 1
CCG | FR | 2018-03-10 05:00 | 1
CCG | FR | 2018-03-10 06:00 | 1
CCG | FR | 2018-03-10 07:00 | 1
CCG | FR | 2018-03-10 08:00 | 1
CCG | FR | 2018-03-10 09:00 | 1
CCG | FR | 2018-03-10 10:00 | 1
CCG | FR | 2018-03-10 11:00 | 1
CCG | FR | 2018-03-10 12:00 | 1
CCG | FR | 2018-03-10 13:00 | 1
CCG | FR | 2018-03-10 14:00 | 1
CCG | FR | 2018-03-10 15:00 | 1
CCG | FR | 2018-03-10 16:00 | 1
CCG | FR | 2018-03-10 17:00 | 1
CCG | FR | 2018-03-10 18:00 | 1
CCG | FR | 2018-03-10 19:00 | 1
CCG | FR | 2018-03-10 20:00 | 1
CCG | FR | 2018-03-10 21:00 | 1
CCG | FR | 2018-03-10 22:00 | 1
CCG | FR | 2018-03-10 23:00 | 1
CCG | FR | 2018-03-11 | 1
CCG | FR | 2018-03-11 01:00 | 1
CCG | FR | 2018-03-11 02:00 | 1
CCG | FR | 2018-03-11 03:00 | 1
CCG | FR | 2018-03-11 04:00 | 1
CCG | FR | 2018-03-11 05:00 | 1
CCG | FR | 2018-03-11 06:00 | 1
CCG | FR | 2018-03-11 07:00 | 1
CCG | FR | 2018-03-11 08:00 | 1
CCG | FR | 2018-03-11 09:00 | 1
CCG | FR | 2018-03-11 10:00 | 1
CCG | FR | 2018-03-11 11:00 | 1
CCG | FR | 2018-03-11 12:00 | 1
CCG | FR | 2018-03-11 13:00 | 1
CCG | FR | 2018-03-11 14:00 | 1
CCG | FR | 2018-03-11 15:00 | 1
CCG | FR | 2018-03-11 16:00 | 1
CCG | FR | 2018-03-11 17:00 | 1
CCG | FR | 2018-03-11 18:00 | 1
CCG | FR | 2018-03-11 19:00 | 1
CCG | FR | 2018-03-11 20:00 | 1
CCG | FR | 2018-03-11 21:00 | 1
CCG | FR | 2018-03-11 22:00 | 1
CCG | FR | 2018-03-11 23:00 | 1
CCG | FR | 2018-03-12 | 1
CCG | FR | 2018-03-12 01:00 | 1
CCG | FR | 2018-03-12 02:00 | 1
CCG | FR | 2018-03-12 03:00 | 1
CCG | FR | 2018-03-12 04:00 | 1
CCG | FR | 2018-03-12 05:00 | 1
CCG | FR | 2018-03-12 06:00 | 1
CCG | FR | 2018-03-12 07:00 | 1
CCG | FR | 2018-03-12 08:00 | 1
CCG | FR | 2018-03-12 09:00 | 1
CCG | FR | 2018-03-12 10:00 | 1
CCG | FR | 2018-03-12 11:00 | 1
CCG | FR | 2018-03-12 12:00 | 1
CCG | FR | 2018-03-12 13:00 | 1
CCG | FR | 2018-03-12 14:00 | 1
CCG | FR | 2018-03-12 15:00 | 1
CCG | FR | 2018-03-12 16:00 | 1
CCG | FR | 2018-03-12 17:00 | 1
CCG | FR | 2018-03-12 18:00 | 1
CCG | FR | 2018-03-12 19:00 | 1
CCG | FR | 2018-03-12 20:00 | 1
CCG | FR | 2018-03-12 21:00 | 1
CCG | FR | 2018-03-12 22:00 | 1
CCG | FR | 2018-03-12 23:00 | 1
CCG | FR | 2018-03-13 | 0.98073
CCG | FR | 2018-03-13 01:00 | 0.98073
CCG | FR | 2018-03-13 02:00 | 0.98073
CCG | FR | 2018-03-13 03:00 | 0.98073
CCG | FR | 2018-03-13 04:00 | 0.98073
CCG | FR | 2018-03-13 05:00 | 0.98073
CCG | FR | 2018-03-13 06:00 | 0.98073
CCG | FR | 2018-03-13 07:00 | 0.98073
CCG | FR | 2018-03-13 08:00 | 0.98073
CCG | FR | 2018-03-13 09:00 | 0.98073
CCG | FR | 2018-03-13 10:00 | 0.98073
CCG | FR | 2018-03-13 11:00 | 0.98073
CCG | FR | 2018-03-13 12:00 | 0.98073
CCG | FR | 2018-03-13 13:00 | 0.98073
CCG | FR | 2018-03-13 14:00 | 1
CCG | FR | 2018-03-13 15:00 | 1
CCG | FR | 2018-03-13 16:00 | 1
CCG | FR | 2018-03-13 17:00 | 1
CCG | FR | 2018-03-13 18:00 | 1
CCG | FR | 2018-03-13 19:00 | 1
CCG | FR | 2018-03-13 20:00 | 1
CCG | FR | 2018-03-13 21:00 | 1
CCG | FR | 2018-03-13 22:00 | 1
CCG | FR | 2018-03-13 23:00 | 1
CCG | FR | 2018-03-14 | 1
CCG | FR | 2018-03-14 01:00 | 1
CCG | FR | 2018-03-14 02:00 | 1
CCG | FR | 2018-03-14 03:00 | 1
CCG | FR | 2018-03-14 04:00 | 1
CCG | FR | 2018-03-14 05:00 | 1
CCG | FR | 2018-03-14 06:00 | 1
CCG | FR | 2018-03-14 07:00 | 1
CCG | FR | 2018-03-14 08:00 | 1
CCG | FR | 2018-03-14 09:00 | 1
CCG | FR | 2018-03-14 10:00 | 1
CCG | FR | 2018-03-14 11:00 | 1
CCG | FR | 2018-03-14 12:00 | 1
CCG | FR | 2018-03-14 13:00 | 1
CCG | FR | 2018-03-14 14:00 | 1
CCG | FR | 2018-03-14 15:00 | 1
CCG | FR | 2018-03-14 16:00 | 1
CCG | FR | 2018-03-14 17:00 | 1
CCG | FR | 2018-03-14 18:00 | 1
CCG | FR | 2018-03-14 19:00 | 1
CCG | FR | 2018-03-14 20:00 | 1
CCG | FR | 2018-03-14 21:00 | 1
CCG | FR | 2018-03-14 22:00 | 1
CCG | FR | 2018-03-14 23:00 | 1
CCG | FR | 2018-03-15 | 1
CCG | FR | 2018-03-15 01:00 | 1
CCG | FR | 2018-03-15 02:00 | 1
CCG | FR | 2018-03-15 03:00 | 1
CCG | FR | 2018-03-15 04:00 | 1
CCG | FR | 2018-03-15 05:00 | 1
CCG | FR | 2018-03-15 06:00 | 0.96429
CCG | FR | 2018-03-15 07:00 | 0.94736
CCG | FR | 2018-03-15 08:00 | 0.94736
CCG | FR | 2018-03-15 09:00 | 0.96429
CCG | FR | 2018-03-15 10:00 | 0.96429
CCG | FR | 2018-03-15 11:00 | 0.96429
CCG | FR | 2018-03-15 12:00 | 0.96429
CCG | FR | 2018-03-15 13:00 | 0.96429
CCG | FR | 2018-03-15 14:00 | 0.96429
CCG | FR | 2018-03-15 15:00 | 0.96429
CCG | FR | 2018-03-15 16:00 | 0.96429
CCG | FR | 2018-03-15 17:00 | 0.96429
CCG | FR | 2018-03-15 18:00 | 0.96429
CCG | FR | 2018-03-15 19:00 | 0.96429
CCG | FR | 2018-03-15 20:00 | 0.96429
CCG | FR | 2018-03-15 21:00 | 0.94502
CCG | FR | 2018-03-15 22:00 | 0.98073
CCG | FR | 2018-03-15 23:00 | 0.98073
CCG | FR | 2018-03-16 | 0.98073
CCG | FR | 2018-03-16 01:00 | 0.98073
CCG | FR | 2018-03-16 02:00 | 0.98073
CCG | FR | 2018-03-16 03:00 | 0.98073
CCG | FR | 2018-03-16 04:00 | 0.98073
CCG | FR | 2018-03-16 05:00 | 0.98073
CCG | FR | 2018-03-16 06:00 | 0.98073
CCG | FR | 2018-03-16 07:00 | 0.98073
CCG | FR | 2018-03-16 08:00 | 0.98073
CCG | FR | 2018-03-16 09:00 | 0.94194
CCG | FR | 2018-03-16 10:00 | 0.94194
CCG | FR | 2018-03-16 11:00 | 0.94194
CCG | FR | 2018-03-16 12:00 | 0.94194
CCG | FR | 2018-03-16 13:00 | 0.94194
CCG | FR | 2018-03-16 14:00 | 0.94194
CCG | FR | 2018-03-16 15:00 | 0.94194
CCG | FR | 2018-03-16 16:00 | 0.94194
CCG | FR | 2018-03-16 17:00 | 0.98073
CCG | FR | 2018-03-16 18:00 | 0.98073
CCG | FR | 2018-03-16 19:00 | 0.98073
CCG | FR | 2018-03-16 20:00 | 0.98073
CCG | FR | 2018-03-16 21:00 | 0.98073
CCG | FR | 2018-03-16 22:00 | 0.98073
CCG | FR | 2018-03-16 23:00 | 0.98073
CCG | FR | 2018-03-17 | 1
CCG | FR | 2018-03-17 01:00 | 1
CCG | FR | 2018-03-17 02:00 | 1
CCG | FR | 2018-03-17 03:00 | 1
CCG | FR | 2018-03-17 04:00 | 1
CCG | FR | 2018-03-17 05:00 | 1
CCG | FR | 2018-03-17 06:00 | 1
CCG | FR | 2018-03-17 07:00 | 1
CCG | FR | 2018-03-17 08:00 | 1
CCG | FR | 2018-03-17 09:00 | 1
CCG | FR | 2018-03-17 10:00 | 1
CCG | FR | 2018-03-17 11:00 | 1
CCG | FR | 2018-03-17 12:00 | 1
CCG | FR | 2018-03-17 13:00 | 1
CCG | FR | 2018-03-17 14:00 | 1
CCG | FR | 2018-03-17 15:00 | 1
CCG | FR | 2018-03-17 16:00 | 1
CCG | FR | 2018-03-17 17:00 | 1
CCG | FR | 2018-03-17 18:00 | 1
CCG | FR | 2018-03-17 19:00 | 1
CCG | FR | 2018-03-17 20:00 | 1
CCG | FR | 2018-03-17 21:00 | 1
CCG | FR | 2018-03-17 22:00 | 1
CCG | FR | 2018-03-17 23:00 | 1
CCG | FR | 2018-03-18 | 1
CCG | FR | 2018-03-18 01:00 | 1
CCG | FR | 2018-03-18 02:00 | 1
CCG | FR | 2018-03-18 03:00 | 1
CCG | FR | 2018-03-18 04:00 | 1
CCG | FR | 2018-03-18 05:00 | 1
CCG | FR | 2018-03-18 06:00 | 1
CCG | FR | 2018-03-18 07:00 | 1
CCG | FR | 2018-03-18 08:00 | 1
CCG | FR | 2018-03-18 09:00 | 1
CCG | FR | 2018-03-18 10:00 | 1
CCG | FR | 2018-03-18 11:00 | 1
CCG | FR | 2018-03-18 12:00 | 1
CCG | FR | 2018-03-18 13:00 | 1
CCG | FR | 2018-03-18 14:00 | 1
CCG | FR | 2018-03-18 15:00 | 1
CCG | FR | 2018-03-18 16:00 | 1
CCG | FR | 2018-03-18 17:00 | 1
CCG | FR | 2018-03-18 18:00 | 1
CCG | FR | 2018-03-18 19:00 | 1
CCG | FR | 2018-03-18 20:00 | 1
CCG | FR | 2018-03-18 21:00 | 1
CCG | FR | 2018-03-18 22:00 | 1
CCG | FR | 2018-03-18 23:00 | 1
CCG | FR | 2018-03-19 | 1
CCG | FR | 2018-03-19 01:00 | 1
CCG | FR | 2018-03-19 02:00 | 1
CCG | FR | 2018-03-19 03:00 | 0.92801
CCG | FR | 2018-03-19 04:00 | 0.96429
CCG | FR | 2018-03-19 05:00 | 0.99516
CCG | FR | 2018-03-19 06:00 | 0.99516
CCG | FR | 2018-03-19 07:00 | 0.99516
CCG | FR | 2018-03-19 08:00 | 0.99516
CCG | FR | 2018-03-19 09:00 | 0.99516
CCG | FR | 2018-03-19 10:00 | 0.99516
CCG | FR | 2018-03-19 11:00 | 0.99516
CCG | FR | 2018-03-19 12:00 | 0.99516
CCG | FR | 2018-03-19 13:00 | 0.99516
CCG | FR | 2018-03-19 14:00 | 0.99516
CCG | FR | 2018-03-19 15:00 | 0.99516
CCG | FR | 2018-03-19 16:00 | 0.99516
CCG | FR | 2018-03-19 17:00 | 0.99516
CCG | FR | 2018-03-19 18:00 | 0.99516
CCG | FR | 2018-03-19 19:00 | 0.99516
CCG | FR | 2018-03-19 20:00 | 0.99516
CCG | FR | 2018-03-19 21:00 | 0.99516
CCG | FR | 2018-03-19 22:00 | 0.99516
CCG | FR | 2018-03-19 23:00 | 0.99516
CCG | FR | 2018-03-20 | 0.99516
CCG | FR | 2018-03-20 01:00 | 0.99516
CCG | FR | 2018-03-20 02:00 | 0.99516
CCG | FR | 2018-03-20 03:00 | 0.99516
CCG | FR | 2018-03-20 04:00 | 1
CCG | FR | 2018-03-20 05:00 | 1
CCG | FR | 2018-03-20 06:00 | 1
CCG | FR | 2018-03-20 07:00 | 1
CCG | FR | 2018-03-20 08:00 | 1
CCG | FR | 2018-03-20 09:00 | 1
CCG | FR | 2018-03-20 10:00 | 1
CCG | FR | 2018-03-20 11:00 | 1
CCG | FR | 2018-03-20 12:00 | 1
CCG | FR | 2018-03-20 13:00 | 1
CCG | FR | 2018-03-20 14:00 | 1
CCG | FR | 2018-03-20 15:00 | 1
CCG | FR | 2018-03-20 16:00 | 1
CCG | FR | 2018-03-20 17:00 | 1
CCG | FR | 2018-03-20 18:00 | 1
CCG | FR | 2018-03-20 19:00 | 1
CCG | FR | 2018-03-20 20:00 | 1
CCG | FR | 2018-03-20 21:00 | 1
CCG | FR | 2018-03-20 22:00 | 1
CCG | FR | 2018-03-20 23:00 | 1
CCG | FR | 2018-03-21 | 1
CCG | FR | 2018-03-21 01:00 | 1
CCG | FR | 2018-03-21 02:00 | 1
CCG | FR | 2018-03-21 03:00 | 1
CCG | FR | 2018-03-21 04:00 | 1
CCG | FR | 2018-03-21 05:00 | 1
CCG | FR | 2018-03-21 06:00 | 1
CCG | FR | 2018-03-21 07:00 | 1
CCG | FR | 2018-03-21 08:00 | 1
CCG | FR | 2018-03-21 09:00 | 1
CCG | FR | 2018-03-21 10:00 | 1
CCG | FR | 2018-03-21 11:00 | 1
CCG | FR | 2018-03-21 12:00 | 1
CCG | FR | 2018-03-21 13:00 | 1
CCG | FR | 2018-03-21 14:00 | 1
CCG | FR | 2018-03-21 15:00 | 1
CCG | FR | 2018-03-21 16:00 | 1
CCG | FR | 2018-03-21 17:00 | 1
CCG | FR | 2018-03-21 18:00 | 1
CCG | FR | 2018-03-21 19:00 | 1
CCG | FR | 2018-03-21 20:00 | 1
CCG | FR | 2018-03-21 21:00 | 0.98415
CCG | FR | 2018-03-21 22:00 | 0.98415
CCG | FR | 2018-03-21 23:00 | 0.98415
CCG | FR | 2018-03-22 | 0.98415
CCG | FR | 2018-03-22 01:00 | 0.98415
CCG | FR | 2018-03-22 02:00 | 0.98415
CCG | FR | 2018-03-22 03:00 | 0.98415
CCG | FR | 2018-03-22 04:00 | 0.98415
CCG | FR | 2018-03-22 05:00 | 0.98415
CCG | FR | 2018-03-22 06:00 | 1
CCG | FR | 2018-03-22 07:00 | 1
CCG | FR | 2018-03-22 08:00 | 1
CCG | FR | 2018-03-22 09:00 | 1
CCG | FR | 2018-03-22 10:00 | 1
CCG | FR | 2018-03-22 11:00 | 1
CCG | FR | 2018-03-22 12:00 | 1
CCG | FR | 2018-03-22 13:00 | 1
CCG | FR | 2018-03-22 14:00 | 1
CCG | FR | 2018-03-22 15:00 | 1
CCG | FR | 2018-03-22 16:00 | 1
CCG | FR | 2018-03-22 17:00 | 1
CCG | FR | 2018-03-22 18:00 | 1
CCG | FR | 2018-03-22 19:00 | 1
CCG | FR | 2018-03-22 20:00 | 1
CCG | FR | 2018-03-22 21:00 | 1
CCG | FR | 2018-03-22 22:00 | 1
CCG | FR | 2018-03-22 23:00 | 1
CCG | FR | 2018-03-23 | 1
CCG | FR | 2018-03-23 01:00 | 1
CCG | FR | 2018-03-23 02:00 | 1
CCG | FR | 2018-03-23 03:00 | 1
CCG | FR | 2018-03-23 04:00 | 1
CCG | FR | 2018-03-23 05:00 | 1
CCG | FR | 2018-03-23 06:00 | 1
CCG | FR | 2018-03-23 07:00 | 1
CCG | FR | 2018-03-23 08:00 | 1
CCG | FR | 2018-03-23 09:00 | 1
CCG | FR | 2018-03-23 10:00 | 1
CCG | FR | 2018-03-23 11:00 | 1
CCG | FR | 2018-03-23 12:00 | 1
CCG | FR | 2018-03-23 13:00 | 1
CCG | FR | 2018-03-23 14:00 | 1
CCG | FR | 2018-03-23 15:00 | 1
CCG | FR | 2018-03-23 16:00 | 1
CCG | FR | 2018-03-23 17:00 | 1
CCG | FR | 2018-03-23 18:00 | 1
CCG | FR | 2018-03-23 19:00 | 1
CCG | FR | 2018-03-23 20:00 | 1
CCG | FR | 2018-03-23 21:00 | 1
CCG | FR | 2018-03-23 22:00 | 1
CCG | FR | 2018-03-23 23:00 | 1
CCG | FR | 2018-03-24 | 1
CCG | FR | 2018-03-24 01:00 | 1
CCG | FR | 2018-03-24 02:00 | 1
CCG | FR | 2018-03-24 03:00 | 1
CCG | FR | 2018-03-24 04:00 | 1
CCG | FR | 2018-03-24 05:00 | 1
CCG | FR | 2018-03-24 06:00 | 1
CCG | FR | 2018-03-24 07:00 | 1
CCG | FR | 2018-03-24 08:00 | 1
CCG | FR | 2018-03-24 09:00 | 1
CCG | FR | 2018-03-24 10:00 | 1
CCG | FR | 2018-03-24 11:00 | 1
CCG | FR | 2018-03-24 12:00 | 1
CCG | FR | 2018-03-24 13:00 | 1
CCG | FR | 2018-03-24 14:00 | 1
CCG | FR | 2018-03-24 15:00 | 1
CCG | FR | 2018-03-24 16:00 | 1
CCG | FR | 2018-03-24 17:00 | 1
CCG | FR | 2018-03-24 18:00 | 1
CCG | FR | 2018-03-24 19:00 | 1
CCG | FR | 2018-03-24 20:00 | 1
CCG | FR | 2018-03-24 21:00 | 1
CCG | FR | 2018-03-24 22:00 | 1
CCG | FR | 2018-03-24 23:00 | 1
CCG | FR | 2018-03-25 | 1
CCG | FR | 2018-03-25 01:00 | 1
CCG | FR | 2018-03-25 02:00 | 1
CCG | FR | 2018-03-25 03:00 | 1
CCG | FR | 2018-03-25 04:00 | 1
CCG | FR | 2018-03-25 05:00 | 1
CCG | FR | 2018-03-25 06:00 | 1
CCG | FR | 2018-03-25 07:00 | 1
CCG | FR | 2018-03-25 08:00 | 1
CCG | FR | 2018-03-25 09:00 | 1
CCG | FR | 2018-03-25 10:00 | 1
CCG | FR | 2018-03-25 11:00 | 1
CCG | FR | 2018-03-25 12:00 | 1
CCG | FR | 2018-03-25 13:00 | 1
CCG | FR | 2018-03-25 14:00 | 1
CCG | FR | 2018-03-25 15:00 | 1
CCG | FR | 2018-03-25 16:00 | 1
CCG | FR | 2018-03-25 17:00 | 1
CCG | FR | 2018-03-25 18:00 | 1
CCG | FR | 2018-03-25 19:00 | 1
CCG | FR | 2018-03-25 20:00 | 1
CCG | FR | 2018-03-25 21:00 | 1
CCG | FR | 2018-03-25 22:00 | 0.99683
CCG | FR | 2018-03-25 23:00 | 0.99683
CCG | FR | 2018-03-26 | 0.99683
CCG | FR | 2018-03-26 01:00 | 0.99683
CCG | FR | 2018-03-26 02:00 | 0.99683
CCG | FR | 2018-03-26 03:00 | 0.99683
CCG | FR | 2018-03-26 04:00 | 0.99683
CCG | FR | 2018-03-26 05:00 | 0.99683
CCG | FR | 2018-03-26 06:00 | 0.99683
CCG | FR | 2018-03-26 07:00 | 0.99683
CCG | FR | 2018-03-26 08:00 | 0.99683
CCG | FR | 2018-03-26 09:00 | 0.99683
CCG | FR | 2018-03-26 10:00 | 0.99683
CCG | FR | 2018-03-26 11:00 | 0.99683
CCG | FR | 2018-03-26 12:00 | 0.99683
CCG | FR | 2018-03-26 13:00 | 0.99683
CCG | FR | 2018-03-26 14:00 | 0.99683
CCG | FR | 2018-03-26 15:00 | 0.99683
CCG | FR | 2018-03-26 16:00 | 0.96137
CCG | FR | 2018-03-26 17:00 | 0.96137
CCG | FR | 2018-03-26 18:00 | 0.96137
CCG | FR | 2018-03-26 19:00 | 0.96137
CCG | FR | 2018-03-26 20:00 | 0.96137
CCG | FR | 2018-03-26 21:00 | 0.96137
CCG | FR | 2018-03-26 22:00 | 0.96137
CCG | FR | 2018-03-26 23:00 | 0.99683
CCG | FR | 2018-03-27 | 0.99683
CCG | FR | 2018-03-27 01:00 | 0.99683
CCG | FR | 2018-03-27 02:00 | 0.99683
CCG | FR | 2018-03-27 03:00 | 0.99683
CCG | FR | 2018-03-27 04:00 | 0.99683
CCG | FR | 2018-03-27 05:00 | 0.99683
CCG | FR | 2018-03-27 06:00 | 0.99683
CCG | FR | 2018-03-27 07:00 | 0.99683
CCG | FR | 2018-03-27 08:00 | 0.99683
CCG | FR | 2018-03-27 09:00 | 0.99683
CCG | FR | 2018-03-27 10:00 | 0.99683
CCG | FR | 2018-03-27 11:00 | 0.99683
CCG | FR | 2018-03-27 12:00 | 0.99683
CCG | FR | 2018-03-27 13:00 | 0.99683
CCG | FR | 2018-03-27 14:00 | 0.99683
CCG | FR | 2018-03-27 15:00 | 0.99683
CCG | FR | 2018-03-27 16:00 | 0.99683
CCG | FR | 2018-03-27 17:00 | 0.99683
CCG | FR | 2018-03-27 18:00 | 0.99683
CCG | FR | 2018-03-27 19:00 | 0.99683
CCG | FR | 2018-03-27 20:00 | 0.99683
CCG | FR | 2018-03-27 21:00 | 0.99683
CCG | FR | 2018-03-27 22:00 | 0.99683
CCG | FR | 2018-03-27 23:00 | 0.99683
CCG | FR | 2018-03-28 | 0.99683
CCG | FR | 2018-03-28 01:00 | 0.99683
CCG | FR | 2018-03-28 02:00 | 0.99683
CCG | FR | 2018-03-28 03:00 | 0.99683
CCG | FR | 2018-03-28 04:00 | 0.99683
CCG | FR | 2018-03-28 05:00 | 0.99683
CCG | FR | 2018-03-28 06:00 | 0.99683
CCG | FR | 2018-03-28 07:00 | 0.99683
CCG | FR | 2018-03-28 08:00 | 0.99683
CCG | FR | 2018-03-28 09:00 | 0.99683
CCG | FR | 2018-03-28 10:00 | 0.99683
CCG | FR | 2018-03-28 11:00 | 0.99683
CCG | FR | 2018-03-28 12:00 | 0.99683
CCG | FR | 2018-03-28 13:00 | 0.99683
CCG | FR | 2018-03-28 14:00 | 0.99683
CCG | FR | 2018-03-28 15:00 | 0.99683
CCG | FR | 2018-03-28 16:00 | 0.99683
CCG | FR | 2018-03-28 17:00 | 0.99683
CCG | FR | 2018-03-28 18:00 | 0.99683
CCG | FR | 2018-03-28 19:00 | 0.99683
CCG | FR | 2018-03-28 20:00 | 0.99683
CCG | FR | 2018-03-28 21:00 | 0.99683
CCG | FR | 2018-03-28 22:00 | 0.99683
CCG | FR | 2018-03-28 23:00 | 0.99683
CCG | FR | 2018-03-29 | 0.97572
CCG | FR | 2018-03-29 01:00 | 0.97572
CCG | FR | 2018-03-29 02:00 | 0.97572
CCG | FR | 2018-03-29 03:00 | 0.97572
CCG | FR | 2018-03-29 04:00 | 0.97572
CCG | FR | 2018-03-29 05:00 | 0.97572
CCG | FR | 2018-03-29 06:00 | 0.97572
CCG | FR | 2018-03-29 07:00 | 0.97572
CCG | FR | 2018-03-29 08:00 | 0.97572
CCG | FR | 2018-03-29 09:00 | 0.97572
CCG | FR | 2018-03-29 10:00 | 1
CCG | FR | 2018-03-29 11:00 | 1
CCG | FR | 2018-03-29 12:00 | 1
CCG | FR | 2018-03-29 13:00 | 1
CCG | FR | 2018-03-29 14:00 | 1
CCG | FR | 2018-03-29 15:00 | 1
CCG | FR | 2018-03-29 16:00 | 1
CCG | FR | 2018-03-29 17:00 | 1
CCG | FR | 2018-03-29 18:00 | 0.98073
CCG | FR | 2018-03-29 19:00 | 0.98073
CCG | FR | 2018-03-29 20:00 | 1
CCG | FR | 2018-03-29 21:00 | 1
CCG | FR | 2018-03-29 22:00 | 1
CCG | FR | 2018-03-29 23:00 | 1
CCG | FR | 2018-03-30 | 0.998
CCG | FR | 2018-03-30 01:00 | 0.998
CCG | FR | 2018-03-30 02:00 | 0.998
CCG | FR | 2018-03-30 03:00 | 0.998
CCG | FR | 2018-03-30 04:00 | 0.998
CCG | FR | 2018-03-30 05:00 | 0.998
CCG | FR | 2018-03-30 06:00 | 0.96229
CCG | FR | 2018-03-30 07:00 | 0.998
CCG | FR | 2018-03-30 08:00 | 1
CCG | FR | 2018-03-30 09:00 | 1
CCG | FR | 2018-03-30 10:00 | 1
CCG | FR | 2018-03-30 11:00 | 1
CCG | FR | 2018-03-30 12:00 | 1
CCG | FR | 2018-03-30 13:00 | 1
CCG | FR | 2018-03-30 14:00 | 1
CCG | FR | 2018-03-30 15:00 | 1
CCG | FR | 2018-03-30 16:00 | 1
CCG | FR | 2018-03-30 17:00 | 1
CCG | FR | 2018-03-30 18:00 | 1
CCG | FR | 2018-03-30 19:00 | 0.9874
CCG | FR | 2018-03-30 20:00 | 0.9874
CCG | FR | 2018-03-30 21:00 | 0.9874
CCG | FR | 2018-03-30 22:00 | 0.9874
CCG | FR | 2018-03-30 23:00 | 0.9874
CCG | FR | 2018-03-31 | 0.9874
CCG | FR | 2018-03-31 01:00 | 0.9874
CCG | FR | 2018-03-31 02:00 | 0.9874
CCG | FR | 2018-03-31 03:00 | 0.9874
CCG | FR | 2018-03-31 04:00 | 0.9874
CCG | FR | 2018-03-31 05:00 | 0.9874
CCG | FR | 2018-03-31 06:00 | 0.9874
CCG | FR | 2018-03-31 07:00 | 0.9874
CCG | FR | 2018-03-31 08:00 | 0.98073
CCG | FR | 2018-03-31 09:00 | 0.98073
CCG | FR | 2018-03-31 10:00 | 0.98073
CCG | FR | 2018-03-31 11:00 | 0.98073
CCG | FR | 2018-03-31 12:00 | 0.98073
CCG | FR | 2018-03-31 13:00 | 0.9874
CCG | FR | 2018-03-31 14:00 | 0.9874
CCG | FR | 2018-03-31 15:00 | 0.9874
CCG | FR | 2018-03-31 16:00 | 0.9874
CCG | FR | 2018-03-31 17:00 | 0.98073
CCG | FR | 2018-03-31 18:00 | 0.9874
CCG | FR | 2018-03-31 19:00 | 0.9874
CCG | FR | 2018-03-31 20:00 | 0.9874
CCG | FR | 2018-03-31 21:00 | 0.9874
CCG | FR | 2018-03-31 22:00 | 0.9874
CCG | FR | 2018-03-31 23:00 | 0.9874
CCG | FR | 2018-04-01 | 0.95195
CCG | FR | 2018-04-01 01:00 | 0.95195
CCG | FR | 2018-04-01 02:00 | 0.95195
CCG | FR | 2018-04-01 03:00 | 0.95195
CCG | FR | 2018-04-01 04:00 | 0.95195
CCG | FR | 2018-04-01 05:00 | 0.95195
CCG | FR | 2018-04-01 06:00 | 0.95195
CCG | FR | 2018-04-01 07:00 | 0.95195
CCG | FR | 2018-04-01 08:00 | 0.95195
CCG | FR | 2018-04-01 09:00 | 0.95195
CCG | FR | 2018-04-01 10:00 | 0.95195
CCG | FR | 2018-04-01 11:00 | 0.95195
CCG | FR | 2018-04-01 12:00 | 0.95195
CCG | FR | 2018-04-01 13:00 | 0.95195
CCG | FR | 2018-04-01 14:00 | 0.95195
CCG | FR | 2018-04-01 15:00 | 0.95195
CCG | FR | 2018-04-01 16:00 | 0.95195
CCG | FR | 2018-04-01 17:00 | 0.95195
CCG | FR | 2018-04-01 18:00 | 0.95195
CCG | FR | 2018-04-01 19:00 | 0.95195
CCG | FR | 2018-04-01 20:00 | 0.95195
CCG | FR | 2018-04-01 21:00 | 0.95195
CCG | FR | 2018-04-01 22:00 | 0.95195
CCG | FR | 2018-04-01 23:00 | 0.95195
CCG | FR | 2018-04-02 | 0.95195
CCG | FR | 2018-04-02 01:00 | 0.95195
CCG | FR | 2018-04-02 02:00 | 0.95195
CCG | FR | 2018-04-02 03:00 | 0.95195
CCG | FR | 2018-04-02 04:00 | 0.95195
CCG | FR | 2018-04-02 05:00 | 0.95195
CCG | FR | 2018-04-02 06:00 | 0.95195
CCG | FR | 2018-04-02 07:00 | 0.95195
CCG | FR | 2018-04-02 08:00 | 0.95195
CCG | FR | 2018-04-02 09:00 | 0.95195
CCG | FR | 2018-04-02 10:00 | 0.93802
CCG | FR | 2018-04-02 11:00 | 0.93802
CCG | FR | 2018-04-02 12:00 | 0.93802
CCG | FR | 2018-04-02 13:00 | 0.93802
CCG | FR | 2018-04-02 14:00 | 0.93802
CCG | FR | 2018-04-02 15:00 | 0.93802
CCG | FR | 2018-04-02 16:00 | 0.93802
CCG | FR | 2018-04-02 17:00 | 0.93802
CCG | FR | 2018-04-02 18:00 | 0.93802
CCG | FR | 2018-04-02 19:00 | 0.93802
CCG | FR | 2018-04-02 20:00 | 0.93802
CCG | FR | 2018-04-02 21:00 | 0.93802
CCG | FR | 2018-04-02 22:00 | 0.93802
CCG | FR | 2018-04-02 23:00 | 0.93802
CCG | FR | 2018-04-03 | 0.93802
CCG | FR | 2018-04-03 01:00 | 0.93802
CCG | FR | 2018-04-03 02:00 | 0.93802
CCG | FR | 2018-04-03 03:00 | 0.93802
CCG | FR | 2018-04-03 04:00 | 0.93134
CCG | FR | 2018-04-03 05:00 | 0.93134
CCG | FR | 2018-04-03 06:00 | 0.93134
CCG | FR | 2018-04-03 07:00 | 0.93134
CCG | FR | 2018-04-03 08:00 | 0.93134
CCG | FR | 2018-04-03 09:00 | 0.93134
CCG | FR | 2018-04-03 10:00 | 0.93134
CCG | FR | 2018-04-03 11:00 | 0.93134
CCG | FR | 2018-04-03 12:00 | 0.93134
CCG | FR | 2018-04-03 13:00 | 0.93134
CCG | FR | 2018-04-03 14:00 | 0.93134
CCG | FR | 2018-04-03 15:00 | 0.93134
CCG | FR | 2018-04-03 16:00 | 0.93134
CCG | FR | 2018-04-03 17:00 | 0.96454
CCG | FR | 2018-04-03 18:00 | 0.96454
CCG | FR | 2018-04-03 19:00 | 0.96454
CCG | FR | 2018-04-03 20:00 | 0.96454
CCG | FR | 2018-04-03 21:00 | 0.96454
CCG | FR | 2018-04-03 22:00 | 0.96454
CCG | FR | 2018-04-03 23:00 | 0.96454
CCG | FR | 2018-04-04 | 0.96454
CCG | FR | 2018-04-04 01:00 | 0.96454
CCG | FR | 2018-04-04 02:00 | 0.96454
CCG | FR | 2018-04-04 03:00 | 0.96454
CCG | FR | 2018-04-04 04:00 | 0.96454
CCG | FR | 2018-04-04 05:00 | 0.96454
CCG | FR | 2018-04-04 06:00 | 0.96454
CCG | FR | 2018-04-04 07:00 | 0.96454
CCG | FR | 2018-04-04 08:00 | 0.96454
CCG | FR | 2018-04-04 09:00 | 0.96454
CCG | FR | 2018-04-04 10:00 | 0.96454
CCG | FR | 2018-04-04 11:00 | 0.96454
CCG | FR | 2018-04-04 12:00 | 0.96454
CCG | FR | 2018-04-04 13:00 | 0.96454
CCG | FR | 2018-04-04 14:00 | 0.96454
CCG | FR | 2018-04-04 15:00 | 0.96454
CCG | FR | 2018-04-04 16:00 | 0.96454
CCG | FR | 2018-04-04 17:00 | 0.96454
CCG | FR | 2018-04-04 18:00 | 0.96454
CCG | FR | 2018-04-04 19:00 | 0.96454
CCG | FR | 2018-04-04 20:00 | 0.96454
CCG | FR | 2018-04-04 21:00 | 0.96454
CCG | FR | 2018-04-04 22:00 | 0.96454
CCG | FR | 2018-04-04 23:00 | 0.96454
CCG | FR | 2018-04-05 | 0.96454
CCG | FR | 2018-04-05 01:00 | 0.96454
CCG | FR | 2018-04-05 02:00 | 0.96454
CCG | FR | 2018-04-05 03:00 | 0.96454
CCG | FR | 2018-04-05 04:00 | 0.96454
CCG | FR | 2018-04-05 05:00 | 0.96454
CCG | FR | 2018-04-05 06:00 | 0.93009
CCG | FR | 2018-04-05 07:00 | 0.93009
CCG | FR | 2018-04-05 08:00 | 0.93009
CCG | FR | 2018-04-05 09:00 | 0.93009
CCG | FR | 2018-04-05 10:00 | 0.93009
CCG | FR | 2018-04-05 11:00 | 0.93009
CCG | FR | 2018-04-05 12:00 | 0.93009
CCG | FR | 2018-04-05 13:00 | 0.93009
CCG | FR | 2018-04-05 14:00 | 0.96454
CCG | FR | 2018-04-05 15:00 | 0.96454
CCG | FR | 2018-04-05 16:00 | 0.96454
CCG | FR | 2018-04-05 17:00 | 0.96454
CCG | FR | 2018-04-05 18:00 | 0.96454
CCG | FR | 2018-04-05 19:00 | 0.96454
CCG | FR | 2018-04-05 20:00 | 0.96454
CCG | FR | 2018-04-05 21:00 | 0.96454
CCG | FR | 2018-04-05 22:00 | 0.96454
CCG | FR | 2018-04-05 23:00 | 0.96454
CCG | FR | 2018-04-06 | 0.96454
CCG | FR | 2018-04-06 01:00 | 0.96454
CCG | FR | 2018-04-06 02:00 | 0.96454
CCG | FR | 2018-04-06 03:00 | 0.96454
CCG | FR | 2018-04-06 04:00 | 0.96454
CCG | FR | 2018-04-06 05:00 | 0.96454
CCG | FR | 2018-04-06 06:00 | 0.96454
CCG | FR | 2018-04-06 07:00 | 0.96454
CCG | FR | 2018-04-06 08:00 | 0.94163
CCG | FR | 2018-04-06 09:00 | 0.94163
CCG | FR | 2018-04-06 10:00 | 0.96454
CCG | FR | 2018-04-06 11:00 | 0.96454
CCG | FR | 2018-04-06 12:00 | 0.96454
CCG | FR | 2018-04-06 13:00 | 0.96454
CCG | FR | 2018-04-06 14:00 | 0.96454
CCG | FR | 2018-04-06 15:00 | 0.96454
CCG | FR | 2018-04-06 16:00 | 0.96454
CCG | FR | 2018-04-06 17:00 | 0.96454
CCG | FR | 2018-04-06 18:00 | 0.96454
CCG | FR | 2018-04-06 19:00 | 0.96454
CCG | FR | 2018-04-06 20:00 | 0.96454
CCG | FR | 2018-04-06 21:00 | 0.96454
CCG | FR | 2018-04-06 22:00 | 0.96454
CCG | FR | 2018-04-06 23:00 | 0.96454
CCG | FR | 2018-04-07 | 0.96454
CCG | FR | 2018-04-07 01:00 | 0.96454
CCG | FR | 2018-04-07 02:00 | 0.96454
CCG | FR | 2018-04-07 03:00 | 0.96454
CCG | FR | 2018-04-07 04:00 | 0.96454
CCG | FR | 2018-04-07 05:00 | 0.96454
CCG | FR | 2018-04-07 06:00 | 0.96454
CCG | FR | 2018-04-07 07:00 | 0.96454
CCG | FR | 2018-04-07 08:00 | 0.96454
CCG | FR | 2018-04-07 09:00 | 0.96454
CCG | FR | 2018-04-07 10:00 | 0.96454
CCG | FR | 2018-04-07 11:00 | 0.96454
CCG | FR | 2018-04-07 12:00 | 0.96454
CCG | FR | 2018-04-07 13:00 | 0.96454
CCG | FR | 2018-04-07 14:00 | 0.96454
CCG | FR | 2018-04-07 15:00 | 0.96454
CCG | FR | 2018-04-07 16:00 | 0.96454
CCG | FR | 2018-04-07 17:00 | 0.96454
CCG | FR | 2018-04-07 18:00 | 0.96454
CCG | FR | 2018-04-07 19:00 | 0.96454
CCG | FR | 2018-04-07 20:00 | 0.96454
CCG | FR | 2018-04-07 21:00 | 0.96454
CCG | FR | 2018-04-07 22:00 | 0.96454
CCG | FR | 2018-04-07 23:00 | 0.96454
CCG | FR | 2018-04-08 | 0.96454
CCG | FR | 2018-04-08 01:00 | 0.96454
CCG | FR | 2018-04-08 02:00 | 0.96454
CCG | FR | 2018-04-08 03:00 | 0.96454
CCG | FR | 2018-04-08 04:00 | 0.96454
CCG | FR | 2018-04-08 05:00 | 0.96454
CCG | FR | 2018-04-08 06:00 | 0.96454
CCG | FR | 2018-04-08 07:00 | 0.96454
CCG | FR | 2018-04-08 08:00 | 0.96454
CCG | FR | 2018-04-08 09:00 | 0.96454
CCG | FR | 2018-04-08 10:00 | 0.96454
CCG | FR | 2018-04-08 11:00 | 0.96454
CCG | FR | 2018-04-08 12:00 | 0.96454
CCG | FR | 2018-04-08 13:00 | 0.96454
CCG | FR | 2018-04-08 14:00 | 0.96454
CCG | FR | 2018-04-08 15:00 | 0.96454
CCG | FR | 2018-04-08 16:00 | 0.96454
CCG | FR | 2018-04-08 17:00 | 0.96454
CCG | FR | 2018-04-08 18:00 | 0.96454
CCG | FR | 2018-04-08 19:00 | 0.96454
CCG | FR | 2018-04-08 20:00 | 0.96454
CCG | FR | 2018-04-08 21:00 | 0.96454
CCG | FR | 2018-04-08 22:00 | 0.96454
CCG | FR | 2018-04-08 23:00 | 0.96454
CCG | FR | 2018-04-09 | 0.96454
CCG | FR | 2018-04-09 01:00 | 0.96454
CCG | FR | 2018-04-09 02:00 | 0.96454
CCG | FR | 2018-04-09 03:00 | 0.96454
CCG | FR | 2018-04-09 04:00 | 0.96454
CCG | FR | 2018-04-09 05:00 | 0.96454
CCG | FR | 2018-04-09 06:00 | 0.96454
CCG | FR | 2018-04-09 07:00 | 0.96454
CCG | FR | 2018-04-09 08:00 | 0.95061
CCG | FR | 2018-04-09 09:00 | 0.95061
CCG | FR | 2018-04-09 10:00 | 0.95061
CCG | FR | 2018-04-09 11:00 | 0.95061
CCG | FR | 2018-04-09 12:00 | 0.95061
CCG | FR | 2018-04-09 13:00 | 0.95061
CCG | FR | 2018-04-09 14:00 | 0.95061
CCG | FR | 2018-04-09 15:00 | 0.95061
CCG | FR | 2018-04-09 16:00 | 0.95061
CCG | FR | 2018-04-09 17:00 | 0.96454
CCG | FR | 2018-04-09 18:00 | 0.96454
CCG | FR | 2018-04-09 19:00 | 0.96454
CCG | FR | 2018-04-09 20:00 | 0.96454
CCG | FR | 2018-04-09 21:00 | 0.96454
CCG | FR | 2018-04-09 22:00 | 0.96454
CCG | FR | 2018-04-09 23:00 | 0.96454
CCG | FR | 2018-04-10 | 0.96454
CCG | FR | 2018-04-10 01:00 | 0.96454
CCG | FR | 2018-04-10 02:00 | 0.96454
CCG | FR | 2018-04-10 03:00 | 0.96454
CCG | FR | 2018-04-10 04:00 | 0.96454
CCG | FR | 2018-04-10 05:00 | 0.96454
CCG | FR | 2018-04-10 06:00 | 0.96454
CCG | FR | 2018-04-10 07:00 | 0.96454
CCG | FR | 2018-04-10 08:00 | 0.96454
CCG | FR | 2018-04-10 09:00 | 0.96454
CCG | FR | 2018-04-10 10:00 | 0.96454
CCG | FR | 2018-04-10 11:00 | 0.96454
CCG | FR | 2018-04-10 12:00 | 0.96454
CCG | FR | 2018-04-10 13:00 | 0.94761
CCG | FR | 2018-04-10 14:00 | 0.94761
CCG | FR | 2018-04-10 15:00 | 0.94761
CCG | FR | 2018-04-10 16:00 | 0.94761
CCG | FR | 2018-04-10 17:00 | 0.94761
CCG | FR | 2018-04-10 18:00 | 0.94761
CCG | FR | 2018-04-10 19:00 | 0.94761
CCG | FR | 2018-04-10 20:00 | 0.94761
CCG | FR | 2018-04-10 21:00 | 0.94761
CCG | FR | 2018-04-10 22:00 | 0.94761
CCG | FR | 2018-04-10 23:00 | 0.94761
CCG | FR | 2018-04-11 | 0.94761
CCG | FR | 2018-04-11 01:00 | 0.94761
CCG | FR | 2018-04-11 02:00 | 0.94761
CCG | FR | 2018-04-11 03:00 | 0.94761
CCG | FR | 2018-04-11 04:00 | 0.94761
CCG | FR | 2018-04-11 05:00 | 0.94761
CCG | FR | 2018-04-11 06:00 | 0.94761
CCG | FR | 2018-04-11 07:00 | 0.94761
CCG | FR | 2018-04-11 08:00 | 0.94761
CCG | FR | 2018-04-11 09:00 | 0.94761
CCG | FR | 2018-04-11 10:00 | 0.94761
CCG | FR | 2018-04-11 11:00 | 0.94761
CCG | FR | 2018-04-11 12:00 | 0.94761
CCG | FR | 2018-04-11 13:00 | 0.94761
CCG | FR | 2018-04-11 14:00 | 0.94761
CCG | FR | 2018-04-11 15:00 | 0.94761
CCG | FR | 2018-04-11 16:00 | 0.94761
CCG | FR | 2018-04-11 17:00 | 0.96454
CCG | FR | 2018-04-11 18:00 | 0.96454
CCG | FR | 2018-04-11 19:00 | 0.96454
CCG | FR | 2018-04-11 20:00 | 0.96454
CCG | FR | 2018-04-11 21:00 | 0.96454
CCG | FR | 2018-04-11 22:00 | 0.96454
CCG | FR | 2018-04-11 23:00 | 0.96454
CCG | FR | 2018-04-12 | 0.96454
CCG | FR | 2018-04-12 01:00 | 0.96454
CCG | FR | 2018-04-12 02:00 | 0.96454
CCG | FR | 2018-04-12 03:00 | 0.96454
CCG | FR | 2018-04-12 04:00 | 0.96454
CCG | FR | 2018-04-12 05:00 | 0.96454
CCG | FR | 2018-04-12 06:00 | 0.96454
CCG | FR | 2018-04-12 07:00 | 0.96454
CCG | FR | 2018-04-12 08:00 | 0.96454
CCG | FR | 2018-04-12 09:00 | 0.96454
CCG | FR | 2018-04-12 10:00 | 0.96454
CCG | FR | 2018-04-12 11:00 | 0.96454
CCG | FR | 2018-04-12 12:00 | 0.96454
CCG | FR | 2018-04-12 13:00 | 0.96454
CCG | FR | 2018-04-12 14:00 | 0.96454
CCG | FR | 2018-04-12 15:00 | 0.96454
CCG | FR | 2018-04-12 16:00 | 0.96454
CCG | FR | 2018-04-12 17:00 | 0.96454
CCG | FR | 2018-04-12 18:00 | 0.96454
CCG | FR | 2018-04-12 19:00 | 0.96454
CCG | FR | 2018-04-12 20:00 | 0.96454
CCG | FR | 2018-04-12 21:00 | 0.96454
CCG | FR | 2018-04-12 22:00 | 0.96454
CCG | FR | 2018-04-12 23:00 | 0.96454
CCG | FR | 2018-04-13 | 0.96454
CCG | FR | 2018-04-13 01:00 | 0.96454
CCG | FR | 2018-04-13 02:00 | 0.96454
CCG | FR | 2018-04-13 03:00 | 0.96454
CCG | FR | 2018-04-13 04:00 | 0.96454
CCG | FR | 2018-04-13 05:00 | 0.96454
CCG | FR | 2018-04-13 06:00 | 0.96454
CCG | FR | 2018-04-13 07:00 | 0.96454
CCG | FR | 2018-04-13 08:00 | 0.96454
CCG | FR | 2018-04-13 09:00 | 0.96454
CCG | FR | 2018-04-13 10:00 | 0.96454
CCG | FR | 2018-04-13 11:00 | 0.96454
CCG | FR | 2018-04-13 12:00 | 0.96454
CCG | FR | 2018-04-13 13:00 | 0.96454
CCG | FR | 2018-04-13 14:00 | 0.96454
CCG | FR | 2018-04-13 15:00 | 0.96454
CCG | FR | 2018-04-13 16:00 | 0.96454
CCG | FR | 2018-04-13 17:00 | 0.96454
CCG | FR | 2018-04-13 18:00 | 0.96454
CCG | FR | 2018-04-13 19:00 | 0.96454
CCG | FR | 2018-04-13 20:00 | 0.92575
CCG | FR | 2018-04-13 21:00 | 0.92575
CCG | FR | 2018-04-13 22:00 | 0.92575
CCG | FR | 2018-04-13 23:00 | 0.92575
CCG | FR | 2018-04-14 | 0.91574
CCG | FR | 2018-04-14 01:00 | 0.91574
CCG | FR | 2018-04-14 02:00 | 0.91574
CCG | FR | 2018-04-14 03:00 | 0.91574
CCG | FR | 2018-04-14 04:00 | 0.91574
CCG | FR | 2018-04-14 05:00 | 0.91574
CCG | FR | 2018-04-14 06:00 | 0.91574
CCG | FR | 2018-04-14 07:00 | 0.91574
CCG | FR | 2018-04-14 08:00 | 0.91574
CCG | FR | 2018-04-14 09:00 | 0.91574
CCG | FR | 2018-04-14 10:00 | 0.91574
CCG | FR | 2018-04-14 11:00 | 0.91574
CCG | FR | 2018-04-14 12:00 | 0.91574
CCG | FR | 2018-04-14 13:00 | 0.91574
CCG | FR | 2018-04-14 14:00 | 0.91574
CCG | FR | 2018-04-14 15:00 | 0.91574
CCG | FR | 2018-04-14 16:00 | 0.91574
CCG | FR | 2018-04-14 17:00 | 0.91574
CCG | FR | 2018-04-14 18:00 | 0.91574
CCG | FR | 2018-04-14 19:00 | 0.91574
CCG | FR | 2018-04-14 20:00 | 0.91574
CCG | FR | 2018-04-14 21:00 | 0.91574
CCG | FR | 2018-04-14 22:00 | 0.91574
CCG | FR | 2018-04-14 23:00 | 0.91574
CCG | FR | 2018-04-15 | 0.89881
CCG | FR | 2018-04-15 01:00 | 0.89881
CCG | FR | 2018-04-15 02:00 | 0.89881
CCG | FR | 2018-04-15 03:00 | 0.89881
CCG | FR | 2018-04-15 04:00 | 0.89881
CCG | FR | 2018-04-15 05:00 | 0.89881
CCG | FR | 2018-04-15 06:00 | 0.89881
CCG | FR | 2018-04-15 07:00 | 0.89881
CCG | FR | 2018-04-15 08:00 | 0.89881
CCG | FR | 2018-04-15 09:00 | 0.89881
CCG | FR | 2018-04-15 10:00 | 0.89881
CCG | FR | 2018-04-15 11:00 | 0.89881
CCG | FR | 2018-04-15 12:00 | 0.89881
CCG | FR | 2018-04-15 13:00 | 0.89881
CCG | FR | 2018-04-15 14:00 | 0.89881
CCG | FR | 2018-04-15 15:00 | 0.89881
CCG | FR | 2018-04-15 16:00 | 0.89881
CCG | FR | 2018-04-15 17:00 | 0.89881
CCG | FR | 2018-04-15 18:00 | 0.89881
CCG | FR | 2018-04-15 19:00 | 0.89881
CCG | FR | 2018-04-15 20:00 | 0.89881
CCG | FR | 2018-04-15 21:00 | 0.89881
CCG | FR | 2018-04-15 22:00 | 0.89881
CCG | FR | 2018-04-15 23:00 | 0.89881
CCG | FR | 2018-04-16 | 0.89881
CCG | FR | 2018-04-16 01:00 | 0.89881
CCG | FR | 2018-04-16 02:00 | 0.89881
CCG | FR | 2018-04-16 03:00 | 0.89881
CCG | FR | 2018-04-16 04:00 | 0.89881
CCG | FR | 2018-04-16 05:00 | 0.87589
CCG | FR | 2018-04-16 06:00 | 0.8656
CCG | FR | 2018-04-16 07:00 | 0.8656
CCG | FR | 2018-04-16 08:00 | 0.8656
CCG | FR | 2018-04-16 09:00 | 0.8656
CCG | FR | 2018-04-16 10:00 | 0.8656
CCG | FR | 2018-04-16 11:00 | 0.8656
CCG | FR | 2018-04-16 12:00 | 0.8656
CCG | FR | 2018-04-16 13:00 | 0.8656
CCG | FR | 2018-04-16 14:00 | 0.8656
CCG | FR | 2018-04-16 15:00 | 0.8656
CCG | FR | 2018-04-16 16:00 | 0.87954
CCG | FR | 2018-04-16 17:00 | 0.87954
CCG | FR | 2018-04-16 18:00 | 0.87954
CCG | FR | 2018-04-16 19:00 | 0.87954
CCG | FR | 2018-04-16 20:00 | 0.87954
CCG | FR | 2018-04-16 21:00 | 0.87954
CCG | FR | 2018-04-16 22:00 | 0.87954
CCG | FR | 2018-04-16 23:00 | 0.87954
CCG | FR | 2018-04-17 | 0.89881
CCG | FR | 2018-04-17 01:00 | 0.89881
CCG | FR | 2018-04-17 02:00 | 0.89881
CCG | FR | 2018-04-17 03:00 | 0.89881
CCG | FR | 2018-04-17 04:00 | 0.89881
CCG | FR | 2018-04-17 05:00 | 0.89881
CCG | FR | 2018-04-17 06:00 | 0.89881
CCG | FR | 2018-04-17 07:00 | 0.89881
CCG | FR | 2018-04-17 08:00 | 0.89881
CCG | FR | 2018-04-17 09:00 | 0.89881
CCG | FR | 2018-04-17 10:00 | 0.87954
CCG | FR | 2018-04-17 11:00 | 0.89881
CCG | FR | 2018-04-17 12:00 | 0.89881
CCG | FR | 2018-04-17 13:00 | 0.89881
CCG | FR | 2018-04-17 14:00 | 0.89881
CCG | FR | 2018-04-17 15:00 | 0.89881
CCG | FR | 2018-04-17 16:00 | 0.89881
CCG | FR | 2018-04-17 17:00 | 0.89881
CCG | FR | 2018-04-17 18:00 | 0.89881
CCG | FR | 2018-04-17 19:00 | 0.89881
CCG | FR | 2018-04-17 20:00 | 0.89881
CCG | FR | 2018-04-17 21:00 | 0.89881
CCG | FR | 2018-04-17 22:00 | 0.89881
CCG | FR | 2018-04-17 23:00 | 0.89881
CCG | FR | 2018-04-18 | 0.89881
CCG | FR | 2018-04-18 01:00 | 0.89881
CCG | FR | 2018-04-18 02:00 | 0.89881
CCG | FR | 2018-04-18 03:00 | 0.89881
CCG | FR | 2018-04-18 04:00 | 0.89881
CCG | FR | 2018-04-18 05:00 | 0.89881
CCG | FR | 2018-04-18 06:00 | 0.87597
CCG | FR | 2018-04-18 07:00 | 0.87597
CCG | FR | 2018-04-18 08:00 | 0.87597
CCG | FR | 2018-04-18 09:00 | 0.87597
CCG | FR | 2018-04-18 10:00 | 0.87597
CCG | FR | 2018-04-18 11:00 | 0.87597
CCG | FR | 2018-04-18 12:00 | 0.87597
CCG | FR | 2018-04-18 13:00 | 0.87597
CCG | FR | 2018-04-18 14:00 | 0.87597
CCG | FR | 2018-04-18 15:00 | 0.87597
CCG | FR | 2018-04-18 16:00 | 0.87597
CCG | FR | 2018-04-18 17:00 | 0.87597
CCG | FR | 2018-04-18 18:00 | 0.89881
CCG | FR | 2018-04-18 19:00 | 0.89881
CCG | FR | 2018-04-18 20:00 | 0.89881
CCG | FR | 2018-04-18 21:00 | 0.89881
CCG | FR | 2018-04-18 22:00 | 0.89839
CCG | FR | 2018-04-18 23:00 | 0.89839
CCG | FR | 2018-04-19 | 0.89881
CCG | FR | 2018-04-19 01:00 | 0.89881
CCG | FR | 2018-04-19 02:00 | 0.89881
CCG | FR | 2018-04-19 03:00 | 0.89881
CCG | FR | 2018-04-19 04:00 | 0.89881
CCG | FR | 2018-04-19 05:00 | 0.89881
CCG | FR | 2018-04-19 06:00 | 0.89881
CCG | FR | 2018-04-19 07:00 | 0.89881
CCG | FR | 2018-04-19 08:00 | 0.86319
CCG | FR | 2018-04-19 09:00 | 0.86319
CCG | FR | 2018-04-19 10:00 | 0.86319
CCG | FR | 2018-04-19 11:00 | 0.89881
CCG | FR | 2018-04-19 12:00 | 0.89881
CCG | FR | 2018-04-19 13:00 | 0.89881
CCG | FR | 2018-04-19 14:00 | 0.89881
CCG | FR | 2018-04-19 15:00 | 0.89881
CCG | FR | 2018-04-19 16:00 | 0.89881
CCG | FR | 2018-04-19 17:00 | 0.89881
CCG | FR | 2018-04-19 18:00 | 0.89881
CCG | FR | 2018-04-19 19:00 | 0.89881
CCG | FR | 2018-04-19 20:00 | 0.89881
CCG | FR | 2018-04-19 21:00 | 0.89881
CCG | FR | 2018-04-19 22:00 | 0.89881
CCG | FR | 2018-04-19 23:00 | 0.89881
CCG | FR | 2018-04-20 | 0.86435
CCG | FR | 2018-04-20 01:00 | 0.86435
CCG | FR | 2018-04-20 02:00 | 0.86435
CCG | FR | 2018-04-20 03:00 | 0.86435
CCG | FR | 2018-04-20 04:00 | 0.86435
CCG | FR | 2018-04-20 05:00 | 0.86435
CCG | FR | 2018-04-20 06:00 | 0.86435
CCG | FR | 2018-04-20 07:00 | 0.86435
CCG | FR | 2018-04-20 08:00 | 0.86435
CCG | FR | 2018-04-20 09:00 | 0.86435
CCG | FR | 2018-04-20 10:00 | 0.86435
CCG | FR | 2018-04-20 11:00 | 0.86435
CCG | FR | 2018-04-20 12:00 | 0.86435
CCG | FR | 2018-04-20 13:00 | 0.86435
CCG | FR | 2018-04-20 14:00 | 0.86435
CCG | FR | 2018-04-20 15:00 | 0.86435
CCG | FR | 2018-04-20 16:00 | 0.86435
CCG | FR | 2018-04-20 17:00 | 0.86435
CCG | FR | 2018-04-20 18:00 | 0.86435
CCG | FR | 2018-04-20 19:00 | 0.86435
CCG | FR | 2018-04-20 20:00 | 0.86435
CCG | FR | 2018-04-20 21:00 | 0.86435
CCG | FR | 2018-04-20 22:00 | 0.86435
CCG | FR | 2018-04-20 23:00 | 0.86435
CCG | FR | 2018-04-21 | 0.82556
CCG | FR | 2018-04-21 01:00 | 0.82556
CCG | FR | 2018-04-21 02:00 | 0.82556
CCG | FR | 2018-04-21 03:00 | 0.82556
CCG | FR | 2018-04-21 04:00 | 0.82556
CCG | FR | 2018-04-21 05:00 | 0.82556
CCG | FR | 2018-04-21 06:00 | 0.82556
CCG | FR | 2018-04-21 07:00 | 0.78994
CCG | FR | 2018-04-21 08:00 | 0.78994
CCG | FR | 2018-04-21 09:00 | 0.78994
CCG | FR | 2018-04-21 10:00 | 0.78994
CCG | FR | 2018-04-21 11:00 | 0.78994
CCG | FR | 2018-04-21 12:00 | 0.78994
CCG | FR | 2018-04-21 13:00 | 0.78994
CCG | FR | 2018-04-21 14:00 | 0.78994
CCG | FR | 2018-04-21 15:00 | 0.78994
CCG | FR | 2018-04-21 16:00 | 0.82439
CCG | FR | 2018-04-21 17:00 | 0.82439
CCG | FR | 2018-04-21 18:00 | 0.86002
CCG | FR | 2018-04-21 19:00 | 0.86002
CCG | FR | 2018-04-21 20:00 | 0.86002
CCG | FR | 2018-04-21 21:00 | 0.86002
CCG | FR | 2018-04-21 22:00 | 0.86002
CCG | FR | 2018-04-21 23:00 | 0.86002
CCG | FR | 2018-04-22 | 0.86002
CCG | FR | 2018-04-22 01:00 | 0.86002
CCG | FR | 2018-04-22 02:00 | 0.86002
CCG | FR | 2018-04-22 03:00 | 0.86002
CCG | FR | 2018-04-22 04:00 | 0.86002
CCG | FR | 2018-04-22 05:00 | 0.86002
CCG | FR | 2018-04-22 06:00 | 0.86002
CCG | FR | 2018-04-22 07:00 | 0.86002
CCG | FR | 2018-04-22 08:00 | 0.86002
CCG | FR | 2018-04-22 09:00 | 0.86002
CCG | FR | 2018-04-22 10:00 | 0.86002
CCG | FR | 2018-04-22 11:00 | 0.86002
CCG | FR | 2018-04-22 12:00 | 0.86002
CCG | FR | 2018-04-22 13:00 | 0.86002
CCG | FR | 2018-04-22 14:00 | 0.86002
CCG | FR | 2018-04-22 15:00 | 0.86002
CCG | FR | 2018-04-22 16:00 | 0.86002
CCG | FR | 2018-04-22 17:00 | 0.86002
CCG | FR | 2018-04-22 18:00 | 0.86002
CCG | FR | 2018-04-22 19:00 | 0.86002
CCG | FR | 2018-04-22 20:00 | 0.86002
CCG | FR | 2018-04-22 21:00 | 0.86002
CCG | FR | 2018-04-22 22:00 | 0.86002
CCG | FR | 2018-04-22 23:00 | 0.86002
CCG | FR | 2018-04-23 | 0.86002
CCG | FR | 2018-04-23 01:00 | 0.86002
CCG | FR | 2018-04-23 02:00 | 0.86002
CCG | FR | 2018-04-23 03:00 | 0.86002
CCG | FR | 2018-04-23 04:00 | 0.86002
CCG | FR | 2018-04-23 05:00 | 0.86002
CCG | FR | 2018-04-23 06:00 | 0.86002
CCG | FR | 2018-04-23 07:00 | 0.86002
CCG | FR | 2018-04-23 08:00 | 0.86002
CCG | FR | 2018-04-23 09:00 | 0.86002
CCG | FR | 2018-04-23 10:00 | 0.86002
CCG | FR | 2018-04-23 11:00 | 0.86002
CCG | FR | 2018-04-23 12:00 | 0.86002
CCG | FR | 2018-04-23 13:00 | 0.86002
CCG | FR | 2018-04-23 14:00 | 0.86002
CCG | FR | 2018-04-23 15:00 | 0.86002
CCG | FR | 2018-04-23 16:00 | 0.86002
CCG | FR | 2018-04-23 17:00 | 0.86002
CCG | FR | 2018-04-23 18:00 | 0.86002
CCG | FR | 2018-04-23 19:00 | 0.86002
CCG | FR | 2018-04-23 20:00 | 0.86002
CCG | FR | 2018-04-23 21:00 | 0.86002
CCG | FR | 2018-04-23 22:00 | 0.86002
CCG | FR | 2018-04-23 23:00 | 0.86002
CCG | FR | 2018-04-24 | 0.86002
CCG | FR | 2018-04-24 01:00 | 0.86002
CCG | FR | 2018-04-24 02:00 | 0.86002
CCG | FR | 2018-04-24 03:00 | 0.86002
CCG | FR | 2018-04-24 04:00 | 0.86002
CCG | FR | 2018-04-24 05:00 | 0.86002
CCG | FR | 2018-04-24 06:00 | 0.86002
CCG | FR | 2018-04-24 07:00 | 0.86002
CCG | FR | 2018-04-24 08:00 | 0.86002
CCG | FR | 2018-04-24 09:00 | 0.86002
CCG | FR | 2018-04-24 10:00 | 0.86002
CCG | FR | 2018-04-24 11:00 | 0.86002
CCG | FR | 2018-04-24 12:00 | 0.86002
CCG | FR | 2018-04-24 13:00 | 0.86002
CCG | FR | 2018-04-24 14:00 | 0.86002
CCG | FR | 2018-04-24 15:00 | 0.86002
CCG | FR | 2018-04-24 16:00 | 0.86002
CCG | FR | 2018-04-24 17:00 | 0.86002
CCG | FR | 2018-04-24 18:00 | 0.86002
CCG | FR | 2018-04-24 19:00 | 0.86002
CCG | FR | 2018-04-24 20:00 | 0.86002
CCG | FR | 2018-04-24 21:00 | 0.86002
CCG | FR | 2018-04-24 22:00 | 0.86002
CCG | FR | 2018-04-24 23:00 | 0.86002
CCG | FR | 2018-04-25 | 0.86002
CCG | FR | 2018-04-25 01:00 | 0.86002
CCG | FR | 2018-04-25 02:00 | 0.86002
CCG | FR | 2018-04-25 03:00 | 0.86002
CCG | FR | 2018-04-25 04:00 | 0.86002
CCG | FR | 2018-04-25 05:00 | 0.86002
CCG | FR | 2018-04-25 06:00 | 0.86002
CCG | FR | 2018-04-25 07:00 | 0.86002
CCG | FR | 2018-04-25 08:00 | 0.86002
CCG | FR | 2018-04-25 09:00 | 0.86002
CCG | FR | 2018-04-25 10:00 | 0.86002
CCG | FR | 2018-04-25 11:00 | 0.86002
CCG | FR | 2018-04-25 12:00 | 0.86002
CCG | FR | 2018-04-25 13:00 | 0.86002
CCG | FR | 2018-04-25 14:00 | 0.86002
CCG | FR | 2018-04-25 15:00 | 0.86002
CCG | FR | 2018-04-25 16:00 | 0.86002
CCG | FR | 2018-04-25 17:00 | 0.86002
CCG | FR | 2018-04-25 18:00 | 0.86002
CCG | FR | 2018-04-25 19:00 | 0.86002
CCG | FR | 2018-04-25 20:00 | 0.86002
CCG | FR | 2018-04-25 21:00 | 0.86002
CCG | FR | 2018-04-25 22:00 | 0.86002
CCG | FR | 2018-04-25 23:00 | 0.86002
CCG | FR | 2018-04-26 | 0.86002
CCG | FR | 2018-04-26 01:00 | 0.86002
CCG | FR | 2018-04-26 02:00 | 0.86002
CCG | FR | 2018-04-26 03:00 | 0.86002
CCG | FR | 2018-04-26 04:00 | 0.86002
CCG | FR | 2018-04-26 05:00 | 0.86002
CCG | FR | 2018-04-26 06:00 | 0.86002
CCG | FR | 2018-04-26 07:00 | 0.86002
CCG | FR | 2018-04-26 08:00 | 0.86002
CCG | FR | 2018-04-26 09:00 | 0.86002
CCG | FR | 2018-04-26 10:00 | 0.86002
CCG | FR | 2018-04-26 11:00 | 0.86002
CCG | FR | 2018-04-26 12:00 | 0.86002
CCG | FR | 2018-04-26 13:00 | 0.86002
CCG | FR | 2018-04-26 14:00 | 0.86002
CCG | FR | 2018-04-26 15:00 | 0.86002
CCG | FR | 2018-04-26 16:00 | 0.86002
CCG | FR | 2018-04-26 17:00 | 0.86002
CCG | FR | 2018-04-26 18:00 | 0.86002
CCG | FR | 2018-04-26 19:00 | 0.86002
CCG | FR | 2018-04-26 20:00 | 0.86002
CCG | FR | 2018-04-26 21:00 | 0.86002
CCG | FR | 2018-04-26 22:00 | 0.86002
CCG | FR | 2018-04-26 23:00 | 0.86002
CCG | FR | 2018-04-27 | 0.86002
CCG | FR | 2018-04-27 01:00 | 0.86002
CCG | FR | 2018-04-27 02:00 | 0.86002
CCG | FR | 2018-04-27 03:00 | 0.86002
CCG | FR | 2018-04-27 04:00 | 0.86002
CCG | FR | 2018-04-27 05:00 | 0.86002
CCG | FR | 2018-04-27 06:00 | 0.86002
CCG | FR | 2018-04-27 07:00 | 0.86002
CCG | FR | 2018-04-27 08:00 | 0.86002
CCG | FR | 2018-04-27 09:00 | 0.86002
CCG | FR | 2018-04-27 10:00 | 0.86002
CCG | FR | 2018-04-27 11:00 | 0.86002
CCG | FR | 2018-04-27 12:00 | 0.86002
CCG | FR | 2018-04-27 13:00 | 0.86002
CCG | FR | 2018-04-27 14:00 | 0.86002
CCG | FR | 2018-04-27 15:00 | 0.86002
CCG | FR | 2018-04-27 16:00 | 0.86002
CCG | FR | 2018-04-27 17:00 | 0.86002
CCG | FR | 2018-04-27 18:00 | 0.86002
CCG | FR | 2018-04-27 19:00 | 0.86002
CCG | FR | 2018-04-27 20:00 | 0.86002
CCG | FR | 2018-04-27 21:00 | 0.86002
CCG | FR | 2018-04-27 22:00 | 0.86002
CCG | FR | 2018-04-27 23:00 | 0.86002
CCG | FR | 2018-04-28 | 0.86002
CCG | FR | 2018-04-28 01:00 | 0.86002
CCG | FR | 2018-04-28 02:00 | 0.86002
CCG | FR | 2018-04-28 03:00 | 0.86002
CCG | FR | 2018-04-28 04:00 | 0.86002
CCG | FR | 2018-04-28 05:00 | 0.86002
CCG | FR | 2018-04-28 06:00 | 0.86002
CCG | FR | 2018-04-28 07:00 | 0.86002
CCG | FR | 2018-04-28 08:00 | 0.86002
CCG | FR | 2018-04-28 09:00 | 0.86002
CCG | FR | 2018-04-28 10:00 | 0.86002
CCG | FR | 2018-04-28 11:00 | 0.86002
CCG | FR | 2018-04-28 12:00 | 0.86002
CCG | FR | 2018-04-28 13:00 | 0.86002
CCG | FR | 2018-04-28 14:00 | 0.86002
CCG | FR | 2018-04-28 15:00 | 0.86002
CCG | FR | 2018-04-28 16:00 | 0.86002
CCG | FR | 2018-04-28 17:00 | 0.86002
CCG | FR | 2018-04-28 18:00 | 0.86002
CCG | FR | 2018-04-28 19:00 | 0.86002
CCG | FR | 2018-04-28 20:00 | 0.86002
CCG | FR | 2018-04-28 21:00 | 0.86002
CCG | FR | 2018-04-28 22:00 | 0.86002
CCG | FR | 2018-04-28 23:00 | 0.86002
CCG | FR | 2018-04-29 | 0.86002
CCG | FR | 2018-04-29 01:00 | 0.86002
CCG | FR | 2018-04-29 02:00 | 0.86002
CCG | FR | 2018-04-29 03:00 | 0.86002
CCG | FR | 2018-04-29 04:00 | 0.86002
CCG | FR | 2018-04-29 05:00 | 0.86002
CCG | FR | 2018-04-29 06:00 | 0.86002
CCG | FR | 2018-04-29 07:00 | 0.86002
CCG | FR | 2018-04-29 08:00 | 0.86002
CCG | FR | 2018-04-29 09:00 | 0.86002
CCG | FR | 2018-04-29 10:00 | 0.86002
CCG | FR | 2018-04-29 11:00 | 0.86002
CCG | FR | 2018-04-29 12:00 | 0.86002
CCG | FR | 2018-04-29 13:00 | 0.86002
CCG | FR | 2018-04-29 14:00 | 0.86002
CCG | FR | 2018-04-29 15:00 | 0.86002
CCG | FR | 2018-04-29 16:00 | 0.86002
CCG | FR | 2018-04-29 17:00 | 0.86002
CCG | FR | 2018-04-29 18:00 | 0.86002
CCG | FR | 2018-04-29 19:00 | 0.86002
CCG | FR | 2018-04-29 20:00 | 0.86002
CCG | FR | 2018-04-29 21:00 | 0.86002
CCG | FR | 2018-04-29 22:00 | 0.86002
CCG | FR | 2018-04-29 23:00 | 0.86002
CCG | FR | 2018-04-30 | 0.86002
CCG | FR | 2018-04-30 01:00 | 0.86002
CCG | FR | 2018-04-30 02:00 | 0.86002
CCG | FR | 2018-04-30 03:00 | 0.86002
CCG | FR | 2018-04-30 04:00 | 0.86002
CCG | FR | 2018-04-30 05:00 | 0.86002
CCG | FR | 2018-04-30 06:00 | 0.86002
CCG | FR | 2018-04-30 07:00 | 0.86002
CCG | FR | 2018-04-30 08:00 | 0.86002
CCG | FR | 2018-04-30 09:00 | 0.86002
CCG | FR | 2018-04-30 10:00 | 0.86002
CCG | FR | 2018-04-30 11:00 | 0.86002
CCG | FR | 2018-04-30 12:00 | 0.86002
CCG | FR | 2018-04-30 13:00 | 0.86002
CCG | FR | 2018-04-30 14:00 | 0.86002
CCG | FR | 2018-04-30 15:00 | 0.86002
CCG | FR | 2018-04-30 16:00 | 0.86002
CCG | FR | 2018-04-30 17:00 | 0.86002
CCG | FR | 2018-04-30 18:00 | 0.86002
CCG | FR | 2018-04-30 19:00 | 0.86002
CCG | FR | 2018-04-30 20:00 | 0.86002
CCG | FR | 2018-04-30 21:00 | 0.86002
CCG | FR | 2018-04-30 22:00 | 0.86002
CCG | FR | 2018-04-30 23:00 | 0.86002
CCG | FR | 2018-05-01 | 0.84074
CCG | FR | 2018-05-01 01:00 | 0.84074
CCG | FR | 2018-05-01 02:00 | 0.84074
CCG | FR | 2018-05-01 03:00 | 0.84074
CCG | FR | 2018-05-01 04:00 | 0.84074
CCG | FR | 2018-05-01 05:00 | 0.86002
CCG | FR | 2018-05-01 06:00 | 0.86002
CCG | FR | 2018-05-01 07:00 | 0.86002
CCG | FR | 2018-05-01 08:00 | 0.86002
CCG | FR | 2018-05-01 09:00 | 0.86002
CCG | FR | 2018-05-01 10:00 | 0.86002
CCG | FR | 2018-05-01 11:00 | 0.86002
CCG | FR | 2018-05-01 12:00 | 0.86002
CCG | FR | 2018-05-01 13:00 | 0.86002
CCG | FR | 2018-05-01 14:00 | 0.86002
CCG | FR | 2018-05-01 15:00 | 0.86002
CCG | FR | 2018-05-01 16:00 | 0.86002
CCG | FR | 2018-05-01 17:00 | 0.86002
CCG | FR | 2018-05-01 18:00 | 0.86002
CCG | FR | 2018-05-01 19:00 | 0.86002
CCG | FR | 2018-05-01 20:00 | 0.86002
CCG | FR | 2018-05-01 21:00 | 0.86002
CCG | FR | 2018-05-01 22:00 | 0.86002
CCG | FR | 2018-05-01 23:00 | 0.86002
CCG | FR | 2018-05-02 | 0.83717
CCG | FR | 2018-05-02 01:00 | 0.83717
CCG | FR | 2018-05-02 02:00 | 0.83717
CCG | FR | 2018-05-02 03:00 | 0.83717
CCG | FR | 2018-05-02 04:00 | 0.83717
CCG | FR | 2018-05-02 05:00 | 0.83717
CCG | FR | 2018-05-02 06:00 | 0.83717
CCG | FR | 2018-05-02 07:00 | 0.83717
CCG | FR | 2018-05-02 08:00 | 0.83717
CCG | FR | 2018-05-02 09:00 | 0.83717
CCG | FR | 2018-05-02 10:00 | 0.83717
CCG | FR | 2018-05-02 11:00 | 0.83717
CCG | FR | 2018-05-02 12:00 | 0.83717
CCG | FR | 2018-05-02 13:00 | 0.83717
CCG | FR | 2018-05-02 14:00 | 0.83717
CCG | FR | 2018-05-02 15:00 | 0.83717
CCG | FR | 2018-05-02 16:00 | 0.83717
CCG | FR | 2018-05-02 17:00 | 0.83717
CCG | FR | 2018-05-02 18:00 | 0.83717
CCG | FR | 2018-05-02 19:00 | 0.83717
CCG | FR | 2018-05-02 20:00 | 0.83717
CCG | FR | 2018-05-02 21:00 | 0.83717
CCG | FR | 2018-05-02 22:00 | 0.83717
CCG | FR | 2018-05-02 23:00 | 0.83717
CCG | FR | 2018-05-03 | 0.83717
CCG | FR | 2018-05-03 01:00 | 0.83717
CCG | FR | 2018-05-03 02:00 | 0.83717
CCG | FR | 2018-05-03 03:00 | 0.83717
CCG | FR | 2018-05-03 04:00 | 0.83717
CCG | FR | 2018-05-03 05:00 | 0.83717
CCG | FR | 2018-05-03 06:00 | 0.80088
CCG | FR | 2018-05-03 07:00 | 0.80088
CCG | FR | 2018-05-03 08:00 | 0.80088
CCG | FR | 2018-05-03 09:00 | 0.80088
CCG | FR | 2018-05-03 10:00 | 0.80088
CCG | FR | 2018-05-03 11:00 | 0.80088
CCG | FR | 2018-05-03 12:00 | 0.80088
CCG | FR | 2018-05-03 13:00 | 0.80088
CCG | FR | 2018-05-03 14:00 | 0.80088
CCG | FR | 2018-05-03 15:00 | 0.80088
CCG | FR | 2018-05-03 16:00 | 0.80088
CCG | FR | 2018-05-03 17:00 | 0.80088
CCG | FR | 2018-05-03 18:00 | 0.80088
CCG | FR | 2018-05-03 19:00 | 0.80088
CCG | FR | 2018-05-03 20:00 | 0.80088
CCG | FR | 2018-05-03 21:00 | 0.80088
CCG | FR | 2018-05-03 22:00 | 0.80088
CCG | FR | 2018-05-03 23:00 | 0.80088
CCG | FR | 2018-05-04 | 0.80088
CCG | FR | 2018-05-04 01:00 | 0.80088
CCG | FR | 2018-05-04 02:00 | 0.80088
CCG | FR | 2018-05-04 03:00 | 0.80088
CCG | FR | 2018-05-04 04:00 | 0.80088
CCG | FR | 2018-05-04 05:00 | 0.80088
CCG | FR | 2018-05-04 06:00 | 0.80088
CCG | FR | 2018-05-04 07:00 | 0.80088
CCG | FR | 2018-05-04 08:00 | 0.80088
CCG | FR | 2018-05-04 09:00 | 0.80088
CCG | FR | 2018-05-04 10:00 | 0.80088
CCG | FR | 2018-05-04 11:00 | 0.80088
CCG | FR | 2018-05-04 12:00 | 0.80088
CCG | FR | 2018-05-04 13:00 | 0.80088
CCG | FR | 2018-05-04 14:00 | 0.80088
CCG | FR | 2018-05-04 15:00 | 0.80088
CCG | FR | 2018-05-04 16:00 | 0.80088
CCG | FR | 2018-05-04 17:00 | 0.80088
CCG | FR | 2018-05-04 18:00 | 0.80088
CCG | FR | 2018-05-04 19:00 | 0.80088
CCG | FR | 2018-05-04 20:00 | 0.80088
CCG | FR | 2018-05-04 21:00 | 0.80088
CCG | FR | 2018-05-04 22:00 | 0.80088
CCG | FR | 2018-05-04 23:00 | 0.80088
CCG | FR | 2018-05-05 | 0.80088
CCG | FR | 2018-05-05 01:00 | 0.80088
CCG | FR | 2018-05-05 02:00 | 0.80088
CCG | FR | 2018-05-05 03:00 | 0.80088
CCG | FR | 2018-05-05 04:00 | 0.80088
CCG | FR | 2018-05-05 05:00 | 0.80088
CCG | FR | 2018-05-05 06:00 | 0.80088
CCG | FR | 2018-05-05 07:00 | 0.80088
CCG | FR | 2018-05-05 08:00 | 0.80088
CCG | FR | 2018-05-05 09:00 | 0.80088
CCG | FR | 2018-05-05 10:00 | 0.80088
CCG | FR | 2018-05-05 11:00 | 0.80088
CCG | FR | 2018-05-05 12:00 | 0.80088
CCG | FR | 2018-05-05 13:00 | 0.80088
CCG | FR | 2018-05-05 14:00 | 0.80088
CCG | FR | 2018-05-05 15:00 | 0.80088
CCG | FR | 2018-05-05 16:00 | 0.80088
CCG | FR | 2018-05-05 17:00 | 0.80088
CCG | FR | 2018-05-05 18:00 | 0.80088
CCG | FR | 2018-05-05 19:00 | 0.80088
CCG | FR | 2018-05-05 20:00 | 0.80088
CCG | FR | 2018-05-05 21:00 | 0.80088
CCG | FR | 2018-05-05 22:00 | 0.80088
CCG | FR | 2018-05-05 23:00 | 0.80088
CCG | FR | 2018-05-06 | 0.80088
CCG | FR | 2018-05-06 01:00 | 0.80088
CCG | FR | 2018-05-06 02:00 | 0.80088
CCG | FR | 2018-05-06 03:00 | 0.80088
CCG | FR | 2018-05-06 04:00 | 0.80088
CCG | FR | 2018-05-06 05:00 | 0.80088
CCG | FR | 2018-05-06 06:00 | 0.80088
CCG | FR | 2018-05-06 07:00 | 0.80088
CCG | FR | 2018-05-06 08:00 | 0.80088
CCG | FR | 2018-05-06 09:00 | 0.80088
CCG | FR | 2018-05-06 10:00 | 0.80088
CCG | FR | 2018-05-06 11:00 | 0.80088
CCG | FR | 2018-05-06 12:00 | 0.80088
CCG | FR | 2018-05-06 13:00 | 0.80088
CCG | FR | 2018-05-06 14:00 | 0.80088
CCG | FR | 2018-05-06 15:00 | 0.80088
CCG | FR | 2018-05-06 16:00 | 0.80088
CCG | FR | 2018-05-06 17:00 | 0.80088
CCG | FR | 2018-05-06 18:00 | 0.80088
CCG | FR | 2018-05-06 19:00 | 0.80088
CCG | FR | 2018-05-06 20:00 | 0.80088
CCG | FR | 2018-05-06 21:00 | 0.80088
CCG | FR | 2018-05-06 22:00 | 0.80088
CCG | FR | 2018-05-06 23:00 | 0.80088
CCG | FR | 2018-05-07 | 0.83634
CCG | FR | 2018-05-07 01:00 | 0.83634
CCG | FR | 2018-05-07 02:00 | 0.83634
CCG | FR | 2018-05-07 03:00 | 0.83634
CCG | FR | 2018-05-07 04:00 | 0.83634
CCG | FR | 2018-05-07 05:00 | 0.83634
CCG | FR | 2018-05-07 06:00 | 0.83634
CCG | FR | 2018-05-07 07:00 | 0.83634
CCG | FR | 2018-05-07 08:00 | 0.83634
CCG | FR | 2018-05-07 09:00 | 0.83634
CCG | FR | 2018-05-07 10:00 | 0.83634
CCG | FR | 2018-05-07 11:00 | 0.83634
CCG | FR | 2018-05-07 12:00 | 0.83634
CCG | FR | 2018-05-07 13:00 | 0.83634
CCG | FR | 2018-05-07 14:00 | 0.83634
CCG | FR | 2018-05-07 15:00 | 0.83634
CCG | FR | 2018-05-07 16:00 | 0.83634
CCG | FR | 2018-05-07 17:00 | 0.83634
CCG | FR | 2018-05-07 18:00 | 0.83634
CCG | FR | 2018-05-07 19:00 | 0.83634
CCG | FR | 2018-05-07 20:00 | 0.83634
CCG | FR | 2018-05-07 21:00 | 0.83634
CCG | FR | 2018-05-07 22:00 | 0.83634
CCG | FR | 2018-05-07 23:00 | 0.83634
CCG | FR | 2018-05-08 | 0.76193
CCG | FR | 2018-05-08 01:00 | 0.76193
CCG | FR | 2018-05-08 02:00 | 0.76193
CCG | FR | 2018-05-08 03:00 | 0.76193
CCG | FR | 2018-05-08 04:00 | 0.76193
CCG | FR | 2018-05-08 05:00 | 0.76193
CCG | FR | 2018-05-08 06:00 | 0.76193
CCG | FR | 2018-05-08 07:00 | 0.76193
CCG | FR | 2018-05-08 08:00 | 0.76193
CCG | FR | 2018-05-08 09:00 | 0.76193
CCG | FR | 2018-05-08 10:00 | 0.76193
CCG | FR | 2018-05-08 11:00 | 0.76193
CCG | FR | 2018-05-08 12:00 | 0.76193
CCG | FR | 2018-05-08 13:00 | 0.76193
CCG | FR | 2018-05-08 14:00 | 0.76193
CCG | FR | 2018-05-08 15:00 | 0.76193
CCG | FR | 2018-05-08 16:00 | 0.76193
CCG | FR | 2018-05-08 17:00 | 0.79755
CCG | FR | 2018-05-08 18:00 | 0.79755
CCG | FR | 2018-05-08 19:00 | 0.79755
CCG | FR | 2018-05-08 20:00 | 0.79755
CCG | FR | 2018-05-08 21:00 | 0.79755
CCG | FR | 2018-05-08 22:00 | 0.79755
CCG | FR | 2018-05-08 23:00 | 0.79755
CCG | FR | 2018-05-09 | 0.79755
CCG | FR | 2018-05-09 01:00 | 0.79755
CCG | FR | 2018-05-09 02:00 | 0.79755
CCG | FR | 2018-05-09 03:00 | 0.79755
CCG | FR | 2018-05-09 04:00 | 0.79755
CCG | FR | 2018-05-09 05:00 | 0.79755
CCG | FR | 2018-05-09 06:00 | 0.79755
CCG | FR | 2018-05-09 07:00 | 0.79755
CCG | FR | 2018-05-09 08:00 | 0.79755
CCG | FR | 2018-05-09 09:00 | 0.79755
CCG | FR | 2018-05-09 10:00 | 0.79755
CCG | FR | 2018-05-09 11:00 | 0.79755
CCG | FR | 2018-05-09 12:00 | 0.79755
CCG | FR | 2018-05-09 13:00 | 0.79755
CCG | FR | 2018-05-09 14:00 | 0.79755
CCG | FR | 2018-05-09 15:00 | 0.79755
CCG | FR | 2018-05-09 16:00 | 0.79755
CCG | FR | 2018-05-09 17:00 | 0.76209
CCG | FR | 2018-05-09 18:00 | 0.76209
CCG | FR | 2018-05-09 19:00 | 0.76209
CCG | FR | 2018-05-09 20:00 | 0.76209
CCG | FR | 2018-05-09 21:00 | 0.76209
CCG | FR | 2018-05-09 22:00 | 0.76209
CCG | FR | 2018-05-09 23:00 | 0.79755
CCG | FR | 2018-05-10 | 0.79755
CCG | FR | 2018-05-10 01:00 | 0.79755
CCG | FR | 2018-05-10 02:00 | 0.79755
CCG | FR | 2018-05-10 03:00 | 0.79755
CCG | FR | 2018-05-10 04:00 | 0.79755
CCG | FR | 2018-05-10 05:00 | 0.79755
CCG | FR | 2018-05-10 06:00 | 0.79755
CCG | FR | 2018-05-10 07:00 | 0.79755
CCG | FR | 2018-05-10 08:00 | 0.79755
CCG | FR | 2018-05-10 09:00 | 0.79755
CCG | FR | 2018-05-10 10:00 | 0.79755
CCG | FR | 2018-05-10 11:00 | 0.79755
CCG | FR | 2018-05-10 12:00 | 0.79755
CCG | FR | 2018-05-10 13:00 | 0.79755
CCG | FR | 2018-05-10 14:00 | 0.79755
CCG | FR | 2018-05-10 15:00 | 0.79755
CCG | FR | 2018-05-10 16:00 | 0.79755
CCG | FR | 2018-05-10 17:00 | 0.79755
CCG | FR | 2018-05-10 18:00 | 0.79755
CCG | FR | 2018-05-10 19:00 | 0.79755
CCG | FR | 2018-05-10 20:00 | 0.83634
CCG | FR | 2018-05-10 21:00 | 0.83634
CCG | FR | 2018-05-10 22:00 | 0.83634
CCG | FR | 2018-05-10 23:00 | 0.83634
CCG | FR | 2018-05-11 | 0.83634
CCG | FR | 2018-05-11 01:00 | 0.83634
CCG | FR | 2018-05-11 02:00 | 0.83634
CCG | FR | 2018-05-11 03:00 | 0.83634
CCG | FR | 2018-05-11 04:00 | 0.83634
CCG | FR | 2018-05-11 05:00 | 0.83634
CCG | FR | 2018-05-11 06:00 | 0.83634
CCG | FR | 2018-05-11 07:00 | 0.83634
CCG | FR | 2018-05-11 08:00 | 0.83634
CCG | FR | 2018-05-11 09:00 | 0.83634
CCG | FR | 2018-05-11 10:00 | 0.83634
CCG | FR | 2018-05-11 11:00 | 0.83634
CCG | FR | 2018-05-11 12:00 | 0.83634
CCG | FR | 2018-05-11 13:00 | 0.83634
CCG | FR | 2018-05-11 14:00 | 0.83634
CCG | FR | 2018-05-11 15:00 | 0.83634
CCG | FR | 2018-05-11 16:00 | 0.83634
CCG | FR | 2018-05-11 17:00 | 0.83634
CCG | FR | 2018-05-11 18:00 | 0.83634
CCG | FR | 2018-05-11 19:00 | 0.83634
CCG | FR | 2018-05-11 20:00 | 0.83634
CCG | FR | 2018-05-11 21:00 | 0.83634
CCG | FR | 2018-05-11 22:00 | 0.83634
CCG | FR | 2018-05-11 23:00 | 0.83634
CCG | FR | 2018-05-12 | 0.83634
CCG | FR | 2018-05-12 01:00 | 0.83634
CCG | FR | 2018-05-12 02:00 | 0.83634
CCG | FR | 2018-05-12 03:00 | 0.83634
CCG | FR | 2018-05-12 04:00 | 0.83634
CCG | FR | 2018-05-12 05:00 | 0.83634
CCG | FR | 2018-05-12 06:00 | 0.83634
CCG | FR | 2018-05-12 07:00 | 0.83634
CCG | FR | 2018-05-12 08:00 | 0.83634
CCG | FR | 2018-05-12 09:00 | 0.83634
CCG | FR | 2018-05-12 10:00 | 0.83634
CCG | FR | 2018-05-12 11:00 | 0.83634
CCG | FR | 2018-05-12 12:00 | 0.83634
CCG | FR | 2018-05-12 13:00 | 0.83634
CCG | FR | 2018-05-12 14:00 | 0.83634
CCG | FR | 2018-05-12 15:00 | 0.83634
CCG | FR | 2018-05-12 16:00 | 0.83634
CCG | FR | 2018-05-12 17:00 | 0.83634
CCG | FR | 2018-05-12 18:00 | 0.83634
CCG | FR | 2018-05-12 19:00 | 0.83634
CCG | FR | 2018-05-12 20:00 | 0.83634
CCG | FR | 2018-05-12 21:00 | 0.83634
CCG | FR | 2018-05-12 22:00 | 0.83634
CCG | FR | 2018-05-12 23:00 | 0.83634
CCG | FR | 2018-05-13 | 0.83634
CCG | FR | 2018-05-13 01:00 | 0.83634
CCG | FR | 2018-05-13 02:00 | 0.83634
CCG | FR | 2018-05-13 03:00 | 0.83634
CCG | FR | 2018-05-13 04:00 | 0.83634
CCG | FR | 2018-05-13 05:00 | 0.83634
CCG | FR | 2018-05-13 06:00 | 0.83634
CCG | FR | 2018-05-13 07:00 | 0.83634
CCG | FR | 2018-05-13 08:00 | 0.83634
CCG | FR | 2018-05-13 09:00 | 0.83634
CCG | FR | 2018-05-13 10:00 | 0.83634
CCG | FR | 2018-05-13 11:00 | 0.83634
CCG | FR | 2018-05-13 12:00 | 0.83634
CCG | FR | 2018-05-13 13:00 | 0.83634
CCG | FR | 2018-05-13 14:00 | 0.83634
CCG | FR | 2018-05-13 15:00 | 0.83634
CCG | FR | 2018-05-13 16:00 | 0.83634
CCG | FR | 2018-05-13 17:00 | 0.83634
CCG | FR | 2018-05-13 18:00 | 0.83634
CCG | FR | 2018-05-13 19:00 | 0.83634
CCG | FR | 2018-05-13 20:00 | 0.83634
CCG | FR | 2018-05-13 21:00 | 0.83634
CCG | FR | 2018-05-13 22:00 | 0.83634
CCG | FR | 2018-05-13 23:00 | 0.83634
CCG | FR | 2018-05-14 | 0.75876
CCG | FR | 2018-05-14 01:00 | 0.75876
CCG | FR | 2018-05-14 02:00 | 0.75876
CCG | FR | 2018-05-14 03:00 | 0.75876
CCG | FR | 2018-05-14 04:00 | 0.75876
CCG | FR | 2018-05-14 05:00 | 0.83634
CCG | FR | 2018-05-14 06:00 | 0.83634
CCG | FR | 2018-05-14 07:00 | 0.83634
CCG | FR | 2018-05-14 08:00 | 0.83634
CCG | FR | 2018-05-14 09:00 | 0.83634
CCG | FR | 2018-05-14 10:00 | 0.83634
CCG | FR | 2018-05-14 11:00 | 0.83634
CCG | FR | 2018-05-14 12:00 | 0.83634
CCG | FR | 2018-05-14 13:00 | 0.83634
CCG | FR | 2018-05-14 14:00 | 0.83634
CCG | FR | 2018-05-14 15:00 | 0.83634
CCG | FR | 2018-05-14 16:00 | 0.83634
CCG | FR | 2018-05-14 17:00 | 0.83634
CCG | FR | 2018-05-14 18:00 | 0.83634
CCG | FR | 2018-05-14 19:00 | 0.83634
CCG | FR | 2018-05-14 20:00 | 0.83634
CCG | FR | 2018-05-14 21:00 | 0.83634
CCG | FR | 2018-05-14 22:00 | 0.83634
CCG | FR | 2018-05-14 23:00 | 0.83634
CCG | FR | 2018-05-15 | 0.75876
CCG | FR | 2018-05-15 01:00 | 0.75876
CCG | FR | 2018-05-15 02:00 | 0.75876
CCG | FR | 2018-05-15 03:00 | 0.75876
CCG | FR | 2018-05-15 04:00 | 0.75876
CCG | FR | 2018-05-15 05:00 | 0.88673
CCG | FR | 2018-05-15 06:00 | 0.88673
CCG | FR | 2018-05-15 07:00 | 0.88673
CCG | FR | 2018-05-15 08:00 | 0.88673
CCG | FR | 2018-05-15 09:00 | 0.88673
CCG | FR | 2018-05-15 10:00 | 0.88673
CCG | FR | 2018-05-15 11:00 | 0.88673
CCG | FR | 2018-05-15 12:00 | 0.88673
CCG | FR | 2018-05-15 13:00 | 0.88673
CCG | FR | 2018-05-15 14:00 | 0.88673
CCG | FR | 2018-05-15 15:00 | 0.88673
CCG | FR | 2018-05-15 16:00 | 0.88673
CCG | FR | 2018-05-15 17:00 | 0.88673
CCG | FR | 2018-05-15 18:00 | 0.88673
CCG | FR | 2018-05-15 19:00 | 0.88673
CCG | FR | 2018-05-15 20:00 | 0.88673
CCG | FR | 2018-05-15 21:00 | 0.88673
CCG | FR | 2018-05-15 22:00 | 0.88673
CCG | FR | 2018-05-15 23:00 | 0.88673
CCG | FR | 2018-05-16 | 0.80914
CCG | FR | 2018-05-16 01:00 | 0.80914
CCG | FR | 2018-05-16 02:00 | 0.80914
CCG | FR | 2018-05-16 03:00 | 0.80914
CCG | FR | 2018-05-16 04:00 | 0.80914
CCG | FR | 2018-05-16 05:00 | 0.88673
CCG | FR | 2018-05-16 06:00 | 0.88673
CCG | FR | 2018-05-16 07:00 | 0.88673
CCG | FR | 2018-05-16 08:00 | 0.88673
CCG | FR | 2018-05-16 09:00 | 0.88673
CCG | FR | 2018-05-16 10:00 | 0.88673
CCG | FR | 2018-05-16 11:00 | 0.88673
CCG | FR | 2018-05-16 12:00 | 0.88673
CCG | FR | 2018-05-16 13:00 | 0.88673
CCG | FR | 2018-05-16 14:00 | 0.88673
CCG | FR | 2018-05-16 15:00 | 0.88673
CCG | FR | 2018-05-16 16:00 | 0.88673
CCG | FR | 2018-05-16 17:00 | 0.88673
CCG | FR | 2018-05-16 18:00 | 0.88673
CCG | FR | 2018-05-16 19:00 | 0.88673
CCG | FR | 2018-05-16 20:00 | 0.88673
CCG | FR | 2018-05-16 21:00 | 0.88673
CCG | FR | 2018-05-16 22:00 | 0.88673
CCG | FR | 2018-05-16 23:00 | 0.88673
CCG | FR | 2018-05-17 | 0.84794
CCG | FR | 2018-05-17 01:00 | 0.84794
CCG | FR | 2018-05-17 02:00 | 0.84794
CCG | FR | 2018-05-17 03:00 | 0.84794
CCG | FR | 2018-05-17 04:00 | 0.84794
CCG | FR | 2018-05-17 05:00 | 0.88673
CCG | FR | 2018-05-17 06:00 | 0.88673
CCG | FR | 2018-05-17 07:00 | 0.88673
CCG | FR | 2018-05-17 08:00 | 0.88673
CCG | FR | 2018-05-17 09:00 | 0.88673
CCG | FR | 2018-05-17 10:00 | 0.88673
CCG | FR | 2018-05-17 11:00 | 0.88673
CCG | FR | 2018-05-17 12:00 | 0.88673
CCG | FR | 2018-05-17 13:00 | 0.88673
CCG | FR | 2018-05-17 14:00 | 0.88673
CCG | FR | 2018-05-17 15:00 | 0.88673
CCG | FR | 2018-05-17 16:00 | 0.88673
CCG | FR | 2018-05-17 17:00 | 0.88673
CCG | FR | 2018-05-17 18:00 | 0.88673
CCG | FR | 2018-05-17 19:00 | 0.88673
CCG | FR | 2018-05-17 20:00 | 0.88673
CCG | FR | 2018-05-17 21:00 | 0.88673
CCG | FR | 2018-05-17 22:00 | 0.88673
CCG | FR | 2018-05-17 23:00 | 0.88673
CCG | FR | 2018-05-18 | 0.78987
CCG | FR | 2018-05-18 01:00 | 0.78987
CCG | FR | 2018-05-18 02:00 | 0.78987
CCG | FR | 2018-05-18 03:00 | 0.78987
CCG | FR | 2018-05-18 04:00 | 0.78987
CCG | FR | 2018-05-18 05:00 | 0.81707
CCG | FR | 2018-05-18 06:00 | 0.81707
CCG | FR | 2018-05-18 07:00 | 0.81707
CCG | FR | 2018-05-18 08:00 | 0.81707
CCG | FR | 2018-05-18 09:00 | 0.81707
CCG | FR | 2018-05-18 10:00 | 0.81707
CCG | FR | 2018-05-18 11:00 | 0.81707
CCG | FR | 2018-05-18 12:00 | 0.81707
CCG | FR | 2018-05-18 13:00 | 0.81707
CCG | FR | 2018-05-18 14:00 | 0.81707
CCG | FR | 2018-05-18 15:00 | 0.81707
CCG | FR | 2018-05-18 16:00 | 0.81707
CCG | FR | 2018-05-18 17:00 | 0.81707
CCG | FR | 2018-05-18 18:00 | 0.81707
CCG | FR | 2018-05-18 19:00 | 0.81707
CCG | FR | 2018-05-18 20:00 | 0.81707
CCG | FR | 2018-05-18 21:00 | 0.81707
CCG | FR | 2018-05-18 22:00 | 0.81707
CCG | FR | 2018-05-18 23:00 | 0.81707
CCG | FR | 2018-05-19 | 0.70378
CCG | FR | 2018-05-19 01:00 | 0.71269
CCG | FR | 2018-05-19 02:00 | 0.71269
CCG | FR | 2018-05-19 03:00 | 0.71269
CCG | FR | 2018-05-19 04:00 | 0.71269
CCG | FR | 2018-05-19 05:00 | 0.83908
CCG | FR | 2018-05-19 06:00 | 0.83908
CCG | FR | 2018-05-19 07:00 | 0.83908
CCG | FR | 2018-05-19 08:00 | 0.83908
CCG | FR | 2018-05-19 09:00 | 0.83908
CCG | FR | 2018-05-19 10:00 | 0.83908
CCG | FR | 2018-05-19 11:00 | 0.83908
CCG | FR | 2018-05-19 12:00 | 0.83908
CCG | FR | 2018-05-19 13:00 | 0.83908
CCG | FR | 2018-05-19 14:00 | 0.83908
CCG | FR | 2018-05-19 15:00 | 0.83908
CCG | FR | 2018-05-19 16:00 | 0.83908
CCG | FR | 2018-05-19 17:00 | 0.83908
CCG | FR | 2018-05-19 18:00 | 0.83908
CCG | FR | 2018-05-19 19:00 | 0.83908
CCG | FR | 2018-05-19 20:00 | 0.83908
CCG | FR | 2018-05-19 21:00 | 0.83908
CCG | FR | 2018-05-19 22:00 | 0.83908
CCG | FR | 2018-05-19 23:00 | 0.83908
CCG | FR | 2018-05-20 | 0.76149
CCG | FR | 2018-05-20 01:00 | 0.76149
CCG | FR | 2018-05-20 02:00 | 0.76149
CCG | FR | 2018-05-20 03:00 | 0.76149
CCG | FR | 2018-05-20 04:00 | 0.76149
CCG | FR | 2018-05-20 05:00 | 0.83908
CCG | FR | 2018-05-20 06:00 | 0.83908
CCG | FR | 2018-05-20 07:00 | 0.83908
CCG | FR | 2018-05-20 08:00 | 0.83908
CCG | FR | 2018-05-20 09:00 | 0.83908
CCG | FR | 2018-05-20 10:00 | 0.83908
CCG | FR | 2018-05-20 11:00 | 0.83908
CCG | FR | 2018-05-20 12:00 | 0.83908
CCG | FR | 2018-05-20 13:00 | 0.83908
CCG | FR | 2018-05-20 14:00 | 0.83908
CCG | FR | 2018-05-20 15:00 | 0.83908
CCG | FR | 2018-05-20 16:00 | 0.83908
CCG | FR | 2018-05-20 17:00 | 0.83908
CCG | FR | 2018-05-20 18:00 | 0.83908
CCG | FR | 2018-05-20 19:00 | 0.83908
CCG | FR | 2018-05-20 20:00 | 0.83908
CCG | FR | 2018-05-20 21:00 | 0.83908
CCG | FR | 2018-05-20 22:00 | 0.83908
CCG | FR | 2018-05-20 23:00 | 0.83908
CCG | FR | 2018-05-21 | 0.76149
CCG | FR | 2018-05-21 01:00 | 0.76149
CCG | FR | 2018-05-21 02:00 | 0.76149
CCG | FR | 2018-05-21 03:00 | 0.76149
CCG | FR | 2018-05-21 04:00 | 0.76149
CCG | FR | 2018-05-21 05:00 | 0.83908
CCG | FR | 2018-05-21 06:00 | 0.83908
CCG | FR | 2018-05-21 07:00 | 0.83908
CCG | FR | 2018-05-21 08:00 | 0.83908
CCG | FR | 2018-05-21 09:00 | 0.83908
CCG | FR | 2018-05-21 10:00 | 0.83908
CCG | FR | 2018-05-21 11:00 | 0.83908
CCG | FR | 2018-05-21 12:00 | 0.83908
CCG | FR | 2018-05-21 13:00 | 0.83908
CCG | FR | 2018-05-21 14:00 | 0.83908
CCG | FR | 2018-05-21 15:00 | 0.83908
CCG | FR | 2018-05-21 16:00 | 0.83908
CCG | FR | 2018-05-21 17:00 | 0.83908
CCG | FR | 2018-05-21 18:00 | 0.83908
CCG | FR | 2018-05-21 19:00 | 0.83908
CCG | FR | 2018-05-21 20:00 | 0.83908
CCG | FR | 2018-05-21 21:00 | 0.83908
CCG | FR | 2018-05-21 22:00 | 0.83908
CCG | FR | 2018-05-21 23:00 | 0.83908
CCG | FR | 2018-05-22 | 0.76149
CCG | FR | 2018-05-22 01:00 | 0.76149
CCG | FR | 2018-05-22 02:00 | 0.76149
CCG | FR | 2018-05-22 03:00 | 0.76149
CCG | FR | 2018-05-22 04:00 | 0.76149
CCG | FR | 2018-05-22 05:00 | 0.83908
CCG | FR | 2018-05-22 06:00 | 0.83908
CCG | FR | 2018-05-22 07:00 | 0.83908
CCG | FR | 2018-05-22 08:00 | 0.83908
CCG | FR | 2018-05-22 09:00 | 0.83908
CCG | FR | 2018-05-22 10:00 | 0.83908
CCG | FR | 2018-05-22 11:00 | 0.83908
CCG | FR | 2018-05-22 12:00 | 0.80462
CCG | FR | 2018-05-22 13:00 | 0.80462
CCG | FR | 2018-05-22 14:00 | 0.72136
CCG | FR | 2018-05-22 15:00 | 0.77017
CCG | FR | 2018-05-22 16:00 | 0.77017
CCG | FR | 2018-05-22 17:00 | 0.77017
CCG | FR | 2018-05-22 18:00 | 0.74764
CCG | FR | 2018-05-22 19:00 | 0.77017
CCG | FR | 2018-05-22 20:00 | 0.77017
CCG | FR | 2018-05-22 21:00 | 0.77017
CCG | FR | 2018-05-22 22:00 | 0.77017
CCG | FR | 2018-05-22 23:00 | 0.77017
CCG | FR | 2018-05-23 | 0.67125
CCG | FR | 2018-05-23 01:00 | 0.67125
CCG | FR | 2018-05-23 02:00 | 0.67125
CCG | FR | 2018-05-23 03:00 | 0.67125
CCG | FR | 2018-05-23 04:00 | 0.67125
CCG | FR | 2018-05-23 05:00 | 0.74884
CCG | FR | 2018-05-23 06:00 | 0.74884
CCG | FR | 2018-05-23 07:00 | 0.74884
CCG | FR | 2018-05-23 08:00 | 0.74884
CCG | FR | 2018-05-23 09:00 | 0.74884
CCG | FR | 2018-05-23 10:00 | 0.74884
CCG | FR | 2018-05-23 11:00 | 0.76477
CCG | FR | 2018-05-23 12:00 | 0.76477
CCG | FR | 2018-05-23 13:00 | 0.76477
CCG | FR | 2018-05-23 14:00 | 0.76477
CCG | FR | 2018-05-23 15:00 | 0.76477
CCG | FR | 2018-05-23 16:00 | 0.74884
CCG | FR | 2018-05-23 17:00 | 0.74884
CCG | FR | 2018-05-23 18:00 | 0.74884
CCG | FR | 2018-05-23 19:00 | 0.74884
CCG | FR | 2018-05-23 20:00 | 0.74884
CCG | FR | 2018-05-23 21:00 | 0.74884
CCG | FR | 2018-05-23 22:00 | 0.74884
CCG | FR | 2018-05-23 23:00 | 0.74884
CCG | FR | 2018-05-24 | 0.67125
CCG | FR | 2018-05-24 01:00 | 0.67125
CCG | FR | 2018-05-24 02:00 | 0.67125
CCG | FR | 2018-05-24 03:00 | 0.67125
CCG | FR | 2018-05-24 04:00 | 0.67125
CCG | FR | 2018-05-24 05:00 | 0.74884
CCG | FR | 2018-05-24 06:00 | 0.74884
CCG | FR | 2018-05-24 07:00 | 0.74884
CCG | FR | 2018-05-24 08:00 | 0.74884
CCG | FR | 2018-05-24 09:00 | 0.74884
CCG | FR | 2018-05-24 10:00 | 0.74725
CCG | FR | 2018-05-24 11:00 | 0.74725
CCG | FR | 2018-05-24 12:00 | 0.74725
CCG | FR | 2018-05-24 13:00 | 0.74725
CCG | FR | 2018-05-24 14:00 | 0.81616
CCG | FR | 2018-05-24 15:00 | 0.81616
CCG | FR | 2018-05-24 16:00 | 0.83309
CCG | FR | 2018-05-24 17:00 | 0.83309
CCG | FR | 2018-05-24 18:00 | 0.83309
CCG | FR | 2018-05-24 19:00 | 0.83309
CCG | FR | 2018-05-24 20:00 | 0.83309
CCG | FR | 2018-05-24 21:00 | 0.83309
CCG | FR | 2018-05-24 22:00 | 0.83309
CCG | FR | 2018-05-24 23:00 | 0.83309
CCG | FR | 2018-05-25 | 0.72962
CCG | FR | 2018-05-25 01:00 | 0.72962
CCG | FR | 2018-05-25 02:00 | 0.72962
CCG | FR | 2018-05-25 03:00 | 0.72962
CCG | FR | 2018-05-25 04:00 | 0.72962
CCG | FR | 2018-05-25 05:00 | 0.80721
CCG | FR | 2018-05-25 06:00 | 0.80721
CCG | FR | 2018-05-25 07:00 | 0.80721
CCG | FR | 2018-05-25 08:00 | 0.80721
CCG | FR | 2018-05-25 09:00 | 0.80721
CCG | FR | 2018-05-25 10:00 | 0.80721
CCG | FR | 2018-05-25 11:00 | 0.80721
CCG | FR | 2018-05-25 12:00 | 0.80721
CCG | FR | 2018-05-25 13:00 | 0.80721
CCG | FR | 2018-05-25 14:00 | 0.80721
CCG | FR | 2018-05-25 15:00 | 0.80721
CCG | FR | 2018-05-25 16:00 | 0.80721
CCG | FR | 2018-05-25 17:00 | 0.80721
CCG | FR | 2018-05-25 18:00 | 0.80721
CCG | FR | 2018-05-25 19:00 | 0.80721
CCG | FR | 2018-05-25 20:00 | 0.80721
CCG | FR | 2018-05-25 21:00 | 0.80721
CCG | FR | 2018-05-25 22:00 | 0.80721
CCG | FR | 2018-05-25 23:00 | 0.80721
CCG | FR | 2018-05-26 | 0.80721
CCG | FR | 2018-05-26 01:00 | 0.80721
CCG | FR | 2018-05-26 02:00 | 0.80721
CCG | FR | 2018-05-26 03:00 | 0.80721
CCG | FR | 2018-05-26 04:00 | 0.80721
CCG | FR | 2018-05-26 05:00 | 0.80721
CCG | FR | 2018-05-26 06:00 | 0.80721
CCG | FR | 2018-05-26 07:00 | 0.80721
CCG | FR | 2018-05-26 08:00 | 0.80721
CCG | FR | 2018-05-26 09:00 | 0.80721
CCG | FR | 2018-05-26 10:00 | 0.80721
CCG | FR | 2018-05-26 11:00 | 0.80721
CCG | FR | 2018-05-26 12:00 | 0.80721
CCG | FR | 2018-05-26 13:00 | 0.80721
CCG | FR | 2018-05-26 14:00 | 0.80721
CCG | FR | 2018-05-26 15:00 | 0.80721
CCG | FR | 2018-05-26 16:00 | 0.80721
CCG | FR | 2018-05-26 17:00 | 0.80721
CCG | FR | 2018-05-26 18:00 | 0.80721
CCG | FR | 2018-05-26 19:00 | 0.80721
CCG | FR | 2018-05-26 20:00 | 0.80721
CCG | FR | 2018-05-26 21:00 | 0.80721
CCG | FR | 2018-05-26 22:00 | 0.80721
CCG | FR | 2018-05-26 23:00 | 0.80721
CCG | FR | 2018-05-27 | 0.80721
CCG | FR | 2018-05-27 01:00 | 0.80721
CCG | FR | 2018-05-27 02:00 | 0.80721
CCG | FR | 2018-05-27 03:00 | 0.80721
CCG | FR | 2018-05-27 04:00 | 0.80721
CCG | FR | 2018-05-27 05:00 | 0.80721
CCG | FR | 2018-05-27 06:00 | 0.80721
CCG | FR | 2018-05-27 07:00 | 0.80721
CCG | FR | 2018-05-27 08:00 | 0.80721
CCG | FR | 2018-05-27 09:00 | 0.80721
CCG | FR | 2018-05-27 10:00 | 0.80721
CCG | FR | 2018-05-27 11:00 | 0.80721
CCG | FR | 2018-05-27 12:00 | 0.80721
CCG | FR | 2018-05-27 13:00 | 0.80721
CCG | FR | 2018-05-27 14:00 | 0.80721
CCG | FR | 2018-05-27 15:00 | 0.80721
CCG | FR | 2018-05-27 16:00 | 0.80721
CCG | FR | 2018-05-27 17:00 | 0.80721
CCG | FR | 2018-05-27 18:00 | 0.80721
CCG | FR | 2018-05-27 19:00 | 0.80721
CCG | FR | 2018-05-27 20:00 | 0.80721
CCG | FR | 2018-05-27 21:00 | 0.80721
CCG | FR | 2018-05-27 22:00 | 0.80721
CCG | FR | 2018-05-27 23:00 | 0.80721
CCG | FR | 2018-05-28 | 0.85601
CCG | FR | 2018-05-28 01:00 | 0.85601
CCG | FR | 2018-05-28 02:00 | 0.85601
CCG | FR | 2018-05-28 03:00 | 0.85601
CCG | FR | 2018-05-28 04:00 | 0.85601
CCG | FR | 2018-05-28 05:00 | 0.85601
CCG | FR | 2018-05-28 06:00 | 0.83674
CCG | FR | 2018-05-28 07:00 | 0.75248
CCG | FR | 2018-05-28 08:00 | 0.82056
CCG | FR | 2018-05-28 09:00 | 0.82056
CCG | FR | 2018-05-28 10:00 | 0.85601
CCG | FR | 2018-05-28 11:00 | 0.83557
CCG | FR | 2018-05-28 12:00 | 0.85601
CCG | FR | 2018-05-28 13:00 | 0.85601
CCG | FR | 2018-05-28 14:00 | 0.85601
CCG | FR | 2018-05-28 15:00 | 0.7871
CCG | FR | 2018-05-28 16:00 | 0.7871
CCG | FR | 2018-05-28 17:00 | 0.7383
CCG | FR | 2018-05-28 18:00 | 0.7383
CCG | FR | 2018-05-28 19:00 | 0.7383
CCG | FR | 2018-05-28 20:00 | 0.7383
CCG | FR | 2018-05-28 21:00 | 0.74925
CCG | FR | 2018-05-28 22:00 | 0.80721
CCG | FR | 2018-05-28 23:00 | 0.80721
CCG | FR | 2018-05-29 | 0.80721
CCG | FR | 2018-05-29 01:00 | 0.80721
CCG | FR | 2018-05-29 02:00 | 0.80721
CCG | FR | 2018-05-29 03:00 | 0.80721
CCG | FR | 2018-05-29 04:00 | 0.85601
CCG | FR | 2018-05-29 05:00 | 0.85601
CCG | FR | 2018-05-29 06:00 | 0.85601
CCG | FR | 2018-05-29 07:00 | 0.85601
CCG | FR | 2018-05-29 08:00 | 0.85601
CCG | FR | 2018-05-29 09:00 | 0.85601
CCG | FR | 2018-05-29 10:00 | 0.85601
CCG | FR | 2018-05-29 11:00 | 0.85601
CCG | FR | 2018-05-29 12:00 | 0.85601
CCG | FR | 2018-05-29 13:00 | 0.85601
CCG | FR | 2018-05-29 14:00 | 0.85601
CCG | FR | 2018-05-29 15:00 | 0.85601
CCG | FR | 2018-05-29 16:00 | 0.85601
CCG | FR | 2018-05-29 17:00 | 0.85601
CCG | FR | 2018-05-29 18:00 | 0.85601
CCG | FR | 2018-05-29 19:00 | 0.85601
CCG | FR | 2018-05-29 20:00 | 0.85601
CCG | FR | 2018-05-29 21:00 | 0.85601
CCG | FR | 2018-05-29 22:00 | 0.85601
CCG | FR | 2018-05-29 23:00 | 0.85601
CCG | FR | 2018-05-30 | 0.85601
CCG | FR | 2018-05-30 01:00 | 0.85601
CCG | FR | 2018-05-30 02:00 | 0.85601
CCG | FR | 2018-05-30 03:00 | 0.85601
CCG | FR | 2018-05-30 04:00 | 0.85601
CCG | FR | 2018-05-30 05:00 | 0.85601
CCG | FR | 2018-05-30 06:00 | 0.82775
CCG | FR | 2018-05-30 07:00 | 0.81587
CCG | FR | 2018-05-30 08:00 | 0.85601
CCG | FR | 2018-05-30 09:00 | 0.78929
CCG | FR | 2018-05-30 10:00 | 0.80754
CCG | FR | 2018-05-30 11:00 | 0.82826
CCG | FR | 2018-05-30 12:00 | 0.85601
CCG | FR | 2018-05-30 13:00 | 0.85601
CCG | FR | 2018-05-30 14:00 | 0.83908
CCG | FR | 2018-05-30 15:00 | 0.83908
CCG | FR | 2018-05-30 16:00 | 0.83908
CCG | FR | 2018-05-30 17:00 | 0.83908
CCG | FR | 2018-05-30 18:00 | 0.83908
CCG | FR | 2018-05-30 19:00 | 0.85601
CCG | FR | 2018-05-30 20:00 | 0.85601
CCG | FR | 2018-05-30 21:00 | 0.85601
CCG | FR | 2018-05-30 22:00 | 0.85601
CCG | FR | 2018-05-30 23:00 | 0.83557
CCG | FR | 2018-05-31 | 0.83557
CCG | FR | 2018-05-31 01:00 | 0.85601
CCG | FR | 2018-05-31 02:00 | 0.85601
CCG | FR | 2018-05-31 03:00 | 0.85601
CCG | FR | 2018-05-31 04:00 | 0.85601
CCG | FR | 2018-05-31 05:00 | 0.85601
CCG | FR | 2018-05-31 06:00 | 0.85601
CCG | FR | 2018-05-31 07:00 | 0.85601
CCG | FR | 2018-05-31 08:00 | 0.85601
CCG | FR | 2018-05-31 09:00 | 0.85601
CCG | FR | 2018-05-31 10:00 | 0.85601
CCG | FR | 2018-05-31 11:00 | 0.85601
CCG | FR | 2018-05-31 12:00 | 0.85601
CCG | FR | 2018-05-31 13:00 | 0.85601
CCG | FR | 2018-05-31 14:00 | 0.85601
CCG | FR | 2018-05-31 15:00 | 0.85601
CCG | FR | 2018-05-31 16:00 | 0.85601
CCG | FR | 2018-05-31 17:00 | 0.85601
CCG | FR | 2018-05-31 18:00 | 0.85601
CCG | FR | 2018-05-31 19:00 | 0.85601
CCG | FR | 2018-05-31 20:00 | 0.85601
CCG | FR | 2018-05-31 21:00 | 0.85601
CCG | FR | 2018-05-31 22:00 | 0.85601
CCG | FR | 2018-05-31 23:00 | 0.85601
CCG | FR | 2018-06-01 | 0.85601
CCG | FR | 2018-06-01 01:00 | 0.85601
CCG | FR | 2018-06-01 02:00 | 0.85601
CCG | FR | 2018-06-01 03:00 | 0.85601
CCG | FR | 2018-06-01 04:00 | 0.85601
CCG | FR | 2018-06-01 05:00 | 0.7871
CCG | FR | 2018-06-01 06:00 | 0.7871
CCG | FR | 2018-06-01 07:00 | 0.7871
CCG | FR | 2018-06-01 08:00 | 0.7871
CCG | FR | 2018-06-01 09:00 | 0.85601
CCG | FR | 2018-06-01 10:00 | 0.85601
CCG | FR | 2018-06-01 11:00 | 0.85601
CCG | FR | 2018-06-01 12:00 | 0.85601
CCG | FR | 2018-06-01 13:00 | 0.85601
CCG | FR | 2018-06-01 14:00 | 0.85601
CCG | FR | 2018-06-01 15:00 | 0.85601
CCG | FR | 2018-06-01 16:00 | 0.85601
CCG | FR | 2018-06-01 17:00 | 0.85601
CCG | FR | 2018-06-01 18:00 | 0.85601
CCG | FR | 2018-06-01 19:00 | 0.85601
CCG | FR | 2018-06-01 20:00 | 0.85601
CCG | FR | 2018-06-01 21:00 | 0.85601
CCG | FR | 2018-06-01 22:00 | 0.85601
CCG | FR | 2018-06-01 23:00 | 0.85601
CCG | FR | 2018-06-02 | 0.78593
CCG | FR | 2018-06-02 01:00 | 0.78593
CCG | FR | 2018-06-02 02:00 | 0.78593
CCG | FR | 2018-06-02 03:00 | 0.78593
CCG | FR | 2018-06-02 04:00 | 0.78593
CCG | FR | 2018-06-02 05:00 | 0.78593
CCG | FR | 2018-06-02 06:00 | 0.78593
CCG | FR | 2018-06-02 07:00 | 0.78593
CCG | FR | 2018-06-02 08:00 | 0.78593
CCG | FR | 2018-06-02 09:00 | 0.78593
CCG | FR | 2018-06-02 10:00 | 0.78593
CCG | FR | 2018-06-02 11:00 | 0.78593
CCG | FR | 2018-06-02 12:00 | 0.78593
CCG | FR | 2018-06-02 13:00 | 0.78593
CCG | FR | 2018-06-02 14:00 | 0.78593
CCG | FR | 2018-06-02 15:00 | 0.78593
CCG | FR | 2018-06-02 16:00 | 0.78593
CCG | FR | 2018-06-02 17:00 | 0.78593
CCG | FR | 2018-06-02 18:00 | 0.78593
CCG | FR | 2018-06-02 19:00 | 0.78593
CCG | FR | 2018-06-02 20:00 | 0.78593
CCG | FR | 2018-06-02 21:00 | 0.78593
CCG | FR | 2018-06-02 22:00 | 0.78593
CCG | FR | 2018-06-02 23:00 | 0.78593
CCG | FR | 2018-06-03 | 0.78593
CCG | FR | 2018-06-03 01:00 | 0.78593
CCG | FR | 2018-06-03 02:00 | 0.78593
CCG | FR | 2018-06-03 03:00 | 0.78593
CCG | FR | 2018-06-03 04:00 | 0.78593
CCG | FR | 2018-06-03 05:00 | 0.78593
CCG | FR | 2018-06-03 06:00 | 0.78593
CCG | FR | 2018-06-03 07:00 | 0.78593
CCG | FR | 2018-06-03 08:00 | 0.78593
CCG | FR | 2018-06-03 09:00 | 0.78593
CCG | FR | 2018-06-03 10:00 | 0.78593
CCG | FR | 2018-06-03 11:00 | 0.78593
CCG | FR | 2018-06-03 12:00 | 0.78593
CCG | FR | 2018-06-03 13:00 | 0.78593
CCG | FR | 2018-06-03 14:00 | 0.78593
CCG | FR | 2018-06-03 15:00 | 0.78593
CCG | FR | 2018-06-03 16:00 | 0.78593
CCG | FR | 2018-06-03 17:00 | 0.78593
CCG | FR | 2018-06-03 18:00 | 0.78593
CCG | FR | 2018-06-03 19:00 | 0.78593
CCG | FR | 2018-06-03 20:00 | 0.78593
CCG | FR | 2018-06-03 21:00 | 0.78593
CCG | FR | 2018-06-03 22:00 | 0.78593
CCG | FR | 2018-06-03 23:00 | 0.78593
CCG | FR | 2018-06-04 | 0.78593
CCG | FR | 2018-06-04 01:00 | 0.78593
CCG | FR | 2018-06-04 02:00 | 0.78593
CCG | FR | 2018-06-04 03:00 | 0.78593
CCG | FR | 2018-06-04 04:00 | 0.78593
CCG | FR | 2018-06-04 05:00 | 0.78593
CCG | FR | 2018-06-04 06:00 | 0.78593
CCG | FR | 2018-06-04 07:00 | 0.78593
CCG | FR | 2018-06-04 08:00 | 0.78593
CCG | FR | 2018-06-04 09:00 | 0.78593
CCG | FR | 2018-06-04 10:00 | 0.78593
CCG | FR | 2018-06-04 11:00 | 0.78593
CCG | FR | 2018-06-04 12:00 | 0.78593
CCG | FR | 2018-06-04 13:00 | 0.78593
CCG | FR | 2018-06-04 14:00 | 0.78593
CCG | FR | 2018-06-04 15:00 | 0.78593
CCG | FR | 2018-06-04 16:00 | 0.78593
CCG | FR | 2018-06-04 17:00 | 0.78593
CCG | FR | 2018-06-04 18:00 | 0.78593
CCG | FR | 2018-06-04 19:00 | 0.78593
CCG | FR | 2018-06-04 20:00 | 0.78593
CCG | FR | 2018-06-04 21:00 | 0.78593
CCG | FR | 2018-06-04 22:00 | 0.78593
CCG | FR | 2018-06-04 23:00 | 0.78593
CCG | FR | 2018-06-05 | 0.78593
CCG | FR | 2018-06-05 01:00 | 0.78593
CCG | FR | 2018-06-05 02:00 | 0.78593
CCG | FR | 2018-06-05 03:00 | 0.78593
CCG | FR | 2018-06-05 04:00 | 0.78593
CCG | FR | 2018-06-05 05:00 | 0.78593
CCG | FR | 2018-06-05 06:00 | 0.78593
CCG | FR | 2018-06-05 07:00 | 0.78593
CCG | FR | 2018-06-05 08:00 | 0.78593
CCG | FR | 2018-06-05 09:00 | 0.78593
CCG | FR | 2018-06-05 10:00 | 0.78593
CCG | FR | 2018-06-05 11:00 | 0.78593
CCG | FR | 2018-06-05 12:00 | 0.78593
CCG | FR | 2018-06-05 13:00 | 0.78593
CCG | FR | 2018-06-05 14:00 | 0.78593
CCG | FR | 2018-06-05 15:00 | 0.78593
CCG | FR | 2018-06-05 16:00 | 0.78593
CCG | FR | 2018-06-05 17:00 | 0.78593
CCG | FR | 2018-06-05 18:00 | 0.78593
CCG | FR | 2018-06-05 19:00 | 0.78593
CCG | FR | 2018-06-05 20:00 | 0.78593
CCG | FR | 2018-06-05 21:00 | 0.78593
CCG | FR | 2018-06-05 22:00 | 0.78593
CCG | FR | 2018-06-05 23:00 | 0.78593
CCG | FR | 2018-06-06 | 0.78593
CCG | FR | 2018-06-06 01:00 | 0.78593
CCG | FR | 2018-06-06 02:00 | 0.78593
CCG | FR | 2018-06-06 03:00 | 0.78593
CCG | FR | 2018-06-06 04:00 | 0.78593
CCG | FR | 2018-06-06 05:00 | 0.78593
CCG | FR | 2018-06-06 06:00 | 0.78593
CCG | FR | 2018-06-06 07:00 | 0.78593
CCG | FR | 2018-06-06 08:00 | 0.78593
CCG | FR | 2018-06-06 09:00 | 0.78593
CCG | FR | 2018-06-06 10:00 | 0.78593
CCG | FR | 2018-06-06 11:00 | 0.78593
CCG | FR | 2018-06-06 12:00 | 0.76107
CCG | FR | 2018-06-06 13:00 | 0.76107
CCG | FR | 2018-06-06 14:00 | 0.78593
CCG | FR | 2018-06-06 15:00 | 0.78593
CCG | FR | 2018-06-06 16:00 | 0.78593
CCG | FR | 2018-06-06 17:00 | 0.78593
CCG | FR | 2018-06-06 18:00 | 0.78593
CCG | FR | 2018-06-06 19:00 | 0.78593
CCG | FR | 2018-06-06 20:00 | 0.78593
CCG | FR | 2018-06-06 21:00 | 0.78593
CCG | FR | 2018-06-06 22:00 | 0.78593
CCG | FR | 2018-06-06 23:00 | 0.78593
CCG | FR | 2018-06-07 | 0.75148
CCG | FR | 2018-06-07 01:00 | 0.75148
CCG | FR | 2018-06-07 02:00 | 0.75148
CCG | FR | 2018-06-07 03:00 | 0.75148
CCG | FR | 2018-06-07 04:00 | 0.75148
CCG | FR | 2018-06-07 05:00 | 0.75148
CCG | FR | 2018-06-07 06:00 | 0.75148
CCG | FR | 2018-06-07 07:00 | 0.75148
CCG | FR | 2018-06-07 08:00 | 0.75148
CCG | FR | 2018-06-07 09:00 | 0.75148
CCG | FR | 2018-06-07 10:00 | 0.75148
CCG | FR | 2018-06-07 11:00 | 0.75148
CCG | FR | 2018-06-07 12:00 | 0.72645
CCG | FR | 2018-06-07 13:00 | 0.72645
CCG | FR | 2018-06-07 14:00 | 0.75148
CCG | FR | 2018-06-07 15:00 | 0.75148
CCG | FR | 2018-06-07 16:00 | 0.75148
CCG | FR | 2018-06-07 17:00 | 0.75148
CCG | FR | 2018-06-07 18:00 | 0.75148
CCG | FR | 2018-06-07 19:00 | 0.75148
CCG | FR | 2018-06-07 20:00 | 0.75148
CCG | FR | 2018-06-07 21:00 | 0.75148
CCG | FR | 2018-06-07 22:00 | 0.75148
CCG | FR | 2018-06-07 23:00 | 0.75148
CCG | FR | 2018-06-08 | 0.75392
CCG | FR | 2018-06-08 01:00 | 0.7583
CCG | FR | 2018-06-08 02:00 | 0.7656
CCG | FR | 2018-06-08 03:00 | 0.78593
CCG | FR | 2018-06-08 04:00 | 0.78593
CCG | FR | 2018-06-08 05:00 | 0.78593
CCG | FR | 2018-06-08 06:00 | 0.78593
CCG | FR | 2018-06-08 07:00 | 0.78593
CCG | FR | 2018-06-08 08:00 | 0.78593
CCG | FR | 2018-06-08 09:00 | 0.78593
CCG | FR | 2018-06-08 10:00 | 0.78593
CCG | FR | 2018-06-08 11:00 | 0.78593
CCG | FR | 2018-06-08 12:00 | 0.78593
CCG | FR | 2018-06-08 13:00 | 0.78593
CCG | FR | 2018-06-08 14:00 | 0.78593
CCG | FR | 2018-06-08 15:00 | 0.78593
CCG | FR | 2018-06-08 16:00 | 0.78593
CCG | FR | 2018-06-08 17:00 | 0.78593
CCG | FR | 2018-06-08 18:00 | 0.78593
CCG | FR | 2018-06-08 19:00 | 0.78593
CCG | FR | 2018-06-08 20:00 | 0.78593
CCG | FR | 2018-06-08 21:00 | 0.78593
CCG | FR | 2018-06-08 22:00 | 0.78593
CCG | FR | 2018-06-08 23:00 | 0.78593
CCG | FR | 2018-06-09 | 0.78593
CCG | FR | 2018-06-09 01:00 | 0.78593
CCG | FR | 2018-06-09 02:00 | 0.78593
CCG | FR | 2018-06-09 03:00 | 0.78593
CCG | FR | 2018-06-09 04:00 | 0.78593
CCG | FR | 2018-06-09 05:00 | 0.78593
CCG | FR | 2018-06-09 06:00 | 0.78593
CCG | FR | 2018-06-09 07:00 | 0.78593
CCG | FR | 2018-06-09 08:00 | 0.78593
CCG | FR | 2018-06-09 09:00 | 0.78593
CCG | FR | 2018-06-09 10:00 | 0.78593
CCG | FR | 2018-06-09 11:00 | 0.78593
CCG | FR | 2018-06-09 12:00 | 0.78593
CCG | FR | 2018-06-09 13:00 | 0.78593
CCG | FR | 2018-06-09 14:00 | 0.78593
CCG | FR | 2018-06-09 15:00 | 0.78593
CCG | FR | 2018-06-09 16:00 | 0.78593
CCG | FR | 2018-06-09 17:00 | 0.78593
CCG | FR | 2018-06-09 18:00 | 0.78593
CCG | FR | 2018-06-09 19:00 | 0.78593
CCG | FR | 2018-06-09 20:00 | 0.78593
CCG | FR | 2018-06-09 21:00 | 0.78593
CCG | FR | 2018-06-09 22:00 | 0.78593
CCG | FR | 2018-06-09 23:00 | 0.78593
CCG | FR | 2018-06-10 | 0.78593
CCG | FR | 2018-06-10 01:00 | 0.78593
CCG | FR | 2018-06-10 02:00 | 0.78593
CCG | FR | 2018-06-10 03:00 | 0.78593
CCG | FR | 2018-06-10 04:00 | 0.78593
CCG | FR | 2018-06-10 05:00 | 0.78593
CCG | FR | 2018-06-10 06:00 | 0.78593
CCG | FR | 2018-06-10 07:00 | 0.78593
CCG | FR | 2018-06-10 08:00 | 0.78593
CCG | FR | 2018-06-10 09:00 | 0.78593
CCG | FR | 2018-06-10 10:00 | 0.78593
CCG | FR | 2018-06-10 11:00 | 0.78593
CCG | FR | 2018-06-10 12:00 | 0.78593
CCG | FR | 2018-06-10 13:00 | 0.78593
CCG | FR | 2018-06-10 14:00 | 0.78593
CCG | FR | 2018-06-10 15:00 | 0.78593
CCG | FR | 2018-06-10 16:00 | 0.78593
CCG | FR | 2018-06-10 17:00 | 0.78593
CCG | FR | 2018-06-10 18:00 | 0.78593
CCG | FR | 2018-06-10 19:00 | 0.78593
CCG | FR | 2018-06-10 20:00 | 0.78593
CCG | FR | 2018-06-10 21:00 | 0.78593
CCG | FR | 2018-06-10 22:00 | 0.78593
CCG | FR | 2018-06-10 23:00 | 0.78593
CCG | FR | 2018-06-11 | 0.78593
CCG | FR | 2018-06-11 01:00 | 0.78593
CCG | FR | 2018-06-11 02:00 | 0.78593
CCG | FR | 2018-06-11 03:00 | 0.78593
CCG | FR | 2018-06-11 04:00 | 0.73713
CCG | FR | 2018-06-11 05:00 | 0.73713
CCG | FR | 2018-06-11 06:00 | 0.73713
CCG | FR | 2018-06-11 07:00 | 0.73713
CCG | FR | 2018-06-11 08:00 | 0.75215
CCG | FR | 2018-06-11 09:00 | 0.75215
CCG | FR | 2018-06-11 10:00 | 0.75215
CCG | FR | 2018-06-11 11:00 | 0.80095
CCG | FR | 2018-06-11 12:00 | 0.80095
CCG | FR | 2018-06-11 13:00 | 0.80095
CCG | FR | 2018-06-11 14:00 | 0.80095
CCG | FR | 2018-06-11 15:00 | 0.80095
CCG | FR | 2018-06-11 16:00 | 0.80095
CCG | FR | 2018-06-11 17:00 | 0.80095
CCG | FR | 2018-06-11 18:00 | 0.80095
CCG | FR | 2018-06-11 19:00 | 0.80095
CCG | FR | 2018-06-11 20:00 | 0.80304
CCG | FR | 2018-06-11 21:00 | 0.80617
CCG | FR | 2018-06-11 22:00 | 0.81138
CCG | FR | 2018-06-11 23:00 | 0.81451
CCG | FR | 2018-06-12 | 0.83541
CCG | FR | 2018-06-12 01:00 | 0.83541
CCG | FR | 2018-06-12 02:00 | 0.83541
CCG | FR | 2018-06-12 03:00 | 0.83541
CCG | FR | 2018-06-12 04:00 | 0.83541
CCG | FR | 2018-06-12 05:00 | 0.83541
CCG | FR | 2018-06-12 06:00 | 0.75215
CCG | FR | 2018-06-12 07:00 | 0.75215
CCG | FR | 2018-06-12 08:00 | 0.71769
CCG | FR | 2018-06-12 09:00 | 0.71769
CCG | FR | 2018-06-12 10:00 | 0.71769
CCG | FR | 2018-06-12 11:00 | 0.72135
CCG | FR | 2018-06-12 12:00 | 0.72743
CCG | FR | 2018-06-12 13:00 | 0.73108
CCG | FR | 2018-06-12 14:00 | 0.7665
CCG | FR | 2018-06-12 15:00 | 0.7665
CCG | FR | 2018-06-12 16:00 | 0.7665
CCG | FR | 2018-06-12 17:00 | 0.7665
CCG | FR | 2018-06-12 18:00 | 0.7665
CCG | FR | 2018-06-12 19:00 | 0.77015
CCG | FR | 2018-06-12 20:00 | 0.77623
CCG | FR | 2018-06-12 21:00 | 0.77988
CCG | FR | 2018-06-12 22:00 | 0.80095
CCG | FR | 2018-06-12 23:00 | 0.80095
CCG | FR | 2018-06-13 | 0.80095
CCG | FR | 2018-06-13 01:00 | 0.80095
CCG | FR | 2018-06-13 02:00 | 0.80095
CCG | FR | 2018-06-13 03:00 | 0.80095
CCG | FR | 2018-06-13 04:00 | 0.80095
CCG | FR | 2018-06-13 05:00 | 0.80095
CCG | FR | 2018-06-13 06:00 | 0.80095
CCG | FR | 2018-06-13 07:00 | 0.80095
CCG | FR | 2018-06-13 08:00 | 0.80095
CCG | FR | 2018-06-13 09:00 | 0.80095
CCG | FR | 2018-06-13 10:00 | 0.80095
CCG | FR | 2018-06-13 11:00 | 0.80095
CCG | FR | 2018-06-13 12:00 | 0.80095
CCG | FR | 2018-06-13 13:00 | 0.80095
CCG | FR | 2018-06-13 14:00 | 0.80679
CCG | FR | 2018-06-13 15:00 | 0.82153
CCG | FR | 2018-06-13 16:00 | 0.83541
CCG | FR | 2018-06-13 17:00 | 0.83541
CCG | FR | 2018-06-13 18:00 | 0.83541
CCG | FR | 2018-06-13 19:00 | 0.85918
CCG | FR | 2018-06-13 20:00 | 0.85918
CCG | FR | 2018-06-13 21:00 | 0.85918
CCG | FR | 2018-06-13 22:00 | 0.85918
CCG | FR | 2018-06-13 23:00 | 0.85918
CCG | FR | 2018-06-14 | 0.85918
CCG | FR | 2018-06-14 01:00 | 0.85918
CCG | FR | 2018-06-14 02:00 | 0.85918
CCG | FR | 2018-06-14 03:00 | 0.85918
CCG | FR | 2018-06-14 04:00 | 0.85918
CCG | FR | 2018-06-14 05:00 | 0.85918
CCG | FR | 2018-06-14 06:00 | 0.85918
CCG | FR | 2018-06-14 07:00 | 0.85918
CCG | FR | 2018-06-14 08:00 | 0.85918
CCG | FR | 2018-06-14 09:00 | 0.85918
CCG | FR | 2018-06-14 10:00 | 0.85918
CCG | FR | 2018-06-14 11:00 | 0.85918
CCG | FR | 2018-06-14 12:00 | 0.85918
CCG | FR | 2018-06-14 13:00 | 0.85918
CCG | FR | 2018-06-14 14:00 | 0.85918
CCG | FR | 2018-06-14 15:00 | 0.85918
CCG | FR | 2018-06-14 16:00 | 0.85918
CCG | FR | 2018-06-14 17:00 | 0.85918
CCG | FR | 2018-06-14 18:00 | 0.85918
CCG | FR | 2018-06-14 19:00 | 0.85918
CCG | FR | 2018-06-14 20:00 | 0.85918
CCG | FR | 2018-06-14 21:00 | 0.85918
CCG | FR | 2018-06-14 22:00 | 0.85918
CCG | FR | 2018-06-14 23:00 | 0.85918
CCG | FR | 2018-06-15 | 0.85918
CCG | FR | 2018-06-15 01:00 | 0.85918
CCG | FR | 2018-06-15 02:00 | 0.85918
CCG | FR | 2018-06-15 03:00 | 0.85918
CCG | FR | 2018-06-15 04:00 | 0.85918
CCG | FR | 2018-06-15 05:00 | 0.85918
CCG | FR | 2018-06-15 06:00 | 0.85918
CCG | FR | 2018-06-15 07:00 | 0.85918
CCG | FR | 2018-06-15 08:00 | 0.85918
CCG | FR | 2018-06-15 09:00 | 0.85918
CCG | FR | 2018-06-15 10:00 | 0.85918
CCG | FR | 2018-06-15 11:00 | 0.85918
CCG | FR | 2018-06-15 12:00 | 0.85918
CCG | FR | 2018-06-15 13:00 | 0.85918
CCG | FR | 2018-06-15 14:00 | 0.85918
CCG | FR | 2018-06-15 15:00 | 0.85918
CCG | FR | 2018-06-15 16:00 | 0.85918
CCG | FR | 2018-06-15 17:00 | 0.85918
CCG | FR | 2018-06-15 18:00 | 0.85918
CCG | FR | 2018-06-15 19:00 | 0.85918
CCG | FR | 2018-06-15 20:00 | 0.85918
CCG | FR | 2018-06-15 21:00 | 0.85918
CCG | FR | 2018-06-15 22:00 | 0.85918
CCG | FR | 2018-06-15 23:00 | 0.85918
CCG | FR | 2018-06-16 | 0.691
CCG | FR | 2018-06-16 01:00 | 0.691
CCG | FR | 2018-06-16 02:00 | 0.691
CCG | FR | 2018-06-16 03:00 | 0.691
CCG | FR | 2018-06-16 04:00 | 0.691
CCG | FR | 2018-06-16 05:00 | 0.691
CCG | FR | 2018-06-16 06:00 | 0.691
CCG | FR | 2018-06-16 07:00 | 0.691
CCG | FR | 2018-06-16 08:00 | 0.691
CCG | FR | 2018-06-16 09:00 | 0.691
CCG | FR | 2018-06-16 10:00 | 0.691
CCG | FR | 2018-06-16 11:00 | 0.691
CCG | FR | 2018-06-16 12:00 | 0.72537
CCG | FR | 2018-06-16 13:00 | 0.72537
CCG | FR | 2018-06-16 14:00 | 0.72537
CCG | FR | 2018-06-16 15:00 | 0.72537
CCG | FR | 2018-06-16 16:00 | 0.72537
CCG | FR | 2018-06-16 17:00 | 0.72537
CCG | FR | 2018-06-16 18:00 | 0.72537
CCG | FR | 2018-06-16 19:00 | 0.72537
CCG | FR | 2018-06-16 20:00 | 0.72537
CCG | FR | 2018-06-16 21:00 | 0.72537
CCG | FR | 2018-06-16 22:00 | 0.72537
CCG | FR | 2018-06-16 23:00 | 0.72537
CCG | FR | 2018-06-17 | 0.72537
CCG | FR | 2018-06-17 01:00 | 0.72537
CCG | FR | 2018-06-17 02:00 | 0.72537
CCG | FR | 2018-06-17 03:00 | 0.72537
CCG | FR | 2018-06-17 04:00 | 0.72537
CCG | FR | 2018-06-17 05:00 | 0.72537
CCG | FR | 2018-06-17 06:00 | 0.72537
CCG | FR | 2018-06-17 07:00 | 0.72537
CCG | FR | 2018-06-17 08:00 | 0.72537
CCG | FR | 2018-06-17 09:00 | 0.72537
CCG | FR | 2018-06-17 10:00 | 0.72537
CCG | FR | 2018-06-17 11:00 | 0.72537
CCG | FR | 2018-06-17 12:00 | 0.72537
CCG | FR | 2018-06-17 13:00 | 0.72537
CCG | FR | 2018-06-17 14:00 | 0.72537
CCG | FR | 2018-06-17 15:00 | 0.72537
CCG | FR | 2018-06-17 16:00 | 0.72537
CCG | FR | 2018-06-17 17:00 | 0.72537
CCG | FR | 2018-06-17 18:00 | 0.72537
CCG | FR | 2018-06-17 19:00 | 0.72537
CCG | FR | 2018-06-17 20:00 | 0.72537
CCG | FR | 2018-06-17 21:00 | 0.72537
CCG | FR | 2018-06-17 22:00 | 0.72537
CCG | FR | 2018-06-17 23:00 | 0.72537
CCG | FR | 2018-06-18 | 0.69192
CCG | FR | 2018-06-18 01:00 | 0.69192
CCG | FR | 2018-06-18 02:00 | 0.69192
CCG | FR | 2018-06-18 03:00 | 0.69192
CCG | FR | 2018-06-18 04:00 | 0.69192
CCG | FR | 2018-06-18 05:00 | 0.69192
CCG | FR | 2018-06-18 06:00 | 0.69192
CCG | FR | 2018-06-18 07:00 | 0.69192
CCG | FR | 2018-06-18 08:00 | 0.69192
CCG | FR | 2018-06-18 09:00 | 0.69192
CCG | FR | 2018-06-18 10:00 | 0.69192
CCG | FR | 2018-06-18 11:00 | 0.69192
CCG | FR | 2018-06-18 12:00 | 0.69192
CCG | FR | 2018-06-18 13:00 | 0.69192
CCG | FR | 2018-06-18 14:00 | 0.69192
CCG | FR | 2018-06-18 15:00 | 0.69192
CCG | FR | 2018-06-18 16:00 | 0.69192
CCG | FR | 2018-06-18 17:00 | 0.69192
CCG | FR | 2018-06-18 18:00 | 0.69192
CCG | FR | 2018-06-18 19:00 | 0.69192
CCG | FR | 2018-06-18 20:00 | 0.69192
CCG | FR | 2018-06-18 21:00 | 0.69192
CCG | FR | 2018-06-18 22:00 | 0.69192
CCG | FR | 2018-06-18 23:00 | 0.69192
CCG | FR | 2018-06-19 | 0.69192
CCG | FR | 2018-06-19 01:00 | 0.69192
CCG | FR | 2018-06-19 02:00 | 0.69192
CCG | FR | 2018-06-19 03:00 | 0.69192
CCG | FR | 2018-06-19 04:00 | 0.69192
CCG | FR | 2018-06-19 05:00 | 0.69192
CCG | FR | 2018-06-19 06:00 | 0.69192
CCG | FR | 2018-06-19 07:00 | 0.69192
CCG | FR | 2018-06-19 08:00 | 0.69192
CCG | FR | 2018-06-19 09:00 | 0.69192
CCG | FR | 2018-06-19 10:00 | 0.69192
CCG | FR | 2018-06-19 11:00 | 0.69192
CCG | FR | 2018-06-19 12:00 | 0.69192
CCG | FR | 2018-06-19 13:00 | 0.69192
CCG | FR | 2018-06-19 14:00 | 0.69192
CCG | FR | 2018-06-19 15:00 | 0.69192
CCG | FR | 2018-06-19 16:00 | 0.69192
CCG | FR | 2018-06-19 17:00 | 0.69192
CCG | FR | 2018-06-19 18:00 | 0.69192
CCG | FR | 2018-06-19 19:00 | 0.69192
CCG | FR | 2018-06-19 20:00 | 0.69192
CCG | FR | 2018-06-19 21:00 | 0.69192
CCG | FR | 2018-06-19 22:00 | 0.69192
CCG | FR | 2018-06-19 23:00 | 0.69192
CCG | FR | 2018-06-20 | 0.69192
CCG | FR | 2018-06-20 01:00 | 0.69192
CCG | FR | 2018-06-20 02:00 | 0.69192
CCG | FR | 2018-06-20 03:00 | 0.69192
CCG | FR | 2018-06-20 04:00 | 0.69192
CCG | FR | 2018-06-20 05:00 | 0.69192
CCG | FR | 2018-06-20 06:00 | 0.69192
CCG | FR | 2018-06-20 07:00 | 0.69192
CCG | FR | 2018-06-20 08:00 | 0.69192
CCG | FR | 2018-06-20 09:00 | 0.69192
CCG | FR | 2018-06-20 10:00 | 0.69192
CCG | FR | 2018-06-20 11:00 | 0.69192
CCG | FR | 2018-06-20 12:00 | 0.69192
CCG | FR | 2018-06-20 13:00 | 0.69192
CCG | FR | 2018-06-20 14:00 | 0.69192
CCG | FR | 2018-06-20 15:00 | 0.69192
CCG | FR | 2018-06-20 16:00 | 0.69192
CCG | FR | 2018-06-20 17:00 | 0.69192
CCG | FR | 2018-06-20 18:00 | 0.69192
CCG | FR | 2018-06-20 19:00 | 0.69192
CCG | FR | 2018-06-20 20:00 | 0.69192
CCG | FR | 2018-06-20 21:00 | 0.69192
CCG | FR | 2018-06-20 22:00 | 0.69192
CCG | FR | 2018-06-20 23:00 | 0.69192
CCG | FR | 2018-06-21 | 0.67265
CCG | FR | 2018-06-21 01:00 | 0.67265
CCG | FR | 2018-06-21 02:00 | 0.69192
CCG | FR | 2018-06-21 03:00 | 0.69192
CCG | FR | 2018-06-21 04:00 | 0.69192
CCG | FR | 2018-06-21 05:00 | 0.69192
CCG | FR | 2018-06-21 06:00 | 0.69192
CCG | FR | 2018-06-21 07:00 | 0.69192
CCG | FR | 2018-06-21 08:00 | 0.69192
CCG | FR | 2018-06-21 09:00 | 0.69192
CCG | FR | 2018-06-21 10:00 | 0.69192
CCG | FR | 2018-06-21 11:00 | 0.69192
CCG | FR | 2018-06-21 12:00 | 0.69192
CCG | FR | 2018-06-21 13:00 | 0.69192
CCG | FR | 2018-06-21 14:00 | 0.69192
CCG | FR | 2018-06-21 15:00 | 0.69192
CCG | FR | 2018-06-21 16:00 | 0.69192
CCG | FR | 2018-06-21 17:00 | 0.69192
CCG | FR | 2018-06-21 18:00 | 0.69192
CCG | FR | 2018-06-21 19:00 | 0.69192
CCG | FR | 2018-06-21 20:00 | 0.69192
CCG | FR | 2018-06-21 21:00 | 0.69192
CCG | FR | 2018-06-21 22:00 | 0.69192
CCG | FR | 2018-06-21 23:00 | 0.69192
CCG | FR | 2018-06-22 | 0.62911
CCG | FR | 2018-06-22 01:00 | 0.62911
CCG | FR | 2018-06-22 02:00 | 0.62911
CCG | FR | 2018-06-22 03:00 | 0.62911
CCG | FR | 2018-06-22 04:00 | 0.62911
CCG | FR | 2018-06-22 05:00 | 0.62911
CCG | FR | 2018-06-22 06:00 | 0.62911
CCG | FR | 2018-06-22 07:00 | 0.62911
CCG | FR | 2018-06-22 08:00 | 0.62911
CCG | FR | 2018-06-22 09:00 | 0.62911
CCG | FR | 2018-06-22 10:00 | 0.61875
CCG | FR | 2018-06-22 11:00 | 0.61875
CCG | FR | 2018-06-22 12:00 | 0.58555
CCG | FR | 2018-06-22 13:00 | 0.58555
CCG | FR | 2018-06-22 14:00 | 0.58555
CCG | FR | 2018-06-22 15:00 | 0.58555
CCG | FR | 2018-06-22 16:00 | 0.58555
CCG | FR | 2018-06-22 17:00 | 0.58555
CCG | FR | 2018-06-22 18:00 | 0.58555
CCG | FR | 2018-06-22 19:00 | 0.58555
CCG | FR | 2018-06-22 20:00 | 0.58555
CCG | FR | 2018-06-22 21:00 | 0.58555
CCG | FR | 2018-06-22 22:00 | 0.58555
CCG | FR | 2018-06-22 23:00 | 0.58555
CCG | FR | 2018-06-23 | 0.58555
CCG | FR | 2018-06-23 01:00 | 0.58555
CCG | FR | 2018-06-23 02:00 | 0.58555
CCG | FR | 2018-06-23 03:00 | 0.58555
CCG | FR | 2018-06-23 04:00 | 0.58555
CCG | FR | 2018-06-23 05:00 | 0.58555
CCG | FR | 2018-06-23 06:00 | 0.58555
CCG | FR | 2018-06-23 07:00 | 0.58555
CCG | FR | 2018-06-23 08:00 | 0.58555
CCG | FR | 2018-06-23 09:00 | 0.58555
CCG | FR | 2018-06-23 10:00 | 0.58555
CCG | FR | 2018-06-23 11:00 | 0.58555
CCG | FR | 2018-06-23 12:00 | 0.58555
CCG | FR | 2018-06-23 13:00 | 0.58555
CCG | FR | 2018-06-23 14:00 | 0.62434
CCG | FR | 2018-06-23 15:00 | 0.62434
CCG | FR | 2018-06-23 16:00 | 0.62434
CCG | FR | 2018-06-23 17:00 | 0.62434
CCG | FR | 2018-06-23 18:00 | 0.62434
CCG | FR | 2018-06-23 19:00 | 0.62434
CCG | FR | 2018-06-23 20:00 | 0.65871
CCG | FR | 2018-06-23 21:00 | 0.65871
CCG | FR | 2018-06-23 22:00 | 0.65871
CCG | FR | 2018-06-23 23:00 | 0.65871
CCG | FR | 2018-06-24 | 0.65871
CCG | FR | 2018-06-24 01:00 | 0.65871
CCG | FR | 2018-06-24 02:00 | 0.65871
CCG | FR | 2018-06-24 03:00 | 0.65871
CCG | FR | 2018-06-24 04:00 | 0.65871
CCG | FR | 2018-06-24 05:00 | 0.65871
CCG | FR | 2018-06-24 06:00 | 0.65871
CCG | FR | 2018-06-24 07:00 | 0.65871
CCG | FR | 2018-06-24 08:00 | 0.65871
CCG | FR | 2018-06-24 09:00 | 0.65871
CCG | FR | 2018-06-24 10:00 | 0.65871
CCG | FR | 2018-06-24 11:00 | 0.65871
CCG | FR | 2018-06-24 12:00 | 0.65871
CCG | FR | 2018-06-24 13:00 | 0.65871
CCG | FR | 2018-06-24 14:00 | 0.65871
CCG | FR | 2018-06-24 15:00 | 0.65871
CCG | FR | 2018-06-24 16:00 | 0.65871
CCG | FR | 2018-06-24 17:00 | 0.65871
CCG | FR | 2018-06-24 18:00 | 0.65871
CCG | FR | 2018-06-24 19:00 | 0.65871
CCG | FR | 2018-06-24 20:00 | 0.65871
CCG | FR | 2018-06-24 21:00 | 0.65871
CCG | FR | 2018-06-24 22:00 | 0.65871
CCG | FR | 2018-06-24 23:00 | 0.65871
CCG | FR | 2018-06-25 | 0.65871
CCG | FR | 2018-06-25 01:00 | 0.65871
CCG | FR | 2018-06-25 02:00 | 0.65871
CCG | FR | 2018-06-25 03:00 | 0.65871
CCG | FR | 2018-06-25 04:00 | 0.65871
CCG | FR | 2018-06-25 05:00 | 0.65871
CCG | FR | 2018-06-25 06:00 | 0.65871
CCG | FR | 2018-06-25 07:00 | 0.65871
CCG | FR | 2018-06-25 08:00 | 0.65871
CCG | FR | 2018-06-25 09:00 | 0.65871
CCG | FR | 2018-06-25 10:00 | 0.65871
CCG | FR | 2018-06-25 11:00 | 0.65871
CCG | FR | 2018-06-25 12:00 | 0.65871
CCG | FR | 2018-06-25 13:00 | 0.65871
CCG | FR | 2018-06-25 14:00 | 0.65871
CCG | FR | 2018-06-25 15:00 | 0.65871
CCG | FR | 2018-06-25 16:00 | 0.65871
CCG | FR | 2018-06-25 17:00 | 0.65871
CCG | FR | 2018-06-25 18:00 | 0.65871
CCG | FR | 2018-06-25 19:00 | 0.65871
CCG | FR | 2018-06-25 20:00 | 0.65871
CCG | FR | 2018-06-25 21:00 | 0.65871
CCG | FR | 2018-06-25 22:00 | 0.69292
CCG | FR | 2018-06-25 23:00 | 0.69292
CCG | FR | 2018-06-26 | 0.69292
CCG | FR | 2018-06-26 01:00 | 0.69292
CCG | FR | 2018-06-26 02:00 | 0.69292
CCG | FR | 2018-06-26 03:00 | 0.69292
CCG | FR | 2018-06-26 04:00 | 0.69292
CCG | FR | 2018-06-26 05:00 | 0.69292
CCG | FR | 2018-06-26 06:00 | 0.69292
CCG | FR | 2018-06-26 07:00 | 0.69292
CCG | FR | 2018-06-26 08:00 | 0.69292
CCG | FR | 2018-06-26 09:00 | 0.69292
CCG | FR | 2018-06-26 10:00 | 0.69292
CCG | FR | 2018-06-26 11:00 | 0.69292
CCG | FR | 2018-06-26 12:00 | 0.69292
CCG | FR | 2018-06-26 13:00 | 0.69292
CCG | FR | 2018-06-26 14:00 | 0.69292
CCG | FR | 2018-06-26 15:00 | 0.69292
CCG | FR | 2018-06-26 16:00 | 0.69292
CCG | FR | 2018-06-26 17:00 | 0.69292
CCG | FR | 2018-06-26 18:00 | 0.69292
CCG | FR | 2018-06-26 19:00 | 0.70685
CCG | FR | 2018-06-26 20:00 | 0.70685
CCG | FR | 2018-06-26 21:00 | 0.70685
CCG | FR | 2018-06-26 22:00 | 0.70893
CCG | FR | 2018-06-26 23:00 | 0.70893
CCG | FR | 2018-06-27 | 0.70893
CCG | FR | 2018-06-27 01:00 | 0.70893
CCG | FR | 2018-06-27 02:00 | 0.70893
CCG | FR | 2018-06-27 03:00 | 0.70893
CCG | FR | 2018-06-27 04:00 | 0.70893
CCG | FR | 2018-06-27 05:00 | 0.70893
CCG | FR | 2018-06-27 06:00 | 0.70893
CCG | FR | 2018-06-27 07:00 | 0.70893
CCG | FR | 2018-06-27 08:00 | 0.70893
CCG | FR | 2018-06-27 09:00 | 0.70893
CCG | FR | 2018-06-27 10:00 | 0.70893
CCG | FR | 2018-06-27 11:00 | 0.72821
CCG | FR | 2018-06-27 12:00 | 0.72821
CCG | FR | 2018-06-27 13:00 | 0.72821
CCG | FR | 2018-06-27 14:00 | 0.72821
CCG | FR | 2018-06-27 15:00 | 0.72821
CCG | FR | 2018-06-27 16:00 | 0.72821
CCG | FR | 2018-06-27 17:00 | 0.72821
CCG | FR | 2018-06-27 18:00 | 0.72821
CCG | FR | 2018-06-27 19:00 | 0.72821
CCG | FR | 2018-06-27 20:00 | 0.72821
CCG | FR | 2018-06-27 21:00 | 0.70026
CCG | FR | 2018-06-27 22:00 | 0.70026
CCG | FR | 2018-06-27 23:00 | 0.70026
CCG | FR | 2018-06-28 | 0.70026
CCG | FR | 2018-06-28 01:00 | 0.72821
CCG | FR | 2018-06-28 02:00 | 0.72821
CCG | FR | 2018-06-28 03:00 | 0.72821
CCG | FR | 2018-06-28 04:00 | 0.72612
CCG | FR | 2018-06-28 05:00 | 0.72612
CCG | FR | 2018-06-28 06:00 | 0.72612
CCG | FR | 2018-06-28 07:00 | 0.72612
CCG | FR | 2018-06-28 08:00 | 0.72612
CCG | FR | 2018-06-28 09:00 | 0.72612
CCG | FR | 2018-06-28 10:00 | 0.72612
CCG | FR | 2018-06-28 11:00 | 0.72612
CCG | FR | 2018-06-28 12:00 | 0.72612
CCG | FR | 2018-06-28 13:00 | 0.72612
CCG | FR | 2018-06-28 14:00 | 0.72612
CCG | FR | 2018-06-28 15:00 | 0.72612
CCG | FR | 2018-06-28 16:00 | 0.72612
CCG | FR | 2018-06-28 17:00 | 0.72612
CCG | FR | 2018-06-28 18:00 | 0.72612
CCG | FR | 2018-06-28 19:00 | 0.72612
CCG | FR | 2018-06-28 20:00 | 0.72612
CCG | FR | 2018-06-28 21:00 | 0.72612
CCG | FR | 2018-06-28 22:00 | 0.72612
CCG | FR | 2018-06-28 23:00 | 0.72612
CCG | FR | 2018-06-29 | 0.73857
CCG | FR | 2018-06-29 01:00 | 0.73857
CCG | FR | 2018-06-29 02:00 | 0.73857
CCG | FR | 2018-06-29 03:00 | 0.73648
CCG | FR | 2018-06-29 04:00 | 0.73648
CCG | FR | 2018-06-29 05:00 | 0.73648
CCG | FR | 2018-06-29 06:00 | 0.73648
CCG | FR | 2018-06-29 07:00 | 0.73648
CCG | FR | 2018-06-29 08:00 | 0.73648
CCG | FR | 2018-06-29 09:00 | 0.73648
CCG | FR | 2018-06-29 10:00 | 0.73648
CCG | FR | 2018-06-29 11:00 | 0.73648
CCG | FR | 2018-06-29 12:00 | 0.73648
CCG | FR | 2018-06-29 13:00 | 0.73857
CCG | FR | 2018-06-29 14:00 | 0.73857
CCG | FR | 2018-06-29 15:00 | 0.73857
CCG | FR | 2018-06-29 16:00 | 0.73857
CCG | FR | 2018-06-29 17:00 | 0.73857
CCG | FR | 2018-06-29 18:00 | 0.73857
CCG | FR | 2018-06-29 19:00 | 0.73857
CCG | FR | 2018-06-29 20:00 | 0.73857
CCG | FR | 2018-06-29 21:00 | 0.73857
CCG | FR | 2018-06-29 22:00 | 0.73857
CCG | FR | 2018-06-29 23:00 | 0.73857
CCG | FR | 2018-06-30 | 0.73857
CCG | FR | 2018-06-30 01:00 | 0.73857
CCG | FR | 2018-06-30 02:00 | 0.73857
CCG | FR | 2018-06-30 03:00 | 0.73857
CCG | FR | 2018-06-30 04:00 | 0.73857
CCG | FR | 2018-06-30 05:00 | 0.73857
CCG | FR | 2018-06-30 06:00 | 0.73857
CCG | FR | 2018-06-30 07:00 | 0.73857
CCG | FR | 2018-06-30 08:00 | 0.73857
CCG | FR | 2018-06-30 09:00 | 0.73857
CCG | FR | 2018-06-30 10:00 | 0.73857
CCG | FR | 2018-06-30 11:00 | 0.73857
CCG | FR | 2018-06-30 12:00 | 0.73857
CCG | FR | 2018-06-30 13:00 | 0.73857
CCG | FR | 2018-06-30 14:00 | 0.73857
CCG | FR | 2018-06-30 15:00 | 0.73857
CCG | FR | 2018-06-30 16:00 | 0.73857
CCG | FR | 2018-06-30 17:00 | 0.73857
CCG | FR | 2018-06-30 18:00 | 0.73857
CCG | FR | 2018-06-30 19:00 | 0.73857
CCG | FR | 2018-06-30 20:00 | 0.73857
CCG | FR | 2018-06-30 21:00 | 0.73857
CCG | FR | 2018-06-30 22:00 | 0.73857
CCG | FR | 2018-06-30 23:00 | 0.73857
CCG | FR | 2018-07-01 | 0.73757
CCG | FR | 2018-07-01 01:00 | 0.73757
CCG | FR | 2018-07-01 02:00 | 0.73757
CCG | FR | 2018-07-01 03:00 | 0.73757
CCG | FR | 2018-07-01 04:00 | 0.73757
CCG | FR | 2018-07-01 05:00 | 0.73757
CCG | FR | 2018-07-01 06:00 | 0.73757
CCG | FR | 2018-07-01 07:00 | 0.73757
CCG | FR | 2018-07-01 08:00 | 0.73757
CCG | FR | 2018-07-01 09:00 | 0.73757
CCG | FR | 2018-07-01 10:00 | 0.73757
CCG | FR | 2018-07-01 11:00 | 0.73757
CCG | FR | 2018-07-01 12:00 | 0.73757
CCG | FR | 2018-07-01 13:00 | 0.73757
CCG | FR | 2018-07-01 14:00 | 0.73757
CCG | FR | 2018-07-01 15:00 | 0.73757
CCG | FR | 2018-07-01 16:00 | 0.73757
CCG | FR | 2018-07-01 17:00 | 0.73757
CCG | FR | 2018-07-01 18:00 | 0.73757
CCG | FR | 2018-07-01 19:00 | 0.73757
CCG | FR | 2018-07-01 20:00 | 0.73757
CCG | FR | 2018-07-01 21:00 | 0.73757
CCG | FR | 2018-07-01 22:00 | 0.73757
CCG | FR | 2018-07-01 23:00 | 0.73757
CCG | FR | 2018-07-02 | 0.73757
CCG | FR | 2018-07-02 01:00 | 0.73757
CCG | FR | 2018-07-02 02:00 | 0.73757
CCG | FR | 2018-07-02 03:00 | 0.73757
CCG | FR | 2018-07-02 04:00 | 0.73757
CCG | FR | 2018-07-02 05:00 | 0.73757
CCG | FR | 2018-07-02 06:00 | 0.76852
CCG | FR | 2018-07-02 07:00 | 0.76852
CCG | FR | 2018-07-02 08:00 | 0.76852
CCG | FR | 2018-07-02 09:00 | 0.76852
CCG | FR | 2018-07-02 10:00 | 0.76852
CCG | FR | 2018-07-02 11:00 | 0.76852
CCG | FR | 2018-07-02 12:00 | 0.76852
CCG | FR | 2018-07-02 13:00 | 0.76852
CCG | FR | 2018-07-02 14:00 | 0.76852
CCG | FR | 2018-07-02 15:00 | 0.76852
CCG | FR | 2018-07-02 16:00 | 0.83542
CCG | FR | 2018-07-02 17:00 | 0.83542
CCG | FR | 2018-07-02 18:00 | 0.83542
CCG | FR | 2018-07-02 19:00 | 0.86887
CCG | FR | 2018-07-02 20:00 | 0.87355
CCG | FR | 2018-07-02 21:00 | 0.87355
CCG | FR | 2018-07-02 22:00 | 0.87355
CCG | FR | 2018-07-02 23:00 | 0.87355
CCG | FR | 2018-07-03 | 0.87355
CCG | FR | 2018-07-03 01:00 | 0.87355
CCG | FR | 2018-07-03 02:00 | 0.87355
CCG | FR | 2018-07-03 03:00 | 0.87355
CCG | FR | 2018-07-03 04:00 | 0.87355
CCG | FR | 2018-07-03 05:00 | 0.87355
CCG | FR | 2018-07-03 06:00 | 0.87355
CCG | FR | 2018-07-03 07:00 | 0.87355
CCG | FR | 2018-07-03 08:00 | 0.87355
CCG | FR | 2018-07-03 09:00 | 0.87355
CCG | FR | 2018-07-03 10:00 | 0.87355
CCG | FR | 2018-07-03 11:00 | 0.87355
CCG | FR | 2018-07-03 12:00 | 0.87355
CCG | FR | 2018-07-03 13:00 | 0.87355
CCG | FR | 2018-07-03 14:00 | 0.87355
CCG | FR | 2018-07-03 15:00 | 0.87355
CCG | FR | 2018-07-03 16:00 | 0.87355
CCG | FR | 2018-07-03 17:00 | 0.87355
CCG | FR | 2018-07-03 18:00 | 0.87355
CCG | FR | 2018-07-03 19:00 | 0.87355
CCG | FR | 2018-07-03 20:00 | 0.87355
CCG | FR | 2018-07-03 21:00 | 0.87355
CCG | FR | 2018-07-03 22:00 | 0.87355
CCG | FR | 2018-07-03 23:00 | 0.87355
CCG | FR | 2018-07-04 | 0.907
CCG | FR | 2018-07-04 01:00 | 0.907
CCG | FR | 2018-07-04 02:00 | 0.907
CCG | FR | 2018-07-04 03:00 | 0.907
CCG | FR | 2018-07-04 04:00 | 0.907
CCG | FR | 2018-07-04 05:00 | 0.907
CCG | FR | 2018-07-04 06:00 | 0.907
CCG | FR | 2018-07-04 07:00 | 0.907
CCG | FR | 2018-07-04 08:00 | 0.907
CCG | FR | 2018-07-04 09:00 | 0.907
CCG | FR | 2018-07-04 10:00 | 0.907
CCG | FR | 2018-07-04 11:00 | 0.907
CCG | FR | 2018-07-04 12:00 | 0.907
CCG | FR | 2018-07-04 13:00 | 0.907
CCG | FR | 2018-07-04 14:00 | 0.907
CCG | FR | 2018-07-04 15:00 | 0.907
CCG | FR | 2018-07-04 16:00 | 0.907
CCG | FR | 2018-07-04 17:00 | 0.907
CCG | FR | 2018-07-04 18:00 | 0.907
CCG | FR | 2018-07-04 19:00 | 0.907
CCG | FR | 2018-07-04 20:00 | 0.907
CCG | FR | 2018-07-04 21:00 | 0.907
CCG | FR | 2018-07-04 22:00 | 0.907
CCG | FR | 2018-07-04 23:00 | 0.907
CCG | FR | 2018-07-05 | 0.907
CCG | FR | 2018-07-05 01:00 | 0.907
CCG | FR | 2018-07-05 02:00 | 0.907
CCG | FR | 2018-07-05 03:00 | 0.907
CCG | FR | 2018-07-05 04:00 | 0.907
CCG | FR | 2018-07-05 05:00 | 0.907
CCG | FR | 2018-07-05 06:00 | 0.907
CCG | FR | 2018-07-05 07:00 | 0.907
CCG | FR | 2018-07-05 08:00 | 0.907
CCG | FR | 2018-07-05 09:00 | 0.907
CCG | FR | 2018-07-05 10:00 | 0.907
CCG | FR | 2018-07-05 11:00 | 0.907
CCG | FR | 2018-07-05 12:00 | 0.907
CCG | FR | 2018-07-05 13:00 | 0.907
CCG | FR | 2018-07-05 14:00 | 0.907
CCG | FR | 2018-07-05 15:00 | 0.907
CCG | FR | 2018-07-05 16:00 | 0.907
CCG | FR | 2018-07-05 17:00 | 0.907
CCG | FR | 2018-07-05 18:00 | 0.907
CCG | FR | 2018-07-05 19:00 | 0.907
CCG | FR | 2018-07-05 20:00 | 0.907
CCG | FR | 2018-07-05 21:00 | 0.907
CCG | FR | 2018-07-05 22:00 | 0.907
CCG | FR | 2018-07-05 23:00 | 0.907
CCG | FR | 2018-07-06 | 0.907
CCG | FR | 2018-07-06 01:00 | 0.907
CCG | FR | 2018-07-06 02:00 | 0.907
CCG | FR | 2018-07-06 03:00 | 0.907
CCG | FR | 2018-07-06 04:00 | 0.907
CCG | FR | 2018-07-06 05:00 | 0.907
CCG | FR | 2018-07-06 06:00 | 0.907
CCG | FR | 2018-07-06 07:00 | 0.907
CCG | FR | 2018-07-06 08:00 | 0.907
CCG | FR | 2018-07-06 09:00 | 0.907
CCG | FR | 2018-07-06 10:00 | 0.907
CCG | FR | 2018-07-06 11:00 | 0.907
CCG | FR | 2018-07-06 12:00 | 0.86821
CCG | FR | 2018-07-06 13:00 | 0.86821
CCG | FR | 2018-07-06 14:00 | 0.86821
CCG | FR | 2018-07-06 15:00 | 0.86821
CCG | FR | 2018-07-06 16:00 | 0.86821
CCG | FR | 2018-07-06 17:00 | 0.86821
CCG | FR | 2018-07-06 18:00 | 0.86821
CCG | FR | 2018-07-06 19:00 | 0.86821
CCG | FR | 2018-07-06 20:00 | 0.86821
CCG | FR | 2018-07-06 21:00 | 0.86821
CCG | FR | 2018-07-06 22:00 | 0.86821
CCG | FR | 2018-07-06 23:00 | 0.86821
CCG | FR | 2018-07-07 | 0.86821
CCG | FR | 2018-07-07 01:00 | 0.86821
CCG | FR | 2018-07-07 02:00 | 0.86821
CCG | FR | 2018-07-07 03:00 | 0.86821
CCG | FR | 2018-07-07 04:00 | 0.86821
CCG | FR | 2018-07-07 05:00 | 0.86821
CCG | FR | 2018-07-07 06:00 | 0.86821
CCG | FR | 2018-07-07 07:00 | 0.86821
CCG | FR | 2018-07-07 08:00 | 0.86821
CCG | FR | 2018-07-07 09:00 | 0.86821
CCG | FR | 2018-07-07 10:00 | 0.86821
CCG | FR | 2018-07-07 11:00 | 0.86821
CCG | FR | 2018-07-07 12:00 | 0.86821
CCG | FR | 2018-07-07 13:00 | 0.86821
CCG | FR | 2018-07-07 14:00 | 0.86821
CCG | FR | 2018-07-07 15:00 | 0.86821
CCG | FR | 2018-07-07 16:00 | 0.86821
CCG | FR | 2018-07-07 17:00 | 0.86821
CCG | FR | 2018-07-07 18:00 | 0.86821
CCG | FR | 2018-07-07 19:00 | 0.86821
CCG | FR | 2018-07-07 20:00 | 0.907
CCG | FR | 2018-07-07 21:00 | 0.907
CCG | FR | 2018-07-07 22:00 | 0.907
CCG | FR | 2018-07-07 23:00 | 0.907
CCG | FR | 2018-07-08 | 0.907
CCG | FR | 2018-07-08 01:00 | 0.907
CCG | FR | 2018-07-08 02:00 | 0.907
CCG | FR | 2018-07-08 03:00 | 0.907
CCG | FR | 2018-07-08 04:00 | 0.907
CCG | FR | 2018-07-08 05:00 | 0.907
CCG | FR | 2018-07-08 06:00 | 0.907
CCG | FR | 2018-07-08 07:00 | 0.907
CCG | FR | 2018-07-08 08:00 | 0.907
CCG | FR | 2018-07-08 09:00 | 0.907
CCG | FR | 2018-07-08 10:00 | 0.907
CCG | FR | 2018-07-08 11:00 | 0.907
CCG | FR | 2018-07-08 12:00 | 0.907
CCG | FR | 2018-07-08 13:00 | 0.907
CCG | FR | 2018-07-08 14:00 | 0.907
CCG | FR | 2018-07-08 15:00 | 0.907
CCG | FR | 2018-07-08 16:00 | 0.907
CCG | FR | 2018-07-08 17:00 | 0.907
CCG | FR | 2018-07-08 18:00 | 0.907
CCG | FR | 2018-07-08 19:00 | 0.907
CCG | FR | 2018-07-08 20:00 | 0.907
CCG | FR | 2018-07-08 21:00 | 0.907
CCG | FR | 2018-07-08 22:00 | 0.907
CCG | FR | 2018-07-08 23:00 | 0.907
CCG | FR | 2018-07-09 | 0.907
CCG | FR | 2018-07-09 01:00 | 0.907
CCG | FR | 2018-07-09 02:00 | 0.907
CCG | FR | 2018-07-09 03:00 | 0.907
CCG | FR | 2018-07-09 04:00 | 0.907
CCG | FR | 2018-07-09 05:00 | 0.907
CCG | FR | 2018-07-09 06:00 | 0.907
CCG | FR | 2018-07-09 07:00 | 0.907
CCG | FR | 2018-07-09 08:00 | 0.907
CCG | FR | 2018-07-09 09:00 | 0.907
CCG | FR | 2018-07-09 10:00 | 0.907
CCG | FR | 2018-07-09 11:00 | 0.907
CCG | FR | 2018-07-09 12:00 | 0.907
CCG | FR | 2018-07-09 13:00 | 0.907
CCG | FR | 2018-07-09 14:00 | 0.907
CCG | FR | 2018-07-09 15:00 | 0.907
CCG | FR | 2018-07-09 16:00 | 0.907
CCG | FR | 2018-07-09 17:00 | 0.907
CCG | FR | 2018-07-09 18:00 | 0.907
CCG | FR | 2018-07-09 19:00 | 0.89664
CCG | FR | 2018-07-09 20:00 | 0.89664
CCG | FR | 2018-07-09 21:00 | 0.89664
CCG | FR | 2018-07-09 22:00 | 0.89664
CCG | FR | 2018-07-09 23:00 | 0.89664
CCG | FR | 2018-07-10 | 0.89664
CCG | FR | 2018-07-10 01:00 | 0.89664
CCG | FR | 2018-07-10 02:00 | 0.89664
CCG | FR | 2018-07-10 03:00 | 0.89664
CCG | FR | 2018-07-10 04:00 | 0.89664
CCG | FR | 2018-07-10 05:00 | 0.89664
CCG | FR | 2018-07-10 06:00 | 0.89664
CCG | FR | 2018-07-10 07:00 | 0.89664
CCG | FR | 2018-07-10 08:00 | 0.89664
CCG | FR | 2018-07-10 09:00 | 0.89664
CCG | FR | 2018-07-10 10:00 | 0.89664
CCG | FR | 2018-07-10 11:00 | 0.89664
CCG | FR | 2018-07-10 12:00 | 0.89664
CCG | FR | 2018-07-10 13:00 | 0.89664
CCG | FR | 2018-07-10 14:00 | 0.89664
CCG | FR | 2018-07-10 15:00 | 0.89664
CCG | FR | 2018-07-10 16:00 | 0.89664
CCG | FR | 2018-07-10 17:00 | 0.89664
CCG | FR | 2018-07-10 18:00 | 0.89664
CCG | FR | 2018-07-10 19:00 | 0.89664
CCG | FR | 2018-07-10 20:00 | 0.89664
CCG | FR | 2018-07-10 21:00 | 0.89664
CCG | FR | 2018-07-10 22:00 | 0.89664
CCG | FR | 2018-07-10 23:00 | 0.89664
CCG | FR | 2018-07-11 | 0.89664
CCG | FR | 2018-07-11 01:00 | 0.89664
CCG | FR | 2018-07-11 02:00 | 0.89664
CCG | FR | 2018-07-11 03:00 | 0.89664
CCG | FR | 2018-07-11 04:00 | 0.89664
CCG | FR | 2018-07-11 05:00 | 0.89664
CCG | FR | 2018-07-11 06:00 | 0.89664
CCG | FR | 2018-07-11 07:00 | 0.89664
CCG | FR | 2018-07-11 08:00 | 0.89664
CCG | FR | 2018-07-11 09:00 | 0.89664
CCG | FR | 2018-07-11 10:00 | 0.89664
CCG | FR | 2018-07-11 11:00 | 0.89664
CCG | FR | 2018-07-11 12:00 | 0.89664
CCG | FR | 2018-07-11 13:00 | 0.89664
CCG | FR | 2018-07-11 14:00 | 0.89664
CCG | FR | 2018-07-11 15:00 | 0.89664
CCG | FR | 2018-07-11 16:00 | 0.89664
CCG | FR | 2018-07-11 17:00 | 0.89664
CCG | FR | 2018-07-11 18:00 | 0.89664
CCG | FR | 2018-07-11 19:00 | 0.89664
CCG | FR | 2018-07-11 20:00 | 0.89664
CCG | FR | 2018-07-11 21:00 | 0.89664
CCG | FR | 2018-07-11 22:00 | 0.89664
CCG | FR | 2018-07-11 23:00 | 0.89664
CCG | FR | 2018-07-12 | 0.89664
CCG | FR | 2018-07-12 01:00 | 0.89664
CCG | FR | 2018-07-12 02:00 | 0.89664
CCG | FR | 2018-07-12 03:00 | 0.89664
CCG | FR | 2018-07-12 04:00 | 0.89664
CCG | FR | 2018-07-12 05:00 | 0.89664
CCG | FR | 2018-07-12 06:00 | 0.89664
CCG | FR | 2018-07-12 07:00 | 0.89664
CCG | FR | 2018-07-12 08:00 | 0.89664
CCG | FR | 2018-07-12 09:00 | 0.89664
CCG | FR | 2018-07-12 10:00 | 0.89664
CCG | FR | 2018-07-12 11:00 | 0.89664
CCG | FR | 2018-07-12 12:00 | 0.89664
CCG | FR | 2018-07-12 13:00 | 0.89664
CCG | FR | 2018-07-12 14:00 | 0.89664
CCG | FR | 2018-07-12 15:00 | 0.89664
CCG | FR | 2018-07-12 16:00 | 0.89664
CCG | FR | 2018-07-12 17:00 | 0.89664
CCG | FR | 2018-07-12 18:00 | 0.89664
CCG | FR | 2018-07-12 19:00 | 0.89664
CCG | FR | 2018-07-12 20:00 | 0.89664
CCG | FR | 2018-07-12 21:00 | 0.89664
CCG | FR | 2018-07-12 22:00 | 0.89664
CCG | FR | 2018-07-12 23:00 | 0.89664
CCG | FR | 2018-07-13 | 0.89664
CCG | FR | 2018-07-13 01:00 | 0.89664
CCG | FR | 2018-07-13 02:00 | 0.89664
CCG | FR | 2018-07-13 03:00 | 0.89664
CCG | FR | 2018-07-13 04:00 | 0.89664
CCG | FR | 2018-07-13 05:00 | 0.89664
CCG | FR | 2018-07-13 06:00 | 0.907
CCG | FR | 2018-07-13 07:00 | 0.907
CCG | FR | 2018-07-13 08:00 | 0.907
CCG | FR | 2018-07-13 09:00 | 0.907
CCG | FR | 2018-07-13 10:00 | 0.907
CCG | FR | 2018-07-13 11:00 | 0.907
CCG | FR | 2018-07-13 12:00 | 0.907
CCG | FR | 2018-07-13 13:00 | 0.907
CCG | FR | 2018-07-13 14:00 | 0.907
CCG | FR | 2018-07-13 15:00 | 0.92984
CCG | FR | 2018-07-13 16:00 | 0.92984
CCG | FR | 2018-07-13 17:00 | 0.92984
CCG | FR | 2018-07-13 18:00 | 0.92984
CCG | FR | 2018-07-13 19:00 | 0.907
CCG | FR | 2018-07-13 20:00 | 0.907
CCG | FR | 2018-07-13 21:00 | 0.907
CCG | FR | 2018-07-13 22:00 | 0.907
CCG | FR | 2018-07-13 23:00 | 0.92984
CCG | FR | 2018-07-14 | 0.92984
CCG | FR | 2018-07-14 01:00 | 0.92984
CCG | FR | 2018-07-14 02:00 | 0.92984
CCG | FR | 2018-07-14 03:00 | 0.92984
CCG | FR | 2018-07-14 04:00 | 0.92984
CCG | FR | 2018-07-14 05:00 | 0.92984
CCG | FR | 2018-07-14 06:00 | 0.92984
CCG | FR | 2018-07-14 07:00 | 0.92984
CCG | FR | 2018-07-14 08:00 | 0.92984
CCG | FR | 2018-07-14 09:00 | 0.92984
CCG | FR | 2018-07-14 10:00 | 0.92984
CCG | FR | 2018-07-14 11:00 | 0.92984
CCG | FR | 2018-07-14 12:00 | 0.907
CCG | FR | 2018-07-14 13:00 | 0.907
CCG | FR | 2018-07-14 14:00 | 0.907
CCG | FR | 2018-07-14 15:00 | 0.907
CCG | FR | 2018-07-14 16:00 | 0.907
CCG | FR | 2018-07-14 17:00 | 0.907
CCG | FR | 2018-07-14 18:00 | 0.907
CCG | FR | 2018-07-14 19:00 | 0.907
CCG | FR | 2018-07-14 20:00 | 0.907
CCG | FR | 2018-07-14 21:00 | 0.907
CCG | FR | 2018-07-14 22:00 | 0.907
CCG | FR | 2018-07-14 23:00 | 0.907
CCG | FR | 2018-07-15 | 0.907
CCG | FR | 2018-07-15 01:00 | 0.907
CCG | FR | 2018-07-15 02:00 | 0.907
CCG | FR | 2018-07-15 03:00 | 0.907
CCG | FR | 2018-07-15 04:00 | 0.907
CCG | FR | 2018-07-15 05:00 | 0.907
CCG | FR | 2018-07-15 06:00 | 0.907
CCG | FR | 2018-07-15 07:00 | 0.907
CCG | FR | 2018-07-15 08:00 | 0.907
CCG | FR | 2018-07-15 09:00 | 0.907
CCG | FR | 2018-07-15 10:00 | 0.907
CCG | FR | 2018-07-15 11:00 | 0.907
CCG | FR | 2018-07-15 12:00 | 0.907
CCG | FR | 2018-07-15 13:00 | 0.907
CCG | FR | 2018-07-15 14:00 | 0.907
CCG | FR | 2018-07-15 15:00 | 0.907
CCG | FR | 2018-07-15 16:00 | 0.907
CCG | FR | 2018-07-15 17:00 | 0.907
CCG | FR | 2018-07-15 18:00 | 0.907
CCG | FR | 2018-07-15 19:00 | 0.907
CCG | FR | 2018-07-15 20:00 | 0.907
CCG | FR | 2018-07-15 21:00 | 0.907
CCG | FR | 2018-07-15 22:00 | 0.907
CCG | FR | 2018-07-15 23:00 | 0.907
CCG | FR | 2018-07-16 | 0.907
CCG | FR | 2018-07-16 01:00 | 0.907
CCG | FR | 2018-07-16 02:00 | 0.907
CCG | FR | 2018-07-16 03:00 | 0.907
CCG | FR | 2018-07-16 04:00 | 0.907
CCG | FR | 2018-07-16 05:00 | 0.907
CCG | FR | 2018-07-16 06:00 | 0.907
CCG | FR | 2018-07-16 07:00 | 0.907
CCG | FR | 2018-07-16 08:00 | 0.92984
CCG | FR | 2018-07-16 09:00 | 0.92984
CCG | FR | 2018-07-16 10:00 | 0.92984
CCG | FR | 2018-07-16 11:00 | 0.92984
CCG | FR | 2018-07-16 12:00 | 0.92984
CCG | FR | 2018-07-16 13:00 | 0.92984
CCG | FR | 2018-07-16 14:00 | 0.92984
CCG | FR | 2018-07-16 15:00 | 0.92984
CCG | FR | 2018-07-16 16:00 | 0.92984
CCG | FR | 2018-07-16 17:00 | 0.92984
CCG | FR | 2018-07-16 18:00 | 0.92984
CCG | FR | 2018-07-16 19:00 | 0.907
CCG | FR | 2018-07-16 20:00 | 0.907
CCG | FR | 2018-07-16 21:00 | 0.907
CCG | FR | 2018-07-16 22:00 | 0.907
CCG | FR | 2018-07-16 23:00 | 0.907
CCG | FR | 2018-07-17 | 0.907
CCG | FR | 2018-07-17 01:00 | 0.907
CCG | FR | 2018-07-17 02:00 | 0.907
CCG | FR | 2018-07-17 03:00 | 0.907
CCG | FR | 2018-07-17 04:00 | 0.907
CCG | FR | 2018-07-17 05:00 | 0.907
CCG | FR | 2018-07-17 06:00 | 0.907
CCG | FR | 2018-07-17 07:00 | 0.907
CCG | FR | 2018-07-17 08:00 | 0.907
CCG | FR | 2018-07-17 09:00 | 0.907
CCG | FR | 2018-07-17 10:00 | 0.907
CCG | FR | 2018-07-17 11:00 | 0.907
CCG | FR | 2018-07-17 12:00 | 0.907
CCG | FR | 2018-07-17 13:00 | 0.907
CCG | FR | 2018-07-17 14:00 | 0.907
CCG | FR | 2018-07-17 15:00 | 0.907
CCG | FR | 2018-07-17 16:00 | 0.907
CCG | FR | 2018-07-17 17:00 | 0.92984
CCG | FR | 2018-07-17 18:00 | 0.92984
CCG | FR | 2018-07-17 19:00 | 0.92984
CCG | FR | 2018-07-17 20:00 | 0.92984
CCG | FR | 2018-07-17 21:00 | 0.92984
CCG | FR | 2018-07-17 22:00 | 0.92984
CCG | FR | 2018-07-17 23:00 | 0.92984
CCG | FR | 2018-07-18 | 0.92984
CCG | FR | 2018-07-18 01:00 | 0.92984
CCG | FR | 2018-07-18 02:00 | 0.92984
CCG | FR | 2018-07-18 03:00 | 0.92984
CCG | FR | 2018-07-18 04:00 | 0.92984
CCG | FR | 2018-07-18 05:00 | 0.92984
CCG | FR | 2018-07-18 06:00 | 0.907
CCG | FR | 2018-07-18 07:00 | 0.87071
CCG | FR | 2018-07-18 08:00 | 0.87071
CCG | FR | 2018-07-18 09:00 | 0.87071
CCG | FR | 2018-07-18 10:00 | 0.87071
CCG | FR | 2018-07-18 11:00 | 0.87071
CCG | FR | 2018-07-18 12:00 | 0.87071
CCG | FR | 2018-07-18 13:00 | 0.87071
CCG | FR | 2018-07-18 14:00 | 0.87071
CCG | FR | 2018-07-18 15:00 | 0.87071
CCG | FR | 2018-07-18 16:00 | 0.87071
CCG | FR | 2018-07-18 17:00 | 0.87071
CCG | FR | 2018-07-18 18:00 | 0.89355
CCG | FR | 2018-07-18 19:00 | 0.89355
CCG | FR | 2018-07-18 20:00 | 0.89355
CCG | FR | 2018-07-18 21:00 | 0.89355
CCG | FR | 2018-07-18 22:00 | 0.89355
CCG | FR | 2018-07-18 23:00 | 0.89355
CCG | FR | 2018-07-19 | 0.89355
CCG | FR | 2018-07-19 01:00 | 0.89355
CCG | FR | 2018-07-19 02:00 | 0.89355
CCG | FR | 2018-07-19 03:00 | 0.89355
CCG | FR | 2018-07-19 04:00 | 0.89355
CCG | FR | 2018-07-19 05:00 | 0.89355
CCG | FR | 2018-07-19 06:00 | 0.89355
CCG | FR | 2018-07-19 07:00 | 0.89355
CCG | FR | 2018-07-19 08:00 | 0.89355
CCG | FR | 2018-07-19 09:00 | 0.89355
CCG | FR | 2018-07-19 10:00 | 0.92984
CCG | FR | 2018-07-19 11:00 | 0.92984
CCG | FR | 2018-07-19 12:00 | 0.92984
CCG | FR | 2018-07-19 13:00 | 0.92984
CCG | FR | 2018-07-19 14:00 | 0.92984
CCG | FR | 2018-07-19 15:00 | 0.92984
CCG | FR | 2018-07-19 16:00 | 0.92984
CCG | FR | 2018-07-19 17:00 | 0.92984
CCG | FR | 2018-07-19 18:00 | 0.92984
CCG | FR | 2018-07-19 19:00 | 0.92984
CCG | FR | 2018-07-19 20:00 | 0.92984
CCG | FR | 2018-07-19 21:00 | 0.92984
CCG | FR | 2018-07-19 22:00 | 0.92984
CCG | FR | 2018-07-19 23:00 | 0.92984
CCG | FR | 2018-07-20 | 0.92984
CCG | FR | 2018-07-20 01:00 | 0.92984
CCG | FR | 2018-07-20 02:00 | 0.92984
CCG | FR | 2018-07-20 03:00 | 0.92984
CCG | FR | 2018-07-20 04:00 | 0.92984
CCG | FR | 2018-07-20 05:00 | 0.92984
CCG | FR | 2018-07-20 06:00 | 0.92984
CCG | FR | 2018-07-20 07:00 | 0.92984
CCG | FR | 2018-07-20 08:00 | 0.92984
CCG | FR | 2018-07-20 09:00 | 0.92984
CCG | FR | 2018-07-20 10:00 | 0.92984
CCG | FR | 2018-07-20 11:00 | 0.92984
CCG | FR | 2018-07-20 12:00 | 0.92984
CCG | FR | 2018-07-20 13:00 | 0.92984
CCG | FR | 2018-07-20 14:00 | 0.92984
CCG | FR | 2018-07-20 15:00 | 0.92984
CCG | FR | 2018-07-20 16:00 | 0.92984
CCG | FR | 2018-07-20 17:00 | 0.92984
CCG | FR | 2018-07-20 18:00 | 0.92984
CCG | FR | 2018-07-20 19:00 | 0.92984
CCG | FR | 2018-07-20 20:00 | 0.92984
CCG | FR | 2018-07-20 21:00 | 0.92984
CCG | FR | 2018-07-20 22:00 | 0.92984
CCG | FR | 2018-07-20 23:00 | 0.92984
CCG | FR | 2018-07-21 | 0.92984
CCG | FR | 2018-07-21 01:00 | 0.92984
CCG | FR | 2018-07-21 02:00 | 0.92984
CCG | FR | 2018-07-21 03:00 | 0.92984
CCG | FR | 2018-07-21 04:00 | 0.92984
CCG | FR | 2018-07-21 05:00 | 0.92984
CCG | FR | 2018-07-21 06:00 | 0.92984
CCG | FR | 2018-07-21 07:00 | 0.92984
CCG | FR | 2018-07-21 08:00 | 0.92984
CCG | FR | 2018-07-21 09:00 | 0.92984
CCG | FR | 2018-07-21 10:00 | 0.92984
CCG | FR | 2018-07-21 11:00 | 0.92984
CCG | FR | 2018-07-21 12:00 | 0.92984
CCG | FR | 2018-07-21 13:00 | 0.92984
CCG | FR | 2018-07-21 14:00 | 0.92984
CCG | FR | 2018-07-21 15:00 | 0.92984
CCG | FR | 2018-07-21 16:00 | 0.92984
CCG | FR | 2018-07-21 17:00 | 0.92984
CCG | FR | 2018-07-21 18:00 | 0.92984
CCG | FR | 2018-07-21 19:00 | 0.92984
CCG | FR | 2018-07-21 20:00 | 0.92984
CCG | FR | 2018-07-21 21:00 | 0.92984
CCG | FR | 2018-07-21 22:00 | 0.92984
CCG | FR | 2018-07-21 23:00 | 0.92984
CCG | FR | 2018-07-22 | 0.92984
CCG | FR | 2018-07-22 01:00 | 0.92984
CCG | FR | 2018-07-22 02:00 | 0.92984
CCG | FR | 2018-07-22 03:00 | 0.92984
CCG | FR | 2018-07-22 04:00 | 0.92984
CCG | FR | 2018-07-22 05:00 | 0.92984
CCG | FR | 2018-07-22 06:00 | 0.92984
CCG | FR | 2018-07-22 07:00 | 0.92984
CCG | FR | 2018-07-22 08:00 | 0.92984
CCG | FR | 2018-07-22 09:00 | 0.92984
CCG | FR | 2018-07-22 10:00 | 0.92984
CCG | FR | 2018-07-22 11:00 | 0.92984
CCG | FR | 2018-07-22 12:00 | 0.92984
CCG | FR | 2018-07-22 13:00 | 0.92984
CCG | FR | 2018-07-22 14:00 | 0.92984
CCG | FR | 2018-07-22 15:00 | 0.92984
CCG | FR | 2018-07-22 16:00 | 0.92984
CCG | FR | 2018-07-22 17:00 | 0.92984
CCG | FR | 2018-07-22 18:00 | 0.92984
CCG | FR | 2018-07-22 19:00 | 0.92984
CCG | FR | 2018-07-22 20:00 | 0.92984
CCG | FR | 2018-07-22 21:00 | 0.92984
CCG | FR | 2018-07-22 22:00 | 0.92984
CCG | FR | 2018-07-22 23:00 | 0.92984
CCG | FR | 2018-07-23 | 0.92984
CCG | FR | 2018-07-23 01:00 | 0.92984
CCG | FR | 2018-07-23 02:00 | 0.92984
CCG | FR | 2018-07-23 03:00 | 0.92984
CCG | FR | 2018-07-23 04:00 | 0.92984
CCG | FR | 2018-07-23 05:00 | 0.92984
CCG | FR | 2018-07-23 06:00 | 0.92984
CCG | FR | 2018-07-23 07:00 | 0.92984
CCG | FR | 2018-07-23 08:00 | 0.92984
CCG | FR | 2018-07-23 09:00 | 0.92984
CCG | FR | 2018-07-23 10:00 | 0.92984
CCG | FR | 2018-07-23 11:00 | 0.92984
CCG | FR | 2018-07-23 12:00 | 0.92984
CCG | FR | 2018-07-23 13:00 | 0.92984
CCG | FR | 2018-07-23 14:00 | 0.92984
CCG | FR | 2018-07-23 15:00 | 0.92984
CCG | FR | 2018-07-23 16:00 | 0.92984
CCG | FR | 2018-07-23 17:00 | 0.92984
CCG | FR | 2018-07-23 18:00 | 0.92984
CCG | FR | 2018-07-23 19:00 | 0.92984
CCG | FR | 2018-07-23 20:00 | 0.92984
CCG | FR | 2018-07-23 21:00 | 0.92984
CCG | FR | 2018-07-23 22:00 | 0.92984
CCG | FR | 2018-07-23 23:00 | 0.91057
CCG | FR | 2018-07-24 | 0.91057
CCG | FR | 2018-07-24 01:00 | 0.92984
CCG | FR | 2018-07-24 02:00 | 0.92984
CCG | FR | 2018-07-24 03:00 | 0.92984
CCG | FR | 2018-07-24 04:00 | 0.92984
CCG | FR | 2018-07-24 05:00 | 0.91057
CCG | FR | 2018-07-24 06:00 | 0.91057
CCG | FR | 2018-07-24 07:00 | 0.91057
CCG | FR | 2018-07-24 08:00 | 0.92984
CCG | FR | 2018-07-24 09:00 | 0.92984
CCG | FR | 2018-07-24 10:00 | 0.92984
CCG | FR | 2018-07-24 11:00 | 0.92984
CCG | FR | 2018-07-24 12:00 | 0.92984
CCG | FR | 2018-07-24 13:00 | 0.92984
CCG | FR | 2018-07-24 14:00 | 0.92984
CCG | FR | 2018-07-24 15:00 | 0.92984
CCG | FR | 2018-07-24 16:00 | 0.9119
CCG | FR | 2018-07-24 17:00 | 0.87728
CCG | FR | 2018-07-24 18:00 | 0.89522
CCG | FR | 2018-07-24 19:00 | 0.89522
CCG | FR | 2018-07-24 20:00 | 0.92984
CCG | FR | 2018-07-24 21:00 | 0.92984
CCG | FR | 2018-07-24 22:00 | 0.92984
CCG | FR | 2018-07-24 23:00 | 0.92984
CCG | FR | 2018-07-25 | 0.92984
CCG | FR | 2018-07-25 01:00 | 0.92984
CCG | FR | 2018-07-25 02:00 | 0.92984
CCG | FR | 2018-07-25 03:00 | 0.92984
CCG | FR | 2018-07-25 04:00 | 0.92984
CCG | FR | 2018-07-25 05:00 | 0.92984
CCG | FR | 2018-07-25 06:00 | 0.92984
CCG | FR | 2018-07-25 07:00 | 0.92984
CCG | FR | 2018-07-25 08:00 | 0.92984
CCG | FR | 2018-07-25 09:00 | 0.92984
CCG | FR | 2018-07-25 10:00 | 0.92984
CCG | FR | 2018-07-25 11:00 | 0.92984
CCG | FR | 2018-07-25 12:00 | 0.92984
CCG | FR | 2018-07-25 13:00 | 0.92984
CCG | FR | 2018-07-25 14:00 | 0.92984
CCG | FR | 2018-07-25 15:00 | 0.92984
CCG | FR | 2018-07-25 16:00 | 0.92984
CCG | FR | 2018-07-25 17:00 | 0.92984
CCG | FR | 2018-07-25 18:00 | 0.92984
CCG | FR | 2018-07-25 19:00 | 0.92984
CCG | FR | 2018-07-25 20:00 | 0.92984
CCG | FR | 2018-07-25 21:00 | 0.92984
CCG | FR | 2018-07-25 22:00 | 0.92984
CCG | FR | 2018-07-25 23:00 | 0.92984
CCG | FR | 2018-07-26 | 0.92984
CCG | FR | 2018-07-26 01:00 | 0.92984
CCG | FR | 2018-07-26 02:00 | 0.92984
CCG | FR | 2018-07-26 03:00 | 0.92984
CCG | FR | 2018-07-26 04:00 | 0.92984
CCG | FR | 2018-07-26 05:00 | 0.92984
CCG | FR | 2018-07-26 06:00 | 0.92984
CCG | FR | 2018-07-26 07:00 | 0.92984
CCG | FR | 2018-07-26 08:00 | 0.92984
CCG | FR | 2018-07-26 09:00 | 0.92984
CCG | FR | 2018-07-26 10:00 | 0.92984
CCG | FR | 2018-07-26 11:00 | 0.92984
CCG | FR | 2018-07-26 12:00 | 0.92984
CCG | FR | 2018-07-26 13:00 | 0.92984
CCG | FR | 2018-07-26 14:00 | 0.92984
CCG | FR | 2018-07-26 15:00 | 0.92984
CCG | FR | 2018-07-26 16:00 | 0.92984
CCG | FR | 2018-07-26 17:00 | 0.92984
CCG | FR | 2018-07-26 18:00 | 0.92984
CCG | FR | 2018-07-26 19:00 | 0.92984
CCG | FR | 2018-07-26 20:00 | 0.92984
CCG | FR | 2018-07-26 21:00 | 0.92984
CCG | FR | 2018-07-26 22:00 | 0.92984
CCG | FR | 2018-07-26 23:00 | 0.92984
CCG | FR | 2018-07-27 | 0.89355
CCG | FR | 2018-07-27 01:00 | 0.89355
CCG | FR | 2018-07-27 02:00 | 0.89355
CCG | FR | 2018-07-27 03:00 | 0.89355
CCG | FR | 2018-07-27 04:00 | 0.89355
CCG | FR | 2018-07-27 05:00 | 0.89355
CCG | FR | 2018-07-27 06:00 | 0.89355
CCG | FR | 2018-07-27 07:00 | 0.89355
CCG | FR | 2018-07-27 08:00 | 0.89355
CCG | FR | 2018-07-27 09:00 | 0.89355
CCG | FR | 2018-07-27 10:00 | 0.89355
CCG | FR | 2018-07-27 11:00 | 0.87428
CCG | FR | 2018-07-27 12:00 | 0.87428
CCG | FR | 2018-07-27 13:00 | 0.87428
CCG | FR | 2018-07-27 14:00 | 0.87428
CCG | FR | 2018-07-27 15:00 | 0.87428
CCG | FR | 2018-07-27 16:00 | 0.87428
CCG | FR | 2018-07-27 17:00 | 0.87428
CCG | FR | 2018-07-27 18:00 | 0.77392
CCG | FR | 2018-07-27 19:00 | 0.79319
CCG | FR | 2018-07-27 20:00 | 0.79319
CCG | FR | 2018-07-27 21:00 | 0.79319
CCG | FR | 2018-07-27 22:00 | 0.79319
CCG | FR | 2018-07-27 23:00 | 0.79319
CCG | FR | 2018-07-28 | 0.72359
CCG | FR | 2018-07-28 01:00 | 0.73455
CCG | FR | 2018-07-28 02:00 | 0.7544
CCG | FR | 2018-07-28 03:00 | 0.7544
CCG | FR | 2018-07-28 04:00 | 0.7544
CCG | FR | 2018-07-28 05:00 | 0.7544
CCG | FR | 2018-07-28 06:00 | 0.7544
CCG | FR | 2018-07-28 07:00 | 0.7544
CCG | FR | 2018-07-28 08:00 | 0.7544
CCG | FR | 2018-07-28 09:00 | 0.7544
CCG | FR | 2018-07-28 10:00 | 0.7544
CCG | FR | 2018-07-28 11:00 | 0.7544
CCG | FR | 2018-07-28 12:00 | 0.7544
CCG | FR | 2018-07-28 13:00 | 0.7544
CCG | FR | 2018-07-28 14:00 | 0.7544
CCG | FR | 2018-07-28 15:00 | 0.7544
CCG | FR | 2018-07-28 16:00 | 0.7544
CCG | FR | 2018-07-28 17:00 | 0.7544
CCG | FR | 2018-07-28 18:00 | 0.7544
CCG | FR | 2018-07-28 19:00 | 0.7544
CCG | FR | 2018-07-28 20:00 | 0.7544
CCG | FR | 2018-07-28 21:00 | 0.7544
CCG | FR | 2018-07-28 22:00 | 0.7544
CCG | FR | 2018-07-28 23:00 | 0.7544
CCG | FR | 2018-07-29 | 0.79319
CCG | FR | 2018-07-29 01:00 | 0.79319
CCG | FR | 2018-07-29 02:00 | 0.79319
CCG | FR | 2018-07-29 03:00 | 0.79319
CCG | FR | 2018-07-29 04:00 | 0.79319
CCG | FR | 2018-07-29 05:00 | 0.79319
CCG | FR | 2018-07-29 06:00 | 0.79319
CCG | FR | 2018-07-29 07:00 | 0.79319
CCG | FR | 2018-07-29 08:00 | 0.79319
CCG | FR | 2018-07-29 09:00 | 0.79319
CCG | FR | 2018-07-29 10:00 | 0.79319
CCG | FR | 2018-07-29 11:00 | 0.79319
CCG | FR | 2018-07-29 12:00 | 0.79319
CCG | FR | 2018-07-29 13:00 | 0.79319
CCG | FR | 2018-07-29 14:00 | 0.79319
CCG | FR | 2018-07-29 15:00 | 0.79319
CCG | FR | 2018-07-29 16:00 | 0.79319
CCG | FR | 2018-07-29 17:00 | 0.79319
CCG | FR | 2018-07-29 18:00 | 0.79319
CCG | FR | 2018-07-29 19:00 | 0.79319
CCG | FR | 2018-07-29 20:00 | 0.79319
CCG | FR | 2018-07-29 21:00 | 0.79319
CCG | FR | 2018-07-29 22:00 | 0.79319
CCG | FR | 2018-07-29 23:00 | 0.79319
CCG | FR | 2018-07-30 | 0.79319
CCG | FR | 2018-07-30 01:00 | 0.79319
CCG | FR | 2018-07-30 02:00 | 0.79319
CCG | FR | 2018-07-30 03:00 | 0.79319
CCG | FR | 2018-07-30 04:00 | 0.79319
CCG | FR | 2018-07-30 05:00 | 0.79319
CCG | FR | 2018-07-30 06:00 | 0.75774
CCG | FR | 2018-07-30 07:00 | 0.79319
CCG | FR | 2018-07-30 08:00 | 0.79319
CCG | FR | 2018-07-30 09:00 | 0.79319
CCG | FR | 2018-07-30 10:00 | 0.79319
CCG | FR | 2018-07-30 11:00 | 0.79319
CCG | FR | 2018-07-30 12:00 | 0.79319
CCG | FR | 2018-07-30 13:00 | 0.79319
CCG | FR | 2018-07-30 14:00 | 0.79319
CCG | FR | 2018-07-30 15:00 | 0.79319
CCG | FR | 2018-07-30 16:00 | 0.79319
CCG | FR | 2018-07-30 17:00 | 0.79319
CCG | FR | 2018-07-30 18:00 | 0.79319
CCG | FR | 2018-07-30 19:00 | 0.79319
CCG | FR | 2018-07-30 20:00 | 0.79319
CCG | FR | 2018-07-30 21:00 | 0.79319
CCG | FR | 2018-07-30 22:00 | 0.79319
CCG | FR | 2018-07-30 23:00 | 0.79319
CCG | FR | 2018-07-31 | 0.79319
CCG | FR | 2018-07-31 01:00 | 0.79319
CCG | FR | 2018-07-31 02:00 | 0.79319
CCG | FR | 2018-07-31 03:00 | 0.79319
CCG | FR | 2018-07-31 04:00 | 0.79319
CCG | FR | 2018-07-31 05:00 | 0.79319
CCG | FR | 2018-07-31 06:00 | 0.79319
CCG | FR | 2018-07-31 07:00 | 0.79319
CCG | FR | 2018-07-31 08:00 | 0.79319
CCG | FR | 2018-07-31 09:00 | 0.79319
CCG | FR | 2018-07-31 10:00 | 0.78844
CCG | FR | 2018-07-31 11:00 | 0.78844
CCG | FR | 2018-07-31 12:00 | 0.78844
CCG | FR | 2018-07-31 13:00 | 0.78844
CCG | FR | 2018-07-31 14:00 | 0.79319
CCG | FR | 2018-07-31 15:00 | 0.79319
CCG | FR | 2018-07-31 16:00 | 0.79319
CCG | FR | 2018-07-31 17:00 | 0.79319
CCG | FR | 2018-07-31 18:00 | 0.79319
CCG | FR | 2018-07-31 19:00 | 0.79319
CCG | FR | 2018-07-31 20:00 | 0.79319
CCG | FR | 2018-07-31 21:00 | 0.79319
CCG | FR | 2018-07-31 22:00 | 0.79319
CCG | FR | 2018-07-31 23:00 | 0.79319
CCG | FR | 2018-08-01 | 0.79319
CCG | FR | 2018-08-01 01:00 | 0.79319
CCG | FR | 2018-08-01 02:00 | 0.79319
CCG | FR | 2018-08-01 03:00 | 0.79319
CCG | FR | 2018-08-01 04:00 | 0.79319
CCG | FR | 2018-08-01 05:00 | 0.79319
CCG | FR | 2018-08-01 06:00 | 0.79319
CCG | FR | 2018-08-01 07:00 | 0.79319
CCG | FR | 2018-08-01 08:00 | 0.79319
CCG | FR | 2018-08-01 09:00 | 0.79319
CCG | FR | 2018-08-01 10:00 | 0.79319
CCG | FR | 2018-08-01 11:00 | 0.79319
CCG | FR | 2018-08-01 12:00 | 0.79319
CCG | FR | 2018-08-01 13:00 | 0.79319
CCG | FR | 2018-08-01 14:00 | 0.79319
CCG | FR | 2018-08-01 15:00 | 0.79319
CCG | FR | 2018-08-01 16:00 | 0.79319
CCG | FR | 2018-08-01 17:00 | 0.79319
CCG | FR | 2018-08-01 18:00 | 0.79319
CCG | FR | 2018-08-01 19:00 | 0.79319
CCG | FR | 2018-08-01 20:00 | 0.79319
CCG | FR | 2018-08-01 21:00 | 0.79319
CCG | FR | 2018-08-01 22:00 | 0.79319
CCG | FR | 2018-08-01 23:00 | 0.79319
CCG | FR | 2018-08-02 | 0.79319
CCG | FR | 2018-08-02 01:00 | 0.79319
CCG | FR | 2018-08-02 02:00 | 0.79319
CCG | FR | 2018-08-02 03:00 | 0.79319
CCG | FR | 2018-08-02 04:00 | 0.79319
CCG | FR | 2018-08-02 05:00 | 0.79319
CCG | FR | 2018-08-02 06:00 | 0.79319
CCG | FR | 2018-08-02 07:00 | 0.79319
CCG | FR | 2018-08-02 08:00 | 0.82665
CCG | FR | 2018-08-02 09:00 | 0.79119
CCG | FR | 2018-08-02 10:00 | 0.79119
CCG | FR | 2018-08-02 11:00 | 0.79119
CCG | FR | 2018-08-02 12:00 | 0.79119
CCG | FR | 2018-08-02 13:00 | 0.79119
CCG | FR | 2018-08-02 14:00 | 0.79119
CCG | FR | 2018-08-02 15:00 | 0.79119
CCG | FR | 2018-08-02 16:00 | 0.82665
CCG | FR | 2018-08-02 17:00 | 0.82665
CCG | FR | 2018-08-02 18:00 | 0.82665
CCG | FR | 2018-08-02 19:00 | 0.82665
CCG | FR | 2018-08-02 20:00 | 0.82665
CCG | FR | 2018-08-02 21:00 | 0.82665
CCG | FR | 2018-08-02 22:00 | 0.82665
CCG | FR | 2018-08-02 23:00 | 0.82665
CCG | FR | 2018-08-03 | 0.82665
CCG | FR | 2018-08-03 01:00 | 0.82665
CCG | FR | 2018-08-03 02:00 | 0.82665
CCG | FR | 2018-08-03 03:00 | 0.82665
CCG | FR | 2018-08-03 04:00 | 0.82665
CCG | FR | 2018-08-03 05:00 | 0.82665
CCG | FR | 2018-08-03 06:00 | 0.78785
CCG | FR | 2018-08-03 07:00 | 0.78785
CCG | FR | 2018-08-03 08:00 | 0.78785
CCG | FR | 2018-08-03 09:00 | 0.78785
CCG | FR | 2018-08-03 10:00 | 0.78785
CCG | FR | 2018-08-03 11:00 | 0.78785
CCG | FR | 2018-08-03 12:00 | 0.82131
CCG | FR | 2018-08-03 13:00 | 0.82131
CCG | FR | 2018-08-03 14:00 | 0.85476
CCG | FR | 2018-08-03 15:00 | 0.89355
CCG | FR | 2018-08-03 16:00 | 0.89355
CCG | FR | 2018-08-03 17:00 | 0.89355
CCG | FR | 2018-08-03 18:00 | 0.89355
CCG | FR | 2018-08-03 19:00 | 0.89355
CCG | FR | 2018-08-03 20:00 | 0.89355
CCG | FR | 2018-08-03 21:00 | 0.89355
CCG | FR | 2018-08-03 22:00 | 0.89355
CCG | FR | 2018-08-03 23:00 | 0.89355
CCG | FR | 2018-08-04 | 0.89355
CCG | FR | 2018-08-04 01:00 | 0.89355
CCG | FR | 2018-08-04 02:00 | 0.89355
CCG | FR | 2018-08-04 03:00 | 0.89355
CCG | FR | 2018-08-04 04:00 | 0.89355
CCG | FR | 2018-08-04 05:00 | 0.89355
CCG | FR | 2018-08-04 06:00 | 0.89355
CCG | FR | 2018-08-04 07:00 | 0.89355
CCG | FR | 2018-08-04 08:00 | 0.89355
CCG | FR | 2018-08-04 09:00 | 0.89355
CCG | FR | 2018-08-04 10:00 | 0.89355
CCG | FR | 2018-08-04 11:00 | 0.89355
CCG | FR | 2018-08-04 12:00 | 0.89355
CCG | FR | 2018-08-04 13:00 | 0.89355
CCG | FR | 2018-08-04 14:00 | 0.89355
CCG | FR | 2018-08-04 15:00 | 0.89355
CCG | FR | 2018-08-04 16:00 | 0.87428
CCG | FR | 2018-08-04 17:00 | 0.87428
CCG | FR | 2018-08-04 18:00 | 0.87428
CCG | FR | 2018-08-04 19:00 | 0.89355
CCG | FR | 2018-08-04 20:00 | 0.89355
CCG | FR | 2018-08-04 21:00 | 0.89355
CCG | FR | 2018-08-04 22:00 | 0.89355
CCG | FR | 2018-08-04 23:00 | 0.89355
CCG | FR | 2018-08-05 | 0.89355
CCG | FR | 2018-08-05 01:00 | 0.89355
CCG | FR | 2018-08-05 02:00 | 0.89355
CCG | FR | 2018-08-05 03:00 | 0.89355
CCG | FR | 2018-08-05 04:00 | 0.89355
CCG | FR | 2018-08-05 05:00 | 0.8591
CCG | FR | 2018-08-05 06:00 | 0.8591
CCG | FR | 2018-08-05 07:00 | 0.8591
CCG | FR | 2018-08-05 08:00 | 0.8591
CCG | FR | 2018-08-05 09:00 | 0.8591
CCG | FR | 2018-08-05 10:00 | 0.8591
CCG | FR | 2018-08-05 11:00 | 0.86858
CCG | FR | 2018-08-05 12:00 | 0.89355
CCG | FR | 2018-08-05 13:00 | 0.89355
CCG | FR | 2018-08-05 14:00 | 0.89355
CCG | FR | 2018-08-05 15:00 | 0.89355
CCG | FR | 2018-08-05 16:00 | 0.89355
CCG | FR | 2018-08-05 17:00 | 0.89355
CCG | FR | 2018-08-05 18:00 | 0.89355
CCG | FR | 2018-08-05 19:00 | 0.89355
CCG | FR | 2018-08-05 20:00 | 0.89355
CCG | FR | 2018-08-05 21:00 | 0.89355
CCG | FR | 2018-08-05 22:00 | 0.89355
CCG | FR | 2018-08-05 23:00 | 0.89355
CCG | FR | 2018-08-06 | 0.92801
CCG | FR | 2018-08-06 01:00 | 0.92801
CCG | FR | 2018-08-06 02:00 | 0.92801
CCG | FR | 2018-08-06 03:00 | 0.92801
CCG | FR | 2018-08-06 04:00 | 0.92801
CCG | FR | 2018-08-06 05:00 | 0.92801
CCG | FR | 2018-08-06 06:00 | 0.92801
CCG | FR | 2018-08-06 07:00 | 0.92801
CCG | FR | 2018-08-06 08:00 | 0.92801
CCG | FR | 2018-08-06 09:00 | 0.92801
CCG | FR | 2018-08-06 10:00 | 0.92801
CCG | FR | 2018-08-06 11:00 | 0.92801
CCG | FR | 2018-08-06 12:00 | 0.92801
CCG | FR | 2018-08-06 13:00 | 0.92801
CCG | FR | 2018-08-06 14:00 | 0.92801
CCG | FR | 2018-08-06 15:00 | 0.92801
CCG | FR | 2018-08-06 16:00 | 0.92801
CCG | FR | 2018-08-06 17:00 | 0.92801
CCG | FR | 2018-08-06 18:00 | 0.92801
CCG | FR | 2018-08-06 19:00 | 0.92801
CCG | FR | 2018-08-06 20:00 | 0.92801
CCG | FR | 2018-08-06 21:00 | 0.92801
CCG | FR | 2018-08-06 22:00 | 0.92801
CCG | FR | 2018-08-06 23:00 | 0.92801
CCG | FR | 2018-08-07 | 0.92801
CCG | FR | 2018-08-07 01:00 | 0.92801
CCG | FR | 2018-08-07 02:00 | 0.92801
CCG | FR | 2018-08-07 03:00 | 0.92801
CCG | FR | 2018-08-07 04:00 | 0.92801
CCG | FR | 2018-08-07 05:00 | 0.92801
CCG | FR | 2018-08-07 06:00 | 0.92801
CCG | FR | 2018-08-07 07:00 | 0.92801
CCG | FR | 2018-08-07 08:00 | 0.92801
CCG | FR | 2018-08-07 09:00 | 0.92801
CCG | FR | 2018-08-07 10:00 | 0.92801
CCG | FR | 2018-08-07 11:00 | 0.92801
CCG | FR | 2018-08-07 12:00 | 0.92801
CCG | FR | 2018-08-07 13:00 | 0.92801
CCG | FR | 2018-08-07 14:00 | 0.92801
CCG | FR | 2018-08-07 15:00 | 0.92801
CCG | FR | 2018-08-07 16:00 | 0.92801
CCG | FR | 2018-08-07 17:00 | 0.92801
CCG | FR | 2018-08-07 18:00 | 0.92801
CCG | FR | 2018-08-07 19:00 | 0.92801
CCG | FR | 2018-08-07 20:00 | 0.92801
CCG | FR | 2018-08-07 21:00 | 0.92801
CCG | FR | 2018-08-07 22:00 | 0.92801
CCG | FR | 2018-08-07 23:00 | 0.92801
CCG | FR | 2018-08-08 | 0.89363
CCG | FR | 2018-08-08 01:00 | 0.89363
CCG | FR | 2018-08-08 02:00 | 0.89363
CCG | FR | 2018-08-08 03:00 | 0.89363
CCG | FR | 2018-08-08 04:00 | 0.89363
CCG | FR | 2018-08-08 05:00 | 0.89363
CCG | FR | 2018-08-08 06:00 | 0.89363
CCG | FR | 2018-08-08 07:00 | 0.89363
CCG | FR | 2018-08-08 08:00 | 0.89363
CCG | FR | 2018-08-08 09:00 | 0.89363
CCG | FR | 2018-08-08 10:00 | 0.89363
CCG | FR | 2018-08-08 11:00 | 0.89363
CCG | FR | 2018-08-08 12:00 | 0.89363
CCG | FR | 2018-08-08 13:00 | 0.89363
CCG | FR | 2018-08-08 14:00 | 0.89363
CCG | FR | 2018-08-08 15:00 | 0.89363
CCG | FR | 2018-08-08 16:00 | 0.89363
CCG | FR | 2018-08-08 17:00 | 0.89363
CCG | FR | 2018-08-08 18:00 | 0.89363
CCG | FR | 2018-08-08 19:00 | 0.89363
CCG | FR | 2018-08-08 20:00 | 0.89363
CCG | FR | 2018-08-08 21:00 | 0.89363
CCG | FR | 2018-08-08 22:00 | 0.89363
CCG | FR | 2018-08-08 23:00 | 0.89363
CCG | FR | 2018-08-09 | 0.89363
CCG | FR | 2018-08-09 01:00 | 0.89363
CCG | FR | 2018-08-09 02:00 | 0.89363
CCG | FR | 2018-08-09 03:00 | 0.89363
CCG | FR | 2018-08-09 04:00 | 0.89363
CCG | FR | 2018-08-09 05:00 | 0.89363
CCG | FR | 2018-08-09 06:00 | 0.89363
CCG | FR | 2018-08-09 07:00 | 0.89363
CCG | FR | 2018-08-09 08:00 | 0.89363
CCG | FR | 2018-08-09 09:00 | 0.89363
CCG | FR | 2018-08-09 10:00 | 0.89363
CCG | FR | 2018-08-09 11:00 | 0.89363
CCG | FR | 2018-08-09 12:00 | 0.89363
CCG | FR | 2018-08-09 13:00 | 0.89363
CCG | FR | 2018-08-09 14:00 | 0.89363
CCG | FR | 2018-08-09 15:00 | 0.89363
CCG | FR | 2018-08-09 16:00 | 0.89363
CCG | FR | 2018-08-09 17:00 | 0.89363
CCG | FR | 2018-08-09 18:00 | 0.89363
CCG | FR | 2018-08-09 19:00 | 0.89363
CCG | FR | 2018-08-09 20:00 | 0.89363
CCG | FR | 2018-08-09 21:00 | 0.89363
CCG | FR | 2018-08-09 22:00 | 0.89363
CCG | FR | 2018-08-09 23:00 | 0.89363
CCG | FR | 2018-08-10 | 0.89363
CCG | FR | 2018-08-10 01:00 | 0.89363
CCG | FR | 2018-08-10 02:00 | 0.89363
CCG | FR | 2018-08-10 03:00 | 0.89363
CCG | FR | 2018-08-10 04:00 | 0.89363
CCG | FR | 2018-08-10 05:00 | 0.89363
CCG | FR | 2018-08-10 06:00 | 0.89363
CCG | FR | 2018-08-10 07:00 | 0.89363
CCG | FR | 2018-08-10 08:00 | 0.89363
CCG | FR | 2018-08-10 09:00 | 0.89363
CCG | FR | 2018-08-10 10:00 | 0.89363
CCG | FR | 2018-08-10 11:00 | 0.89363
CCG | FR | 2018-08-10 12:00 | 0.89363
CCG | FR | 2018-08-10 13:00 | 0.89363
CCG | FR | 2018-08-10 14:00 | 0.89363
CCG | FR | 2018-08-10 15:00 | 0.89363
CCG | FR | 2018-08-10 16:00 | 0.89363
CCG | FR | 2018-08-10 17:00 | 0.89363
CCG | FR | 2018-08-10 18:00 | 0.89363
CCG | FR | 2018-08-10 19:00 | 0.89363
CCG | FR | 2018-08-10 20:00 | 0.89363
CCG | FR | 2018-08-10 21:00 | 0.89363
CCG | FR | 2018-08-10 22:00 | 0.89363
CCG | FR | 2018-08-10 23:00 | 0.89363
CCG | FR | 2018-08-11 | 0.89363
CCG | FR | 2018-08-11 01:00 | 0.89363
CCG | FR | 2018-08-11 02:00 | 0.89363
CCG | FR | 2018-08-11 03:00 | 0.89363
CCG | FR | 2018-08-11 04:00 | 0.89363
CCG | FR | 2018-08-11 05:00 | 0.89363
CCG | FR | 2018-08-11 06:00 | 0.89363
CCG | FR | 2018-08-11 07:00 | 0.89363
CCG | FR | 2018-08-11 08:00 | 0.89363
CCG | FR | 2018-08-11 09:00 | 0.89363
CCG | FR | 2018-08-11 10:00 | 0.89363
CCG | FR | 2018-08-11 11:00 | 0.89363
CCG | FR | 2018-08-11 12:00 | 0.89363
CCG | FR | 2018-08-11 13:00 | 0.89363
CCG | FR | 2018-08-11 14:00 | 0.89363
CCG | FR | 2018-08-11 15:00 | 0.89363
CCG | FR | 2018-08-11 16:00 | 0.89363
CCG | FR | 2018-08-11 17:00 | 0.89363
CCG | FR | 2018-08-11 18:00 | 0.89363
CCG | FR | 2018-08-11 19:00 | 0.89363
CCG | FR | 2018-08-11 20:00 | 0.89363
CCG | FR | 2018-08-11 21:00 | 0.89363
CCG | FR | 2018-08-11 22:00 | 0.89363
CCG | FR | 2018-08-11 23:00 | 0.89363
CCG | FR | 2018-08-12 | 0.82473
CCG | FR | 2018-08-12 01:00 | 0.82473
CCG | FR | 2018-08-12 02:00 | 0.82473
CCG | FR | 2018-08-12 03:00 | 0.82473
CCG | FR | 2018-08-12 04:00 | 0.82473
CCG | FR | 2018-08-12 05:00 | 0.82473
CCG | FR | 2018-08-12 06:00 | 0.82473
CCG | FR | 2018-08-12 07:00 | 0.82473
CCG | FR | 2018-08-12 08:00 | 0.82473
CCG | FR | 2018-08-12 09:00 | 0.82473
CCG | FR | 2018-08-12 10:00 | 0.82473
CCG | FR | 2018-08-12 11:00 | 0.82473
CCG | FR | 2018-08-12 12:00 | 0.82473
CCG | FR | 2018-08-12 13:00 | 0.82473
CCG | FR | 2018-08-12 14:00 | 0.82473
CCG | FR | 2018-08-12 15:00 | 0.82473
CCG | FR | 2018-08-12 16:00 | 0.82473
CCG | FR | 2018-08-12 17:00 | 0.82473
CCG | FR | 2018-08-12 18:00 | 0.82473
CCG | FR | 2018-08-12 19:00 | 0.82473
CCG | FR | 2018-08-12 20:00 | 0.82473
CCG | FR | 2018-08-12 21:00 | 0.82473
CCG | FR | 2018-08-12 22:00 | 0.82473
CCG | FR | 2018-08-12 23:00 | 0.82473
CCG | FR | 2018-08-13 | 0.8591
CCG | FR | 2018-08-13 01:00 | 0.8591
CCG | FR | 2018-08-13 02:00 | 0.8591
CCG | FR | 2018-08-13 03:00 | 0.8591
CCG | FR | 2018-08-13 04:00 | 0.8591
CCG | FR | 2018-08-13 05:00 | 0.8591
CCG | FR | 2018-08-13 06:00 | 0.8591
CCG | FR | 2018-08-13 07:00 | 0.82031
CCG | FR | 2018-08-13 08:00 | 0.8591
CCG | FR | 2018-08-13 09:00 | 0.82239
CCG | FR | 2018-08-13 10:00 | 0.82239
CCG | FR | 2018-08-13 11:00 | 0.82239
CCG | FR | 2018-08-13 12:00 | 0.82239
CCG | FR | 2018-08-13 13:00 | 0.8591
CCG | FR | 2018-08-13 14:00 | 0.8591
CCG | FR | 2018-08-13 15:00 | 0.8591
CCG | FR | 2018-08-13 16:00 | 0.8591
CCG | FR | 2018-08-13 17:00 | 0.8591
CCG | FR | 2018-08-13 18:00 | 0.8591
CCG | FR | 2018-08-13 19:00 | 0.8591
CCG | FR | 2018-08-13 20:00 | 0.8591
CCG | FR | 2018-08-13 21:00 | 0.8591
CCG | FR | 2018-08-13 22:00 | 0.8591
CCG | FR | 2018-08-13 23:00 | 0.8591
CCG | FR | 2018-08-14 | 0.8591
CCG | FR | 2018-08-14 01:00 | 0.8591
CCG | FR | 2018-08-14 02:00 | 0.8591
CCG | FR | 2018-08-14 03:00 | 0.8591
CCG | FR | 2018-08-14 04:00 | 0.8591
CCG | FR | 2018-08-14 05:00 | 0.8591
CCG | FR | 2018-08-14 06:00 | 0.8591
CCG | FR | 2018-08-14 07:00 | 0.8591
CCG | FR | 2018-08-14 08:00 | 0.8591
CCG | FR | 2018-08-14 09:00 | 0.8591
CCG | FR | 2018-08-14 10:00 | 0.8591
CCG | FR | 2018-08-14 11:00 | 0.8591
CCG | FR | 2018-08-14 12:00 | 0.8591
CCG | FR | 2018-08-14 13:00 | 0.8591
CCG | FR | 2018-08-14 14:00 | 0.8591
CCG | FR | 2018-08-14 15:00 | 0.8591
CCG | FR | 2018-08-14 16:00 | 0.8591
CCG | FR | 2018-08-14 17:00 | 0.8591
CCG | FR | 2018-08-14 18:00 | 0.8591
CCG | FR | 2018-08-14 19:00 | 0.8591
CCG | FR | 2018-08-14 20:00 | 0.8591
CCG | FR | 2018-08-14 21:00 | 0.8591
CCG | FR | 2018-08-14 22:00 | 0.8591
CCG | FR | 2018-08-14 23:00 | 0.8591
CCG | FR | 2018-08-15 | 0.8591
CCG | FR | 2018-08-15 01:00 | 0.8591
CCG | FR | 2018-08-15 02:00 | 0.8591
CCG | FR | 2018-08-15 03:00 | 0.8591
CCG | FR | 2018-08-15 04:00 | 0.8591
CCG | FR | 2018-08-15 05:00 | 0.8591
CCG | FR | 2018-08-15 06:00 | 0.8591
CCG | FR | 2018-08-15 07:00 | 0.8591
CCG | FR | 2018-08-15 08:00 | 0.8591
CCG | FR | 2018-08-15 09:00 | 0.8591
CCG | FR | 2018-08-15 10:00 | 0.8591
CCG | FR | 2018-08-15 11:00 | 0.8591
CCG | FR | 2018-08-15 12:00 | 0.8591
CCG | FR | 2018-08-15 13:00 | 0.8591
CCG | FR | 2018-08-15 14:00 | 0.8591
CCG | FR | 2018-08-15 15:00 | 0.8591
CCG | FR | 2018-08-15 16:00 | 0.8591
CCG | FR | 2018-08-15 17:00 | 0.8591
CCG | FR | 2018-08-15 18:00 | 0.8591
CCG | FR | 2018-08-15 19:00 | 0.8591
CCG | FR | 2018-08-15 20:00 | 0.81029
CCG | FR | 2018-08-15 21:00 | 0.81029
CCG | FR | 2018-08-15 22:00 | 0.81029
CCG | FR | 2018-08-15 23:00 | 0.81029
CCG | FR | 2018-08-16 | 0.77467
CCG | FR | 2018-08-16 01:00 | 0.77467
CCG | FR | 2018-08-16 02:00 | 0.77467
CCG | FR | 2018-08-16 03:00 | 0.77467
CCG | FR | 2018-08-16 04:00 | 0.77467
CCG | FR | 2018-08-16 05:00 | 0.77467
CCG | FR | 2018-08-16 06:00 | 0.77467
CCG | FR | 2018-08-16 07:00 | 0.77467
CCG | FR | 2018-08-16 08:00 | 0.77467
CCG | FR | 2018-08-16 09:00 | 0.77467
CCG | FR | 2018-08-16 10:00 | 0.77467
CCG | FR | 2018-08-16 11:00 | 0.77467
CCG | FR | 2018-08-16 12:00 | 0.77467
CCG | FR | 2018-08-16 13:00 | 0.77467
CCG | FR | 2018-08-16 14:00 | 0.77467
CCG | FR | 2018-08-16 15:00 | 0.77467
CCG | FR | 2018-08-16 16:00 | 0.77467
CCG | FR | 2018-08-16 17:00 | 0.77467
CCG | FR | 2018-08-16 18:00 | 0.77467
CCG | FR | 2018-08-16 19:00 | 0.77467
CCG | FR | 2018-08-16 20:00 | 0.77467
CCG | FR | 2018-08-16 21:00 | 0.77467
CCG | FR | 2018-08-16 22:00 | 0.77467
CCG | FR | 2018-08-16 23:00 | 0.77467
CCG | FR | 2018-08-17 | 0.77467
CCG | FR | 2018-08-17 01:00 | 0.77467
CCG | FR | 2018-08-17 02:00 | 0.77467
CCG | FR | 2018-08-17 03:00 | 0.77467
CCG | FR | 2018-08-17 04:00 | 0.77467
CCG | FR | 2018-08-17 05:00 | 0.77467
CCG | FR | 2018-08-17 06:00 | 0.77467
CCG | FR | 2018-08-17 07:00 | 0.77467
CCG | FR | 2018-08-17 08:00 | 0.77467
CCG | FR | 2018-08-17 09:00 | 0.77467
CCG | FR | 2018-08-17 10:00 | 0.77467
CCG | FR | 2018-08-17 11:00 | 0.77467
CCG | FR | 2018-08-17 12:00 | 0.77467
CCG | FR | 2018-08-17 13:00 | 0.77467
CCG | FR | 2018-08-17 14:00 | 0.77467
CCG | FR | 2018-08-17 15:00 | 0.77467
CCG | FR | 2018-08-17 16:00 | 0.77467
CCG | FR | 2018-08-17 17:00 | 0.77467
CCG | FR | 2018-08-17 18:00 | 0.77467
CCG | FR | 2018-08-17 19:00 | 0.77467
CCG | FR | 2018-08-17 20:00 | 0.77467
CCG | FR | 2018-08-17 21:00 | 0.77467
CCG | FR | 2018-08-17 22:00 | 0.81029
CCG | FR | 2018-08-17 23:00 | 0.81029
CCG | FR | 2018-08-18 | 0.73705
CCG | FR | 2018-08-18 01:00 | 0.73705
CCG | FR | 2018-08-18 02:00 | 0.73705
CCG | FR | 2018-08-18 03:00 | 0.73705
CCG | FR | 2018-08-18 04:00 | 0.73705
CCG | FR | 2018-08-18 05:00 | 0.73705
CCG | FR | 2018-08-18 06:00 | 0.70143
CCG | FR | 2018-08-18 07:00 | 0.73705
CCG | FR | 2018-08-18 08:00 | 0.73705
CCG | FR | 2018-08-18 09:00 | 0.73705
CCG | FR | 2018-08-18 10:00 | 0.73705
CCG | FR | 2018-08-18 11:00 | 0.73705
CCG | FR | 2018-08-18 12:00 | 0.73705
CCG | FR | 2018-08-18 13:00 | 0.73705
CCG | FR | 2018-08-18 14:00 | 0.73705
CCG | FR | 2018-08-18 15:00 | 0.73705
CCG | FR | 2018-08-18 16:00 | 0.73705
CCG | FR | 2018-08-18 17:00 | 0.73705
CCG | FR | 2018-08-18 18:00 | 0.73705
CCG | FR | 2018-08-18 19:00 | 0.73705
CCG | FR | 2018-08-18 20:00 | 0.73705
CCG | FR | 2018-08-18 21:00 | 0.73705
CCG | FR | 2018-08-18 22:00 | 0.73705
CCG | FR | 2018-08-18 23:00 | 0.73705
CCG | FR | 2018-08-19 | 0.73705
CCG | FR | 2018-08-19 01:00 | 0.73705
CCG | FR | 2018-08-19 02:00 | 0.73705
CCG | FR | 2018-08-19 03:00 | 0.73705
CCG | FR | 2018-08-19 04:00 | 0.73705
CCG | FR | 2018-08-19 05:00 | 0.73705
CCG | FR | 2018-08-19 06:00 | 0.73705
CCG | FR | 2018-08-19 07:00 | 0.73705
CCG | FR | 2018-08-19 08:00 | 0.73705
CCG | FR | 2018-08-19 09:00 | 0.73705
CCG | FR | 2018-08-19 10:00 | 0.73705
CCG | FR | 2018-08-19 11:00 | 0.73705
CCG | FR | 2018-08-19 12:00 | 0.73705
CCG | FR | 2018-08-19 13:00 | 0.73705
CCG | FR | 2018-08-19 14:00 | 0.73705
CCG | FR | 2018-08-19 15:00 | 0.73705
CCG | FR | 2018-08-19 16:00 | 0.73705
CCG | FR | 2018-08-19 17:00 | 0.73705
CCG | FR | 2018-08-19 18:00 | 0.73705
CCG | FR | 2018-08-19 19:00 | 0.73705
CCG | FR | 2018-08-19 20:00 | 0.78585
CCG | FR | 2018-08-19 21:00 | 0.78585
CCG | FR | 2018-08-19 22:00 | 0.78585
CCG | FR | 2018-08-19 23:00 | 0.78585
CCG | FR | 2018-08-20 | 0.78585
CCG | FR | 2018-08-20 01:00 | 0.78585
CCG | FR | 2018-08-20 02:00 | 0.78585
CCG | FR | 2018-08-20 03:00 | 0.78585
CCG | FR | 2018-08-20 04:00 | 0.78585
CCG | FR | 2018-08-20 05:00 | 0.78585
CCG | FR | 2018-08-20 06:00 | 0.78585
CCG | FR | 2018-08-20 07:00 | 0.78585
CCG | FR | 2018-08-20 08:00 | 0.78585
CCG | FR | 2018-08-20 09:00 | 0.78585
CCG | FR | 2018-08-20 10:00 | 0.78585
CCG | FR | 2018-08-20 11:00 | 0.78585
CCG | FR | 2018-08-20 12:00 | 0.78585
CCG | FR | 2018-08-20 13:00 | 0.78585
CCG | FR | 2018-08-20 14:00 | 0.78585
CCG | FR | 2018-08-20 15:00 | 0.78585
CCG | FR | 2018-08-20 16:00 | 0.78585
CCG | FR | 2018-08-20 17:00 | 0.78585
CCG | FR | 2018-08-20 18:00 | 0.78585
CCG | FR | 2018-08-20 19:00 | 0.78585
CCG | FR | 2018-08-20 20:00 | 0.78585
CCG | FR | 2018-08-20 21:00 | 0.78585
CCG | FR | 2018-08-20 22:00 | 0.78585
CCG | FR | 2018-08-20 23:00 | 0.78585
CCG | FR | 2018-08-21 | 0.78585
CCG | FR | 2018-08-21 01:00 | 0.78585
CCG | FR | 2018-08-21 02:00 | 0.78585
CCG | FR | 2018-08-21 03:00 | 0.78585
CCG | FR | 2018-08-21 04:00 | 0.78585
CCG | FR | 2018-08-21 05:00 | 0.78585
CCG | FR | 2018-08-21 06:00 | 0.78585
CCG | FR | 2018-08-21 07:00 | 0.78585
CCG | FR | 2018-08-21 08:00 | 0.78585
CCG | FR | 2018-08-21 09:00 | 0.78585
CCG | FR | 2018-08-21 10:00 | 0.78585
CCG | FR | 2018-08-21 11:00 | 0.78585
CCG | FR | 2018-08-21 12:00 | 0.78585
CCG | FR | 2018-08-21 13:00 | 0.78585
CCG | FR | 2018-08-21 14:00 | 0.78585
CCG | FR | 2018-08-21 15:00 | 0.78585
CCG | FR | 2018-08-21 16:00 | 0.78585
CCG | FR | 2018-08-21 17:00 | 0.78585
CCG | FR | 2018-08-21 18:00 | 0.77292
CCG | FR | 2018-08-21 19:00 | 0.77292
CCG | FR | 2018-08-21 20:00 | 0.77292
CCG | FR | 2018-08-21 21:00 | 0.77292
CCG | FR | 2018-08-21 22:00 | 0.77292
CCG | FR | 2018-08-21 23:00 | 0.77292
CCG | FR | 2018-08-22 | 0.75365
CCG | FR | 2018-08-22 01:00 | 0.77292
CCG | FR | 2018-08-22 02:00 | 0.77292
CCG | FR | 2018-08-22 03:00 | 0.77292
CCG | FR | 2018-08-22 04:00 | 0.77292
CCG | FR | 2018-08-22 05:00 | 0.77292
CCG | FR | 2018-08-22 06:00 | 0.77292
CCG | FR | 2018-08-22 07:00 | 0.77292
CCG | FR | 2018-08-22 08:00 | 0.77292
CCG | FR | 2018-08-22 09:00 | 0.77292
CCG | FR | 2018-08-22 10:00 | 0.77292
CCG | FR | 2018-08-22 11:00 | 0.77292
CCG | FR | 2018-08-22 12:00 | 0.77292
CCG | FR | 2018-08-22 13:00 | 0.77292
CCG | FR | 2018-08-22 14:00 | 0.77292
CCG | FR | 2018-08-22 15:00 | 0.73705
CCG | FR | 2018-08-22 16:00 | 0.73705
CCG | FR | 2018-08-22 17:00 | 0.77292
CCG | FR | 2018-08-22 18:00 | 0.77292
CCG | FR | 2018-08-22 19:00 | 0.77292
CCG | FR | 2018-08-22 20:00 | 0.77292
CCG | FR | 2018-08-22 21:00 | 0.77292
CCG | FR | 2018-08-22 22:00 | 0.77292
CCG | FR | 2018-08-22 23:00 | 0.77292
CCG | FR | 2018-08-23 | 0.77292
CCG | FR | 2018-08-23 01:00 | 0.77292
CCG | FR | 2018-08-23 02:00 | 0.77292
CCG | FR | 2018-08-23 03:00 | 0.77292
CCG | FR | 2018-08-23 04:00 | 0.77292
CCG | FR | 2018-08-23 05:00 | 0.73972
CCG | FR | 2018-08-23 06:00 | 0.73972
CCG | FR | 2018-08-23 07:00 | 0.73972
CCG | FR | 2018-08-23 08:00 | 0.73972
CCG | FR | 2018-08-23 09:00 | 0.73972
CCG | FR | 2018-08-23 10:00 | 0.75365
CCG | FR | 2018-08-23 11:00 | 0.75365
CCG | FR | 2018-08-23 12:00 | 0.75365
CCG | FR | 2018-08-23 13:00 | 0.75365
CCG | FR | 2018-08-23 14:00 | 0.77292
CCG | FR | 2018-08-23 15:00 | 0.77292
CCG | FR | 2018-08-23 16:00 | 0.77292
CCG | FR | 2018-08-23 17:00 | 0.77292
CCG | FR | 2018-08-23 18:00 | 0.77292
CCG | FR | 2018-08-23 19:00 | 0.77292
CCG | FR | 2018-08-23 20:00 | 0.77292
CCG | FR | 2018-08-23 21:00 | 0.77292
CCG | FR | 2018-08-23 22:00 | 0.77292
CCG | FR | 2018-08-23 23:00 | 0.77292
CCG | FR | 2018-08-24 | 0.77292
CCG | FR | 2018-08-24 01:00 | 0.77292
CCG | FR | 2018-08-24 02:00 | 0.77292
CCG | FR | 2018-08-24 03:00 | 0.77292
CCG | FR | 2018-08-24 04:00 | 0.77292
CCG | FR | 2018-08-24 05:00 | 0.77292
CCG | FR | 2018-08-24 06:00 | 0.77292
CCG | FR | 2018-08-24 07:00 | 0.77292
CCG | FR | 2018-08-24 08:00 | 0.77292
CCG | FR | 2018-08-24 09:00 | 0.77292
CCG | FR | 2018-08-24 10:00 | 0.77292
CCG | FR | 2018-08-24 11:00 | 0.77292
CCG | FR | 2018-08-24 12:00 | 0.77292
CCG | FR | 2018-08-24 13:00 | 0.77292
CCG | FR | 2018-08-24 14:00 | 0.77292
CCG | FR | 2018-08-24 15:00 | 0.77292
CCG | FR | 2018-08-24 16:00 | 0.77292
CCG | FR | 2018-08-24 17:00 | 0.77292
CCG | FR | 2018-08-24 18:00 | 0.77292
CCG | FR | 2018-08-24 19:00 | 0.77292
CCG | FR | 2018-08-24 20:00 | 0.77292
CCG | FR | 2018-08-24 21:00 | 0.77292
CCG | FR | 2018-08-24 22:00 | 0.77292
CCG | FR | 2018-08-24 23:00 | 0.77292
CCG | FR | 2018-08-25 | 0.73413
CCG | FR | 2018-08-25 01:00 | 0.73413
CCG | FR | 2018-08-25 02:00 | 0.73413
CCG | FR | 2018-08-25 03:00 | 0.73413
CCG | FR | 2018-08-25 04:00 | 0.73413
CCG | FR | 2018-08-25 05:00 | 0.73413
CCG | FR | 2018-08-25 06:00 | 0.73413
CCG | FR | 2018-08-25 07:00 | 0.73413
CCG | FR | 2018-08-25 08:00 | 0.73413
CCG | FR | 2018-08-25 09:00 | 0.73413
CCG | FR | 2018-08-25 10:00 | 0.73413
CCG | FR | 2018-08-25 11:00 | 0.73413
CCG | FR | 2018-08-25 12:00 | 0.73413
CCG | FR | 2018-08-25 13:00 | 0.73413
CCG | FR | 2018-08-25 14:00 | 0.73413
CCG | FR | 2018-08-25 15:00 | 0.73413
CCG | FR | 2018-08-25 16:00 | 0.73413
CCG | FR | 2018-08-25 17:00 | 0.73413
CCG | FR | 2018-08-25 18:00 | 0.73413
CCG | FR | 2018-08-25 19:00 | 0.73413
CCG | FR | 2018-08-25 20:00 | 0.73413
CCG | FR | 2018-08-25 21:00 | 0.73413
CCG | FR | 2018-08-25 22:00 | 0.73413
CCG | FR | 2018-08-25 23:00 | 0.73413
CCG | FR | 2018-08-26 | 0.69967
CCG | FR | 2018-08-26 01:00 | 0.69967
CCG | FR | 2018-08-26 02:00 | 0.69967
CCG | FR | 2018-08-26 03:00 | 0.69967
CCG | FR | 2018-08-26 04:00 | 0.69967
CCG | FR | 2018-08-26 05:00 | 0.69967
CCG | FR | 2018-08-26 06:00 | 0.69967
CCG | FR | 2018-08-26 07:00 | 0.69967
CCG | FR | 2018-08-26 08:00 | 0.69967
CCG | FR | 2018-08-26 09:00 | 0.69967
CCG | FR | 2018-08-26 10:00 | 0.69967
CCG | FR | 2018-08-26 11:00 | 0.69967
CCG | FR | 2018-08-26 12:00 | 0.69967
CCG | FR | 2018-08-26 13:00 | 0.69967
CCG | FR | 2018-08-26 14:00 | 0.73413
CCG | FR | 2018-08-26 15:00 | 0.73413
CCG | FR | 2018-08-26 16:00 | 0.73413
CCG | FR | 2018-08-26 17:00 | 0.7373
CCG | FR | 2018-08-26 18:00 | 0.77292
CCG | FR | 2018-08-26 19:00 | 0.77292
CCG | FR | 2018-08-26 20:00 | 0.77292
CCG | FR | 2018-08-26 21:00 | 0.77292
CCG | FR | 2018-08-26 22:00 | 0.77292
CCG | FR | 2018-08-26 23:00 | 0.77292
CCG | FR | 2018-08-27 | 0.80737
CCG | FR | 2018-08-27 01:00 | 0.80737
CCG | FR | 2018-08-27 02:00 | 0.80737
CCG | FR | 2018-08-27 03:00 | 0.80737
CCG | FR | 2018-08-27 04:00 | 0.80737
CCG | FR | 2018-08-27 05:00 | 0.80737
CCG | FR | 2018-08-27 06:00 | 0.80737
CCG | FR | 2018-08-27 07:00 | 0.80737
CCG | FR | 2018-08-27 08:00 | 0.80737
CCG | FR | 2018-08-27 09:00 | 0.80737
CCG | FR | 2018-08-27 10:00 | 0.80737
CCG | FR | 2018-08-27 11:00 | 0.80737
CCG | FR | 2018-08-27 12:00 | 0.80737
CCG | FR | 2018-08-27 13:00 | 0.80737
CCG | FR | 2018-08-27 14:00 | 0.80737
CCG | FR | 2018-08-27 15:00 | 0.80737
CCG | FR | 2018-08-27 16:00 | 0.80737
CCG | FR | 2018-08-27 17:00 | 0.80737
CCG | FR | 2018-08-27 18:00 | 0.84183
CCG | FR | 2018-08-27 19:00 | 0.84183
CCG | FR | 2018-08-27 20:00 | 0.84183
CCG | FR | 2018-08-27 21:00 | 0.84183
CCG | FR | 2018-08-27 22:00 | 0.84183
CCG | FR | 2018-08-27 23:00 | 0.84183
CCG | FR | 2018-08-28 | 0.84183
CCG | FR | 2018-08-28 01:00 | 0.84183
CCG | FR | 2018-08-28 02:00 | 0.84183
CCG | FR | 2018-08-28 03:00 | 0.84183
CCG | FR | 2018-08-28 04:00 | 0.84183
CCG | FR | 2018-08-28 05:00 | 0.84183
CCG | FR | 2018-08-28 06:00 | 0.84183
CCG | FR | 2018-08-28 07:00 | 0.84183
CCG | FR | 2018-08-28 08:00 | 0.84183
CCG | FR | 2018-08-28 09:00 | 0.84183
CCG | FR | 2018-08-28 10:00 | 0.84183
CCG | FR | 2018-08-28 11:00 | 0.84183
CCG | FR | 2018-08-28 12:00 | 0.84183
CCG | FR | 2018-08-28 13:00 | 0.84183
CCG | FR | 2018-08-28 14:00 | 0.84183
CCG | FR | 2018-08-28 15:00 | 0.84183
CCG | FR | 2018-08-28 16:00 | 0.84183
CCG | FR | 2018-08-28 17:00 | 0.84183
CCG | FR | 2018-08-28 18:00 | 0.84183
CCG | FR | 2018-08-28 19:00 | 0.84183
CCG | FR | 2018-08-28 20:00 | 0.84183
CCG | FR | 2018-08-28 21:00 | 0.84183
CCG | FR | 2018-08-28 22:00 | 0.84183
CCG | FR | 2018-08-28 23:00 | 0.84183
CCG | FR | 2018-08-29 | 0.84183
CCG | FR | 2018-08-29 01:00 | 0.82256
CCG | FR | 2018-08-29 02:00 | 0.84183
CCG | FR | 2018-08-29 03:00 | 0.84183
CCG | FR | 2018-08-29 04:00 | 0.84183
CCG | FR | 2018-08-29 05:00 | 0.84183
CCG | FR | 2018-08-29 06:00 | 0.84183
CCG | FR | 2018-08-29 07:00 | 0.84183
CCG | FR | 2018-08-29 08:00 | 0.84183
CCG | FR | 2018-08-29 09:00 | 0.84183
CCG | FR | 2018-08-29 10:00 | 0.84183
CCG | FR | 2018-08-29 11:00 | 0.84183
CCG | FR | 2018-08-29 12:00 | 0.84183
CCG | FR | 2018-08-29 13:00 | 0.84183
CCG | FR | 2018-08-29 14:00 | 0.84183
CCG | FR | 2018-08-29 15:00 | 0.84183
CCG | FR | 2018-08-29 16:00 | 0.84183
CCG | FR | 2018-08-29 17:00 | 0.84183
CCG | FR | 2018-08-29 18:00 | 0.84183
CCG | FR | 2018-08-29 19:00 | 0.84183
CCG | FR | 2018-08-29 20:00 | 0.84183
CCG | FR | 2018-08-29 21:00 | 0.84183
CCG | FR | 2018-08-29 22:00 | 0.84183
CCG | FR | 2018-08-29 23:00 | 0.84183
CCG | FR | 2018-08-30 | 0.84183
CCG | FR | 2018-08-30 01:00 | 0.84183
CCG | FR | 2018-08-30 02:00 | 0.84183
CCG | FR | 2018-08-30 03:00 | 0.84183
CCG | FR | 2018-08-30 04:00 | 0.84183
CCG | FR | 2018-08-30 05:00 | 0.84183
CCG | FR | 2018-08-30 06:00 | 0.84183
CCG | FR | 2018-08-30 07:00 | 0.84183
CCG | FR | 2018-08-30 08:00 | 0.84183
CCG | FR | 2018-08-30 09:00 | 0.84183
CCG | FR | 2018-08-30 10:00 | 0.84183
CCG | FR | 2018-08-30 11:00 | 0.84183
CCG | FR | 2018-08-30 12:00 | 0.84183
CCG | FR | 2018-08-30 13:00 | 0.84183
CCG | FR | 2018-08-30 14:00 | 0.84183
CCG | FR | 2018-08-30 15:00 | 0.84183
CCG | FR | 2018-08-30 16:00 | 0.84183
CCG | FR | 2018-08-30 17:00 | 0.84183
CCG | FR | 2018-08-30 18:00 | 0.80737
CCG | FR | 2018-08-30 19:00 | 0.80737
CCG | FR | 2018-08-30 20:00 | 0.84183
CCG | FR | 2018-08-30 21:00 | 0.87753
CCG | FR | 2018-08-30 22:00 | 0.87753
CCG | FR | 2018-08-30 23:00 | 0.87753
CCG | FR | 2018-08-31 | 0.87753
CCG | FR | 2018-08-31 01:00 | 0.87753
CCG | FR | 2018-08-31 02:00 | 0.84166
CCG | FR | 2018-08-31 03:00 | 0.84166
CCG | FR | 2018-08-31 04:00 | 0.84166
CCG | FR | 2018-08-31 05:00 | 0.84166
CCG | FR | 2018-08-31 06:00 | 0.84166
CCG | FR | 2018-08-31 07:00 | 0.89046
CCG | FR | 2018-08-31 08:00 | 0.89046
CCG | FR | 2018-08-31 09:00 | 0.89046
CCG | FR | 2018-08-31 10:00 | 0.89046
CCG | FR | 2018-08-31 11:00 | 0.89046
CCG | FR | 2018-08-31 12:00 | 0.89046
CCG | FR | 2018-08-31 13:00 | 0.89046
CCG | FR | 2018-08-31 14:00 | 0.89046
CCG | FR | 2018-08-31 15:00 | 0.89046
CCG | FR | 2018-08-31 16:00 | 0.89046
CCG | FR | 2018-08-31 17:00 | 0.89046
CCG | FR | 2018-08-31 18:00 | 0.89046
CCG | FR | 2018-08-31 19:00 | 0.89046
CCG | FR | 2018-08-31 20:00 | 0.89046
CCG | FR | 2018-08-31 21:00 | 0.89046
CCG | FR | 2018-08-31 22:00 | 0.89046
CCG | FR | 2018-08-31 23:00 | 0.89046
CCG | FR | 2018-09-01 | 0.85701
CCG | FR | 2018-09-01 01:00 | 0.85701
CCG | FR | 2018-09-01 02:00 | 0.85701
CCG | FR | 2018-09-01 03:00 | 0.85701
CCG | FR | 2018-09-01 04:00 | 0.85701
CCG | FR | 2018-09-01 05:00 | 0.85701
CCG | FR | 2018-09-01 06:00 | 0.85701
CCG | FR | 2018-09-01 07:00 | 0.85701
CCG | FR | 2018-09-01 08:00 | 0.85701
CCG | FR | 2018-09-01 09:00 | 0.85701
CCG | FR | 2018-09-01 10:00 | 0.85701
CCG | FR | 2018-09-01 11:00 | 0.85701
CCG | FR | 2018-09-01 12:00 | 0.85701
CCG | FR | 2018-09-01 13:00 | 0.85701
CCG | FR | 2018-09-01 14:00 | 0.85701
CCG | FR | 2018-09-01 15:00 | 0.85701
CCG | FR | 2018-09-01 16:00 | 0.85701
CCG | FR | 2018-09-01 17:00 | 0.85701
CCG | FR | 2018-09-01 18:00 | 0.85701
CCG | FR | 2018-09-01 19:00 | 0.85701
CCG | FR | 2018-09-01 20:00 | 0.85701
CCG | FR | 2018-09-01 21:00 | 0.85701
CCG | FR | 2018-09-01 22:00 | 0.85701
CCG | FR | 2018-09-01 23:00 | 0.85701
CCG | FR | 2018-09-02 | 0.85701
CCG | FR | 2018-09-02 01:00 | 0.85701
CCG | FR | 2018-09-02 02:00 | 0.85701
CCG | FR | 2018-09-02 03:00 | 0.85701
CCG | FR | 2018-09-02 04:00 | 0.85701
CCG | FR | 2018-09-02 05:00 | 0.85701
CCG | FR | 2018-09-02 06:00 | 0.85701
CCG | FR | 2018-09-02 07:00 | 0.85701
CCG | FR | 2018-09-02 08:00 | 0.85701
CCG | FR | 2018-09-02 09:00 | 0.85701
CCG | FR | 2018-09-02 10:00 | 0.85701
CCG | FR | 2018-09-02 11:00 | 0.85701
CCG | FR | 2018-09-02 12:00 | 0.85701
CCG | FR | 2018-09-02 13:00 | 0.85701
CCG | FR | 2018-09-02 14:00 | 0.85701
CCG | FR | 2018-09-02 15:00 | 0.85701
CCG | FR | 2018-09-02 16:00 | 0.85701
CCG | FR | 2018-09-02 17:00 | 0.85701
CCG | FR | 2018-09-02 18:00 | 0.85701
CCG | FR | 2018-09-02 19:00 | 0.85701
CCG | FR | 2018-09-02 20:00 | 0.85701
CCG | FR | 2018-09-02 21:00 | 0.85701
CCG | FR | 2018-09-02 22:00 | 0.85701
CCG | FR | 2018-09-02 23:00 | 0.85701
CCG | FR | 2018-09-03 | 0.85701
CCG | FR | 2018-09-03 01:00 | 0.85701
CCG | FR | 2018-09-03 02:00 | 0.85701
CCG | FR | 2018-09-03 03:00 | 0.85701
CCG | FR | 2018-09-03 04:00 | 0.85701
CCG | FR | 2018-09-03 05:00 | 0.85701
CCG | FR | 2018-09-03 06:00 | 0.85822
CCG | FR | 2018-09-03 07:00 | 0.86135
CCG | FR | 2018-09-03 08:00 | 0.86656
CCG | FR | 2018-09-03 09:00 | 0.86969
CCG | FR | 2018-09-03 10:00 | 0.89101
CCG | FR | 2018-09-03 11:00 | 0.89101
CCG | FR | 2018-09-03 12:00 | 0.89101
CCG | FR | 2018-09-03 13:00 | 0.89101
CCG | FR | 2018-09-03 14:00 | 0.89101
CCG | FR | 2018-09-03 15:00 | 0.89101
CCG | FR | 2018-09-03 16:00 | 0.89101
CCG | FR | 2018-09-03 17:00 | 0.89101
CCG | FR | 2018-09-03 18:00 | 0.89101
CCG | FR | 2018-09-03 19:00 | 0.89101
CCG | FR | 2018-09-03 20:00 | 0.89101
CCG | FR | 2018-09-03 21:00 | 0.89101
CCG | FR | 2018-09-03 22:00 | 0.89101
CCG | FR | 2018-09-03 23:00 | 0.89147
CCG | FR | 2018-09-04 | 0.89147
CCG | FR | 2018-09-04 01:00 | 0.89147
CCG | FR | 2018-09-04 02:00 | 0.89147
CCG | FR | 2018-09-04 03:00 | 0.89147
CCG | FR | 2018-09-04 04:00 | 0.89147
CCG | FR | 2018-09-04 05:00 | 0.89147
CCG | FR | 2018-09-04 06:00 | 0.86862
CCG | FR | 2018-09-04 07:00 | 0.86862
CCG | FR | 2018-09-04 08:00 | 0.86862
CCG | FR | 2018-09-04 09:00 | 0.83292
CCG | FR | 2018-09-04 10:00 | 0.81
CCG | FR | 2018-09-04 11:00 | 0.81
CCG | FR | 2018-09-04 12:00 | 0.84571
CCG | FR | 2018-09-04 13:00 | 0.84571
CCG | FR | 2018-09-04 14:00 | 0.86855
CCG | FR | 2018-09-04 15:00 | 0.86855
CCG | FR | 2018-09-04 16:00 | 0.86855
CCG | FR | 2018-09-04 17:00 | 0.86855
CCG | FR | 2018-09-04 18:00 | 0.86855
CCG | FR | 2018-09-04 19:00 | 0.86855
CCG | FR | 2018-09-04 20:00 | 0.86855
CCG | FR | 2018-09-04 21:00 | 0.86855
CCG | FR | 2018-09-04 22:00 | 0.86855
CCG | FR | 2018-09-04 23:00 | 0.86855
CCG | FR | 2018-09-05 | 0.86855
CCG | FR | 2018-09-05 01:00 | 0.86855
CCG | FR | 2018-09-05 02:00 | 0.86855
CCG | FR | 2018-09-05 03:00 | 0.86855
CCG | FR | 2018-09-05 04:00 | 0.86855
CCG | FR | 2018-09-05 05:00 | 0.86855
CCG | FR | 2018-09-05 06:00 | 0.86855
CCG | FR | 2018-09-05 07:00 | 0.84571
CCG | FR | 2018-09-05 08:00 | 0.84571
CCG | FR | 2018-09-05 09:00 | 0.84571
CCG | FR | 2018-09-05 10:00 | 0.84571
CCG | FR | 2018-09-05 11:00 | 0.84571
CCG | FR | 2018-09-05 12:00 | 0.86855
CCG | FR | 2018-09-05 13:00 | 0.86855
CCG | FR | 2018-09-05 14:00 | 0.86855
CCG | FR | 2018-09-05 15:00 | 0.86855
CCG | FR | 2018-09-05 16:00 | 0.86855
CCG | FR | 2018-09-05 17:00 | 0.86855
CCG | FR | 2018-09-05 18:00 | 0.86855
CCG | FR | 2018-09-05 19:00 | 0.86855
CCG | FR | 2018-09-05 20:00 | 0.86855
CCG | FR | 2018-09-05 21:00 | 0.86855
CCG | FR | 2018-09-05 22:00 | 0.86855
CCG | FR | 2018-09-05 23:00 | 0.86855
CCG | FR | 2018-09-06 | 0.86855
CCG | FR | 2018-09-06 01:00 | 0.86855
CCG | FR | 2018-09-06 02:00 | 0.86855
CCG | FR | 2018-09-06 03:00 | 0.86855
CCG | FR | 2018-09-06 04:00 | 0.86855
CCG | FR | 2018-09-06 05:00 | 0.83535
CCG | FR | 2018-09-06 06:00 | 0.86855
CCG | FR | 2018-09-06 07:00 | 0.86855
CCG | FR | 2018-09-06 08:00 | 0.86855
CCG | FR | 2018-09-06 09:00 | 0.86855
CCG | FR | 2018-09-06 10:00 | 0.86855
CCG | FR | 2018-09-06 11:00 | 0.86855
CCG | FR | 2018-09-06 12:00 | 0.86855
CCG | FR | 2018-09-06 13:00 | 0.86855
CCG | FR | 2018-09-06 14:00 | 0.86855
CCG | FR | 2018-09-06 15:00 | 0.86855
CCG | FR | 2018-09-06 16:00 | 0.86855
CCG | FR | 2018-09-06 17:00 | 0.86855
CCG | FR | 2018-09-06 18:00 | 0.86855
CCG | FR | 2018-09-06 19:00 | 0.86855
CCG | FR | 2018-09-06 20:00 | 0.86855
CCG | FR | 2018-09-06 21:00 | 0.86855
CCG | FR | 2018-09-06 22:00 | 0.86855
CCG | FR | 2018-09-06 23:00 | 0.86855
CCG | FR | 2018-09-07 | 0.86855
CCG | FR | 2018-09-07 01:00 | 0.86855
CCG | FR | 2018-09-07 02:00 | 0.86855
CCG | FR | 2018-09-07 03:00 | 0.86855
CCG | FR | 2018-09-07 04:00 | 0.86855
CCG | FR | 2018-09-07 05:00 | 0.86855
CCG | FR | 2018-09-07 06:00 | 0.86855
CCG | FR | 2018-09-07 07:00 | 0.86855
CCG | FR | 2018-09-07 08:00 | 0.86855
CCG | FR | 2018-09-07 09:00 | 0.86855
CCG | FR | 2018-09-07 10:00 | 0.86855
CCG | FR | 2018-09-07 11:00 | 0.86855
CCG | FR | 2018-09-07 12:00 | 0.86855
CCG | FR | 2018-09-07 13:00 | 0.86855
CCG | FR | 2018-09-07 14:00 | 0.86855
CCG | FR | 2018-09-07 15:00 | 0.86855
CCG | FR | 2018-09-07 16:00 | 0.86855
CCG | FR | 2018-09-07 17:00 | 0.86855
CCG | FR | 2018-09-07 18:00 | 0.86855
CCG | FR | 2018-09-07 19:00 | 0.86855
CCG | FR | 2018-09-07 20:00 | 0.86855
CCG | FR | 2018-09-07 21:00 | 0.86855
CCG | FR | 2018-09-07 22:00 | 0.86855
CCG | FR | 2018-09-07 23:00 | 0.86855
CCG | FR | 2018-09-08 | 0.86855
CCG | FR | 2018-09-08 01:00 | 0.8341
CCG | FR | 2018-09-08 02:00 | 0.8341
CCG | FR | 2018-09-08 03:00 | 0.8341
CCG | FR | 2018-09-08 04:00 | 0.8341
CCG | FR | 2018-09-08 05:00 | 0.8341
CCG | FR | 2018-09-08 06:00 | 0.86855
CCG | FR | 2018-09-08 07:00 | 0.86855
CCG | FR | 2018-09-08 08:00 | 0.86855
CCG | FR | 2018-09-08 09:00 | 0.86855
CCG | FR | 2018-09-08 10:00 | 0.86855
CCG | FR | 2018-09-08 11:00 | 0.86855
CCG | FR | 2018-09-08 12:00 | 0.86855
CCG | FR | 2018-09-08 13:00 | 0.86855
CCG | FR | 2018-09-08 14:00 | 0.86855
CCG | FR | 2018-09-08 15:00 | 0.86855
CCG | FR | 2018-09-08 16:00 | 0.86855
CCG | FR | 2018-09-08 17:00 | 0.86855
CCG | FR | 2018-09-08 18:00 | 0.86855
CCG | FR | 2018-09-08 19:00 | 0.86855
CCG | FR | 2018-09-08 20:00 | 0.86855
CCG | FR | 2018-09-08 21:00 | 0.86855
CCG | FR | 2018-09-08 22:00 | 0.86855
CCG | FR | 2018-09-08 23:00 | 0.86855
CCG | FR | 2018-09-09 | 0.86855
CCG | FR | 2018-09-09 01:00 | 0.86855
CCG | FR | 2018-09-09 02:00 | 0.86855
CCG | FR | 2018-09-09 03:00 | 0.86855
CCG | FR | 2018-09-09 04:00 | 0.86855
CCG | FR | 2018-09-09 05:00 | 0.86855
CCG | FR | 2018-09-09 06:00 | 0.86855
CCG | FR | 2018-09-09 07:00 | 0.86855
CCG | FR | 2018-09-09 08:00 | 0.8341
CCG | FR | 2018-09-09 09:00 | 0.8341
CCG | FR | 2018-09-09 10:00 | 0.8341
CCG | FR | 2018-09-09 11:00 | 0.8341
CCG | FR | 2018-09-09 12:00 | 0.86855
CCG | FR | 2018-09-09 13:00 | 0.86855
CCG | FR | 2018-09-09 14:00 | 0.86855
CCG | FR | 2018-09-09 15:00 | 0.86855
CCG | FR | 2018-09-09 16:00 | 0.86855
CCG | FR | 2018-09-09 17:00 | 0.86855
CCG | FR | 2018-09-09 18:00 | 0.86855
CCG | FR | 2018-09-09 19:00 | 0.86855
CCG | FR | 2018-09-09 20:00 | 0.86855
CCG | FR | 2018-09-09 21:00 | 0.86855
CCG | FR | 2018-09-09 22:00 | 0.86855
CCG | FR | 2018-09-09 23:00 | 0.86855
CCG | FR | 2018-09-10 | 0.86855
CCG | FR | 2018-09-10 01:00 | 0.86855
CCG | FR | 2018-09-10 02:00 | 0.86855
CCG | FR | 2018-09-10 03:00 | 0.86855
CCG | FR | 2018-09-10 04:00 | 0.86855
CCG | FR | 2018-09-10 05:00 | 0.86855
CCG | FR | 2018-09-10 06:00 | 0.86855
CCG | FR | 2018-09-10 07:00 | 0.86855
CCG | FR | 2018-09-10 08:00 | 0.86855
CCG | FR | 2018-09-10 09:00 | 0.86855
CCG | FR | 2018-09-10 10:00 | 0.86855
CCG | FR | 2018-09-10 11:00 | 0.86855
CCG | FR | 2018-09-10 12:00 | 0.86855
CCG | FR | 2018-09-10 13:00 | 0.86855
CCG | FR | 2018-09-10 14:00 | 0.86855
CCG | FR | 2018-09-10 15:00 | 0.86855
CCG | FR | 2018-09-10 16:00 | 0.83309
CCG | FR | 2018-09-10 17:00 | 0.83309
CCG | FR | 2018-09-10 18:00 | 0.83309
CCG | FR | 2018-09-10 19:00 | 0.83309
CCG | FR | 2018-09-10 20:00 | 0.83309
CCG | FR | 2018-09-10 21:00 | 0.83309
CCG | FR | 2018-09-10 22:00 | 0.83309
CCG | FR | 2018-09-10 23:00 | 0.83309
CCG | FR | 2018-09-11 | 0.83309
CCG | FR | 2018-09-11 01:00 | 0.83309
CCG | FR | 2018-09-11 02:00 | 0.83309
CCG | FR | 2018-09-11 03:00 | 0.83309
CCG | FR | 2018-09-11 04:00 | 0.83309
CCG | FR | 2018-09-11 05:00 | 0.83309
CCG | FR | 2018-09-11 06:00 | 0.83309
CCG | FR | 2018-09-11 07:00 | 0.83309
CCG | FR | 2018-09-11 08:00 | 0.83309
CCG | FR | 2018-09-11 09:00 | 0.83309
CCG | FR | 2018-09-11 10:00 | 0.83309
CCG | FR | 2018-09-11 11:00 | 0.83309
CCG | FR | 2018-09-11 12:00 | 0.83309
CCG | FR | 2018-09-11 13:00 | 0.83309
CCG | FR | 2018-09-11 14:00 | 0.81025
CCG | FR | 2018-09-11 15:00 | 0.83309
CCG | FR | 2018-09-11 16:00 | 0.83309
CCG | FR | 2018-09-11 17:00 | 0.83309
CCG | FR | 2018-09-11 18:00 | 0.83309
CCG | FR | 2018-09-11 19:00 | 0.83309
CCG | FR | 2018-09-11 20:00 | 0.83309
CCG | FR | 2018-09-11 21:00 | 0.83309
CCG | FR | 2018-09-11 22:00 | 0.83309
CCG | FR | 2018-09-11 23:00 | 0.83309
CCG | FR | 2018-09-12 | 0.81025
CCG | FR | 2018-09-12 01:00 | 0.81025
CCG | FR | 2018-09-12 02:00 | 0.81025
CCG | FR | 2018-09-12 03:00 | 0.81025
CCG | FR | 2018-09-12 04:00 | 0.81025
CCG | FR | 2018-09-12 05:00 | 0.81025
CCG | FR | 2018-09-12 06:00 | 0.81025
CCG | FR | 2018-09-12 07:00 | 0.81025
CCG | FR | 2018-09-12 08:00 | 0.81025
CCG | FR | 2018-09-12 09:00 | 0.81025
CCG | FR | 2018-09-12 10:00 | 0.81025
CCG | FR | 2018-09-12 11:00 | 0.77588
CCG | FR | 2018-09-12 12:00 | 0.77588
CCG | FR | 2018-09-12 13:00 | 0.77588
CCG | FR | 2018-09-12 14:00 | 0.77588
CCG | FR | 2018-09-12 15:00 | 0.77588
CCG | FR | 2018-09-12 16:00 | 0.77588
CCG | FR | 2018-09-12 17:00 | 0.77588
CCG | FR | 2018-09-12 18:00 | 0.77588
CCG | FR | 2018-09-12 19:00 | 0.75523
CCG | FR | 2018-09-12 20:00 | 0.75523
CCG | FR | 2018-09-12 21:00 | 0.75523
CCG | FR | 2018-09-12 22:00 | 0.75523
CCG | FR | 2018-09-12 23:00 | 0.75523
CCG | FR | 2018-09-13 | 0.76917
CCG | FR | 2018-09-13 01:00 | 0.76917
CCG | FR | 2018-09-13 02:00 | 0.76917
CCG | FR | 2018-09-13 03:00 | 0.76917
CCG | FR | 2018-09-13 04:00 | 0.79872
CCG | FR | 2018-09-13 05:00 | 0.79872
CCG | FR | 2018-09-13 06:00 | 0.79872
CCG | FR | 2018-09-13 07:00 | 0.79872
CCG | FR | 2018-09-13 08:00 | 0.79872
CCG | FR | 2018-09-13 09:00 | 0.79872
CCG | FR | 2018-09-13 10:00 | 0.79872
CCG | FR | 2018-09-13 11:00 | 0.78746
CCG | FR | 2018-09-13 12:00 | 0.78746
CCG | FR | 2018-09-13 13:00 | 0.79872
CCG | FR | 2018-09-13 14:00 | 0.79872
CCG | FR | 2018-09-13 15:00 | 0.79872
CCG | FR | 2018-09-13 16:00 | 0.79872
CCG | FR | 2018-09-13 17:00 | 0.79872
CCG | FR | 2018-09-13 18:00 | 0.79872
CCG | FR | 2018-09-13 19:00 | 0.79872
CCG | FR | 2018-09-13 20:00 | 0.79872
CCG | FR | 2018-09-13 21:00 | 0.79872
CCG | FR | 2018-09-13 22:00 | 0.79872
CCG | FR | 2018-09-13 23:00 | 0.79872
CCG | FR | 2018-09-14 | 0.79872
CCG | FR | 2018-09-14 01:00 | 0.79872
CCG | FR | 2018-09-14 02:00 | 0.79872
CCG | FR | 2018-09-14 03:00 | 0.79872
CCG | FR | 2018-09-14 04:00 | 0.79872
CCG | FR | 2018-09-14 05:00 | 0.79872
CCG | FR | 2018-09-14 06:00 | 0.79872
CCG | FR | 2018-09-14 07:00 | 0.79872
CCG | FR | 2018-09-14 08:00 | 0.79872
CCG | FR | 2018-09-14 09:00 | 0.79872
CCG | FR | 2018-09-14 10:00 | 0.79872
CCG | FR | 2018-09-14 11:00 | 0.79872
CCG | FR | 2018-09-14 12:00 | 0.79872
CCG | FR | 2018-09-14 13:00 | 0.79872
CCG | FR | 2018-09-14 14:00 | 0.79872
CCG | FR | 2018-09-14 15:00 | 0.79872
CCG | FR | 2018-09-14 16:00 | 0.79872
CCG | FR | 2018-09-14 17:00 | 0.79872
CCG | FR | 2018-09-14 18:00 | 0.79872
CCG | FR | 2018-09-14 19:00 | 0.79872
CCG | FR | 2018-09-14 20:00 | 0.83418
CCG | FR | 2018-09-14 21:00 | 0.83418
CCG | FR | 2018-09-14 22:00 | 0.83418
CCG | FR | 2018-09-14 23:00 | 0.83418
CCG | FR | 2018-09-15 | 0.83418
CCG | FR | 2018-09-15 01:00 | 0.79972
CCG | FR | 2018-09-15 02:00 | 0.79972
CCG | FR | 2018-09-15 03:00 | 0.79972
CCG | FR | 2018-09-15 04:00 | 0.79972
CCG | FR | 2018-09-15 05:00 | 0.79972
CCG | FR | 2018-09-15 06:00 | 0.83418
CCG | FR | 2018-09-15 07:00 | 0.83418
CCG | FR | 2018-09-15 08:00 | 0.83418
CCG | FR | 2018-09-15 09:00 | 0.83418
CCG | FR | 2018-09-15 10:00 | 0.83418
CCG | FR | 2018-09-15 11:00 | 0.83418
CCG | FR | 2018-09-15 12:00 | 0.83418
CCG | FR | 2018-09-15 13:00 | 0.83418
CCG | FR | 2018-09-15 14:00 | 0.83418
CCG | FR | 2018-09-15 15:00 | 0.83418
CCG | FR | 2018-09-15 16:00 | 0.83418
CCG | FR | 2018-09-15 17:00 | 0.83418
CCG | FR | 2018-09-15 18:00 | 0.83418
CCG | FR | 2018-09-15 19:00 | 0.83418
CCG | FR | 2018-09-15 20:00 | 0.83418
CCG | FR | 2018-09-15 21:00 | 0.83418
CCG | FR | 2018-09-15 22:00 | 0.83418
CCG | FR | 2018-09-15 23:00 | 0.83418
CCG | FR | 2018-09-16 | 0.85735
CCG | FR | 2018-09-16 01:00 | 0.85735
CCG | FR | 2018-09-16 02:00 | 0.85735
CCG | FR | 2018-09-16 03:00 | 0.85735
CCG | FR | 2018-09-16 04:00 | 0.85735
CCG | FR | 2018-09-16 05:00 | 0.85735
CCG | FR | 2018-09-16 06:00 | 0.85735
CCG | FR | 2018-09-16 07:00 | 0.85735
CCG | FR | 2018-09-16 08:00 | 0.85735
CCG | FR | 2018-09-16 09:00 | 0.85735
CCG | FR | 2018-09-16 10:00 | 0.85735
CCG | FR | 2018-09-16 11:00 | 0.85735
CCG | FR | 2018-09-16 12:00 | 0.85735
CCG | FR | 2018-09-16 13:00 | 0.85735
CCG | FR | 2018-09-16 14:00 | 0.85735
CCG | FR | 2018-09-16 15:00 | 0.85735
CCG | FR | 2018-09-16 16:00 | 0.85735
CCG | FR | 2018-09-16 17:00 | 0.85735
CCG | FR | 2018-09-16 18:00 | 0.85735
CCG | FR | 2018-09-16 19:00 | 0.85735
CCG | FR | 2018-09-16 20:00 | 0.85735
CCG | FR | 2018-09-16 21:00 | 0.85735
CCG | FR | 2018-09-16 22:00 | 0.85735
CCG | FR | 2018-09-16 23:00 | 0.85735
CCG | FR | 2018-09-17 | 0.85735
CCG | FR | 2018-09-17 01:00 | 0.85735
CCG | FR | 2018-09-17 02:00 | 0.85735
CCG | FR | 2018-09-17 03:00 | 0.85735
CCG | FR | 2018-09-17 04:00 | 0.85735
CCG | FR | 2018-09-17 05:00 | 0.85735
CCG | FR | 2018-09-17 06:00 | 0.85735
CCG | FR | 2018-09-17 07:00 | 0.85735
CCG | FR | 2018-09-17 08:00 | 0.85735
CCG | FR | 2018-09-17 09:00 | 0.85735
CCG | FR | 2018-09-17 10:00 | 0.85735
CCG | FR | 2018-09-17 11:00 | 0.85735
CCG | FR | 2018-09-17 12:00 | 0.85735
CCG | FR | 2018-09-17 13:00 | 0.85735
CCG | FR | 2018-09-17 14:00 | 0.85735
CCG | FR | 2018-09-17 15:00 | 0.85735
CCG | FR | 2018-09-17 16:00 | 0.85735
CCG | FR | 2018-09-17 17:00 | 0.85735
CCG | FR | 2018-09-17 18:00 | 0.85735
CCG | FR | 2018-09-17 19:00 | 0.85735
CCG | FR | 2018-09-17 20:00 | 0.85735
CCG | FR | 2018-09-17 21:00 | 0.85735
CCG | FR | 2018-09-17 22:00 | 0.85735
CCG | FR | 2018-09-17 23:00 | 0.85735
CCG | FR | 2018-09-18 | 0.85735
CCG | FR | 2018-09-18 01:00 | 0.85735
CCG | FR | 2018-09-18 02:00 | 0.85735
CCG | FR | 2018-09-18 03:00 | 0.85735
CCG | FR | 2018-09-18 04:00 | 0.85735
CCG | FR | 2018-09-18 05:00 | 0.85735
CCG | FR | 2018-09-18 06:00 | 0.85735
CCG | FR | 2018-09-18 07:00 | 0.85735
CCG | FR | 2018-09-18 08:00 | 0.85735
CCG | FR | 2018-09-18 09:00 | 0.85735
CCG | FR | 2018-09-18 10:00 | 0.85735
CCG | FR | 2018-09-18 11:00 | 0.85735
CCG | FR | 2018-09-18 12:00 | 0.85735
CCG | FR | 2018-09-18 13:00 | 0.85735
CCG | FR | 2018-09-18 14:00 | 0.85735
CCG | FR | 2018-09-18 15:00 | 0.85735
CCG | FR | 2018-09-18 16:00 | 0.83749
CCG | FR | 2018-09-18 17:00 | 0.83749
CCG | FR | 2018-09-18 18:00 | 0.83749
CCG | FR | 2018-09-18 19:00 | 0.83749
CCG | FR | 2018-09-18 20:00 | 0.83749
CCG | FR | 2018-09-18 21:00 | 0.83749
CCG | FR | 2018-09-18 22:00 | 0.83749
CCG | FR | 2018-09-18 23:00 | 0.83749
CCG | FR | 2018-09-19 | 0.82289
CCG | FR | 2018-09-19 01:00 | 0.82289
CCG | FR | 2018-09-19 02:00 | 0.82289
CCG | FR | 2018-09-19 03:00 | 0.82289
CCG | FR | 2018-09-19 04:00 | 0.82289
CCG | FR | 2018-09-19 05:00 | 0.82289
CCG | FR | 2018-09-19 06:00 | 0.82289
CCG | FR | 2018-09-19 07:00 | 0.82289
CCG | FR | 2018-09-19 08:00 | 0.82289
CCG | FR | 2018-09-19 09:00 | 0.82289
CCG | FR | 2018-09-19 10:00 | 0.82289
CCG | FR | 2018-09-19 11:00 | 0.82289
CCG | FR | 2018-09-19 12:00 | 0.82289
CCG | FR | 2018-09-19 13:00 | 0.82289
CCG | FR | 2018-09-19 14:00 | 0.82289
CCG | FR | 2018-09-19 15:00 | 0.82289
CCG | FR | 2018-09-19 16:00 | 0.82289
CCG | FR | 2018-09-19 17:00 | 0.82289
CCG | FR | 2018-09-19 18:00 | 0.82289
CCG | FR | 2018-09-19 19:00 | 0.82289
CCG | FR | 2018-09-19 20:00 | 0.82289
CCG | FR | 2018-09-19 21:00 | 0.82289
CCG | FR | 2018-09-19 22:00 | 0.82289
CCG | FR | 2018-09-19 23:00 | 0.82289
CCG | FR | 2018-09-20 | 0.82289
CCG | FR | 2018-09-20 01:00 | 0.82289
CCG | FR | 2018-09-20 02:00 | 0.82289
CCG | FR | 2018-09-20 03:00 | 0.82289
CCG | FR | 2018-09-20 04:00 | 0.82289
CCG | FR | 2018-09-20 05:00 | 0.82289
CCG | FR | 2018-09-20 06:00 | 0.78719
CCG | FR | 2018-09-20 07:00 | 0.78719
CCG | FR | 2018-09-20 08:00 | 0.82289
CCG | FR | 2018-09-20 09:00 | 0.82289
CCG | FR | 2018-09-20 10:00 | 0.78719
CCG | FR | 2018-09-20 11:00 | 0.78719
CCG | FR | 2018-09-20 12:00 | 0.82289
CCG | FR | 2018-09-20 13:00 | 0.78719
CCG | FR | 2018-09-20 14:00 | 0.82289
CCG | FR | 2018-09-20 15:00 | 0.82289
CCG | FR | 2018-09-20 16:00 | 0.82289
CCG | FR | 2018-09-20 17:00 | 0.82289
CCG | FR | 2018-09-20 18:00 | 0.82289
CCG | FR | 2018-09-20 19:00 | 0.82289
CCG | FR | 2018-09-20 20:00 | 0.82289
CCG | FR | 2018-09-20 21:00 | 0.82289
CCG | FR | 2018-09-20 22:00 | 0.82289
CCG | FR | 2018-09-20 23:00 | 0.82289
CCG | FR | 2018-09-21 | 0.82289
CCG | FR | 2018-09-21 01:00 | 0.82289
CCG | FR | 2018-09-21 02:00 | 0.82289
CCG | FR | 2018-09-21 03:00 | 0.82289
CCG | FR | 2018-09-21 04:00 | 0.82289
CCG | FR | 2018-09-21 05:00 | 0.82289
CCG | FR | 2018-09-21 06:00 | 0.82289
CCG | FR | 2018-09-21 07:00 | 0.82289
CCG | FR | 2018-09-21 08:00 | 0.82289
CCG | FR | 2018-09-21 09:00 | 0.82289
CCG | FR | 2018-09-21 10:00 | 0.82289
CCG | FR | 2018-09-21 11:00 | 0.82289
CCG | FR | 2018-09-21 12:00 | 0.82289
CCG | FR | 2018-09-21 13:00 | 0.82289
CCG | FR | 2018-09-21 14:00 | 0.82289
CCG | FR | 2018-09-21 15:00 | 0.82289
CCG | FR | 2018-09-21 16:00 | 0.82289
CCG | FR | 2018-09-21 17:00 | 0.82289
CCG | FR | 2018-09-21 18:00 | 0.82289
CCG | FR | 2018-09-21 19:00 | 0.82289
CCG | FR | 2018-09-21 20:00 | 0.82289
CCG | FR | 2018-09-21 21:00 | 0.82289
CCG | FR | 2018-09-21 22:00 | 0.82289
CCG | FR | 2018-09-21 23:00 | 0.82289
CCG | FR | 2018-09-22 | 0.75559
CCG | FR | 2018-09-22 01:00 | 0.75559
CCG | FR | 2018-09-22 02:00 | 0.75559
CCG | FR | 2018-09-22 03:00 | 0.75559
CCG | FR | 2018-09-22 04:00 | 0.74558
CCG | FR | 2018-09-22 05:00 | 0.74558
CCG | FR | 2018-09-22 06:00 | 0.74558
CCG | FR | 2018-09-22 07:00 | 0.74558
CCG | FR | 2018-09-22 08:00 | 0.74558
CCG | FR | 2018-09-22 09:00 | 0.74558
CCG | FR | 2018-09-22 10:00 | 0.74558
CCG | FR | 2018-09-22 11:00 | 0.74558
CCG | FR | 2018-09-22 12:00 | 0.74558
CCG | FR | 2018-09-22 13:00 | 0.74558
CCG | FR | 2018-09-22 14:00 | 0.74558
CCG | FR | 2018-09-22 15:00 | 0.74558
CCG | FR | 2018-09-22 16:00 | 0.74558
CCG | FR | 2018-09-22 17:00 | 0.74558
CCG | FR | 2018-09-22 18:00 | 0.74558
CCG | FR | 2018-09-22 19:00 | 0.74558
CCG | FR | 2018-09-22 20:00 | 0.74558
CCG | FR | 2018-09-22 21:00 | 0.74558
CCG | FR | 2018-09-22 22:00 | 0.74558
CCG | FR | 2018-09-22 23:00 | 0.74558
CCG | FR | 2018-09-23 | 0.74558
CCG | FR | 2018-09-23 01:00 | 0.74558
CCG | FR | 2018-09-23 02:00 | 0.74558
CCG | FR | 2018-09-23 03:00 | 0.74558
CCG | FR | 2018-09-23 04:00 | 0.74558
CCG | FR | 2018-09-23 05:00 | 0.74558
CCG | FR | 2018-09-23 06:00 | 0.74558
CCG | FR | 2018-09-23 07:00 | 0.74558
CCG | FR | 2018-09-23 08:00 | 0.74558
CCG | FR | 2018-09-23 09:00 | 0.74558
CCG | FR | 2018-09-23 10:00 | 0.74558
CCG | FR | 2018-09-23 11:00 | 0.74558
CCG | FR | 2018-09-23 12:00 | 0.74558
CCG | FR | 2018-09-23 13:00 | 0.74558
CCG | FR | 2018-09-23 14:00 | 0.74558
CCG | FR | 2018-09-23 15:00 | 0.74558
CCG | FR | 2018-09-23 16:00 | 0.74558
CCG | FR | 2018-09-23 17:00 | 0.74558
CCG | FR | 2018-09-23 18:00 | 0.74558
CCG | FR | 2018-09-23 19:00 | 0.74558
CCG | FR | 2018-09-23 20:00 | 0.74558
CCG | FR | 2018-09-23 21:00 | 0.74558
CCG | FR | 2018-09-23 22:00 | 0.74558
CCG | FR | 2018-09-23 23:00 | 0.74558
CCG | FR | 2018-09-24 | 0.78004
CCG | FR | 2018-09-24 01:00 | 0.78004
CCG | FR | 2018-09-24 02:00 | 0.78004
CCG | FR | 2018-09-24 03:00 | 0.78004
CCG | FR | 2018-09-24 04:00 | 0.78004
CCG | FR | 2018-09-24 05:00 | 0.78004
CCG | FR | 2018-09-24 06:00 | 0.78004
CCG | FR | 2018-09-24 07:00 | 0.78004
CCG | FR | 2018-09-24 08:00 | 0.78004
CCG | FR | 2018-09-24 09:00 | 0.78004
CCG | FR | 2018-09-24 10:00 | 0.78004
CCG | FR | 2018-09-24 11:00 | 0.78004
CCG | FR | 2018-09-24 12:00 | 0.78004
CCG | FR | 2018-09-24 13:00 | 0.78004
CCG | FR | 2018-09-24 14:00 | 0.78004
CCG | FR | 2018-09-24 15:00 | 0.78004
CCG | FR | 2018-09-24 16:00 | 0.78004
CCG | FR | 2018-09-24 17:00 | 0.78004
CCG | FR | 2018-09-24 18:00 | 0.78004
CCG | FR | 2018-09-24 19:00 | 0.78004
CCG | FR | 2018-09-24 20:00 | 0.78004
CCG | FR | 2018-09-24 21:00 | 0.78004
CCG | FR | 2018-09-24 22:00 | 0.78004
CCG | FR | 2018-09-24 23:00 | 0.78004
CCG | FR | 2018-09-25 | 0.78004
CCG | FR | 2018-09-25 01:00 | 0.78004
CCG | FR | 2018-09-25 02:00 | 0.78004
CCG | FR | 2018-09-25 03:00 | 0.78004
CCG | FR | 2018-09-25 04:00 | 0.78004
CCG | FR | 2018-09-25 05:00 | 0.78004
CCG | FR | 2018-09-25 06:00 | 0.78004
CCG | FR | 2018-09-25 07:00 | 0.78004
CCG | FR | 2018-09-25 08:00 | 0.78004
CCG | FR | 2018-09-25 09:00 | 0.78004
CCG | FR | 2018-09-25 10:00 | 0.78004
CCG | FR | 2018-09-25 11:00 | 0.78004
CCG | FR | 2018-09-25 12:00 | 0.78004
CCG | FR | 2018-09-25 13:00 | 0.78004
CCG | FR | 2018-09-25 14:00 | 0.78004
CCG | FR | 2018-09-25 15:00 | 0.78004
CCG | FR | 2018-09-25 16:00 | 0.78004
CCG | FR | 2018-09-25 17:00 | 0.78004
CCG | FR | 2018-09-25 18:00 | 0.78004
CCG | FR | 2018-09-25 19:00 | 0.78004
CCG | FR | 2018-09-25 20:00 | 0.78004
CCG | FR | 2018-09-25 21:00 | 0.78004
CCG | FR | 2018-09-25 22:00 | 0.78004
CCG | FR | 2018-09-25 23:00 | 0.78004
CCG | FR | 2018-09-26 | 0.78004
CCG | FR | 2018-09-26 01:00 | 0.78004
CCG | FR | 2018-09-26 02:00 | 0.78004
CCG | FR | 2018-09-26 03:00 | 0.78004
CCG | FR | 2018-09-26 04:00 | 0.78004
CCG | FR | 2018-09-26 05:00 | 0.51241
CCG | FR | 2018-09-26 06:00 | 0.51241
CCG | FR | 2018-09-26 07:00 | 0.57932
CCG | FR | 2018-09-26 08:00 | 0.57932
CCG | FR | 2018-09-26 09:00 | 0.61277
CCG | FR | 2018-09-26 10:00 | 0.64623
CCG | FR | 2018-09-26 11:00 | 0.67968
CCG | FR | 2018-09-26 12:00 | 0.69887
CCG | FR | 2018-09-26 13:00 | 0.73232
CCG | FR | 2018-09-26 14:00 | 0.76577
CCG | FR | 2018-09-26 15:00 | 0.76577
CCG | FR | 2018-09-26 16:00 | 0.76577
CCG | FR | 2018-09-26 17:00 | 0.76577
CCG | FR | 2018-09-26 18:00 | 0.76577
CCG | FR | 2018-09-26 19:00 | 0.76577
CCG | FR | 2018-09-26 20:00 | 0.76577
CCG | FR | 2018-09-26 21:00 | 0.76577
CCG | FR | 2018-09-26 22:00 | 0.76577
CCG | FR | 2018-09-26 23:00 | 0.76577
CCG | FR | 2018-09-27 | 0.76577
CCG | FR | 2018-09-27 01:00 | 0.76577
CCG | FR | 2018-09-27 02:00 | 0.76577
CCG | FR | 2018-09-27 03:00 | 0.76577
CCG | FR | 2018-09-27 04:00 | 0.76577
CCG | FR | 2018-09-27 05:00 | 0.76577
CCG | FR | 2018-09-27 06:00 | 0.76577
CCG | FR | 2018-09-27 07:00 | 0.76577
CCG | FR | 2018-09-27 08:00 | 0.76577
CCG | FR | 2018-09-27 09:00 | 0.76577
CCG | FR | 2018-09-27 10:00 | 0.76577
CCG | FR | 2018-09-27 11:00 | 0.76577
CCG | FR | 2018-09-27 12:00 | 0.76577
CCG | FR | 2018-09-27 13:00 | 0.76577
CCG | FR | 2018-09-27 14:00 | 0.76577
CCG | FR | 2018-09-27 15:00 | 0.76577
CCG | FR | 2018-09-27 16:00 | 0.76577
CCG | FR | 2018-09-27 17:00 | 0.78004
CCG | FR | 2018-09-27 18:00 | 0.81441
CCG | FR | 2018-09-27 19:00 | 0.81441
CCG | FR | 2018-09-27 20:00 | 0.81441
CCG | FR | 2018-09-27 21:00 | 0.81441
CCG | FR | 2018-09-27 22:00 | 0.81441
CCG | FR | 2018-09-27 23:00 | 0.81441
CCG | FR | 2018-09-28 | 0.81441
CCG | FR | 2018-09-28 01:00 | 0.81441
CCG | FR | 2018-09-28 02:00 | 0.81441
CCG | FR | 2018-09-28 03:00 | 0.81441
CCG | FR | 2018-09-28 04:00 | 0.81441
CCG | FR | 2018-09-28 05:00 | 0.81441
CCG | FR | 2018-09-28 06:00 | 0.81441
CCG | FR | 2018-09-28 07:00 | 0.81441
CCG | FR | 2018-09-28 08:00 | 0.81441
CCG | FR | 2018-09-28 09:00 | 0.81441
CCG | FR | 2018-09-28 10:00 | 0.81441
CCG | FR | 2018-09-28 11:00 | 0.77879
CCG | FR | 2018-09-28 12:00 | 0.81441
CCG | FR | 2018-09-28 13:00 | 0.81441
CCG | FR | 2018-09-28 14:00 | 0.81441
CCG | FR | 2018-09-28 15:00 | 0.81441
CCG | FR | 2018-09-28 16:00 | 0.81441
CCG | FR | 2018-09-28 17:00 | 0.81441
CCG | FR | 2018-09-28 18:00 | 0.81441
CCG | FR | 2018-09-28 19:00 | 0.81441
CCG | FR | 2018-09-28 20:00 | 0.81441
CCG | FR | 2018-09-28 21:00 | 0.81441
CCG | FR | 2018-09-28 22:00 | 0.81441
CCG | FR | 2018-09-28 23:00 | 0.81441
CCG | FR | 2018-09-29 | 0.77995
CCG | FR | 2018-09-29 01:00 | 0.77995
CCG | FR | 2018-09-29 02:00 | 0.77995
CCG | FR | 2018-09-29 03:00 | 0.77995
CCG | FR | 2018-09-29 04:00 | 0.77995
CCG | FR | 2018-09-29 05:00 | 0.77995
CCG | FR | 2018-09-29 06:00 | 0.77995
CCG | FR | 2018-09-29 07:00 | 0.77995
CCG | FR | 2018-09-29 08:00 | 0.77995
CCG | FR | 2018-09-29 09:00 | 0.77995
CCG | FR | 2018-09-29 10:00 | 0.77995
CCG | FR | 2018-09-29 11:00 | 0.77995
CCG | FR | 2018-09-29 12:00 | 0.77995
CCG | FR | 2018-09-29 13:00 | 0.77995
CCG | FR | 2018-09-29 14:00 | 0.77995
CCG | FR | 2018-09-29 15:00 | 0.77995
CCG | FR | 2018-09-29 16:00 | 0.77995
CCG | FR | 2018-09-29 17:00 | 0.77995
CCG | FR | 2018-09-29 18:00 | 0.77995
CCG | FR | 2018-09-29 19:00 | 0.77995
CCG | FR | 2018-09-29 20:00 | 0.77995
CCG | FR | 2018-09-29 21:00 | 0.77995
CCG | FR | 2018-09-29 22:00 | 0.77995
CCG | FR | 2018-09-29 23:00 | 0.77995
CCG | FR | 2018-09-30 | 0.77995
CCG | FR | 2018-09-30 01:00 | 0.77995
CCG | FR | 2018-09-30 02:00 | 0.77995
CCG | FR | 2018-09-30 03:00 | 0.77995
CCG | FR | 2018-09-30 04:00 | 0.77995
CCG | FR | 2018-09-30 05:00 | 0.77995
CCG | FR | 2018-09-30 06:00 | 0.77995
CCG | FR | 2018-09-30 07:00 | 0.77995
CCG | FR | 2018-09-30 08:00 | 0.77995
CCG | FR | 2018-09-30 09:00 | 0.77995
CCG | FR | 2018-09-30 10:00 | 0.77995
CCG | FR | 2018-09-30 11:00 | 0.77995
CCG | FR | 2018-09-30 12:00 | 0.77995
CCG | FR | 2018-09-30 13:00 | 0.77995
CCG | FR | 2018-09-30 14:00 | 0.77995
CCG | FR | 2018-09-30 15:00 | 0.81875
CCG | FR | 2018-09-30 16:00 | 0.81875
CCG | FR | 2018-09-30 17:00 | 0.81875
CCG | FR | 2018-09-30 18:00 | 0.81875
CCG | FR | 2018-09-30 19:00 | 0.81875
CCG | FR | 2018-09-30 20:00 | 0.81875
CCG | FR | 2018-09-30 21:00 | 0.81875
CCG | FR | 2018-09-30 22:00 | 0.81875
CCG | FR | 2018-09-30 23:00 | 0.81875
CCG | FR | 2018-10-01 | 0.81875
CCG | FR | 2018-10-01 01:00 | 0.81875
CCG | FR | 2018-10-01 02:00 | 0.81875
CCG | FR | 2018-10-01 03:00 | 0.81875
CCG | FR | 2018-10-01 04:00 | 0.81875
CCG | FR | 2018-10-01 05:00 | 0.81875
CCG | FR | 2018-10-01 06:00 | 0.81875
CCG | FR | 2018-10-01 07:00 | 0.81875
CCG | FR | 2018-10-01 08:00 | 0.78304
CCG | FR | 2018-10-01 09:00 | 0.78304
CCG | FR | 2018-10-01 10:00 | 0.78304
CCG | FR | 2018-10-01 11:00 | 0.78304
CCG | FR | 2018-10-01 12:00 | 0.78304
CCG | FR | 2018-10-01 13:00 | 0.78304
CCG | FR | 2018-10-01 14:00 | 0.78304
CCG | FR | 2018-10-01 15:00 | 0.78304
CCG | FR | 2018-10-01 16:00 | 0.78304
CCG | FR | 2018-10-01 17:00 | 0.78304
CCG | FR | 2018-10-01 18:00 | 0.78304
CCG | FR | 2018-10-01 19:00 | 0.78304
CCG | FR | 2018-10-01 20:00 | 0.78304
CCG | FR | 2018-10-01 21:00 | 0.78304
CCG | FR | 2018-10-01 22:00 | 0.78304
CCG | FR | 2018-10-01 23:00 | 0.78304
CCG | FR | 2018-10-02 | 0.78304
CCG | FR | 2018-10-02 01:00 | 0.78304
CCG | FR | 2018-10-02 02:00 | 0.78304
CCG | FR | 2018-10-02 03:00 | 0.78304
CCG | FR | 2018-10-02 04:00 | 0.81875
CCG | FR | 2018-10-02 05:00 | 0.81875
CCG | FR | 2018-10-02 06:00 | 0.81875
CCG | FR | 2018-10-02 07:00 | 0.81875
CCG | FR | 2018-10-02 08:00 | 0.81875
CCG | FR | 2018-10-02 09:00 | 0.81875
CCG | FR | 2018-10-02 10:00 | 0.81875
CCG | FR | 2018-10-02 11:00 | 0.81875
CCG | FR | 2018-10-02 12:00 | 0.81875
CCG | FR | 2018-10-02 13:00 | 0.81875
CCG | FR | 2018-10-02 14:00 | 0.81875
CCG | FR | 2018-10-02 15:00 | 0.8532
CCG | FR | 2018-10-02 16:00 | 0.8532
CCG | FR | 2018-10-02 17:00 | 0.8532
CCG | FR | 2018-10-02 18:00 | 0.8532
CCG | FR | 2018-10-02 19:00 | 0.8532
CCG | FR | 2018-10-02 20:00 | 0.8532
CCG | FR | 2018-10-02 21:00 | 0.8532
CCG | FR | 2018-10-02 22:00 | 0.8532
CCG | FR | 2018-10-02 23:00 | 0.8532
CCG | FR | 2018-10-03 | 0.8532
CCG | FR | 2018-10-03 01:00 | 0.8532
CCG | FR | 2018-10-03 02:00 | 0.8532
CCG | FR | 2018-10-03 03:00 | 0.81749
CCG | FR | 2018-10-03 04:00 | 0.8532
CCG | FR | 2018-10-03 05:00 | 0.8532
CCG | FR | 2018-10-03 06:00 | 0.8532
CCG | FR | 2018-10-03 07:00 | 0.8532
CCG | FR | 2018-10-03 08:00 | 0.8532
CCG | FR | 2018-10-03 09:00 | 0.8532
CCG | FR | 2018-10-03 10:00 | 0.8532
CCG | FR | 2018-10-03 11:00 | 0.8532
CCG | FR | 2018-10-03 12:00 | 0.8532
CCG | FR | 2018-10-03 13:00 | 0.87612
CCG | FR | 2018-10-03 14:00 | 0.87612
CCG | FR | 2018-10-03 15:00 | 0.85684
CCG | FR | 2018-10-03 16:00 | 0.85684
CCG | FR | 2018-10-03 17:00 | 0.85684
CCG | FR | 2018-10-03 18:00 | 0.85684
CCG | FR | 2018-10-03 19:00 | 0.85684
CCG | FR | 2018-10-03 20:00 | 0.85684
CCG | FR | 2018-10-03 21:00 | 0.85684
CCG | FR | 2018-10-03 22:00 | 0.85684
CCG | FR | 2018-10-03 23:00 | 0.85684
CCG | FR | 2018-10-04 | 0.85684
CCG | FR | 2018-10-04 01:00 | 0.85684
CCG | FR | 2018-10-04 02:00 | 0.85684
CCG | FR | 2018-10-04 03:00 | 0.85684
CCG | FR | 2018-10-04 04:00 | 0.85684
CCG | FR | 2018-10-04 05:00 | 0.85684
CCG | FR | 2018-10-04 06:00 | 0.85684
CCG | FR | 2018-10-04 07:00 | 0.85684
CCG | FR | 2018-10-04 08:00 | 0.85684
CCG | FR | 2018-10-04 09:00 | 0.85684
CCG | FR | 2018-10-04 10:00 | 0.85684
CCG | FR | 2018-10-04 11:00 | 0.85684
CCG | FR | 2018-10-04 12:00 | 0.85684
CCG | FR | 2018-10-04 13:00 | 0.85684
CCG | FR | 2018-10-04 14:00 | 0.85684
CCG | FR | 2018-10-04 15:00 | 0.87612
CCG | FR | 2018-10-04 16:00 | 0.84291
CCG | FR | 2018-10-04 17:00 | 0.84291
CCG | FR | 2018-10-04 18:00 | 0.8532
CCG | FR | 2018-10-04 19:00 | 0.8532
CCG | FR | 2018-10-04 20:00 | 0.8532
CCG | FR | 2018-10-04 21:00 | 0.8532
CCG | FR | 2018-10-04 22:00 | 0.8532
CCG | FR | 2018-10-04 23:00 | 0.8532
CCG | FR | 2018-10-05 | 0.83036
CCG | FR | 2018-10-05 01:00 | 0.83036
CCG | FR | 2018-10-05 02:00 | 0.83036
CCG | FR | 2018-10-05 03:00 | 0.83036
CCG | FR | 2018-10-05 04:00 | 0.83036
CCG | FR | 2018-10-05 05:00 | 0.83036
CCG | FR | 2018-10-05 06:00 | 0.83036
CCG | FR | 2018-10-05 07:00 | 0.83036
CCG | FR | 2018-10-05 08:00 | 0.83036
CCG | FR | 2018-10-05 09:00 | 0.85327
CCG | FR | 2018-10-05 10:00 | 0.85327
CCG | FR | 2018-10-05 11:00 | 0.85327
CCG | FR | 2018-10-05 12:00 | 0.85327
CCG | FR | 2018-10-05 13:00 | 0.85327
CCG | FR | 2018-10-05 14:00 | 0.85327
CCG | FR | 2018-10-05 15:00 | 0.85327
CCG | FR | 2018-10-05 16:00 | 0.84436
CCG | FR | 2018-10-05 17:00 | 0.86721
CCG | FR | 2018-10-05 18:00 | 0.86721
CCG | FR | 2018-10-05 19:00 | 0.86721
CCG | FR | 2018-10-05 20:00 | 0.86721
CCG | FR | 2018-10-05 21:00 | 0.86721
CCG | FR | 2018-10-05 22:00 | 0.86721
CCG | FR | 2018-10-05 23:00 | 0.86721
CCG | FR | 2018-10-06 | 0.86721
CCG | FR | 2018-10-06 01:00 | 0.86721
CCG | FR | 2018-10-06 02:00 | 0.86721
CCG | FR | 2018-10-06 03:00 | 0.86721
CCG | FR | 2018-10-06 04:00 | 0.87612
CCG | FR | 2018-10-06 05:00 | 0.87612
CCG | FR | 2018-10-06 06:00 | 0.87612
CCG | FR | 2018-10-06 07:00 | 0.87612
CCG | FR | 2018-10-06 08:00 | 0.87612
CCG | FR | 2018-10-06 09:00 | 0.87612
CCG | FR | 2018-10-06 10:00 | 0.87612
CCG | FR | 2018-10-06 11:00 | 0.87612
CCG | FR | 2018-10-06 12:00 | 0.87612
CCG | FR | 2018-10-06 13:00 | 0.87612
CCG | FR | 2018-10-06 14:00 | 0.91282
CCG | FR | 2018-10-06 15:00 | 0.91282
CCG | FR | 2018-10-06 16:00 | 0.91282
CCG | FR | 2018-10-06 17:00 | 0.91282
CCG | FR | 2018-10-06 18:00 | 0.91282
CCG | FR | 2018-10-06 19:00 | 0.91282
CCG | FR | 2018-10-06 20:00 | 0.91282
CCG | FR | 2018-10-06 21:00 | 0.91282
CCG | FR | 2018-10-06 22:00 | 0.91282
CCG | FR | 2018-10-06 23:00 | 0.91282
CCG | FR | 2018-10-07 | 0.91282
CCG | FR | 2018-10-07 01:00 | 0.91282
CCG | FR | 2018-10-07 02:00 | 0.91282
CCG | FR | 2018-10-07 03:00 | 0.91282
CCG | FR | 2018-10-07 04:00 | 0.91282
CCG | FR | 2018-10-07 05:00 | 0.91282
CCG | FR | 2018-10-07 06:00 | 0.91282
CCG | FR | 2018-10-07 07:00 | 0.91282
CCG | FR | 2018-10-07 08:00 | 0.91282
CCG | FR | 2018-10-07 09:00 | 0.91282
CCG | FR | 2018-10-07 10:00 | 0.91282
CCG | FR | 2018-10-07 11:00 | 0.91282
CCG | FR | 2018-10-07 12:00 | 0.91282
CCG | FR | 2018-10-07 13:00 | 0.91282
CCG | FR | 2018-10-07 14:00 | 0.91282
CCG | FR | 2018-10-07 15:00 | 0.91282
CCG | FR | 2018-10-07 16:00 | 0.91282
CCG | FR | 2018-10-07 17:00 | 0.91282
CCG | FR | 2018-10-07 18:00 | 0.87962
CCG | FR | 2018-10-07 19:00 | 0.87962
CCG | FR | 2018-10-07 20:00 | 0.87962
CCG | FR | 2018-10-07 21:00 | 0.87962
CCG | FR | 2018-10-07 22:00 | 0.87962
CCG | FR | 2018-10-07 23:00 | 0.87962
CCG | FR | 2018-10-08 | 0.87916
CCG | FR | 2018-10-08 01:00 | 0.87916
CCG | FR | 2018-10-08 02:00 | 0.87916
CCG | FR | 2018-10-08 03:00 | 0.87916
CCG | FR | 2018-10-08 04:00 | 0.87916
CCG | FR | 2018-10-08 05:00 | 0.8875
CCG | FR | 2018-10-08 06:00 | 0.8875
CCG | FR | 2018-10-08 07:00 | 0.8875
CCG | FR | 2018-10-08 08:00 | 0.8875
CCG | FR | 2018-10-08 09:00 | 0.8875
CCG | FR | 2018-10-08 10:00 | 0.8875
CCG | FR | 2018-10-08 11:00 | 0.8875
CCG | FR | 2018-10-08 12:00 | 0.91236
CCG | FR | 2018-10-08 13:00 | 0.91236
CCG | FR | 2018-10-08 14:00 | 0.91236
CCG | FR | 2018-10-08 15:00 | 0.91236
CCG | FR | 2018-10-08 16:00 | 0.87357
CCG | FR | 2018-10-08 17:00 | 0.87357
CCG | FR | 2018-10-08 18:00 | 0.87357
CCG | FR | 2018-10-08 19:00 | 0.87357
CCG | FR | 2018-10-08 20:00 | 0.87566
CCG | FR | 2018-10-08 21:00 | 0.87566
CCG | FR | 2018-10-08 22:00 | 0.87566
CCG | FR | 2018-10-08 23:00 | 0.87566
CCG | FR | 2018-10-09 | 0.91445
CCG | FR | 2018-10-09 01:00 | 0.91445
CCG | FR | 2018-10-09 02:00 | 0.91445
CCG | FR | 2018-10-09 03:00 | 0.91445
CCG | FR | 2018-10-09 04:00 | 0.91445
CCG | FR | 2018-10-09 05:00 | 0.91445
CCG | FR | 2018-10-09 06:00 | 0.91445
CCG | FR | 2018-10-09 07:00 | 0.91445
CCG | FR | 2018-10-09 08:00 | 0.91445
CCG | FR | 2018-10-09 09:00 | 0.91445
CCG | FR | 2018-10-09 10:00 | 0.91445
CCG | FR | 2018-10-09 11:00 | 0.91445
CCG | FR | 2018-10-09 12:00 | 0.91445
CCG | FR | 2018-10-09 13:00 | 0.91445
CCG | FR | 2018-10-09 14:00 | 0.84554
CCG | FR | 2018-10-09 15:00 | 0.84554
CCG | FR | 2018-10-09 16:00 | 0.84554
CCG | FR | 2018-10-09 17:00 | 0.84554
CCG | FR | 2018-10-09 18:00 | 0.84554
CCG | FR | 2018-10-09 19:00 | 0.84554
CCG | FR | 2018-10-09 20:00 | 0.84554
CCG | FR | 2018-10-09 21:00 | 0.84554
CCG | FR | 2018-10-09 22:00 | 0.86014
CCG | FR | 2018-10-09 23:00 | 0.87109
CCG | FR | 2018-10-10 | 0.91491
CCG | FR | 2018-10-10 01:00 | 0.91491
CCG | FR | 2018-10-10 02:00 | 0.91491
CCG | FR | 2018-10-10 03:00 | 0.91491
CCG | FR | 2018-10-10 04:00 | 0.91491
CCG | FR | 2018-10-10 05:00 | 0.91491
CCG | FR | 2018-10-10 06:00 | 0.91491
CCG | FR | 2018-10-10 07:00 | 0.91491
CCG | FR | 2018-10-10 08:00 | 0.91491
CCG | FR | 2018-10-10 09:00 | 0.91491
CCG | FR | 2018-10-10 10:00 | 0.91491
CCG | FR | 2018-10-10 11:00 | 0.91491
CCG | FR | 2018-10-10 12:00 | 0.91491
CCG | FR | 2018-10-10 13:00 | 0.91491
CCG | FR | 2018-10-10 14:00 | 0.91491
CCG | FR | 2018-10-10 15:00 | 0.91491
CCG | FR | 2018-10-10 16:00 | 0.91491
CCG | FR | 2018-10-10 17:00 | 0.91491
CCG | FR | 2018-10-10 18:00 | 0.91491
CCG | FR | 2018-10-10 19:00 | 0.91491
CCG | FR | 2018-10-10 20:00 | 0.91491
CCG | FR | 2018-10-10 21:00 | 0.91491
CCG | FR | 2018-10-10 22:00 | 0.91491
CCG | FR | 2018-10-10 23:00 | 0.91491
CCG | FR | 2018-10-11 | 0.91491
CCG | FR | 2018-10-11 01:00 | 0.91491
CCG | FR | 2018-10-11 02:00 | 0.91491
CCG | FR | 2018-10-11 03:00 | 0.91491
CCG | FR | 2018-10-11 04:00 | 0.91491
CCG | FR | 2018-10-11 05:00 | 0.91491
CCG | FR | 2018-10-11 06:00 | 0.91491
CCG | FR | 2018-10-11 07:00 | 0.91491
CCG | FR | 2018-10-11 08:00 | 0.91491
CCG | FR | 2018-10-11 09:00 | 0.91491
CCG | FR | 2018-10-11 10:00 | 0.91491
CCG | FR | 2018-10-11 11:00 | 0.91491
CCG | FR | 2018-10-11 12:00 | 0.91491
CCG | FR | 2018-10-11 13:00 | 0.91491
CCG | FR | 2018-10-11 14:00 | 0.91491
CCG | FR | 2018-10-11 15:00 | 0.91491
CCG | FR | 2018-10-11 16:00 | 0.91491
CCG | FR | 2018-10-11 17:00 | 0.91491
CCG | FR | 2018-10-11 18:00 | 0.91491
CCG | FR | 2018-10-11 19:00 | 0.91491
CCG | FR | 2018-10-11 20:00 | 0.91491
CCG | FR | 2018-10-11 21:00 | 0.91491
CCG | FR | 2018-10-11 22:00 | 0.91491
CCG | FR | 2018-10-11 23:00 | 0.91491
CCG | FR | 2018-10-12 | 0.91491
CCG | FR | 2018-10-12 01:00 | 0.91491
CCG | FR | 2018-10-12 02:00 | 0.91491
CCG | FR | 2018-10-12 03:00 | 0.91491
CCG | FR | 2018-10-12 04:00 | 0.91491
CCG | FR | 2018-10-12 05:00 | 0.91491
CCG | FR | 2018-10-12 06:00 | 0.91491
CCG | FR | 2018-10-12 07:00 | 0.88045
CCG | FR | 2018-10-12 08:00 | 0.88624
CCG | FR | 2018-10-12 09:00 | 0.90089
CCG | FR | 2018-10-12 10:00 | 0.91491
CCG | FR | 2018-10-12 11:00 | 0.91491
CCG | FR | 2018-10-12 12:00 | 0.91491
CCG | FR | 2018-10-12 13:00 | 0.91491
CCG | FR | 2018-10-12 14:00 | 0.91491
CCG | FR | 2018-10-12 15:00 | 0.91491
CCG | FR | 2018-10-12 16:00 | 0.89113
CCG | FR | 2018-10-12 17:00 | 0.91491
CCG | FR | 2018-10-12 18:00 | 0.91491
CCG | FR | 2018-10-12 19:00 | 0.91491
CCG | FR | 2018-10-12 20:00 | 0.91491
CCG | FR | 2018-10-12 21:00 | 0.91491
CCG | FR | 2018-10-12 22:00 | 0.91491
CCG | FR | 2018-10-12 23:00 | 0.91491
CCG | FR | 2018-10-13 | 0.91491
CCG | FR | 2018-10-13 01:00 | 0.91491
CCG | FR | 2018-10-13 02:00 | 0.91491
CCG | FR | 2018-10-13 03:00 | 0.91491
CCG | FR | 2018-10-13 04:00 | 0.91491
CCG | FR | 2018-10-13 05:00 | 0.91491
CCG | FR | 2018-10-13 06:00 | 0.91491
CCG | FR | 2018-10-13 07:00 | 0.91491
CCG | FR | 2018-10-13 08:00 | 0.91491
CCG | FR | 2018-10-13 09:00 | 0.91491
CCG | FR | 2018-10-13 10:00 | 0.91491
CCG | FR | 2018-10-13 11:00 | 0.91491
CCG | FR | 2018-10-13 12:00 | 0.91491
CCG | FR | 2018-10-13 13:00 | 0.91491
CCG | FR | 2018-10-13 14:00 | 0.91491
CCG | FR | 2018-10-13 15:00 | 0.91491
CCG | FR | 2018-10-13 16:00 | 0.91491
CCG | FR | 2018-10-13 17:00 | 0.91491
CCG | FR | 2018-10-13 18:00 | 0.91491
CCG | FR | 2018-10-13 19:00 | 0.91491
CCG | FR | 2018-10-13 20:00 | 0.89199
CCG | FR | 2018-10-13 21:00 | 0.89199
CCG | FR | 2018-10-13 22:00 | 0.89199
CCG | FR | 2018-10-13 23:00 | 0.89199
CCG | FR | 2018-10-14 | 0.89199
CCG | FR | 2018-10-14 01:00 | 0.89199
CCG | FR | 2018-10-14 02:00 | 0.89199
CCG | FR | 2018-10-14 03:00 | 0.89199
CCG | FR | 2018-10-14 04:00 | 0.85637
CCG | FR | 2018-10-14 05:00 | 0.85637
CCG | FR | 2018-10-14 06:00 | 0.85637
CCG | FR | 2018-10-14 07:00 | 0.85637
CCG | FR | 2018-10-14 08:00 | 0.87929
CCG | FR | 2018-10-14 09:00 | 0.87929
CCG | FR | 2018-10-14 10:00 | 0.87929
CCG | FR | 2018-10-14 11:00 | 0.91491
CCG | FR | 2018-10-14 12:00 | 0.91491
CCG | FR | 2018-10-14 13:00 | 0.91491
CCG | FR | 2018-10-14 14:00 | 0.91491
CCG | FR | 2018-10-14 15:00 | 0.91491
CCG | FR | 2018-10-14 16:00 | 0.91491
CCG | FR | 2018-10-14 17:00 | 0.91491
CCG | FR | 2018-10-14 18:00 | 0.91491
CCG | FR | 2018-10-14 19:00 | 0.91491
CCG | FR | 2018-10-14 20:00 | 0.91491
CCG | FR | 2018-10-14 21:00 | 0.91491
CCG | FR | 2018-10-14 22:00 | 0.91491
CCG | FR | 2018-10-14 23:00 | 0.91491
CCG | FR | 2018-10-15 | 0.91491
CCG | FR | 2018-10-15 01:00 | 0.91491
CCG | FR | 2018-10-15 02:00 | 0.91491
CCG | FR | 2018-10-15 03:00 | 0.91491
CCG | FR | 2018-10-15 04:00 | 0.91491
CCG | FR | 2018-10-15 05:00 | 0.91491
CCG | FR | 2018-10-15 06:00 | 0.91491
CCG | FR | 2018-10-15 07:00 | 0.91491
CCG | FR | 2018-10-15 08:00 | 0.91491
CCG | FR | 2018-10-15 09:00 | 0.91491
CCG | FR | 2018-10-15 10:00 | 0.91491
CCG | FR | 2018-10-15 11:00 | 0.91491
CCG | FR | 2018-10-15 12:00 | 0.91491
CCG | FR | 2018-10-15 13:00 | 0.91491
CCG | FR | 2018-10-15 14:00 | 0.91491
CCG | FR | 2018-10-15 15:00 | 0.91491
CCG | FR | 2018-10-15 16:00 | 0.91491
CCG | FR | 2018-10-15 17:00 | 0.91491
CCG | FR | 2018-10-15 18:00 | 0.91491
CCG | FR | 2018-10-15 19:00 | 0.91491
CCG | FR | 2018-10-15 20:00 | 0.91491
CCG | FR | 2018-10-15 21:00 | 0.91491
CCG | FR | 2018-10-15 22:00 | 0.91491
CCG | FR | 2018-10-15 23:00 | 0.91491
CCG | FR | 2018-10-16 | 0.91491
CCG | FR | 2018-10-16 01:00 | 0.91491
CCG | FR | 2018-10-16 02:00 | 0.91491
CCG | FR | 2018-10-16 03:00 | 0.91491
CCG | FR | 2018-10-16 04:00 | 0.91491
CCG | FR | 2018-10-16 05:00 | 0.91491
CCG | FR | 2018-10-16 06:00 | 0.91491
CCG | FR | 2018-10-16 07:00 | 0.91491
CCG | FR | 2018-10-16 08:00 | 0.91491
CCG | FR | 2018-10-16 09:00 | 0.91491
CCG | FR | 2018-10-16 10:00 | 0.91491
CCG | FR | 2018-10-16 11:00 | 0.91491
CCG | FR | 2018-10-16 12:00 | 0.91491
CCG | FR | 2018-10-16 13:00 | 0.91491
CCG | FR | 2018-10-16 14:00 | 0.91491
CCG | FR | 2018-10-16 15:00 | 0.89207
CCG | FR | 2018-10-16 16:00 | 0.89207
CCG | FR | 2018-10-16 17:00 | 0.89207
CCG | FR | 2018-10-16 18:00 | 0.89207
CCG | FR | 2018-10-16 19:00 | 0.89207
CCG | FR | 2018-10-16 20:00 | 0.91491
CCG | FR | 2018-10-16 21:00 | 0.91491
CCG | FR | 2018-10-16 22:00 | 0.91491
CCG | FR | 2018-10-16 23:00 | 0.91491
CCG | FR | 2018-10-17 | 0.91491
CCG | FR | 2018-10-17 01:00 | 0.91491
CCG | FR | 2018-10-17 02:00 | 0.91491
CCG | FR | 2018-10-17 03:00 | 0.91491
CCG | FR | 2018-10-17 04:00 | 0.91491
CCG | FR | 2018-10-17 05:00 | 0.91491
CCG | FR | 2018-10-17 06:00 | 0.91491
CCG | FR | 2018-10-17 07:00 | 0.91491
CCG | FR | 2018-10-17 08:00 | 0.91491
CCG | FR | 2018-10-17 09:00 | 0.91491
CCG | FR | 2018-10-17 10:00 | 0.91491
CCG | FR | 2018-10-17 11:00 | 0.91491
CCG | FR | 2018-10-17 12:00 | 0.91491
CCG | FR | 2018-10-17 13:00 | 0.91491
CCG | FR | 2018-10-17 14:00 | 0.91491
CCG | FR | 2018-10-17 15:00 | 0.91491
CCG | FR | 2018-10-17 16:00 | 0.91491
CCG | FR | 2018-10-17 17:00 | 0.91491
CCG | FR | 2018-10-17 18:00 | 0.91491
CCG | FR | 2018-10-17 19:00 | 0.91491
CCG | FR | 2018-10-17 20:00 | 0.91491
CCG | FR | 2018-10-17 21:00 | 0.91491
CCG | FR | 2018-10-17 22:00 | 0.91491
CCG | FR | 2018-10-17 23:00 | 0.91491
CCG | FR | 2018-10-18 | 0.91491
CCG | FR | 2018-10-18 01:00 | 0.91491
CCG | FR | 2018-10-18 02:00 | 0.91491
CCG | FR | 2018-10-18 03:00 | 0.91491
CCG | FR | 2018-10-18 04:00 | 0.91491
CCG | FR | 2018-10-18 05:00 | 0.91491
CCG | FR | 2018-10-18 06:00 | 0.91491
CCG | FR | 2018-10-18 07:00 | 0.91491
CCG | FR | 2018-10-18 08:00 | 0.91491
CCG | FR | 2018-10-18 09:00 | 0.91491
CCG | FR | 2018-10-18 10:00 | 0.91491
CCG | FR | 2018-10-18 11:00 | 0.91491
CCG | FR | 2018-10-18 12:00 | 0.91491
CCG | FR | 2018-10-18 13:00 | 0.91491
CCG | FR | 2018-10-18 14:00 | 0.91491
CCG | FR | 2018-10-18 15:00 | 0.91491
CCG | FR | 2018-10-18 16:00 | 0.91491
CCG | FR | 2018-10-18 17:00 | 0.91491
CCG | FR | 2018-10-18 18:00 | 0.91491
CCG | FR | 2018-10-18 19:00 | 0.91491
CCG | FR | 2018-10-18 20:00 | 0.91491
CCG | FR | 2018-10-18 21:00 | 0.91491
CCG | FR | 2018-10-18 22:00 | 0.91491
CCG | FR | 2018-10-18 23:00 | 0.91491
CCG | FR | 2018-10-19 | 0.91491
CCG | FR | 2018-10-19 01:00 | 0.91491
CCG | FR | 2018-10-19 02:00 | 0.91491
CCG | FR | 2018-10-19 03:00 | 0.91491
CCG | FR | 2018-10-19 04:00 | 0.91491
CCG | FR | 2018-10-19 05:00 | 0.87945
CCG | FR | 2018-10-19 06:00 | 0.87945
CCG | FR | 2018-10-19 07:00 | 0.87945
CCG | FR | 2018-10-19 08:00 | 0.87945
CCG | FR | 2018-10-19 09:00 | 0.91491
CCG | FR | 2018-10-19 10:00 | 0.91491
CCG | FR | 2018-10-19 11:00 | 0.91491
CCG | FR | 2018-10-19 12:00 | 0.91491
CCG | FR | 2018-10-19 13:00 | 0.91491
CCG | FR | 2018-10-19 14:00 | 0.91491
CCG | FR | 2018-10-19 15:00 | 0.91491
CCG | FR | 2018-10-19 16:00 | 0.91491
CCG | FR | 2018-10-19 17:00 | 0.91491
CCG | FR | 2018-10-19 18:00 | 0.91491
CCG | FR | 2018-10-19 19:00 | 0.91491
CCG | FR | 2018-10-19 20:00 | 0.91491
CCG | FR | 2018-10-19 21:00 | 0.91491
CCG | FR | 2018-10-19 22:00 | 0.91491
CCG | FR | 2018-10-19 23:00 | 0.91491
CCG | FR | 2018-10-20 | 0.91491
CCG | FR | 2018-10-20 01:00 | 0.91491
CCG | FR | 2018-10-20 02:00 | 0.91491
CCG | FR | 2018-10-20 03:00 | 0.91491
CCG | FR | 2018-10-20 04:00 | 0.91491
CCG | FR | 2018-10-20 05:00 | 0.91491
CCG | FR | 2018-10-20 06:00 | 0.91491
CCG | FR | 2018-10-20 07:00 | 0.91491
CCG | FR | 2018-10-20 08:00 | 0.91491
CCG | FR | 2018-10-20 09:00 | 0.91491
CCG | FR | 2018-10-20 10:00 | 0.91491
CCG | FR | 2018-10-20 11:00 | 0.91491
CCG | FR | 2018-10-20 12:00 | 0.91491
CCG | FR | 2018-10-20 13:00 | 0.91491
CCG | FR | 2018-10-20 14:00 | 0.91491
CCG | FR | 2018-10-20 15:00 | 0.91491
CCG | FR | 2018-10-20 16:00 | 0.91491
CCG | FR | 2018-10-20 17:00 | 0.91491
CCG | FR | 2018-10-20 18:00 | 0.91491
CCG | FR | 2018-10-20 19:00 | 0.91491
CCG | FR | 2018-10-20 20:00 | 0.91491
CCG | FR | 2018-10-20 21:00 | 0.91491
CCG | FR | 2018-10-20 22:00 | 0.91491
CCG | FR | 2018-10-20 23:00 | 0.91491
CCG | FR | 2018-10-21 | 0.91491
CCG | FR | 2018-10-21 01:00 | 0.91491
CCG | FR | 2018-10-21 02:00 | 0.91491
CCG | FR | 2018-10-21 03:00 | 0.91491
CCG | FR | 2018-10-21 04:00 | 0.91491
CCG | FR | 2018-10-21 05:00 | 0.91491
CCG | FR | 2018-10-21 06:00 | 0.91491
CCG | FR | 2018-10-21 07:00 | 0.91491
CCG | FR | 2018-10-21 08:00 | 0.91491
CCG | FR | 2018-10-21 09:00 | 0.91491
CCG | FR | 2018-10-21 10:00 | 0.91491
CCG | FR | 2018-10-21 11:00 | 0.91491
CCG | FR | 2018-10-21 12:00 | 0.91491
CCG | FR | 2018-10-21 13:00 | 0.91491
CCG | FR | 2018-10-21 14:00 | 0.91491
CCG | FR | 2018-10-21 15:00 | 0.91491
CCG | FR | 2018-10-21 16:00 | 0.89797
CCG | FR | 2018-10-21 17:00 | 0.89797
CCG | FR | 2018-10-21 18:00 | 0.89797
CCG | FR | 2018-10-21 19:00 | 0.89797
CCG | FR | 2018-10-21 20:00 | 0.89797
CCG | FR | 2018-10-21 21:00 | 0.89797
CCG | FR | 2018-10-21 22:00 | 0.89797
CCG | FR | 2018-10-21 23:00 | 0.89797
CCG | FR | 2018-10-22 | 0.89797
CCG | FR | 2018-10-22 01:00 | 0.89797
CCG | FR | 2018-10-22 02:00 | 0.89797
CCG | FR | 2018-10-22 03:00 | 0.89797
CCG | FR | 2018-10-22 04:00 | 0.89797
CCG | FR | 2018-10-22 05:00 | 0.89797
CCG | FR | 2018-10-22 06:00 | 0.87506
CCG | FR | 2018-10-22 07:00 | 0.87506
CCG | FR | 2018-10-22 08:00 | 0.89797
CCG | FR | 2018-10-22 09:00 | 0.89797
CCG | FR | 2018-10-22 10:00 | 0.89797
CCG | FR | 2018-10-22 11:00 | 0.89797
CCG | FR | 2018-10-22 12:00 | 0.91491
CCG | FR | 2018-10-22 13:00 | 0.91491
CCG | FR | 2018-10-22 14:00 | 0.91491
CCG | FR | 2018-10-22 15:00 | 0.91491
CCG | FR | 2018-10-22 16:00 | 0.91491
CCG | FR | 2018-10-22 17:00 | 0.91491
CCG | FR | 2018-10-22 18:00 | 0.91491
CCG | FR | 2018-10-22 19:00 | 0.91491
CCG | FR | 2018-10-22 20:00 | 0.91491
CCG | FR | 2018-10-22 21:00 | 0.91491
CCG | FR | 2018-10-22 22:00 | 0.91491
CCG | FR | 2018-10-22 23:00 | 0.91491
CCG | FR | 2018-10-23 | 0.91491
CCG | FR | 2018-10-23 01:00 | 0.91491
CCG | FR | 2018-10-23 02:00 | 0.91491
CCG | FR | 2018-10-23 03:00 | 0.91491
CCG | FR | 2018-10-23 04:00 | 0.91491
CCG | FR | 2018-10-23 05:00 | 0.91491
CCG | FR | 2018-10-23 06:00 | 0.91491
CCG | FR | 2018-10-23 07:00 | 0.88316
CCG | FR | 2018-10-23 08:00 | 0.88316
CCG | FR | 2018-10-23 09:00 | 0.88316
CCG | FR | 2018-10-23 10:00 | 0.88316
CCG | FR | 2018-10-23 11:00 | 0.88316
CCG | FR | 2018-10-23 12:00 | 0.88316
CCG | FR | 2018-10-23 13:00 | 0.88316
CCG | FR | 2018-10-23 14:00 | 0.88673
CCG | FR | 2018-10-23 15:00 | 0.88673
CCG | FR | 2018-10-23 16:00 | 0.89564
CCG | FR | 2018-10-23 17:00 | 0.89564
CCG | FR | 2018-10-23 18:00 | 0.89564
CCG | FR | 2018-10-23 19:00 | 0.91491
CCG | FR | 2018-10-23 20:00 | 0.91491
CCG | FR | 2018-10-23 21:00 | 0.91491
CCG | FR | 2018-10-23 22:00 | 0.91491
CCG | FR | 2018-10-23 23:00 | 0.91491
CCG | FR | 2018-10-24 | 0.87612
CCG | FR | 2018-10-24 01:00 | 0.87612
CCG | FR | 2018-10-24 02:00 | 0.87612
CCG | FR | 2018-10-24 03:00 | 0.87612
CCG | FR | 2018-10-24 04:00 | 0.87612
CCG | FR | 2018-10-24 05:00 | 0.87612
CCG | FR | 2018-10-24 06:00 | 0.87612
CCG | FR | 2018-10-24 07:00 | 0.87612
CCG | FR | 2018-10-24 08:00 | 0.87612
CCG | FR | 2018-10-24 09:00 | 0.87612
CCG | FR | 2018-10-24 10:00 | 0.87612
CCG | FR | 2018-10-24 11:00 | 0.87612
CCG | FR | 2018-10-24 12:00 | 0.87612
CCG | FR | 2018-10-24 13:00 | 0.85684
CCG | FR | 2018-10-24 14:00 | 0.85684
CCG | FR | 2018-10-24 15:00 | 0.85684
CCG | FR | 2018-10-24 16:00 | 0.85684
CCG | FR | 2018-10-24 17:00 | 0.85684
CCG | FR | 2018-10-24 18:00 | 0.89564
CCG | FR | 2018-10-24 19:00 | 0.89564
CCG | FR | 2018-10-24 20:00 | 0.89564
CCG | FR | 2018-10-24 21:00 | 0.89564
CCG | FR | 2018-10-24 22:00 | 0.89564
CCG | FR | 2018-10-24 23:00 | 0.89564
CCG | FR | 2018-10-25 | 0.89564
CCG | FR | 2018-10-25 01:00 | 0.89564
CCG | FR | 2018-10-25 02:00 | 0.89564
CCG | FR | 2018-10-25 03:00 | 0.89564
CCG | FR | 2018-10-25 04:00 | 0.89564
CCG | FR | 2018-10-25 05:00 | 0.94444
CCG | FR | 2018-10-25 06:00 | 0.94444
CCG | FR | 2018-10-25 07:00 | 0.86018
CCG | FR | 2018-10-25 08:00 | 0.90715
CCG | FR | 2018-10-25 09:00 | 0.86018
CCG | FR | 2018-10-25 10:00 | 0.86018
CCG | FR | 2018-10-25 11:00 | 0.86018
CCG | FR | 2018-10-25 12:00 | 0.86018
CCG | FR | 2018-10-25 13:00 | 0.90732
CCG | FR | 2018-10-25 14:00 | 0.85851
CCG | FR | 2018-10-25 15:00 | 0.85851
CCG | FR | 2018-10-25 16:00 | 0.90732
CCG | FR | 2018-10-25 17:00 | 0.8752
CCG | FR | 2018-10-25 18:00 | 0.8752
CCG | FR | 2018-10-25 19:00 | 0.90732
CCG | FR | 2018-10-25 20:00 | 0.90732
CCG | FR | 2018-10-25 21:00 | 0.90732
CCG | FR | 2018-10-25 22:00 | 0.90732
CCG | FR | 2018-10-25 23:00 | 0.90898
CCG | FR | 2018-10-26 | 0.94444
CCG | FR | 2018-10-26 01:00 | 0.94444
CCG | FR | 2018-10-26 02:00 | 0.94444
CCG | FR | 2018-10-26 03:00 | 0.94444
CCG | FR | 2018-10-26 04:00 | 0.94444
CCG | FR | 2018-10-26 05:00 | 0.94444
CCG | FR | 2018-10-26 06:00 | 0.94444
CCG | FR | 2018-10-26 07:00 | 0.94444
CCG | FR | 2018-10-26 08:00 | 0.94444
CCG | FR | 2018-10-26 09:00 | 0.94444
CCG | FR | 2018-10-26 10:00 | 0.94444
CCG | FR | 2018-10-26 11:00 | 0.94444
CCG | FR | 2018-10-26 12:00 | 0.94444
CCG | FR | 2018-10-26 13:00 | 0.94444
CCG | FR | 2018-10-26 14:00 | 0.94444
CCG | FR | 2018-10-26 15:00 | 0.94444
CCG | FR | 2018-10-26 16:00 | 0.94444
CCG | FR | 2018-10-26 17:00 | 0.94444
CCG | FR | 2018-10-26 18:00 | 0.94444
CCG | FR | 2018-10-26 19:00 | 0.94444
CCG | FR | 2018-10-26 20:00 | 0.94444
CCG | FR | 2018-10-26 21:00 | 0.94444
CCG | FR | 2018-10-26 22:00 | 0.94444
CCG | FR | 2018-10-26 23:00 | 0.94444
CCG | FR | 2018-10-27 | 0.94444
CCG | FR | 2018-10-27 01:00 | 0.94444
CCG | FR | 2018-10-27 02:00 | 0.94444
CCG | FR | 2018-10-27 03:00 | 0.94444
CCG | FR | 2018-10-27 04:00 | 0.94444
CCG | FR | 2018-10-27 05:00 | 0.94444
CCG | FR | 2018-10-27 06:00 | 0.94444
CCG | FR | 2018-10-27 07:00 | 0.94444
CCG | FR | 2018-10-27 08:00 | 0.94444
CCG | FR | 2018-10-27 09:00 | 0.94444
CCG | FR | 2018-10-27 10:00 | 0.94444
CCG | FR | 2018-10-27 11:00 | 0.94444
CCG | FR | 2018-10-27 12:00 | 0.94444
CCG | FR | 2018-10-27 13:00 | 0.94444
CCG | FR | 2018-10-27 14:00 | 0.94444
CCG | FR | 2018-10-27 15:00 | 0.94444
CCG | FR | 2018-10-27 16:00 | 0.94444
CCG | FR | 2018-10-27 17:00 | 0.94444
CCG | FR | 2018-10-27 18:00 | 0.94444
CCG | FR | 2018-10-27 19:00 | 0.94444
CCG | FR | 2018-10-27 20:00 | 0.94444
CCG | FR | 2018-10-27 21:00 | 0.94444
CCG | FR | 2018-10-27 22:00 | 0.94444
CCG | FR | 2018-10-27 23:00 | 0.94444
CCG | FR | 2018-10-28 | 0.94444
CCG | FR | 2018-10-28 01:00 | 0.90999
CCG | FR | 2018-10-28 02:00 | 0.90999
CCG | FR | 2018-10-28 03:00 | 0.90999
CCG | FR | 2018-10-28 04:00 | 0.90999
CCG | FR | 2018-10-28 05:00 | 0.90999
CCG | FR | 2018-10-28 06:00 | 0.90999
CCG | FR | 2018-10-28 07:00 | 0.90999
CCG | FR | 2018-10-28 08:00 | 0.90999
CCG | FR | 2018-10-28 09:00 | 0.94444
CCG | FR | 2018-10-28 10:00 | 0.94444
CCG | FR | 2018-10-28 11:00 | 0.94444
CCG | FR | 2018-10-28 12:00 | 0.94444
CCG | FR | 2018-10-28 13:00 | 0.94444
CCG | FR | 2018-10-28 14:00 | 0.94444
CCG | FR | 2018-10-28 15:00 | 0.94444
CCG | FR | 2018-10-28 16:00 | 0.91007
CCG | FR | 2018-10-28 17:00 | 0.91007
CCG | FR | 2018-10-28 18:00 | 0.94444
CCG | FR | 2018-10-28 19:00 | 0.94444
CCG | FR | 2018-10-28 20:00 | 0.94444
CCG | FR | 2018-10-28 21:00 | 0.94444
CCG | FR | 2018-10-28 22:00 | 0.94444
CCG | FR | 2018-10-28 23:00 | 0.94444
CCG | FR | 2018-10-29 | 0.94444
CCG | FR | 2018-10-29 01:00 | 0.94444
CCG | FR | 2018-10-29 02:00 | 0.94444
CCG | FR | 2018-10-29 03:00 | 0.94444
CCG | FR | 2018-10-29 04:00 | 0.94444
CCG | FR | 2018-10-29 05:00 | 0.94444
CCG | FR | 2018-10-29 06:00 | 0.94444
CCG | FR | 2018-10-29 07:00 | 0.92517
CCG | FR | 2018-10-29 08:00 | 0.92517
CCG | FR | 2018-10-29 09:00 | 0.94444
CCG | FR | 2018-10-29 10:00 | 0.94444
CCG | FR | 2018-10-29 11:00 | 0.94444
CCG | FR | 2018-10-29 12:00 | 0.94444
CCG | FR | 2018-10-29 13:00 | 0.94444
CCG | FR | 2018-10-29 14:00 | 0.94444
CCG | FR | 2018-10-29 15:00 | 0.94444
CCG | FR | 2018-10-29 16:00 | 0.94444
CCG | FR | 2018-10-29 17:00 | 0.94444
CCG | FR | 2018-10-29 18:00 | 0.81063
CCG | FR | 2018-10-29 19:00 | 0.81063
CCG | FR | 2018-10-29 20:00 | 0.81063
CCG | FR | 2018-10-29 21:00 | 0.81063
CCG | FR | 2018-10-29 22:00 | 0.81063
CCG | FR | 2018-10-29 23:00 | 0.81063
CCG | FR | 2018-10-30 | 0.84408
CCG | FR | 2018-10-30 01:00 | 0.87753
CCG | FR | 2018-10-30 02:00 | 0.87753
CCG | FR | 2018-10-30 03:00 | 0.87753
CCG | FR | 2018-10-30 04:00 | 0.87753
CCG | FR | 2018-10-30 05:00 | 0.87753
CCG | FR | 2018-10-30 06:00 | 0.87753
CCG | FR | 2018-10-30 07:00 | 0.87753
CCG | FR | 2018-10-30 08:00 | 0.87753
CCG | FR | 2018-10-30 09:00 | 0.87753
CCG | FR | 2018-10-30 10:00 | 0.87753
CCG | FR | 2018-10-30 11:00 | 0.87753
CCG | FR | 2018-10-30 12:00 | 0.87753
CCG | FR | 2018-10-30 13:00 | 0.87753
CCG | FR | 2018-10-30 14:00 | 0.87753
CCG | FR | 2018-10-30 15:00 | 0.87753
CCG | FR | 2018-10-30 16:00 | 0.87753
CCG | FR | 2018-10-30 17:00 | 0.87753
CCG | FR | 2018-10-30 18:00 | 0.87753
CCG | FR | 2018-10-30 19:00 | 0.87753
CCG | FR | 2018-10-30 20:00 | 0.87753
CCG | FR | 2018-10-30 21:00 | 0.87753
CCG | FR | 2018-10-30 22:00 | 0.87753
CCG | FR | 2018-10-30 23:00 | 0.87753
CCG | FR | 2018-10-31 | 0.87753
CCG | FR | 2018-10-31 01:00 | 0.87753
CCG | FR | 2018-10-31 02:00 | 0.87753
CCG | FR | 2018-10-31 03:00 | 0.87753
CCG | FR | 2018-10-31 04:00 | 0.87753
CCG | FR | 2018-10-31 05:00 | 0.87753
CCG | FR | 2018-10-31 06:00 | 0.87753
CCG | FR | 2018-10-31 07:00 | 0.87753
CCG | FR | 2018-10-31 08:00 | 0.8606
CCG | FR | 2018-10-31 09:00 | 0.8606
CCG | FR | 2018-10-31 10:00 | 0.8606
CCG | FR | 2018-10-31 11:00 | 0.8606
CCG | FR | 2018-10-31 12:00 | 0.87753
CCG | FR | 2018-10-31 13:00 | 0.87753
CCG | FR | 2018-10-31 14:00 | 0.87753
CCG | FR | 2018-10-31 15:00 | 0.87753
CCG | FR | 2018-10-31 16:00 | 0.87753
CCG | FR | 2018-10-31 17:00 | 0.87753
CCG | FR | 2018-10-31 18:00 | 0.8968
CCG | FR | 2018-10-31 19:00 | 0.8968
CCG | FR | 2018-10-31 20:00 | 0.8968
CCG | FR | 2018-10-31 21:00 | 0.8968
CCG | FR | 2018-10-31 22:00 | 0.8968
CCG | FR | 2018-10-31 23:00 | 0.8968
CCG | FR | 2018-11-01 | 0.87753
CCG | FR | 2018-11-01 01:00 | 0.87753
CCG | FR | 2018-11-01 02:00 | 0.87753
CCG | FR | 2018-11-01 03:00 | 0.87753
CCG | FR | 2018-11-01 04:00 | 0.87753
CCG | FR | 2018-11-01 05:00 | 0.87753
CCG | FR | 2018-11-01 06:00 | 0.87753
CCG | FR | 2018-11-01 07:00 | 0.87753
CCG | FR | 2018-11-01 08:00 | 0.87753
CCG | FR | 2018-11-01 09:00 | 0.86992
CCG | FR | 2018-11-01 10:00 | 0.86992
CCG | FR | 2018-11-01 11:00 | 0.86992
CCG | FR | 2018-11-01 12:00 | 0.86992
CCG | FR | 2018-11-01 13:00 | 0.86992
CCG | FR | 2018-11-01 14:00 | 0.86992
CCG | FR | 2018-11-01 15:00 | 0.86992
CCG | FR | 2018-11-01 16:00 | 0.86992
CCG | FR | 2018-11-01 17:00 | 0.86992
CCG | FR | 2018-11-01 18:00 | 0.90338
CCG | FR | 2018-11-01 19:00 | 0.90338
CCG | FR | 2018-11-01 20:00 | 0.90338
CCG | FR | 2018-11-01 21:00 | 0.90338
CCG | FR | 2018-11-01 22:00 | 0.90338
CCG | FR | 2018-11-01 23:00 | 0.89172
CCG | FR | 2018-11-02 | 0.89172
CCG | FR | 2018-11-02 01:00 | 0.89172
CCG | FR | 2018-11-02 02:00 | 0.89172
CCG | FR | 2018-11-02 03:00 | 0.89172
CCG | FR | 2018-11-02 04:00 | 0.89172
CCG | FR | 2018-11-02 05:00 | 0.89172
CCG | FR | 2018-11-02 06:00 | 0.89172
CCG | FR | 2018-11-02 07:00 | 0.89172
CCG | FR | 2018-11-02 08:00 | 0.89172
CCG | FR | 2018-11-02 09:00 | 0.89172
CCG | FR | 2018-11-02 10:00 | 0.89172
CCG | FR | 2018-11-02 11:00 | 0.89172
CCG | FR | 2018-11-02 12:00 | 0.89172
CCG | FR | 2018-11-02 13:00 | 0.89172
CCG | FR | 2018-11-02 14:00 | 0.89172
CCG | FR | 2018-11-02 15:00 | 0.89172
CCG | FR | 2018-11-02 16:00 | 0.89172
CCG | FR | 2018-11-02 17:00 | 0.89172
CCG | FR | 2018-11-02 18:00 | 0.89172
CCG | FR | 2018-11-02 19:00 | 0.89172
CCG | FR | 2018-11-02 20:00 | 0.89172
CCG | FR | 2018-11-02 21:00 | 0.89172
CCG | FR | 2018-11-02 22:00 | 0.86459
CCG | FR | 2018-11-02 23:00 | 0.86459
CCG | FR | 2018-11-03 | 0.92492
CCG | FR | 2018-11-03 01:00 | 0.92492
CCG | FR | 2018-11-03 02:00 | 0.92492
CCG | FR | 2018-11-03 03:00 | 0.92492
CCG | FR | 2018-11-03 04:00 | 0.92492
CCG | FR | 2018-11-03 05:00 | 0.92492
CCG | FR | 2018-11-03 06:00 | 0.92492
CCG | FR | 2018-11-03 07:00 | 0.92492
CCG | FR | 2018-11-03 08:00 | 0.92492
CCG | FR | 2018-11-03 09:00 | 0.92492
CCG | FR | 2018-11-03 10:00 | 0.92492
CCG | FR | 2018-11-03 11:00 | 0.92492
CCG | FR | 2018-11-03 12:00 | 0.92492
CCG | FR | 2018-11-03 13:00 | 0.92492
CCG | FR | 2018-11-03 14:00 | 0.92492
CCG | FR | 2018-11-03 15:00 | 0.92492
CCG | FR | 2018-11-03 16:00 | 0.92492
CCG | FR | 2018-11-03 17:00 | 0.92492
CCG | FR | 2018-11-03 18:00 | 0.92492
CCG | FR | 2018-11-03 19:00 | 0.92492
CCG | FR | 2018-11-03 20:00 | 0.92492
CCG | FR | 2018-11-03 21:00 | 0.92492
CCG | FR | 2018-11-03 22:00 | 0.92492
CCG | FR | 2018-11-03 23:00 | 0.92492
CCG | FR | 2018-11-04 | 0.92492
CCG | FR | 2018-11-04 01:00 | 0.92492
CCG | FR | 2018-11-04 02:00 | 0.92492
CCG | FR | 2018-11-04 03:00 | 0.92492
CCG | FR | 2018-11-04 04:00 | 0.92492
CCG | FR | 2018-11-04 05:00 | 0.92492
CCG | FR | 2018-11-04 06:00 | 0.92492
CCG | FR | 2018-11-04 07:00 | 0.92492
CCG | FR | 2018-11-04 08:00 | 0.96371
CCG | FR | 2018-11-04 09:00 | 0.96371
CCG | FR | 2018-11-04 10:00 | 0.96371
CCG | FR | 2018-11-04 11:00 | 0.96371
CCG | FR | 2018-11-04 12:00 | 0.96371
CCG | FR | 2018-11-04 13:00 | 0.96371
CCG | FR | 2018-11-04 14:00 | 0.96371
CCG | FR | 2018-11-04 15:00 | 0.96371
CCG | FR | 2018-11-04 16:00 | 0.96371
CCG | FR | 2018-11-04 17:00 | 0.96371
CCG | FR | 2018-11-04 18:00 | 0.96371
CCG | FR | 2018-11-04 19:00 | 0.96371
CCG | FR | 2018-11-04 20:00 | 0.96371
CCG | FR | 2018-11-04 21:00 | 0.96371
CCG | FR | 2018-11-04 22:00 | 0.96371
CCG | FR | 2018-11-04 23:00 | 0.96371
CCG | FR | 2018-11-05 | 0.96371
CCG | FR | 2018-11-05 01:00 | 0.96371
CCG | FR | 2018-11-05 02:00 | 0.96371
CCG | FR | 2018-11-05 03:00 | 0.96371
CCG | FR | 2018-11-05 04:00 | 0.96371
CCG | FR | 2018-11-05 05:00 | 0.96371
CCG | FR | 2018-11-05 06:00 | 0.96371
CCG | FR | 2018-11-05 07:00 | 0.96371
CCG | FR | 2018-11-05 08:00 | 0.96371
CCG | FR | 2018-11-05 09:00 | 0.96371
CCG | FR | 2018-11-05 10:00 | 0.96371
CCG | FR | 2018-11-05 11:00 | 0.93026
CCG | FR | 2018-11-05 12:00 | 0.93026
CCG | FR | 2018-11-05 13:00 | 0.93026
CCG | FR | 2018-11-05 14:00 | 0.93026
CCG | FR | 2018-11-05 15:00 | 0.93026
CCG | FR | 2018-11-05 16:00 | 0.93026
CCG | FR | 2018-11-05 17:00 | 0.93026
CCG | FR | 2018-11-05 18:00 | 0.93026
CCG | FR | 2018-11-05 19:00 | 0.93026
CCG | FR | 2018-11-05 20:00 | 0.93026
CCG | FR | 2018-11-05 21:00 | 0.93026
CCG | FR | 2018-11-05 22:00 | 0.93026
CCG | FR | 2018-11-05 23:00 | 0.93026
CCG | FR | 2018-11-06 | 0.93026
CCG | FR | 2018-11-06 01:00 | 0.93026
CCG | FR | 2018-11-06 02:00 | 0.93026
CCG | FR | 2018-11-06 03:00 | 0.93026
CCG | FR | 2018-11-06 04:00 | 0.93026
CCG | FR | 2018-11-06 05:00 | 0.93026
CCG | FR | 2018-11-06 06:00 | 0.93026
CCG | FR | 2018-11-06 07:00 | 0.93026
CCG | FR | 2018-11-06 08:00 | 0.93026
CCG | FR | 2018-11-06 09:00 | 0.93026
CCG | FR | 2018-11-06 10:00 | 0.93026
CCG | FR | 2018-11-06 11:00 | 0.93026
CCG | FR | 2018-11-06 12:00 | 0.93026
CCG | FR | 2018-11-06 13:00 | 0.93026
CCG | FR | 2018-11-06 14:00 | 0.93026
CCG | FR | 2018-11-06 15:00 | 0.93026
CCG | FR | 2018-11-06 16:00 | 0.93026
CCG | FR | 2018-11-06 17:00 | 0.93026
CCG | FR | 2018-11-06 18:00 | 0.93026
CCG | FR | 2018-11-06 19:00 | 0.93026
CCG | FR | 2018-11-06 20:00 | 0.93026
CCG | FR | 2018-11-06 21:00 | 0.93026
CCG | FR | 2018-11-06 22:00 | 0.93026
CCG | FR | 2018-11-06 23:00 | 0.93026
CCG | FR | 2018-11-07 | 0.93026
CCG | FR | 2018-11-07 01:00 | 0.93026
CCG | FR | 2018-11-07 02:00 | 0.93026
CCG | FR | 2018-11-07 03:00 | 0.93026
CCG | FR | 2018-11-07 04:00 | 0.93026
CCG | FR | 2018-11-07 05:00 | 0.93026
CCG | FR | 2018-11-07 06:00 | 0.93026
CCG | FR | 2018-11-07 07:00 | 0.93026
CCG | FR | 2018-11-07 08:00 | 0.93026
CCG | FR | 2018-11-07 09:00 | 0.93026
CCG | FR | 2018-11-07 10:00 | 0.93026
CCG | FR | 2018-11-07 11:00 | 0.93026
CCG | FR | 2018-11-07 12:00 | 0.93026
CCG | FR | 2018-11-07 13:00 | 0.93026
CCG | FR | 2018-11-07 14:00 | 0.93026
CCG | FR | 2018-11-07 15:00 | 0.93026
CCG | FR | 2018-11-07 16:00 | 0.93026
CCG | FR | 2018-11-07 17:00 | 0.93026
CCG | FR | 2018-11-07 18:00 | 0.93026
CCG | FR | 2018-11-07 19:00 | 0.93026
CCG | FR | 2018-11-07 20:00 | 0.96371
CCG | FR | 2018-11-07 21:00 | 0.96371
CCG | FR | 2018-11-07 22:00 | 0.96371
CCG | FR | 2018-11-07 23:00 | 0.96371
CCG | FR | 2018-11-08 | 0.96371
CCG | FR | 2018-11-08 01:00 | 0.96371
CCG | FR | 2018-11-08 02:00 | 0.96371
CCG | FR | 2018-11-08 03:00 | 0.96371
CCG | FR | 2018-11-08 04:00 | 0.96371
CCG | FR | 2018-11-08 05:00 | 0.96371
CCG | FR | 2018-11-08 06:00 | 0.96371
CCG | FR | 2018-11-08 07:00 | 0.96371
CCG | FR | 2018-11-08 08:00 | 0.96371
CCG | FR | 2018-11-08 09:00 | 0.96371
CCG | FR | 2018-11-08 10:00 | 0.96371
CCG | FR | 2018-11-08 11:00 | 0.96371
CCG | FR | 2018-11-08 12:00 | 0.96371
CCG | FR | 2018-11-08 13:00 | 0.96371
CCG | FR | 2018-11-08 14:00 | 0.96371
CCG | FR | 2018-11-08 15:00 | 0.96371
CCG | FR | 2018-11-08 16:00 | 0.96371
CCG | FR | 2018-11-08 17:00 | 0.96371
CCG | FR | 2018-11-08 18:00 | 0.96371
CCG | FR | 2018-11-08 19:00 | 0.96371
CCG | FR | 2018-11-08 20:00 | 0.96371
CCG | FR | 2018-11-08 21:00 | 0.96371
CCG | FR | 2018-11-08 22:00 | 0.96371
CCG | FR | 2018-11-08 23:00 | 0.96371
CCG | FR | 2018-11-09 | 0.96371
CCG | FR | 2018-11-09 01:00 | 0.96371
CCG | FR | 2018-11-09 02:00 | 0.96371
CCG | FR | 2018-11-09 03:00 | 0.96371
CCG | FR | 2018-11-09 04:00 | 0.96371
CCG | FR | 2018-11-09 05:00 | 0.96371
CCG | FR | 2018-11-09 06:00 | 0.96371
CCG | FR | 2018-11-09 07:00 | 0.96371
CCG | FR | 2018-11-09 08:00 | 0.96371
CCG | FR | 2018-11-09 09:00 | 0.96371
CCG | FR | 2018-11-09 10:00 | 0.91491
CCG | FR | 2018-11-09 11:00 | 0.91491
CCG | FR | 2018-11-09 12:00 | 0.96371
CCG | FR | 2018-11-09 13:00 | 0.96371
CCG | FR | 2018-11-09 14:00 | 0.96371
CCG | FR | 2018-11-09 15:00 | 0.96371
CCG | FR | 2018-11-09 16:00 | 0.96371
CCG | FR | 2018-11-09 17:00 | 0.96371
CCG | FR | 2018-11-09 18:00 | 0.96371
CCG | FR | 2018-11-09 19:00 | 0.96371
CCG | FR | 2018-11-09 20:00 | 0.96371
CCG | FR | 2018-11-09 21:00 | 0.96371
CCG | FR | 2018-11-09 22:00 | 0.96371
CCG | FR | 2018-11-09 23:00 | 0.96371
CCG | FR | 2018-11-10 | 0.96371
CCG | FR | 2018-11-10 01:00 | 0.96371
CCG | FR | 2018-11-10 02:00 | 0.96371
CCG | FR | 2018-11-10 03:00 | 0.96371
CCG | FR | 2018-11-10 04:00 | 0.96371
CCG | FR | 2018-11-10 05:00 | 0.96371
CCG | FR | 2018-11-10 06:00 | 0.96371
CCG | FR | 2018-11-10 07:00 | 0.96371
CCG | FR | 2018-11-10 08:00 | 0.96371
CCG | FR | 2018-11-10 09:00 | 0.96371
CCG | FR | 2018-11-10 10:00 | 0.92926
CCG | FR | 2018-11-10 11:00 | 0.92926
CCG | FR | 2018-11-10 12:00 | 0.92926
CCG | FR | 2018-11-10 13:00 | 0.92926
CCG | FR | 2018-11-10 14:00 | 0.92926
CCG | FR | 2018-11-10 15:00 | 0.92926
CCG | FR | 2018-11-10 16:00 | 0.92926
CCG | FR | 2018-11-10 17:00 | 0.92926
CCG | FR | 2018-11-10 18:00 | 0.92926
CCG | FR | 2018-11-10 19:00 | 0.92926
CCG | FR | 2018-11-10 20:00 | 0.92926
CCG | FR | 2018-11-10 21:00 | 0.92926
CCG | FR | 2018-11-10 22:00 | 0.92926
CCG | FR | 2018-11-10 23:00 | 0.92926
CCG | FR | 2018-11-11 | 0.92926
CCG | FR | 2018-11-11 01:00 | 0.92926
CCG | FR | 2018-11-11 02:00 | 0.92926
CCG | FR | 2018-11-11 03:00 | 0.92926
CCG | FR | 2018-11-11 04:00 | 0.96371
CCG | FR | 2018-11-11 05:00 | 0.94444
CCG | FR | 2018-11-11 06:00 | 0.94444
CCG | FR | 2018-11-11 07:00 | 0.94444
CCG | FR | 2018-11-11 08:00 | 0.96371
CCG | FR | 2018-11-11 09:00 | 0.96371
CCG | FR | 2018-11-11 10:00 | 0.96371
CCG | FR | 2018-11-11 11:00 | 0.96371
CCG | FR | 2018-11-11 12:00 | 0.96371
CCG | FR | 2018-11-11 13:00 | 0.96371
CCG | FR | 2018-11-11 14:00 | 0.96371
CCG | FR | 2018-11-11 15:00 | 0.96371
CCG | FR | 2018-11-11 16:00 | 0.96371
CCG | FR | 2018-11-11 17:00 | 0.96371
CCG | FR | 2018-11-11 18:00 | 0.96371
CCG | FR | 2018-11-11 19:00 | 0.96371
CCG | FR | 2018-11-11 20:00 | 0.96371
CCG | FR | 2018-11-11 21:00 | 0.96371
CCG | FR | 2018-11-11 22:00 | 0.96371
CCG | FR | 2018-11-11 23:00 | 0.96371
CCG | FR | 2018-11-12 | 0.96371
CCG | FR | 2018-11-12 01:00 | 0.96371
CCG | FR | 2018-11-12 02:00 | 0.96371
CCG | FR | 2018-11-12 03:00 | 0.96371
CCG | FR | 2018-11-12 04:00 | 0.96371
CCG | FR | 2018-11-12 05:00 | 0.96371
CCG | FR | 2018-11-12 06:00 | 0.96371
CCG | FR | 2018-11-12 07:00 | 0.96371
CCG | FR | 2018-11-12 08:00 | 0.96371
CCG | FR | 2018-11-12 09:00 | 0.96371
CCG | FR | 2018-11-12 10:00 | 0.96371
CCG | FR | 2018-11-12 11:00 | 0.96371
CCG | FR | 2018-11-12 12:00 | 0.96371
CCG | FR | 2018-11-12 13:00 | 0.96371
CCG | FR | 2018-11-12 14:00 | 0.96371
CCG | FR | 2018-11-12 15:00 | 0.96371
CCG | FR | 2018-11-12 16:00 | 0.96371
CCG | FR | 2018-11-12 17:00 | 0.96371
CCG | FR | 2018-11-12 18:00 | 0.96371
CCG | FR | 2018-11-12 19:00 | 0.96371
CCG | FR | 2018-11-12 20:00 | 0.96371
CCG | FR | 2018-11-12 21:00 | 0.96371
CCG | FR | 2018-11-12 22:00 | 0.96371
CCG | FR | 2018-11-12 23:00 | 0.96371
CCG | FR | 2018-11-13 | 0.96371
CCG | FR | 2018-11-13 01:00 | 0.96371
CCG | FR | 2018-11-13 02:00 | 0.96371
CCG | FR | 2018-11-13 03:00 | 0.96371
CCG | FR | 2018-11-13 04:00 | 0.96371
CCG | FR | 2018-11-13 05:00 | 0.96371
CCG | FR | 2018-11-13 06:00 | 0.96371
CCG | FR | 2018-11-13 07:00 | 0.96371
CCG | FR | 2018-11-13 08:00 | 0.92492
CCG | FR | 2018-11-13 09:00 | 0.92492
CCG | FR | 2018-11-13 10:00 | 0.92492
CCG | FR | 2018-11-13 11:00 | 0.92492
CCG | FR | 2018-11-13 12:00 | 0.92492
CCG | FR | 2018-11-13 13:00 | 0.92492
CCG | FR | 2018-11-13 14:00 | 0.8928
CCG | FR | 2018-11-13 15:00 | 0.8928
CCG | FR | 2018-11-13 16:00 | 0.8928
CCG | FR | 2018-11-13 17:00 | 0.8928
CCG | FR | 2018-11-13 18:00 | 0.8928
CCG | FR | 2018-11-13 19:00 | 0.8928
CCG | FR | 2018-11-13 20:00 | 0.8928
CCG | FR | 2018-11-13 21:00 | 0.92492
CCG | FR | 2018-11-13 22:00 | 0.92492
CCG | FR | 2018-11-13 23:00 | 0.93551
CCG | FR | 2018-11-14 | 0.93551
CCG | FR | 2018-11-14 01:00 | 0.96371
CCG | FR | 2018-11-14 02:00 | 0.96371
CCG | FR | 2018-11-14 03:00 | 0.96371
CCG | FR | 2018-11-14 04:00 | 0.96371
CCG | FR | 2018-11-14 05:00 | 0.96371
CCG | FR | 2018-11-14 06:00 | 0.96371
CCG | FR | 2018-11-14 07:00 | 0.96371
CCG | FR | 2018-11-14 08:00 | 0.96371
CCG | FR | 2018-11-14 09:00 | 0.96371
CCG | FR | 2018-11-14 10:00 | 0.96371
CCG | FR | 2018-11-14 11:00 | 0.96371
CCG | FR | 2018-11-14 12:00 | 0.96371
CCG | FR | 2018-11-14 13:00 | 0.96371
CCG | FR | 2018-11-14 14:00 | 0.96371
CCG | FR | 2018-11-14 15:00 | 0.96371
CCG | FR | 2018-11-14 16:00 | 0.96371
CCG | FR | 2018-11-14 17:00 | 0.96371
CCG | FR | 2018-11-14 18:00 | 0.96371
CCG | FR | 2018-11-14 19:00 | 0.96371
CCG | FR | 2018-11-14 20:00 | 0.96371
CCG | FR | 2018-11-14 21:00 | 0.96371
CCG | FR | 2018-11-14 22:00 | 0.96371
CCG | FR | 2018-11-14 23:00 | 0.96371
CCG | FR | 2018-11-15 | 0.96371
CCG | FR | 2018-11-15 01:00 | 0.96371
CCG | FR | 2018-11-15 02:00 | 0.96371
CCG | FR | 2018-11-15 03:00 | 0.96371
CCG | FR | 2018-11-15 04:00 | 0.96371
CCG | FR | 2018-11-15 05:00 | 0.96371
CCG | FR | 2018-11-15 06:00 | 0.96371
CCG | FR | 2018-11-15 07:00 | 0.94444
CCG | FR | 2018-11-15 08:00 | 0.96371
CCG | FR | 2018-11-15 09:00 | 0.94444
CCG | FR | 2018-11-15 10:00 | 0.94444
CCG | FR | 2018-11-15 11:00 | 0.94444
CCG | FR | 2018-11-15 12:00 | 0.96371
CCG | FR | 2018-11-15 13:00 | 0.96371
CCG | FR | 2018-11-15 14:00 | 0.96371
CCG | FR | 2018-11-15 15:00 | 0.96371
CCG | FR | 2018-11-15 16:00 | 0.96371
CCG | FR | 2018-11-15 17:00 | 0.96371
CCG | FR | 2018-11-15 18:00 | 0.96371
CCG | FR | 2018-11-15 19:00 | 0.96371
CCG | FR | 2018-11-15 20:00 | 0.96371
CCG | FR | 2018-11-15 21:00 | 0.96371
CCG | FR | 2018-11-15 22:00 | 0.96371
CCG | FR | 2018-11-15 23:00 | 0.96371
CCG | FR | 2018-11-16 | 0.96371
CCG | FR | 2018-11-16 01:00 | 0.96371
CCG | FR | 2018-11-16 02:00 | 0.96371
CCG | FR | 2018-11-16 03:00 | 0.96371
CCG | FR | 2018-11-16 04:00 | 0.96371
CCG | FR | 2018-11-16 05:00 | 0.96371
CCG | FR | 2018-11-16 06:00 | 0.96371
CCG | FR | 2018-11-16 07:00 | 0.96371
CCG | FR | 2018-11-16 08:00 | 0.96371
CCG | FR | 2018-11-16 09:00 | 0.96371
CCG | FR | 2018-11-16 10:00 | 0.96371
CCG | FR | 2018-11-16 11:00 | 0.96371
CCG | FR | 2018-11-16 12:00 | 0.96371
CCG | FR | 2018-11-16 13:00 | 0.96371
CCG | FR | 2018-11-16 14:00 | 0.96371
CCG | FR | 2018-11-16 15:00 | 0.96371
CCG | FR | 2018-11-16 16:00 | 0.96371
CCG | FR | 2018-11-16 17:00 | 0.96371
CCG | FR | 2018-11-16 18:00 | 0.96371
CCG | FR | 2018-11-16 19:00 | 0.96371
CCG | FR | 2018-11-16 20:00 | 0.96371
CCG | FR | 2018-11-16 21:00 | 0.96371
CCG | FR | 2018-11-16 22:00 | 0.96371
CCG | FR | 2018-11-16 23:00 | 0.96371
CCG | FR | 2018-11-17 | 0.96371
CCG | FR | 2018-11-17 01:00 | 0.96371
CCG | FR | 2018-11-17 02:00 | 0.96371
CCG | FR | 2018-11-17 03:00 | 0.96371
CCG | FR | 2018-11-17 04:00 | 0.96371
CCG | FR | 2018-11-17 05:00 | 0.96371
CCG | FR | 2018-11-17 06:00 | 0.96371
CCG | FR | 2018-11-17 07:00 | 0.96371
CCG | FR | 2018-11-17 08:00 | 0.96371
CCG | FR | 2018-11-17 09:00 | 0.96371
CCG | FR | 2018-11-17 10:00 | 0.96371
CCG | FR | 2018-11-17 11:00 | 0.96371
CCG | FR | 2018-11-17 12:00 | 0.96371
CCG | FR | 2018-11-17 13:00 | 0.96371
CCG | FR | 2018-11-17 14:00 | 0.96371
CCG | FR | 2018-11-17 15:00 | 0.96371
CCG | FR | 2018-11-17 16:00 | 0.96371
CCG | FR | 2018-11-17 17:00 | 0.96371
CCG | FR | 2018-11-17 18:00 | 0.96371
CCG | FR | 2018-11-17 19:00 | 0.96371
CCG | FR | 2018-11-17 20:00 | 0.96371
CCG | FR | 2018-11-17 21:00 | 0.96371
CCG | FR | 2018-11-17 22:00 | 0.96371
CCG | FR | 2018-11-17 23:00 | 0.96371
CCG | FR | 2018-11-18 | 0.96371
CCG | FR | 2018-11-18 01:00 | 0.96371
CCG | FR | 2018-11-18 02:00 | 0.92809
CCG | FR | 2018-11-18 03:00 | 0.92809
CCG | FR | 2018-11-18 04:00 | 0.92809
CCG | FR | 2018-11-18 05:00 | 0.92809
CCG | FR | 2018-11-18 06:00 | 0.92809
CCG | FR | 2018-11-18 07:00 | 0.92809
CCG | FR | 2018-11-18 08:00 | 0.92809
CCG | FR | 2018-11-18 09:00 | 0.92809
CCG | FR | 2018-11-18 10:00 | 0.92809
CCG | FR | 2018-11-18 11:00 | 0.92809
CCG | FR | 2018-11-18 12:00 | 0.92809
CCG | FR | 2018-11-18 13:00 | 0.92809
CCG | FR | 2018-11-18 14:00 | 0.92809
CCG | FR | 2018-11-18 15:00 | 0.92809
CCG | FR | 2018-11-18 16:00 | 0.96371
CCG | FR | 2018-11-18 17:00 | 0.96371
CCG | FR | 2018-11-18 18:00 | 0.96371
CCG | FR | 2018-11-18 19:00 | 0.96371
CCG | FR | 2018-11-18 20:00 | 0.96371
CCG | FR | 2018-11-18 21:00 | 0.96371
CCG | FR | 2018-11-18 22:00 | 0.96371
CCG | FR | 2018-11-18 23:00 | 0.96371
CCG | FR | 2018-11-19 | 0.96371
CCG | FR | 2018-11-19 01:00 | 0.96371
CCG | FR | 2018-11-19 02:00 | 0.96371
CCG | FR | 2018-11-19 03:00 | 0.96371
CCG | FR | 2018-11-19 04:00 | 0.96371
CCG | FR | 2018-11-19 05:00 | 0.96371
CCG | FR | 2018-11-19 06:00 | 0.96371
CCG | FR | 2018-11-19 07:00 | 0.96371
CCG | FR | 2018-11-19 08:00 | 0.96371
CCG | FR | 2018-11-19 09:00 | 0.96371
CCG | FR | 2018-11-19 10:00 | 0.96371
CCG | FR | 2018-11-19 11:00 | 0.96371
CCG | FR | 2018-11-19 12:00 | 0.96371
CCG | FR | 2018-11-19 13:00 | 0.96371
CCG | FR | 2018-11-19 14:00 | 0.96371
CCG | FR | 2018-11-19 15:00 | 0.96371
CCG | FR | 2018-11-19 16:00 | 0.96371
CCG | FR | 2018-11-19 17:00 | 0.96371
CCG | FR | 2018-11-19 18:00 | 0.96371
CCG | FR | 2018-11-19 19:00 | 0.96371
CCG | FR | 2018-11-19 20:00 | 0.96371
CCG | FR | 2018-11-19 21:00 | 0.96371
CCG | FR | 2018-11-19 22:00 | 0.96371
CCG | FR | 2018-11-19 23:00 | 0.96371
CCG | FR | 2018-11-20 | 0.96371
CCG | FR | 2018-11-20 01:00 | 0.96371
CCG | FR | 2018-11-20 02:00 | 0.96371
CCG | FR | 2018-11-20 03:00 | 0.96371
CCG | FR | 2018-11-20 04:00 | 0.96371
CCG | FR | 2018-11-20 05:00 | 0.96371
CCG | FR | 2018-11-20 06:00 | 0.96371
CCG | FR | 2018-11-20 07:00 | 0.96371
CCG | FR | 2018-11-20 08:00 | 0.96371
CCG | FR | 2018-11-20 09:00 | 0.96371
CCG | FR | 2018-11-20 10:00 | 0.96371
CCG | FR | 2018-11-20 11:00 | 0.96371
CCG | FR | 2018-11-20 12:00 | 0.96371
CCG | FR | 2018-11-20 13:00 | 0.96371
CCG | FR | 2018-11-20 14:00 | 0.96371
CCG | FR | 2018-11-20 15:00 | 0.96371
CCG | FR | 2018-11-20 16:00 | 0.96371
CCG | FR | 2018-11-20 17:00 | 0.96371
CCG | FR | 2018-11-20 18:00 | 0.96371
CCG | FR | 2018-11-20 19:00 | 0.96371
CCG | FR | 2018-11-20 20:00 | 0.96371
CCG | FR | 2018-11-20 21:00 | 0.96371
CCG | FR | 2018-11-20 22:00 | 0.96371
CCG | FR | 2018-11-20 23:00 | 0.96371
CCG | FR | 2018-11-21 | 0.96371
CCG | FR | 2018-11-21 01:00 | 0.96371
CCG | FR | 2018-11-21 02:00 | 0.96371
CCG | FR | 2018-11-21 03:00 | 0.96371
CCG | FR | 2018-11-21 04:00 | 0.96371
CCG | FR | 2018-11-21 05:00 | 0.96371
CCG | FR | 2018-11-21 06:00 | 0.96371
CCG | FR | 2018-11-21 07:00 | 0.96371
CCG | FR | 2018-11-21 08:00 | 0.96371
CCG | FR | 2018-11-21 09:00 | 0.96371
CCG | FR | 2018-11-21 10:00 | 0.96371
CCG | FR | 2018-11-21 11:00 | 0.96371
CCG | FR | 2018-11-21 12:00 | 0.96371
CCG | FR | 2018-11-21 13:00 | 0.96371
CCG | FR | 2018-11-21 14:00 | 0.96371
CCG | FR | 2018-11-21 15:00 | 0.96371
CCG | FR | 2018-11-21 16:00 | 0.96371
CCG | FR | 2018-11-21 17:00 | 0.96371
CCG | FR | 2018-11-21 18:00 | 0.96371
CCG | FR | 2018-11-21 19:00 | 0.96371
CCG | FR | 2018-11-21 20:00 | 0.96371
CCG | FR | 2018-11-21 21:00 | 0.96371
CCG | FR | 2018-11-21 22:00 | 0.96371
CCG | FR | 2018-11-21 23:00 | 0.96371
CCG | FR | 2018-11-22 | 0.96371
CCG | FR | 2018-11-22 01:00 | 0.96371
CCG | FR | 2018-11-22 02:00 | 0.96371
CCG | FR | 2018-11-22 03:00 | 0.96371
CCG | FR | 2018-11-22 04:00 | 0.96371
CCG | FR | 2018-11-22 05:00 | 0.96371
CCG | FR | 2018-11-22 06:00 | 0.96371
CCG | FR | 2018-11-22 07:00 | 0.96371
CCG | FR | 2018-11-22 08:00 | 0.96371
CCG | FR | 2018-11-22 09:00 | 0.96371
CCG | FR | 2018-11-22 10:00 | 0.96371
CCG | FR | 2018-11-22 11:00 | 0.96371
CCG | FR | 2018-11-22 12:00 | 0.96371
CCG | FR | 2018-11-22 13:00 | 0.96371
CCG | FR | 2018-11-22 14:00 | 0.96371
CCG | FR | 2018-11-22 15:00 | 0.8948
CCG | FR | 2018-11-22 16:00 | 0.8948
CCG | FR | 2018-11-22 17:00 | 0.8948
CCG | FR | 2018-11-22 18:00 | 0.8948
CCG | FR | 2018-11-22 19:00 | 0.8948
CCG | FR | 2018-11-22 20:00 | 0.8948
CCG | FR | 2018-11-22 21:00 | 0.8948
CCG | FR | 2018-11-22 22:00 | 0.8948
CCG | FR | 2018-11-22 23:00 | 0.8948
CCG | FR | 2018-11-23 | 0.8948
CCG | FR | 2018-11-23 01:00 | 0.8948
CCG | FR | 2018-11-23 02:00 | 0.8948
CCG | FR | 2018-11-23 03:00 | 0.8948
CCG | FR | 2018-11-23 04:00 | 0.8948
CCG | FR | 2018-11-23 05:00 | 0.8948
CCG | FR | 2018-11-23 06:00 | 0.96371
CCG | FR | 2018-11-23 07:00 | 0.96371
CCG | FR | 2018-11-23 08:00 | 0.96371
CCG | FR | 2018-11-23 09:00 | 0.96371
CCG | FR | 2018-11-23 10:00 | 0.96371
CCG | FR | 2018-11-23 11:00 | 0.96371
CCG | FR | 2018-11-23 12:00 | 0.96371
CCG | FR | 2018-11-23 13:00 | 0.96371
CCG | FR | 2018-11-23 14:00 | 0.96371
CCG | FR | 2018-11-23 15:00 | 0.96371
CCG | FR | 2018-11-23 16:00 | 0.96371
CCG | FR | 2018-11-23 17:00 | 0.96371
CCG | FR | 2018-11-23 18:00 | 0.96371
CCG | FR | 2018-11-23 19:00 | 0.96371
CCG | FR | 2018-11-23 20:00 | 0.96371
CCG | FR | 2018-11-23 21:00 | 0.96371
CCG | FR | 2018-11-23 22:00 | 0.96371
CCG | FR | 2018-11-23 23:00 | 0.96371
CCG | FR | 2018-11-24 | 0.96371
CCG | FR | 2018-11-24 01:00 | 0.96371
CCG | FR | 2018-11-24 02:00 | 0.96371
CCG | FR | 2018-11-24 03:00 | 0.96371
CCG | FR | 2018-11-24 04:00 | 0.96371
CCG | FR | 2018-11-24 05:00 | 0.96371
CCG | FR | 2018-11-24 06:00 | 0.96371
CCG | FR | 2018-11-24 07:00 | 0.96371
CCG | FR | 2018-11-24 08:00 | 1
CCG | FR | 2018-11-24 09:00 | 1
CCG | FR | 2018-11-24 10:00 | 1
CCG | FR | 2018-11-24 11:00 | 1
CCG | FR | 2018-11-24 12:00 | 0.96371
CCG | FR | 2018-11-24 13:00 | 0.96371
CCG | FR | 2018-11-24 14:00 | 0.96371
CCG | FR | 2018-11-24 15:00 | 0.96371
CCG | FR | 2018-11-24 16:00 | 0.96371
CCG | FR | 2018-11-24 17:00 | 1
CCG | FR | 2018-11-24 18:00 | 1
CCG | FR | 2018-11-24 19:00 | 1
CCG | FR | 2018-11-24 20:00 | 1
CCG | FR | 2018-11-24 21:00 | 1
CCG | FR | 2018-11-24 22:00 | 1
CCG | FR | 2018-11-24 23:00 | 1
CCG | FR | 2018-11-25 | 1
CCG | FR | 2018-11-25 01:00 | 1
CCG | FR | 2018-11-25 02:00 | 1
CCG | FR | 2018-11-25 03:00 | 1
CCG | FR | 2018-11-25 04:00 | 1
CCG | FR | 2018-11-25 05:00 | 1
CCG | FR | 2018-11-25 06:00 | 1
CCG | FR | 2018-11-25 07:00 | 1
CCG | FR | 2018-11-25 08:00 | 1
CCG | FR | 2018-11-25 09:00 | 1
CCG | FR | 2018-11-25 10:00 | 1
CCG | FR | 2018-11-25 11:00 | 1
CCG | FR | 2018-11-25 12:00 | 1
CCG | FR | 2018-11-25 13:00 | 1
CCG | FR | 2018-11-25 14:00 | 1
CCG | FR | 2018-11-25 15:00 | 1
CCG | FR | 2018-11-25 16:00 | 1
CCG | FR | 2018-11-25 17:00 | 1
CCG | FR | 2018-11-25 18:00 | 1
CCG | FR | 2018-11-25 19:00 | 1
CCG | FR | 2018-11-25 20:00 | 1
CCG | FR | 2018-11-25 21:00 | 1
CCG | FR | 2018-11-25 22:00 | 1
CCG | FR | 2018-11-25 23:00 | 1
CCG | FR | 2018-11-26 | 1
CCG | FR | 2018-11-26 01:00 | 1
CCG | FR | 2018-11-26 02:00 | 1
CCG | FR | 2018-11-26 03:00 | 1
CCG | FR | 2018-11-26 04:00 | 1
CCG | FR | 2018-11-26 05:00 | 1
CCG | FR | 2018-11-26 06:00 | 1
CCG | FR | 2018-11-26 07:00 | 1
CCG | FR | 2018-11-26 08:00 | 1
CCG | FR | 2018-11-26 09:00 | 1
CCG | FR | 2018-11-26 10:00 | 1
CCG | FR | 2018-11-26 11:00 | 0.97831
CCG | FR | 2018-11-26 12:00 | 0.97831
CCG | FR | 2018-11-26 13:00 | 1
CCG | FR | 2018-11-26 14:00 | 1
CCG | FR | 2018-11-26 15:00 | 1
CCG | FR | 2018-11-26 16:00 | 1
CCG | FR | 2018-11-26 17:00 | 1
CCG | FR | 2018-11-26 18:00 | 1
CCG | FR | 2018-11-26 19:00 | 1
CCG | FR | 2018-11-26 20:00 | 0.9804
CCG | FR | 2018-11-26 21:00 | 0.9804
CCG | FR | 2018-11-26 22:00 | 0.9804
CCG | FR | 2018-11-26 23:00 | 1
CCG | FR | 2018-11-27 | 1
CCG | FR | 2018-11-27 01:00 | 1
CCG | FR | 2018-11-27 02:00 | 1
CCG | FR | 2018-11-27 03:00 | 1
CCG | FR | 2018-11-27 04:00 | 1
CCG | FR | 2018-11-27 05:00 | 1
CCG | FR | 2018-11-27 06:00 | 1
CCG | FR | 2018-11-27 07:00 | 1
CCG | FR | 2018-11-27 08:00 | 1
CCG | FR | 2018-11-27 09:00 | 1
CCG | FR | 2018-11-27 10:00 | 1
CCG | FR | 2018-11-27 11:00 | 1
CCG | FR | 2018-11-27 12:00 | 1
CCG | FR | 2018-11-27 13:00 | 1
CCG | FR | 2018-11-27 14:00 | 1
CCG | FR | 2018-11-27 15:00 | 1
CCG | FR | 2018-11-27 16:00 | 1
CCG | FR | 2018-11-27 17:00 | 1
CCG | FR | 2018-11-27 18:00 | 1
CCG | FR | 2018-11-27 19:00 | 1
CCG | FR | 2018-11-27 20:00 | 1
CCG | FR | 2018-11-27 21:00 | 1
CCG | FR | 2018-11-27 22:00 | 1
CCG | FR | 2018-11-27 23:00 | 1
CCG | FR | 2018-11-28 | 1
CCG | FR | 2018-11-28 01:00 | 1
CCG | FR | 2018-11-28 02:00 | 1
CCG | FR | 2018-11-28 03:00 | 1
CCG | FR | 2018-11-28 04:00 | 1
CCG | FR | 2018-11-28 05:00 | 1
CCG | FR | 2018-11-28 06:00 | 1
CCG | FR | 2018-11-28 07:00 | 1
CCG | FR | 2018-11-28 08:00 | 1
CCG | FR | 2018-11-28 09:00 | 1
CCG | FR | 2018-11-28 10:00 | 0.99867
CCG | FR | 2018-11-28 11:00 | 0.99867
CCG | FR | 2018-11-28 12:00 | 0.99867
CCG | FR | 2018-11-28 13:00 | 0.99867
CCG | FR | 2018-11-28 14:00 | 0.99867
CCG | FR | 2018-11-28 15:00 | 0.97939
CCG | FR | 2018-11-28 16:00 | 0.97939
CCG | FR | 2018-11-28 17:00 | 0.97939
CCG | FR | 2018-11-28 18:00 | 0.97939
CCG | FR | 2018-11-28 19:00 | 0.97939
CCG | FR | 2018-11-28 20:00 | 0.97939
CCG | FR | 2018-11-28 21:00 | 0.98073
CCG | FR | 2018-11-28 22:00 | 0.98073
CCG | FR | 2018-11-28 23:00 | 0.98073
CCG | FR | 2018-11-29 | 0.98073
CCG | FR | 2018-11-29 01:00 | 0.98073
CCG | FR | 2018-11-29 02:00 | 0.98073
CCG | FR | 2018-11-29 03:00 | 0.98073
CCG | FR | 2018-11-29 04:00 | 0.98073
CCG | FR | 2018-11-29 05:00 | 0.98073
CCG | FR | 2018-11-29 06:00 | 0.95695
CCG | FR | 2018-11-29 07:00 | 0.95695
CCG | FR | 2018-11-29 08:00 | 0.95695
CCG | FR | 2018-11-29 09:00 | 0.95695
CCG | FR | 2018-11-29 10:00 | 0.95695
CCG | FR | 2018-11-29 11:00 | 0.95695
CCG | FR | 2018-11-29 12:00 | 0.95695
CCG | FR | 2018-11-29 13:00 | 0.95695
CCG | FR | 2018-11-29 14:00 | 0.98073
CCG | FR | 2018-11-29 15:00 | 0.98073
CCG | FR | 2018-11-29 16:00 | 0.98073
CCG | FR | 2018-11-29 17:00 | 0.98073
CCG | FR | 2018-11-29 18:00 | 0.98073
CCG | FR | 2018-11-29 19:00 | 0.98073
CCG | FR | 2018-11-29 20:00 | 0.98073
CCG | FR | 2018-11-29 21:00 | 0.98073
CCG | FR | 2018-11-29 22:00 | 0.98073
CCG | FR | 2018-11-29 23:00 | 0.98073
CCG | FR | 2018-11-30 | 0.98073
CCG | FR | 2018-11-30 01:00 | 0.98073
CCG | FR | 2018-11-30 02:00 | 0.98073
CCG | FR | 2018-11-30 03:00 | 0.98073
CCG | FR | 2018-11-30 04:00 | 0.98073
CCG | FR | 2018-11-30 05:00 | 0.98073
CCG | FR | 2018-11-30 06:00 | 0.98073
CCG | FR | 2018-11-30 07:00 | 0.98073
CCG | FR | 2018-11-30 08:00 | 0.98073
CCG | FR | 2018-11-30 09:00 | 0.98073
CCG | FR | 2018-11-30 10:00 | 0.98073
CCG | FR | 2018-11-30 11:00 | 0.98073
CCG | FR | 2018-11-30 12:00 | 0.94194
CCG | FR | 2018-11-30 13:00 | 0.98073
CCG | FR | 2018-11-30 14:00 | 0.98073
CCG | FR | 2018-11-30 15:00 | 0.98073
CCG | FR | 2018-11-30 16:00 | 0.98073
CCG | FR | 2018-11-30 17:00 | 0.98073
CCG | FR | 2018-11-30 18:00 | 0.98073
CCG | FR | 2018-11-30 19:00 | 0.98073
CCG | FR | 2018-11-30 20:00 | 0.98073
CCG | FR | 2018-11-30 21:00 | 0.98073
CCG | FR | 2018-11-30 22:00 | 0.98073
CCG | FR | 2018-11-30 23:00 | 0.98073
CCG | FR | 2018-12-01 | 0.93193
CCG | FR | 2018-12-01 01:00 | 0.93193
CCG | FR | 2018-12-01 02:00 | 0.93193
CCG | FR | 2018-12-01 03:00 | 0.93193
CCG | FR | 2018-12-01 04:00 | 0.93193
CCG | FR | 2018-12-01 05:00 | 0.93193
CCG | FR | 2018-12-01 06:00 | 0.93193
CCG | FR | 2018-12-01 07:00 | 0.93193
CCG | FR | 2018-12-01 08:00 | 0.93193
CCG | FR | 2018-12-01 09:00 | 0.93193
CCG | FR | 2018-12-01 10:00 | 0.93193
CCG | FR | 2018-12-01 11:00 | 0.93193
CCG | FR | 2018-12-01 12:00 | 0.93193
CCG | FR | 2018-12-01 13:00 | 0.93193
CCG | FR | 2018-12-01 14:00 | 0.93193
CCG | FR | 2018-12-01 15:00 | 0.93193
CCG | FR | 2018-12-01 16:00 | 0.93193
CCG | FR | 2018-12-01 17:00 | 0.93193
CCG | FR | 2018-12-01 18:00 | 0.93193
CCG | FR | 2018-12-01 19:00 | 0.89313
CCG | FR | 2018-12-01 20:00 | 0.89313
CCG | FR | 2018-12-01 21:00 | 0.89313
CCG | FR | 2018-12-01 22:00 | 0.89313
CCG | FR | 2018-12-01 23:00 | 0.89313
CCG | FR | 2018-12-02 | 0.89313
CCG | FR | 2018-12-02 01:00 | 0.89313
CCG | FR | 2018-12-02 02:00 | 0.91241
CCG | FR | 2018-12-02 03:00 | 0.9512
CCG | FR | 2018-12-02 04:00 | 0.9512
CCG | FR | 2018-12-02 05:00 | 0.9512
CCG | FR | 2018-12-02 06:00 | 0.9512
CCG | FR | 2018-12-02 07:00 | 0.9512
CCG | FR | 2018-12-02 08:00 | 0.9512
CCG | FR | 2018-12-02 09:00 | 0.9512
CCG | FR | 2018-12-02 10:00 | 0.91491
CCG | FR | 2018-12-02 11:00 | 0.91491
CCG | FR | 2018-12-02 12:00 | 0.91491
CCG | FR | 2018-12-02 13:00 | 0.91491
CCG | FR | 2018-12-02 14:00 | 0.91491
CCG | FR | 2018-12-02 15:00 | 0.91491
CCG | FR | 2018-12-02 16:00 | 0.91491
CCG | FR | 2018-12-02 17:00 | 0.91491
CCG | FR | 2018-12-02 18:00 | 0.91491
CCG | FR | 2018-12-02 19:00 | 0.91491
CCG | FR | 2018-12-02 20:00 | 0.91491
CCG | FR | 2018-12-02 21:00 | 0.91491
CCG | FR | 2018-12-02 22:00 | 0.91491
CCG | FR | 2018-12-02 23:00 | 0.91491
CCG | FR | 2018-12-03 | 0.91491
CCG | FR | 2018-12-03 01:00 | 0.91491
CCG | FR | 2018-12-03 02:00 | 0.91491
CCG | FR | 2018-12-03 03:00 | 0.91491
CCG | FR | 2018-12-03 04:00 | 0.91491
CCG | FR | 2018-12-03 05:00 | 0.91491
CCG | FR | 2018-12-03 06:00 | 0.91491
CCG | FR | 2018-12-03 07:00 | 0.92826
CCG | FR | 2018-12-03 08:00 | 0.92826
CCG | FR | 2018-12-03 09:00 | 0.92826
CCG | FR | 2018-12-03 10:00 | 0.92826
CCG | FR | 2018-12-03 11:00 | 0.92826
CCG | FR | 2018-12-03 12:00 | 0.92784
CCG | FR | 2018-12-03 13:00 | 0.92784
CCG | FR | 2018-12-03 14:00 | 0.92784
CCG | FR | 2018-12-03 15:00 | 0.96329
CCG | FR | 2018-12-03 16:00 | 0.96329
CCG | FR | 2018-12-03 17:00 | 0.96329
CCG | FR | 2018-12-03 18:00 | 0.96329
CCG | FR | 2018-12-03 19:00 | 0.96329
CCG | FR | 2018-12-03 20:00 | 0.94402
CCG | FR | 2018-12-03 21:00 | 0.94402
CCG | FR | 2018-12-03 22:00 | 0.96329
CCG | FR | 2018-12-03 23:00 | 0.96329
CCG | FR | 2018-12-04 | 0.96329
CCG | FR | 2018-12-04 01:00 | 0.96329
CCG | FR | 2018-12-04 02:00 | 0.94402
CCG | FR | 2018-12-04 03:00 | 0.96329
CCG | FR | 2018-12-04 04:00 | 0.96329
CCG | FR | 2018-12-04 05:00 | 0.96329
CCG | FR | 2018-12-04 06:00 | 0.96329
CCG | FR | 2018-12-04 07:00 | 0.96329
CCG | FR | 2018-12-04 08:00 | 0.96329
CCG | FR | 2018-12-04 09:00 | 0.96329
CCG | FR | 2018-12-04 10:00 | 0.96329
CCG | FR | 2018-12-04 11:00 | 0.92759
CCG | FR | 2018-12-04 12:00 | 0.96329
CCG | FR | 2018-12-04 13:00 | 0.96329
CCG | FR | 2018-12-04 14:00 | 0.96329
CCG | FR | 2018-12-04 15:00 | 0.96329
CCG | FR | 2018-12-04 16:00 | 0.96329
CCG | FR | 2018-12-04 17:00 | 0.96329
CCG | FR | 2018-12-04 18:00 | 0.96329
CCG | FR | 2018-12-04 19:00 | 0.96329
CCG | FR | 2018-12-04 20:00 | 0.96329
CCG | FR | 2018-12-04 21:00 | 0.96329
CCG | FR | 2018-12-04 22:00 | 0.96329
CCG | FR | 2018-12-04 23:00 | 0.96329
CCG | FR | 2018-12-05 | 0.96329
CCG | FR | 2018-12-05 01:00 | 0.96329
CCG | FR | 2018-12-05 02:00 | 0.96329
CCG | FR | 2018-12-05 03:00 | 0.96329
CCG | FR | 2018-12-05 04:00 | 0.96329
CCG | FR | 2018-12-05 05:00 | 0.96329
CCG | FR | 2018-12-05 06:00 | 0.96329
CCG | FR | 2018-12-05 07:00 | 0.96329
CCG | FR | 2018-12-05 08:00 | 0.96329
CCG | FR | 2018-12-05 09:00 | 0.96329
CCG | FR | 2018-12-05 10:00 | 0.96329
CCG | FR | 2018-12-05 11:00 | 0.96329
CCG | FR | 2018-12-05 12:00 | 0.96329
CCG | FR | 2018-12-05 13:00 | 0.96329
CCG | FR | 2018-12-05 14:00 | 0.96329
CCG | FR | 2018-12-05 15:00 | 0.98098
CCG | FR | 2018-12-05 16:00 | 0.98098
CCG | FR | 2018-12-05 17:00 | 0.98098
CCG | FR | 2018-12-05 18:00 | 0.98098
CCG | FR | 2018-12-05 19:00 | 0.98098
CCG | FR | 2018-12-05 20:00 | 0.98098
CCG | FR | 2018-12-05 21:00 | 0.98098
CCG | FR | 2018-12-05 22:00 | 0.98098
CCG | FR | 2018-12-05 23:00 | 0.99958
CCG | FR | 2018-12-06 | 0.99958
CCG | FR | 2018-12-06 01:00 | 0.99958
CCG | FR | 2018-12-06 02:00 | 0.99958
CCG | FR | 2018-12-06 03:00 | 0.99958
CCG | FR | 2018-12-06 04:00 | 0.99958
CCG | FR | 2018-12-06 05:00 | 0.99958
CCG | FR | 2018-12-06 06:00 | 0.99958
CCG | FR | 2018-12-06 07:00 | 0.99958
CCG | FR | 2018-12-06 08:00 | 0.98265
CCG | FR | 2018-12-06 09:00 | 0.98265
CCG | FR | 2018-12-06 10:00 | 0.94636
CCG | FR | 2018-12-06 11:00 | 0.94636
CCG | FR | 2018-12-06 12:00 | 0.94636
CCG | FR | 2018-12-06 13:00 | 0.94636
CCG | FR | 2018-12-06 14:00 | 0.94636
CCG | FR | 2018-12-06 15:00 | 0.94636
CCG | FR | 2018-12-06 16:00 | 0.96329
CCG | FR | 2018-12-06 17:00 | 0.96329
CCG | FR | 2018-12-06 18:00 | 0.96329
CCG | FR | 2018-12-06 19:00 | 0.96329
CCG | FR | 2018-12-06 20:00 | 0.96329
CCG | FR | 2018-12-06 21:00 | 0.96329
CCG | FR | 2018-12-06 22:00 | 0.96329
CCG | FR | 2018-12-06 23:00 | 0.96329
CCG | FR | 2018-12-07 | 0.96329
CCG | FR | 2018-12-07 01:00 | 0.96329
CCG | FR | 2018-12-07 02:00 | 0.96329
CCG | FR | 2018-12-07 03:00 | 0.96329
CCG | FR | 2018-12-07 04:00 | 0.96329
CCG | FR | 2018-12-07 05:00 | 0.96329
CCG | FR | 2018-12-07 06:00 | 0.96329
CCG | FR | 2018-12-07 07:00 | 0.96329
CCG | FR | 2018-12-07 08:00 | 0.96329
CCG | FR | 2018-12-07 09:00 | 0.96329
CCG | FR | 2018-12-07 10:00 | 0.96329
CCG | FR | 2018-12-07 11:00 | 0.96329
CCG | FR | 2018-12-07 12:00 | 0.96329
CCG | FR | 2018-12-07 13:00 | 0.96329
CCG | FR | 2018-12-07 14:00 | 0.96329
CCG | FR | 2018-12-07 15:00 | 0.96329
CCG | FR | 2018-12-07 16:00 | 0.96329
CCG | FR | 2018-12-07 17:00 | 0.96329
CCG | FR | 2018-12-07 18:00 | 0.96329
CCG | FR | 2018-12-07 19:00 | 0.96329
CCG | FR | 2018-12-07 20:00 | 0.96371
CCG | FR | 2018-12-07 21:00 | 0.96371
CCG | FR | 2018-12-07 22:00 | 0.92492
CCG | FR | 2018-12-07 23:00 | 0.92492
CCG | FR | 2018-12-08 | 0.87612
CCG | FR | 2018-12-08 01:00 | 0.87612
CCG | FR | 2018-12-08 02:00 | 0.87612
CCG | FR | 2018-12-08 03:00 | 0.87612
CCG | FR | 2018-12-08 04:00 | 0.87612
CCG | FR | 2018-12-08 05:00 | 0.87612
CCG | FR | 2018-12-08 06:00 | 0.87612
CCG | FR | 2018-12-08 07:00 | 0.87612
CCG | FR | 2018-12-08 08:00 | 0.87612
CCG | FR | 2018-12-08 09:00 | 0.87612
CCG | FR | 2018-12-08 10:00 | 0.87612
CCG | FR | 2018-12-08 11:00 | 0.87612
CCG | FR | 2018-12-08 12:00 | 0.87612
CCG | FR | 2018-12-08 13:00 | 0.87612
CCG | FR | 2018-12-08 14:00 | 0.87612
CCG | FR | 2018-12-08 15:00 | 0.87612
CCG | FR | 2018-12-08 16:00 | 0.87612
CCG | FR | 2018-12-08 17:00 | 0.87612
CCG | FR | 2018-12-08 18:00 | 0.87612
CCG | FR | 2018-12-08 19:00 | 0.87612
CCG | FR | 2018-12-08 20:00 | 0.87612
CCG | FR | 2018-12-08 21:00 | 0.87612
CCG | FR | 2018-12-08 22:00 | 0.87612
CCG | FR | 2018-12-08 23:00 | 0.87612
CCG | FR | 2018-12-09 | 0.96371
CCG | FR | 2018-12-09 01:00 | 0.96371
CCG | FR | 2018-12-09 02:00 | 0.96371
CCG | FR | 2018-12-09 03:00 | 0.96371
CCG | FR | 2018-12-09 04:00 | 0.96371
CCG | FR | 2018-12-09 05:00 | 0.96371
CCG | FR | 2018-12-09 06:00 | 0.96371
CCG | FR | 2018-12-09 07:00 | 0.96371
CCG | FR | 2018-12-09 08:00 | 0.96371
CCG | FR | 2018-12-09 09:00 | 0.96371
CCG | FR | 2018-12-09 10:00 | 0.96371
CCG | FR | 2018-12-09 11:00 | 0.96371
CCG | FR | 2018-12-09 12:00 | 0.96371
CCG | FR | 2018-12-09 13:00 | 0.96371
CCG | FR | 2018-12-09 14:00 | 0.96371
CCG | FR | 2018-12-09 15:00 | 0.96371
CCG | FR | 2018-12-09 16:00 | 0.96371
CCG | FR | 2018-12-09 17:00 | 0.96371
CCG | FR | 2018-12-09 18:00 | 0.96371
CCG | FR | 2018-12-09 19:00 | 0.96371
CCG | FR | 2018-12-09 20:00 | 0.96371
CCG | FR | 2018-12-09 21:00 | 0.96371
CCG | FR | 2018-12-09 22:00 | 0.96371
CCG | FR | 2018-12-09 23:00 | 0.96371
CCG | FR | 2018-12-10 | 0.92826
CCG | FR | 2018-12-10 01:00 | 0.96371
CCG | FR | 2018-12-10 02:00 | 0.96371
CCG | FR | 2018-12-10 03:00 | 0.96371
CCG | FR | 2018-12-10 04:00 | 0.96371
CCG | FR | 2018-12-10 05:00 | 0.91491
CCG | FR | 2018-12-10 06:00 | 0.96371
CCG | FR | 2018-12-10 07:00 | 0.96371
CCG | FR | 2018-12-10 08:00 | 0.96371
CCG | FR | 2018-12-10 09:00 | 0.96371
CCG | FR | 2018-12-10 10:00 | 0.96371
CCG | FR | 2018-12-10 11:00 | 0.96371
CCG | FR | 2018-12-10 12:00 | 0.96371
CCG | FR | 2018-12-10 13:00 | 0.96371
CCG | FR | 2018-12-10 14:00 | 0.96371
CCG | FR | 2018-12-10 15:00 | 0.96371
CCG | FR | 2018-12-10 16:00 | 0.96371
CCG | FR | 2018-12-10 17:00 | 0.96371
CCG | FR | 2018-12-10 18:00 | 0.96371
CCG | FR | 2018-12-10 19:00 | 0.96371
CCG | FR | 2018-12-10 20:00 | 0.96371
CCG | FR | 2018-12-10 21:00 | 0.96371
CCG | FR | 2018-12-10 22:00 | 0.96371
CCG | FR | 2018-12-10 23:00 | 0.96371
CCG | FR | 2018-12-11 | 0.96371
CCG | FR | 2018-12-11 01:00 | 0.96371
CCG | FR | 2018-12-11 02:00 | 0.96371
CCG | FR | 2018-12-11 03:00 | 0.96371
CCG | FR | 2018-12-11 04:00 | 0.96313
CCG | FR | 2018-12-11 05:00 | 0.96313
CCG | FR | 2018-12-11 06:00 | 0.96313
CCG | FR | 2018-12-11 07:00 | 0.96313
CCG | FR | 2018-12-11 08:00 | 0.96371
CCG | FR | 2018-12-11 09:00 | 1
CCG | FR | 2018-12-11 10:00 | 1
CCG | FR | 2018-12-11 11:00 | 1
CCG | FR | 2018-12-11 12:00 | 1
CCG | FR | 2018-12-11 13:00 | 1
CCG | FR | 2018-12-11 14:00 | 1
CCG | FR | 2018-12-11 15:00 | 1
CCG | FR | 2018-12-11 16:00 | 1
CCG | FR | 2018-12-11 17:00 | 1
CCG | FR | 2018-12-11 18:00 | 1
CCG | FR | 2018-12-11 19:00 | 1
CCG | FR | 2018-12-11 20:00 | 1
CCG | FR | 2018-12-11 21:00 | 1
CCG | FR | 2018-12-11 22:00 | 1
CCG | FR | 2018-12-11 23:00 | 1
CCG | FR | 2018-12-12 | 1
CCG | FR | 2018-12-12 01:00 | 1
CCG | FR | 2018-12-12 02:00 | 1
CCG | FR | 2018-12-12 03:00 | 1
CCG | FR | 2018-12-12 04:00 | 0.98073
CCG | FR | 2018-12-12 05:00 | 0.98073
CCG | FR | 2018-12-12 06:00 | 0.98073
CCG | FR | 2018-12-12 07:00 | 0.98073
CCG | FR | 2018-12-12 08:00 | 0.98073
CCG | FR | 2018-12-12 09:00 | 0.98073
CCG | FR | 2018-12-12 10:00 | 0.98073
CCG | FR | 2018-12-12 11:00 | 0.98073
CCG | FR | 2018-12-12 12:00 | 0.98073
CCG | FR | 2018-12-12 13:00 | 0.91182
CCG | FR | 2018-12-12 14:00 | 0.91182
CCG | FR | 2018-12-12 15:00 | 0.91182
CCG | FR | 2018-12-12 16:00 | 0.91182
CCG | FR | 2018-12-12 17:00 | 0.91182
CCG | FR | 2018-12-12 18:00 | 0.93109
CCG | FR | 2018-12-12 19:00 | 0.93109
CCG | FR | 2018-12-12 20:00 | 0.93109
CCG | FR | 2018-12-12 21:00 | 0.93109
CCG | FR | 2018-12-12 22:00 | 0.93109
CCG | FR | 2018-12-12 23:00 | 0.93109
CCG | FR | 2018-12-13 | 0.93109
CCG | FR | 2018-12-13 01:00 | 0.93109
CCG | FR | 2018-12-13 02:00 | 0.93067
CCG | FR | 2018-12-13 03:00 | 0.93067
CCG | FR | 2018-12-13 04:00 | 0.93067
CCG | FR | 2018-12-13 05:00 | 0.93067
CCG | FR | 2018-12-13 06:00 | 0.93067
CCG | FR | 2018-12-13 07:00 | 0.93067
CCG | FR | 2018-12-13 08:00 | 0.93067
CCG | FR | 2018-12-13 09:00 | 0.93067
CCG | FR | 2018-12-13 10:00 | 0.93067
CCG | FR | 2018-12-13 11:00 | 0.93067
CCG | FR | 2018-12-13 12:00 | 0.93109
CCG | FR | 2018-12-13 13:00 | 0.90732
CCG | FR | 2018-12-13 14:00 | 0.90732
CCG | FR | 2018-12-13 15:00 | 0.90732
CCG | FR | 2018-12-13 16:00 | 0.90732
CCG | FR | 2018-12-13 17:00 | 0.90732
CCG | FR | 2018-12-13 18:00 | 0.90732
CCG | FR | 2018-12-13 19:00 | 0.90732
CCG | FR | 2018-12-13 20:00 | 0.90732
CCG | FR | 2018-12-13 21:00 | 0.93109
CCG | FR | 2018-12-13 22:00 | 0.93109
CCG | FR | 2018-12-13 23:00 | 0.93109
CCG | FR | 2018-12-14 | 0.93109
CCG | FR | 2018-12-14 01:00 | 0.93109
CCG | FR | 2018-12-14 02:00 | 0.93109
CCG | FR | 2018-12-14 03:00 | 0.93109
CCG | FR | 2018-12-14 04:00 | 0.93109
CCG | FR | 2018-12-14 05:00 | 0.93109
CCG | FR | 2018-12-14 06:00 | 0.93109
CCG | FR | 2018-12-14 07:00 | 0.93109
CCG | FR | 2018-12-14 08:00 | 0.93109
CCG | FR | 2018-12-14 09:00 | 0.93109
CCG | FR | 2018-12-14 10:00 | 0.93109
CCG | FR | 2018-12-14 11:00 | 0.93109
CCG | FR | 2018-12-14 12:00 | 0.93109
CCG | FR | 2018-12-14 13:00 | 0.93109
CCG | FR | 2018-12-14 14:00 | 1
CCG | FR | 2018-12-14 15:00 | 1
CCG | FR | 2018-12-14 16:00 | 1
CCG | FR | 2018-12-14 17:00 | 1
CCG | FR | 2018-12-14 18:00 | 1
CCG | FR | 2018-12-14 19:00 | 1
CCG | FR | 2018-12-14 20:00 | 1
CCG | FR | 2018-12-14 21:00 | 1
CCG | FR | 2018-12-14 22:00 | 1
CCG | FR | 2018-12-14 23:00 | 1
CCG | FR | 2018-12-15 | 1
CCG | FR | 2018-12-15 01:00 | 1
CCG | FR | 2018-12-15 02:00 | 1
CCG | FR | 2018-12-15 03:00 | 1
CCG | FR | 2018-12-15 04:00 | 1
CCG | FR | 2018-12-15 05:00 | 1
CCG | FR | 2018-12-15 06:00 | 1
CCG | FR | 2018-12-15 07:00 | 1
CCG | FR | 2018-12-15 08:00 | 1
CCG | FR | 2018-12-15 09:00 | 1
CCG | FR | 2018-12-15 10:00 | 1
CCG | FR | 2018-12-15 11:00 | 1
CCG | FR | 2018-12-15 12:00 | 1
CCG | FR | 2018-12-15 13:00 | 1
CCG | FR | 2018-12-15 14:00 | 1
CCG | FR | 2018-12-15 15:00 | 1
CCG | FR | 2018-12-15 16:00 | 1
CCG | FR | 2018-12-15 17:00 | 1
CCG | FR | 2018-12-15 18:00 | 1
CCG | FR | 2018-12-15 19:00 | 1
CCG | FR | 2018-12-15 20:00 | 1
CCG | FR | 2018-12-15 21:00 | 1
CCG | FR | 2018-12-15 22:00 | 0.98073
CCG | FR | 2018-12-15 23:00 | 1
CCG | FR | 2018-12-16 | 0.91629
CCG | FR | 2018-12-16 01:00 | 0.91629
CCG | FR | 2018-12-16 02:00 | 0.91629
CCG | FR | 2018-12-16 03:00 | 0.91674
CCG | FR | 2018-12-16 04:00 | 0.91674
CCG | FR | 2018-12-16 05:00 | 0.91674
CCG | FR | 2018-12-16 06:00 | 0.91674
CCG | FR | 2018-12-16 07:00 | 0.91674
CCG | FR | 2018-12-16 08:00 | 0.91674
CCG | FR | 2018-12-16 09:00 | 0.91674
CCG | FR | 2018-12-16 10:00 | 0.91674
CCG | FR | 2018-12-16 11:00 | 0.91674
CCG | FR | 2018-12-16 12:00 | 0.91674
CCG | FR | 2018-12-16 13:00 | 0.91674
CCG | FR | 2018-12-16 14:00 | 0.91674
CCG | FR | 2018-12-16 15:00 | 0.96555
CCG | FR | 2018-12-16 16:00 | 0.96555
CCG | FR | 2018-12-16 17:00 | 1
CCG | FR | 2018-12-16 18:00 | 1
CCG | FR | 2018-12-16 19:00 | 1
CCG | FR | 2018-12-16 20:00 | 1
CCG | FR | 2018-12-16 21:00 | 1
CCG | FR | 2018-12-16 22:00 | 1
CCG | FR | 2018-12-16 23:00 | 1
CCG | FR | 2018-12-17 | 1
CCG | FR | 2018-12-17 01:00 | 1
CCG | FR | 2018-12-17 02:00 | 1
CCG | FR | 2018-12-17 03:00 | 1
CCG | FR | 2018-12-17 04:00 | 1
CCG | FR | 2018-12-17 05:00 | 1
CCG | FR | 2018-12-17 06:00 | 1
CCG | FR | 2018-12-17 07:00 | 1
CCG | FR | 2018-12-17 08:00 | 1
CCG | FR | 2018-12-17 09:00 | 1
CCG | FR | 2018-12-17 10:00 | 1
CCG | FR | 2018-12-17 11:00 | 1
CCG | FR | 2018-12-17 12:00 | 1
CCG | FR | 2018-12-17 13:00 | 1
CCG | FR | 2018-12-17 14:00 | 1
CCG | FR | 2018-12-17 15:00 | 1
CCG | FR | 2018-12-17 16:00 | 1
CCG | FR | 2018-12-17 17:00 | 1
CCG | FR | 2018-12-17 18:00 | 1
CCG | FR | 2018-12-17 19:00 | 1
CCG | FR | 2018-12-17 20:00 | 1
CCG | FR | 2018-12-17 21:00 | 1
CCG | FR | 2018-12-17 22:00 | 1
CCG | FR | 2018-12-17 23:00 | 1
CCG | FR | 2018-12-18 | 1
CCG | FR | 2018-12-18 01:00 | 1
CCG | FR | 2018-12-18 02:00 | 1
CCG | FR | 2018-12-18 03:00 | 1
CCG | FR | 2018-12-18 04:00 | 1
CCG | FR | 2018-12-18 05:00 | 1
CCG | FR | 2018-12-18 06:00 | 1
CCG | FR | 2018-12-18 07:00 | 1
CCG | FR | 2018-12-18 08:00 | 1
CCG | FR | 2018-12-18 09:00 | 1
CCG | FR | 2018-12-18 10:00 | 1
CCG | FR | 2018-12-18 11:00 | 1
CCG | FR | 2018-12-18 12:00 | 1
CCG | FR | 2018-12-18 13:00 | 1
CCG | FR | 2018-12-18 14:00 | 1
CCG | FR | 2018-12-18 15:00 | 1
CCG | FR | 2018-12-18 16:00 | 1
CCG | FR | 2018-12-18 17:00 | 1
CCG | FR | 2018-12-18 18:00 | 1
CCG | FR | 2018-12-18 19:00 | 1
CCG | FR | 2018-12-18 20:00 | 1
CCG | FR | 2018-12-18 21:00 | 0.9668
CCG | FR | 2018-12-18 22:00 | 0.9668
CCG | FR | 2018-12-18 23:00 | 0.9668
CCG | FR | 2018-12-19 | 0.9668
CCG | FR | 2018-12-19 01:00 | 0.9668
CCG | FR | 2018-12-19 02:00 | 0.9668
CCG | FR | 2018-12-19 03:00 | 0.9668
CCG | FR | 2018-12-19 04:00 | 0.9668
CCG | FR | 2018-12-19 05:00 | 0.9668
CCG | FR | 2018-12-19 06:00 | 0.9668
CCG | FR | 2018-12-19 07:00 | 0.93109
CCG | FR | 2018-12-19 08:00 | 0.96015
CCG | FR | 2018-12-19 09:00 | 0.96015
CCG | FR | 2018-12-19 10:00 | 0.98306
CCG | FR | 2018-12-19 11:00 | 0.98306
CCG | FR | 2018-12-19 12:00 | 0.98306
CCG | FR | 2018-12-19 13:00 | 0.98306
CCG | FR | 2018-12-19 14:00 | 0.98306
CCG | FR | 2018-12-19 15:00 | 0.98306
CCG | FR | 2018-12-19 16:00 | 0.98306
CCG | FR | 2018-12-19 17:00 | 1
CCG | FR | 2018-12-19 18:00 | 1
CCG | FR | 2018-12-19 19:00 | 1
CCG | FR | 2018-12-19 20:00 | 1
CCG | FR | 2018-12-19 21:00 | 1
CCG | FR | 2018-12-19 22:00 | 1
CCG | FR | 2018-12-19 23:00 | 1
CCG | FR | 2018-12-20 | 1
CCG | FR | 2018-12-20 01:00 | 1
CCG | FR | 2018-12-20 02:00 | 1
CCG | FR | 2018-12-20 03:00 | 1
CCG | FR | 2018-12-20 04:00 | 1
CCG | FR | 2018-12-20 05:00 | 1
CCG | FR | 2018-12-20 06:00 | 0.96438
CCG | FR | 2018-12-20 07:00 | 1
CCG | FR | 2018-12-20 08:00 | 1
CCG | FR | 2018-12-20 09:00 | 1
CCG | FR | 2018-12-20 10:00 | 1
CCG | FR | 2018-12-20 11:00 | 1
CCG | FR | 2018-12-20 12:00 | 1
CCG | FR | 2018-12-20 13:00 | 1
CCG | FR | 2018-12-20 14:00 | 1
CCG | FR | 2018-12-20 15:00 | 1
CCG | FR | 2018-12-20 16:00 | 1
CCG | FR | 2018-12-20 17:00 | 1
CCG | FR | 2018-12-20 18:00 | 1
CCG | FR | 2018-12-20 19:00 | 1
CCG | FR | 2018-12-20 20:00 | 1
CCG | FR | 2018-12-20 21:00 | 1
CCG | FR | 2018-12-20 22:00 | 1
CCG | FR | 2018-12-20 23:00 | 1
CCG | FR | 2018-12-21 | 1
CCG | FR | 2018-12-21 01:00 | 1
CCG | FR | 2018-12-21 02:00 | 1
CCG | FR | 2018-12-21 03:00 | 1
CCG | FR | 2018-12-21 04:00 | 1
CCG | FR | 2018-12-21 05:00 | 1
CCG | FR | 2018-12-21 06:00 | 1
CCG | FR | 2018-12-21 07:00 | 1
CCG | FR | 2018-12-21 08:00 | 1
CCG | FR | 2018-12-21 09:00 | 1
CCG | FR | 2018-12-21 10:00 | 1
CCG | FR | 2018-12-21 11:00 | 1
CCG | FR | 2018-12-21 12:00 | 1
CCG | FR | 2018-12-21 13:00 | 1
CCG | FR | 2018-12-21 14:00 | 1
CCG | FR | 2018-12-21 15:00 | 1
CCG | FR | 2018-12-21 16:00 | 1
CCG | FR | 2018-12-21 17:00 | 1
CCG | FR | 2018-12-21 18:00 | 1
CCG | FR | 2018-12-21 19:00 | 1
CCG | FR | 2018-12-21 20:00 | 1
CCG | FR | 2018-12-21 21:00 | 1
CCG | FR | 2018-12-21 22:00 | 1
CCG | FR | 2018-12-21 23:00 | 1
CCG | FR | 2018-12-22 | 0.88229
CCG | FR | 2018-12-22 01:00 | 0.88229
CCG | FR | 2018-12-22 02:00 | 0.88229
CCG | FR | 2018-12-22 03:00 | 0.88229
CCG | FR | 2018-12-22 04:00 | 0.88229
CCG | FR | 2018-12-22 05:00 | 0.88229
CCG | FR | 2018-12-22 06:00 | 0.88229
CCG | FR | 2018-12-22 07:00 | 0.88229
CCG | FR | 2018-12-22 08:00 | 0.88229
CCG | FR | 2018-12-22 09:00 | 0.88229
CCG | FR | 2018-12-22 10:00 | 0.88229
CCG | FR | 2018-12-22 11:00 | 0.88229
CCG | FR | 2018-12-22 12:00 | 0.88229
CCG | FR | 2018-12-22 13:00 | 0.88229
CCG | FR | 2018-12-22 14:00 | 0.88229
CCG | FR | 2018-12-22 15:00 | 0.93109
CCG | FR | 2018-12-22 16:00 | 0.93109
CCG | FR | 2018-12-22 17:00 | 0.93109
CCG | FR | 2018-12-22 18:00 | 0.93109
CCG | FR | 2018-12-22 19:00 | 0.93109
CCG | FR | 2018-12-22 20:00 | 0.93109
CCG | FR | 2018-12-22 21:00 | 0.93109
CCG | FR | 2018-12-22 22:00 | 0.93109
CCG | FR | 2018-12-22 23:00 | 0.93109
CCG | FR | 2018-12-23 | 0.93109
CCG | FR | 2018-12-23 01:00 | 0.93109
CCG | FR | 2018-12-23 02:00 | 0.93109
CCG | FR | 2018-12-23 03:00 | 0.93109
CCG | FR | 2018-12-23 04:00 | 0.93109
CCG | FR | 2018-12-23 05:00 | 0.93109
CCG | FR | 2018-12-23 06:00 | 0.93109
CCG | FR | 2018-12-23 07:00 | 0.93109
CCG | FR | 2018-12-23 08:00 | 0.93109
CCG | FR | 2018-12-23 09:00 | 0.93109
CCG | FR | 2018-12-23 10:00 | 0.93109
CCG | FR | 2018-12-23 11:00 | 0.93109
CCG | FR | 2018-12-23 12:00 | 0.93109
CCG | FR | 2018-12-23 13:00 | 0.93109
CCG | FR | 2018-12-23 14:00 | 0.93109
CCG | FR | 2018-12-23 15:00 | 0.93109
CCG | FR | 2018-12-23 16:00 | 0.93109
CCG | FR | 2018-12-23 17:00 | 0.93109
CCG | FR | 2018-12-23 18:00 | 0.93109
CCG | FR | 2018-12-23 19:00 | 0.93109
CCG | FR | 2018-12-23 20:00 | 0.93109
CCG | FR | 2018-12-23 21:00 | 0.93109
CCG | FR | 2018-12-23 22:00 | 0.93109
CCG | FR | 2018-12-23 23:00 | 0.93109
CCG | FR | 2018-12-24 | 0.8948
CCG | FR | 2018-12-24 01:00 | 0.8948
CCG | FR | 2018-12-24 02:00 | 0.8948
CCG | FR | 2018-12-24 03:00 | 0.8948
CCG | FR | 2018-12-24 04:00 | 0.8948
CCG | FR | 2018-12-24 05:00 | 0.8948
CCG | FR | 2018-12-24 06:00 | 0.8948
CCG | FR | 2018-12-24 07:00 | 0.8948
CCG | FR | 2018-12-24 08:00 | 0.8948
CCG | FR | 2018-12-24 09:00 | 0.8948
CCG | FR | 2018-12-24 10:00 | 0.8948
CCG | FR | 2018-12-24 11:00 | 0.8948
CCG | FR | 2018-12-24 12:00 | 0.8948
CCG | FR | 2018-12-24 13:00 | 0.8948
CCG | FR | 2018-12-24 14:00 | 0.8948
CCG | FR | 2018-12-24 15:00 | 0.8948
CCG | FR | 2018-12-24 16:00 | 0.8948
CCG | FR | 2018-12-24 17:00 | 0.8948
CCG | FR | 2018-12-24 18:00 | 0.93109
CCG | FR | 2018-12-24 19:00 | 0.93109
CCG | FR | 2018-12-24 20:00 | 0.93109
CCG | FR | 2018-12-24 21:00 | 0.93109
CCG | FR | 2018-12-24 22:00 | 0.93109
CCG | FR | 2018-12-24 23:00 | 0.94205
CCG | FR | 2018-12-25 | 0.96555
CCG | FR | 2018-12-25 01:00 | 0.96555
CCG | FR | 2018-12-25 02:00 | 0.96555
CCG | FR | 2018-12-25 03:00 | 0.96555
CCG | FR | 2018-12-25 04:00 | 0.96555
CCG | FR | 2018-12-25 05:00 | 0.96555
CCG | FR | 2018-12-25 06:00 | 0.96555
CCG | FR | 2018-12-25 07:00 | 0.96555
CCG | FR | 2018-12-25 08:00 | 0.96555
CCG | FR | 2018-12-25 09:00 | 0.96555
CCG | FR | 2018-12-25 10:00 | 0.96555
CCG | FR | 2018-12-25 11:00 | 0.96555
CCG | FR | 2018-12-25 12:00 | 0.96555
CCG | FR | 2018-12-25 13:00 | 0.96555
CCG | FR | 2018-12-25 14:00 | 0.96555
CCG | FR | 2018-12-25 15:00 | 0.96555
CCG | FR | 2018-12-25 16:00 | 0.96555
CCG | FR | 2018-12-25 17:00 | 0.96555
CCG | FR | 2018-12-25 18:00 | 0.96555
CCG | FR | 2018-12-25 19:00 | 0.96555
CCG | FR | 2018-12-25 20:00 | 0.96555
CCG | FR | 2018-12-25 21:00 | 0.96555
CCG | FR | 2018-12-25 22:00 | 0.96555
CCG | FR | 2018-12-25 23:00 | 0.96555
CCG | FR | 2018-12-26 | 0.93209
CCG | FR | 2018-12-26 01:00 | 0.93209
CCG | FR | 2018-12-26 02:00 | 0.93209
CCG | FR | 2018-12-26 03:00 | 0.93209
CCG | FR | 2018-12-26 04:00 | 0.93209
CCG | FR | 2018-12-26 05:00 | 0.93209
CCG | FR | 2018-12-26 06:00 | 0.93209
CCG | FR | 2018-12-26 07:00 | 0.93209
CCG | FR | 2018-12-26 08:00 | 0.91516
CCG | FR | 2018-12-26 09:00 | 0.91516
CCG | FR | 2018-12-26 10:00 | 0.91516
CCG | FR | 2018-12-26 11:00 | 0.91516
CCG | FR | 2018-12-26 12:00 | 0.91516
CCG | FR | 2018-12-26 13:00 | 0.91516
CCG | FR | 2018-12-26 14:00 | 0.91516
CCG | FR | 2018-12-26 15:00 | 0.91516
CCG | FR | 2018-12-26 16:00 | 0.91516
CCG | FR | 2018-12-26 17:00 | 0.91516
CCG | FR | 2018-12-26 18:00 | 0.91516
CCG | FR | 2018-12-26 19:00 | 0.91516
CCG | FR | 2018-12-26 20:00 | 0.91516
CCG | FR | 2018-12-26 21:00 | 0.91516
CCG | FR | 2018-12-26 22:00 | 0.91516
CCG | FR | 2018-12-26 23:00 | 0.91516
CCG | FR | 2018-12-27 | 0.91516
CCG | FR | 2018-12-27 01:00 | 0.91516
CCG | FR | 2018-12-27 02:00 | 0.91516
CCG | FR | 2018-12-27 03:00 | 0.91516
CCG | FR | 2018-12-27 04:00 | 0.91516
CCG | FR | 2018-12-27 05:00 | 0.91516
CCG | FR | 2018-12-27 06:00 | 0.91516
CCG | FR | 2018-12-27 07:00 | 0.91516
CCG | FR | 2018-12-27 08:00 | 0.91516
CCG | FR | 2018-12-27 09:00 | 0.91516
CCG | FR | 2018-12-27 10:00 | 0.91516
CCG | FR | 2018-12-27 11:00 | 0.91516
CCG | FR | 2018-12-27 12:00 | 0.91516
CCG | FR | 2018-12-27 13:00 | 0.91516
CCG | FR | 2018-12-27 14:00 | 0.91516
CCG | FR | 2018-12-27 15:00 | 0.91516
CCG | FR | 2018-12-27 16:00 | 0.91516
CCG | FR | 2018-12-27 17:00 | 0.91516
CCG | FR | 2018-12-27 18:00 | 0.91516
CCG | FR | 2018-12-27 19:00 | 0.91516
CCG | FR | 2018-12-27 20:00 | 0.91516
CCG | FR | 2018-12-27 21:00 | 0.91516
CCG | FR | 2018-12-27 22:00 | 0.91516
CCG | FR | 2018-12-27 23:00 | 0.91516
CCG | FR | 2018-12-28 | 0.91516
CCG | FR | 2018-12-28 01:00 | 0.91516
CCG | FR | 2018-12-28 02:00 | 0.91516
CCG | FR | 2018-12-28 03:00 | 0.91516
CCG | FR | 2018-12-28 04:00 | 0.91516
CCG | FR | 2018-12-28 05:00 | 0.91516
CCG | FR | 2018-12-28 06:00 | 0.91516
CCG | FR | 2018-12-28 07:00 | 0.91516
CCG | FR | 2018-12-28 08:00 | 0.91516
CCG | FR | 2018-12-28 09:00 | 0.91516
CCG | FR | 2018-12-28 10:00 | 0.91516
CCG | FR | 2018-12-28 11:00 | 0.91516
CCG | FR | 2018-12-28 12:00 | 0.93209
CCG | FR | 2018-12-28 13:00 | 0.93209
CCG | FR | 2018-12-28 14:00 | 0.93209
CCG | FR | 2018-12-28 15:00 | 0.93209
CCG | FR | 2018-12-28 16:00 | 0.93209
CCG | FR | 2018-12-28 17:00 | 0.93209
CCG | FR | 2018-12-28 18:00 | 0.93209
CCG | FR | 2018-12-28 19:00 | 0.93209
CCG | FR | 2018-12-28 20:00 | 0.93209
CCG | FR | 2018-12-28 21:00 | 0.93209
CCG | FR | 2018-12-28 22:00 | 0.88329
CCG | FR | 2018-12-28 23:00 | 0.88329
CCG | FR | 2018-12-29 | 0.88329
CCG | FR | 2018-12-29 01:00 | 0.88329
CCG | FR | 2018-12-29 02:00 | 0.88329
CCG | FR | 2018-12-29 03:00 | 0.88329
CCG | FR | 2018-12-29 04:00 | 0.88329
CCG | FR | 2018-12-29 05:00 | 0.88329
CCG | FR | 2018-12-29 06:00 | 0.88329
CCG | FR | 2018-12-29 07:00 | 0.88329
CCG | FR | 2018-12-29 08:00 | 0.88329
CCG | FR | 2018-12-29 09:00 | 0.88329
CCG | FR | 2018-12-29 10:00 | 0.88329
CCG | FR | 2018-12-29 11:00 | 0.88329
CCG | FR | 2018-12-29 12:00 | 0.88329
CCG | FR | 2018-12-29 13:00 | 0.93209
CCG | FR | 2018-12-29 14:00 | 0.93209
CCG | FR | 2018-12-29 15:00 | 0.93209
CCG | FR | 2018-12-29 16:00 | 0.93209
CCG | FR | 2018-12-29 17:00 | 0.93209
CCG | FR | 2018-12-29 18:00 | 0.93209
CCG | FR | 2018-12-29 19:00 | 0.93209
CCG | FR | 2018-12-29 20:00 | 0.93209
CCG | FR | 2018-12-29 21:00 | 0.93209
CCG | FR | 2018-12-29 22:00 | 0.93209
CCG | FR | 2018-12-29 23:00 | 0.93209
CCG | FR | 2018-12-30 | 0.96555
CCG | FR | 2018-12-30 01:00 | 0.96555
CCG | FR | 2018-12-30 02:00 | 0.96555
CCG | FR | 2018-12-30 03:00 | 0.96555
CCG | FR | 2018-12-30 04:00 | 0.96555
CCG | FR | 2018-12-30 05:00 | 0.96555
CCG | FR | 2018-12-30 06:00 | 0.96555
CCG | FR | 2018-12-30 07:00 | 0.96555
CCG | FR | 2018-12-30 08:00 | 0.96555
CCG | FR | 2018-12-30 09:00 | 0.96555
CCG | FR | 2018-12-30 10:00 | 0.96555
CCG | FR | 2018-12-30 11:00 | 0.96555
CCG | FR | 2018-12-30 12:00 | 0.96555
CCG | FR | 2018-12-30 13:00 | 0.96555
CCG | FR | 2018-12-30 14:00 | 0.96555
CCG | FR | 2018-12-30 15:00 | 0.94628
CCG | FR | 2018-12-30 16:00 | 0.94628
CCG | FR | 2018-12-30 17:00 | 0.94628
CCG | FR | 2018-12-30 18:00 | 0.96555
CCG | FR | 2018-12-30 19:00 | 0.96555
CCG | FR | 2018-12-30 20:00 | 0.96555
CCG | FR | 2018-12-30 21:00 | 0.96555
CCG | FR | 2018-12-30 22:00 | 0.96555
CCG | FR | 2018-12-30 23:00 | 0.96555
CCG | FR | 2018-12-31 | 0.92926
CCG | FR | 2018-12-31 01:00 | 0.90999
CCG | FR | 2018-12-31 02:00 | 0.90999
CCG | FR | 2018-12-31 03:00 | 0.92926
CCG | FR | 2018-12-31 04:00 | 0.92926
CCG | FR | 2018-12-31 05:00 | 0.92926
CCG | FR | 2018-12-31 06:00 | 0.92926
CCG | FR | 2018-12-31 07:00 | 0.92926
CCG | FR | 2018-12-31 08:00 | 0.92926
CCG | FR | 2018-12-31 09:00 | 0.92926
CCG | FR | 2018-12-31 10:00 | 0.92926
CCG | FR | 2018-12-31 11:00 | 0.92926
CCG | FR | 2018-12-31 12:00 | 0.92926
CCG | FR | 2018-12-31 13:00 | 0.92926
CCG | FR | 2018-12-31 14:00 | 0.92926
CCG | FR | 2018-12-31 15:00 | 0.92926
CCG | FR | 2018-12-31 16:00 | 0.96555
CCG | FR | 2018-12-31 17:00 | 0.96555
CCG | FR | 2018-12-31 18:00 | 0.96555
CCG | FR | 2018-12-31 19:00 | 0.96555
CCG | FR | 2018-12-31 20:00 | 0.96555
CCG | FR | 2018-12-31 21:00 | 0.96555
CCG | FR | 2018-12-31 22:00 | 0.96555
CCG | FR | 2018-12-31 23:00 | 0.96555
CCG | GB | 2018-01-01 | 0.92962
CCG | GB | 2018-01-01 01:00 | 0.93386
CCG | GB | 2018-01-01 02:00 | 0.93386
CCG | GB | 2018-01-01 03:00 | 0.93386
CCG | GB | 2018-01-01 04:00 | 0.92943
CCG | GB | 2018-01-01 05:00 | 0.91909
CCG | GB | 2018-01-01 06:00 | 0.91909
CCG | GB | 2018-01-01 07:00 | 0.91911
CCG | GB | 2018-01-01 08:00 | 0.91911
CCG | GB | 2018-01-01 09:00 | 0.90106
CCG | GB | 2018-01-01 10:00 | 0.91941
CCG | GB | 2018-01-01 11:00 | 0.90544
CCG | GB | 2018-01-01 12:00 | 0.90544
CCG | GB | 2018-01-01 13:00 | 0.89604
CCG | GB | 2018-01-01 14:00 | 0.89604
CCG | GB | 2018-01-01 15:00 | 0.89295
CCG | GB | 2018-01-01 16:00 | 0.89295
CCG | GB | 2018-01-01 17:00 | 0.90168
CCG | GB | 2018-01-01 18:00 | 0.90168
CCG | GB | 2018-01-01 19:00 | 0.90168
CCG | GB | 2018-01-01 20:00 | 0.90168
CCG | GB | 2018-01-01 21:00 | 0.90168
CCG | GB | 2018-01-01 22:00 | 0.90168
CCG | GB | 2018-01-01 23:00 | 0.90168
CCG | GB | 2018-01-02 | 0.90168
CCG | GB | 2018-01-02 01:00 | 0.90181
CCG | GB | 2018-01-02 02:00 | 0.90181
CCG | GB | 2018-01-02 03:00 | 0.90181
CCG | GB | 2018-01-02 04:00 | 0.87954
CCG | GB | 2018-01-02 05:00 | 0.87954
CCG | GB | 2018-01-02 06:00 | 0.87954
CCG | GB | 2018-01-02 07:00 | 0.85655
CCG | GB | 2018-01-02 08:00 | 0.8782
CCG | GB | 2018-01-02 09:00 | 0.90181
CCG | GB | 2018-01-02 10:00 | 0.90181
CCG | GB | 2018-01-02 11:00 | 0.90181
CCG | GB | 2018-01-02 12:00 | 0.90181
CCG | GB | 2018-01-02 13:00 | 0.9016
CCG | GB | 2018-01-02 14:00 | 0.91256
CCG | GB | 2018-01-02 15:00 | 0.91256
CCG | GB | 2018-01-02 16:00 | 0.91256
CCG | GB | 2018-01-02 17:00 | 0.91256
CCG | GB | 2018-01-02 18:00 | 0.91256
CCG | GB | 2018-01-02 19:00 | 0.90181
CCG | GB | 2018-01-02 20:00 | 0.90181
CCG | GB | 2018-01-02 21:00 | 0.90181
CCG | GB | 2018-01-02 22:00 | 0.90079
CCG | GB | 2018-01-02 23:00 | 0.90079
CCG | GB | 2018-01-03 | 0.90079
CCG | GB | 2018-01-03 01:00 | 0.88376
CCG | GB | 2018-01-03 02:00 | 0.88376
CCG | GB | 2018-01-03 03:00 | 0.87224
CCG | GB | 2018-01-03 04:00 | 0.87224
CCG | GB | 2018-01-03 05:00 | 0.87503
CCG | GB | 2018-01-03 06:00 | 0.87503
CCG | GB | 2018-01-03 07:00 | 0.88376
CCG | GB | 2018-01-03 08:00 | 0.88376
CCG | GB | 2018-01-03 09:00 | 0.89451
CCG | GB | 2018-01-03 10:00 | 0.91242
CCG | GB | 2018-01-03 11:00 | 0.91242
CCG | GB | 2018-01-03 12:00 | 0.91242
CCG | GB | 2018-01-03 13:00 | 0.91251
CCG | GB | 2018-01-03 14:00 | 0.91251
CCG | GB | 2018-01-03 15:00 | 0.91253
CCG | GB | 2018-01-03 16:00 | 0.91253
CCG | GB | 2018-01-03 17:00 | 0.91256
CCG | GB | 2018-01-03 18:00 | 0.91256
CCG | GB | 2018-01-03 19:00 | 0.91259
CCG | GB | 2018-01-03 20:00 | 0.91259
CCG | GB | 2018-01-03 21:00 | 0.91259
CCG | GB | 2018-01-03 22:00 | 0.91261
CCG | GB | 2018-01-03 23:00 | 0.91261
CCG | GB | 2018-01-04 | 0.91157
CCG | GB | 2018-01-04 01:00 | 0.89628
CCG | GB | 2018-01-04 02:00 | 0.89628
CCG | GB | 2018-01-04 03:00 | 0.89631
CCG | GB | 2018-01-04 04:00 | 0.89631
CCG | GB | 2018-01-04 05:00 | 0.88236
CCG | GB | 2018-01-04 06:00 | 0.88236
CCG | GB | 2018-01-04 07:00 | 0.93088
CCG | GB | 2018-01-04 08:00 | 0.93418
CCG | GB | 2018-01-04 09:00 | 0.93418
CCG | GB | 2018-01-04 10:00 | 0.93418
CCG | GB | 2018-01-04 11:00 | 0.93418
CCG | GB | 2018-01-04 12:00 | 0.93418
CCG | GB | 2018-01-04 13:00 | 0.93013
CCG | GB | 2018-01-04 14:00 | 0.93005
CCG | GB | 2018-01-04 15:00 | 0.92997
CCG | GB | 2018-01-04 16:00 | 0.91936
CCG | GB | 2018-01-04 17:00 | 0.89786
CCG | GB | 2018-01-04 18:00 | 0.89786
CCG | GB | 2018-01-04 19:00 | 0.89789
CCG | GB | 2018-01-04 20:00 | 0.89762
CCG | GB | 2018-01-04 21:00 | 0.9085
CCG | GB | 2018-01-04 22:00 | 0.92121
CCG | GB | 2018-01-04 23:00 | 0.91001
CCG | GB | 2018-01-05 | 0.90939
CCG | GB | 2018-01-05 01:00 | 0.8987
CCG | GB | 2018-01-05 02:00 | 0.91474
CCG | GB | 2018-01-05 03:00 | 0.91474
CCG | GB | 2018-01-05 04:00 | 0.91474
CCG | GB | 2018-01-05 05:00 | 0.91474
CCG | GB | 2018-01-05 06:00 | 0.91474
CCG | GB | 2018-01-05 07:00 | 0.92919
CCG | GB | 2018-01-05 08:00 | 0.915
CCG | GB | 2018-01-05 09:00 | 0.915
CCG | GB | 2018-01-05 10:00 | 0.915
CCG | GB | 2018-01-05 11:00 | 0.915
CCG | GB | 2018-01-05 12:00 | 0.915
CCG | GB | 2018-01-05 13:00 | 0.915
CCG | GB | 2018-01-05 14:00 | 0.915
CCG | GB | 2018-01-05 15:00 | 0.915
CCG | GB | 2018-01-05 16:00 | 0.90869
CCG | GB | 2018-01-05 17:00 | 0.88005
CCG | GB | 2018-01-05 18:00 | 0.88997
CCG | GB | 2018-01-05 19:00 | 0.89991
CCG | GB | 2018-01-05 20:00 | 0.89991
CCG | GB | 2018-01-05 21:00 | 0.89991
CCG | GB | 2018-01-05 22:00 | 0.88599
CCG | GB | 2018-01-05 23:00 | 0.9009
CCG | GB | 2018-01-06 | 0.89206
CCG | GB | 2018-01-06 01:00 | 0.90617
CCG | GB | 2018-01-06 02:00 | 0.89649
CCG | GB | 2018-01-06 03:00 | 0.89649
CCG | GB | 2018-01-06 04:00 | 0.88258
CCG | GB | 2018-01-06 05:00 | 0.88261
CCG | GB | 2018-01-06 06:00 | 0.88261
CCG | GB | 2018-01-06 07:00 | 0.88234
CCG | GB | 2018-01-06 08:00 | 0.88142
CCG | GB | 2018-01-06 09:00 | 0.86259
CCG | GB | 2018-01-06 10:00 | 0.87651
CCG | GB | 2018-01-06 11:00 | 0.88618
CCG | GB | 2018-01-06 12:00 | 0.88618
CCG | GB | 2018-01-06 13:00 | 0.90036
CCG | GB | 2018-01-06 14:00 | 0.90036
CCG | GB | 2018-01-06 15:00 | 0.90155
CCG | GB | 2018-01-06 16:00 | 0.90155
CCG | GB | 2018-01-06 17:00 | 0.88505
CCG | GB | 2018-01-06 18:00 | 0.90155
CCG | GB | 2018-01-06 19:00 | 0.88924
CCG | GB | 2018-01-06 20:00 | 0.89069
CCG | GB | 2018-01-06 21:00 | 0.92035
CCG | GB | 2018-01-06 22:00 | 0.92035
CCG | GB | 2018-01-06 23:00 | 0.92035
CCG | GB | 2018-01-07 | 0.92035
CCG | GB | 2018-01-07 01:00 | 0.90566
CCG | GB | 2018-01-07 02:00 | 0.90566
CCG | GB | 2018-01-07 03:00 | 0.90566
CCG | GB | 2018-01-07 04:00 | 0.90566
CCG | GB | 2018-01-07 05:00 | 0.90566
CCG | GB | 2018-01-07 06:00 | 0.90566
CCG | GB | 2018-01-07 07:00 | 0.90566
CCG | GB | 2018-01-07 08:00 | 0.90566
CCG | GB | 2018-01-07 09:00 | 0.90566
CCG | GB | 2018-01-07 10:00 | 0.88449
CCG | GB | 2018-01-07 11:00 | 0.88449
CCG | GB | 2018-01-07 12:00 | 0.88449
CCG | GB | 2018-01-07 13:00 | 0.88484
CCG | GB | 2018-01-07 14:00 | 0.89491
CCG | GB | 2018-01-07 15:00 | 0.89491
CCG | GB | 2018-01-07 16:00 | 0.89491
CCG | GB | 2018-01-07 17:00 | 0.88051
CCG | GB | 2018-01-07 18:00 | 0.90337
CCG | GB | 2018-01-07 19:00 | 0.90337
CCG | GB | 2018-01-07 20:00 | 0.91844
CCG | GB | 2018-01-07 21:00 | 0.91844
CCG | GB | 2018-01-07 22:00 | 0.91844
CCG | GB | 2018-01-07 23:00 | 0.91844
CCG | GB | 2018-01-08 | 0.9077
CCG | GB | 2018-01-08 01:00 | 0.90404
CCG | GB | 2018-01-08 02:00 | 0.90404
CCG | GB | 2018-01-08 03:00 | 0.90404
CCG | GB | 2018-01-08 04:00 | 0.90404
CCG | GB | 2018-01-08 05:00 | 0.91492
CCG | GB | 2018-01-08 06:00 | 0.91492
CCG | GB | 2018-01-08 07:00 | 0.91492
CCG | GB | 2018-01-08 08:00 | 0.88741
CCG | GB | 2018-01-08 09:00 | 0.89061
CCG | GB | 2018-01-08 10:00 | 0.89061
CCG | GB | 2018-01-08 11:00 | 0.91492
CCG | GB | 2018-01-08 12:00 | 0.91492
CCG | GB | 2018-01-08 13:00 | 0.91492
CCG | GB | 2018-01-08 14:00 | 0.90283
CCG | GB | 2018-01-08 15:00 | 0.90326
CCG | GB | 2018-01-08 16:00 | 0.90283
CCG | GB | 2018-01-08 17:00 | 0.90356
CCG | GB | 2018-01-08 18:00 | 0.93053
CCG | GB | 2018-01-08 19:00 | 0.94044
CCG | GB | 2018-01-08 20:00 | 0.94044
CCG | GB | 2018-01-08 21:00 | 0.92983
CCG | GB | 2018-01-08 22:00 | 0.92983
CCG | GB | 2018-01-08 23:00 | 0.92983
CCG | GB | 2018-01-09 | 0.9366
CCG | GB | 2018-01-09 01:00 | 0.92126
CCG | GB | 2018-01-09 02:00 | 0.92126
CCG | GB | 2018-01-09 03:00 | 0.92126
CCG | GB | 2018-01-09 04:00 | 0.92126
CCG | GB | 2018-01-09 05:00 | 0.92126
CCG | GB | 2018-01-09 06:00 | 0.92126
CCG | GB | 2018-01-09 07:00 | 0.92126
CCG | GB | 2018-01-09 08:00 | 0.90523
CCG | GB | 2018-01-09 09:00 | 0.90523
CCG | GB | 2018-01-09 10:00 | 0.90523
CCG | GB | 2018-01-09 11:00 | 0.90523
CCG | GB | 2018-01-09 12:00 | 0.92164
CCG | GB | 2018-01-09 13:00 | 0.91242
CCG | GB | 2018-01-09 14:00 | 0.91358
CCG | GB | 2018-01-09 15:00 | 0.9203
CCG | GB | 2018-01-09 16:00 | 0.9203
CCG | GB | 2018-01-09 17:00 | 0.91143
CCG | GB | 2018-01-09 18:00 | 0.91143
CCG | GB | 2018-01-09 19:00 | 0.9203
CCG | GB | 2018-01-09 20:00 | 0.93633
CCG | GB | 2018-01-09 21:00 | 0.93633
CCG | GB | 2018-01-09 22:00 | 0.92505
CCG | GB | 2018-01-09 23:00 | 0.91377
CCG | GB | 2018-01-10 | 0.92505
CCG | GB | 2018-01-10 01:00 | 0.93768
CCG | GB | 2018-01-10 02:00 | 0.93768
CCG | GB | 2018-01-10 03:00 | 0.93768
CCG | GB | 2018-01-10 04:00 | 0.93768
CCG | GB | 2018-01-10 05:00 | 0.93768
CCG | GB | 2018-01-10 06:00 | 0.93768
CCG | GB | 2018-01-10 07:00 | 0.93491
CCG | GB | 2018-01-10 08:00 | 0.93491
CCG | GB | 2018-01-10 09:00 | 0.92524
CCG | GB | 2018-01-10 10:00 | 0.92524
CCG | GB | 2018-01-10 11:00 | 0.92521
CCG | GB | 2018-01-10 12:00 | 0.92521
CCG | GB | 2018-01-10 13:00 | 0.92532
CCG | GB | 2018-01-10 14:00 | 0.91836
CCG | GB | 2018-01-10 15:00 | 0.9366
CCG | GB | 2018-01-10 16:00 | 0.9366
CCG | GB | 2018-01-10 17:00 | 0.9366
CCG | GB | 2018-01-10 18:00 | 0.9366
CCG | GB | 2018-01-10 19:00 | 0.9366
CCG | GB | 2018-01-10 20:00 | 0.9366
CCG | GB | 2018-01-10 21:00 | 0.9366
CCG | GB | 2018-01-10 22:00 | 0.9366
CCG | GB | 2018-01-10 23:00 | 0.9366
CCG | GB | 2018-01-11 | 0.9366
CCG | GB | 2018-01-11 01:00 | 0.9366
CCG | GB | 2018-01-11 02:00 | 0.9366
CCG | GB | 2018-01-11 03:00 | 0.9366
CCG | GB | 2018-01-11 04:00 | 0.9366
CCG | GB | 2018-01-11 05:00 | 0.9366
CCG | GB | 2018-01-11 06:00 | 0.9366
CCG | GB | 2018-01-11 07:00 | 0.9366
CCG | GB | 2018-01-11 08:00 | 0.9366
CCG | GB | 2018-01-11 09:00 | 0.9366
CCG | GB | 2018-01-11 10:00 | 0.9366
CCG | GB | 2018-01-11 11:00 | 0.92535
CCG | GB | 2018-01-11 12:00 | 0.92535
CCG | GB | 2018-01-11 13:00 | 0.92553
CCG | GB | 2018-01-11 14:00 | 0.9377
CCG | GB | 2018-01-11 15:00 | 0.9377
CCG | GB | 2018-01-11 16:00 | 0.9377
CCG | GB | 2018-01-11 17:00 | 0.92559
CCG | GB | 2018-01-11 18:00 | 0.92559
CCG | GB | 2018-01-11 19:00 | 0.92559
CCG | GB | 2018-01-11 20:00 | 0.9377
CCG | GB | 2018-01-11 21:00 | 0.9377
CCG | GB | 2018-01-11 22:00 | 0.9377
CCG | GB | 2018-01-11 23:00 | 0.9377
CCG | GB | 2018-01-12 | 0.93408
CCG | GB | 2018-01-12 01:00 | 0.92024
CCG | GB | 2018-01-12 02:00 | 0.92024
CCG | GB | 2018-01-12 03:00 | 0.92024
CCG | GB | 2018-01-12 04:00 | 0.92024
CCG | GB | 2018-01-12 05:00 | 0.92024
CCG | GB | 2018-01-12 06:00 | 0.92024
CCG | GB | 2018-01-12 07:00 | 0.92024
CCG | GB | 2018-01-12 08:00 | 0.93515
CCG | GB | 2018-01-12 09:00 | 0.93515
CCG | GB | 2018-01-12 10:00 | 0.93255
CCG | GB | 2018-01-12 11:00 | 0.93255
CCG | GB | 2018-01-12 12:00 | 0.92551
CCG | GB | 2018-01-12 13:00 | 0.93255
CCG | GB | 2018-01-12 14:00 | 0.93515
CCG | GB | 2018-01-12 15:00 | 0.93515
CCG | GB | 2018-01-12 16:00 | 0.93349
CCG | GB | 2018-01-12 17:00 | 0.93515
CCG | GB | 2018-01-12 18:00 | 0.93515
CCG | GB | 2018-01-12 19:00 | 0.88787
CCG | GB | 2018-01-12 20:00 | 0.88787
CCG | GB | 2018-01-12 21:00 | 0.93515
CCG | GB | 2018-01-12 22:00 | 0.91084
CCG | GB | 2018-01-12 23:00 | 0.89862
CCG | GB | 2018-01-13 | 0.88645
CCG | GB | 2018-01-13 01:00 | 0.86544
CCG | GB | 2018-01-13 02:00 | 0.86544
CCG | GB | 2018-01-13 03:00 | 0.86544
CCG | GB | 2018-01-13 04:00 | 0.86544
CCG | GB | 2018-01-13 05:00 | 0.86541
CCG | GB | 2018-01-13 06:00 | 0.86541
CCG | GB | 2018-01-13 07:00 | 0.86541
CCG | GB | 2018-01-13 08:00 | 0.86544
CCG | GB | 2018-01-13 09:00 | 0.86351
CCG | GB | 2018-01-13 10:00 | 0.86313
CCG | GB | 2018-01-13 11:00 | 0.87608
CCG | GB | 2018-01-13 12:00 | 0.866
CCG | GB | 2018-01-13 13:00 | 0.87637
CCG | GB | 2018-01-13 14:00 | 0.87635
CCG | GB | 2018-01-13 15:00 | 0.87629
CCG | GB | 2018-01-13 16:00 | 0.87629
CCG | GB | 2018-01-13 17:00 | 0.86665
CCG | GB | 2018-01-13 18:00 | 0.86665
CCG | GB | 2018-01-13 19:00 | 0.86668
CCG | GB | 2018-01-13 20:00 | 0.86668
CCG | GB | 2018-01-13 21:00 | 0.87635
CCG | GB | 2018-01-13 22:00 | 0.87635
CCG | GB | 2018-01-13 23:00 | 0.87637
CCG | GB | 2018-01-14 | 0.87551
CCG | GB | 2018-01-14 01:00 | 0.87551
CCG | GB | 2018-01-14 02:00 | 0.87551
CCG | GB | 2018-01-14 03:00 | 0.87551
CCG | GB | 2018-01-14 04:00 | 0.85126
CCG | GB | 2018-01-14 05:00 | 0.85126
CCG | GB | 2018-01-14 06:00 | 0.85126
CCG | GB | 2018-01-14 07:00 | 0.85126
CCG | GB | 2018-01-14 08:00 | 0.85126
CCG | GB | 2018-01-14 09:00 | 0.83428
CCG | GB | 2018-01-14 10:00 | 0.83428
CCG | GB | 2018-01-14 11:00 | 0.83533
CCG | GB | 2018-01-14 12:00 | 0.83114
CCG | GB | 2018-01-14 13:00 | 0.83621
CCG | GB | 2018-01-14 14:00 | 0.83621
CCG | GB | 2018-01-14 15:00 | 0.87353
CCG | GB | 2018-01-14 16:00 | 0.89781
CCG | GB | 2018-01-14 17:00 | 0.87436
CCG | GB | 2018-01-14 18:00 | 0.86845
CCG | GB | 2018-01-14 19:00 | 0.83111
CCG | GB | 2018-01-14 20:00 | 0.8526
CCG | GB | 2018-01-14 21:00 | 0.87471
CCG | GB | 2018-01-14 22:00 | 0.85045
CCG | GB | 2018-01-14 23:00 | 0.88728
CCG | GB | 2018-01-15 | 0.89811
CCG | GB | 2018-01-15 01:00 | 0.87132
CCG | GB | 2018-01-15 02:00 | 0.8713
CCG | GB | 2018-01-15 03:00 | 0.85768
CCG | GB | 2018-01-15 04:00 | 0.85765
CCG | GB | 2018-01-15 05:00 | 0.8576
CCG | GB | 2018-01-15 06:00 | 0.86963
CCG | GB | 2018-01-15 07:00 | 0.86971
CCG | GB | 2018-01-15 08:00 | 0.85838
CCG | GB | 2018-01-15 09:00 | 0.86866
CCG | GB | 2018-01-15 10:00 | 0.88121
CCG | GB | 2018-01-15 11:00 | 0.89545
CCG | GB | 2018-01-15 12:00 | 0.89545
CCG | GB | 2018-01-15 13:00 | 0.90082
CCG | GB | 2018-01-15 14:00 | 0.9275
CCG | GB | 2018-01-15 15:00 | 0.92266
CCG | GB | 2018-01-15 16:00 | 0.92177
CCG | GB | 2018-01-15 17:00 | 0.93005
CCG | GB | 2018-01-15 18:00 | 0.93824
CCG | GB | 2018-01-15 19:00 | 0.91675
CCG | GB | 2018-01-15 20:00 | 0.91675
CCG | GB | 2018-01-15 21:00 | 0.90318
CCG | GB | 2018-01-15 22:00 | 0.90318
CCG | GB | 2018-01-15 23:00 | 0.91675
CCG | GB | 2018-01-16 | 0.9185
CCG | GB | 2018-01-16 01:00 | 0.92287
CCG | GB | 2018-01-16 02:00 | 0.92287
CCG | GB | 2018-01-16 03:00 | 0.93996
CCG | GB | 2018-01-16 04:00 | 0.93996
CCG | GB | 2018-01-16 05:00 | 0.93996
CCG | GB | 2018-01-16 06:00 | 0.92639
CCG | GB | 2018-01-16 07:00 | 0.92639
CCG | GB | 2018-01-16 08:00 | 0.92129
CCG | GB | 2018-01-16 09:00 | 0.92129
CCG | GB | 2018-01-16 10:00 | 0.92129
CCG | GB | 2018-01-16 11:00 | 0.92639
CCG | GB | 2018-01-16 12:00 | 0.92639
CCG | GB | 2018-01-16 13:00 | 0.92639
CCG | GB | 2018-01-16 14:00 | 0.92639
CCG | GB | 2018-01-16 15:00 | 0.93996
CCG | GB | 2018-01-16 16:00 | 0.93996
CCG | GB | 2018-01-16 17:00 | 0.93996
CCG | GB | 2018-01-16 18:00 | 0.93996
CCG | GB | 2018-01-16 19:00 | 0.93996
CCG | GB | 2018-01-16 20:00 | 0.93996
CCG | GB | 2018-01-16 21:00 | 0.94614
CCG | GB | 2018-01-16 22:00 | 0.9323
CCG | GB | 2018-01-16 23:00 | 0.9323
CCG | GB | 2018-01-17 | 0.93069
CCG | GB | 2018-01-17 01:00 | 0.91774
CCG | GB | 2018-01-17 02:00 | 0.93306
CCG | GB | 2018-01-17 03:00 | 0.91264
CCG | GB | 2018-01-17 04:00 | 0.91264
CCG | GB | 2018-01-17 05:00 | 0.89894
CCG | GB | 2018-01-17 06:00 | 0.89894
CCG | GB | 2018-01-17 07:00 | 0.89894
CCG | GB | 2018-01-17 08:00 | 0.90224
CCG | GB | 2018-01-17 09:00 | 0.91756
CCG | GB | 2018-01-17 10:00 | 0.91756
CCG | GB | 2018-01-17 11:00 | 0.91503
CCG | GB | 2018-01-17 12:00 | 0.91487
CCG | GB | 2018-01-17 13:00 | 0.91487
CCG | GB | 2018-01-17 14:00 | 0.91487
CCG | GB | 2018-01-17 15:00 | 0.91487
CCG | GB | 2018-01-17 16:00 | 0.91487
CCG | GB | 2018-01-17 17:00 | 0.90047
CCG | GB | 2018-01-17 18:00 | 0.90383
CCG | GB | 2018-01-17 19:00 | 0.91487
CCG | GB | 2018-01-17 20:00 | 0.9287
CCG | GB | 2018-01-17 21:00 | 0.9287
CCG | GB | 2018-01-17 22:00 | 0.9287
CCG | GB | 2018-01-17 23:00 | 0.9287
CCG | GB | 2018-01-18 | 0.92696
CCG | GB | 2018-01-18 01:00 | 0.92489
CCG | GB | 2018-01-18 02:00 | 0.92489
CCG | GB | 2018-01-18 03:00 | 0.92731
CCG | GB | 2018-01-18 04:00 | 0.92731
CCG | GB | 2018-01-18 05:00 | 0.90678
CCG | GB | 2018-01-18 06:00 | 0.90678
CCG | GB | 2018-01-18 07:00 | 0.93996
CCG | GB | 2018-01-18 08:00 | 0.93606
CCG | GB | 2018-01-18 09:00 | 0.93996
CCG | GB | 2018-01-18 10:00 | 0.93996
CCG | GB | 2018-01-18 11:00 | 0.93996
CCG | GB | 2018-01-18 12:00 | 0.93996
CCG | GB | 2018-01-18 13:00 | 0.93206
CCG | GB | 2018-01-18 14:00 | 0.93996
CCG | GB | 2018-01-18 15:00 | 0.93996
CCG | GB | 2018-01-18 16:00 | 0.93996
CCG | GB | 2018-01-18 17:00 | 0.93996
CCG | GB | 2018-01-18 18:00 | 0.93996
CCG | GB | 2018-01-18 19:00 | 0.93996
CCG | GB | 2018-01-18 20:00 | 0.93996
CCG | GB | 2018-01-18 21:00 | 0.93996
CCG | GB | 2018-01-18 22:00 | 0.93996
CCG | GB | 2018-01-18 23:00 | 0.93805
CCG | GB | 2018-01-19 | 0.94141
CCG | GB | 2018-01-19 01:00 | 0.92784
CCG | GB | 2018-01-19 02:00 | 0.92784
CCG | GB | 2018-01-19 03:00 | 0.92784
CCG | GB | 2018-01-19 04:00 | 0.9269
CCG | GB | 2018-01-19 05:00 | 0.9269
CCG | GB | 2018-01-19 06:00 | 0.92784
CCG | GB | 2018-01-19 07:00 | 0.94141
CCG | GB | 2018-01-19 08:00 | 0.92838
CCG | GB | 2018-01-19 09:00 | 0.9629
CCG | GB | 2018-01-19 10:00 | 0.96304
CCG | GB | 2018-01-19 11:00 | 0.96304
CCG | GB | 2018-01-19 12:00 | 0.96304
CCG | GB | 2018-01-19 13:00 | 0.96304
CCG | GB | 2018-01-19 14:00 | 0.96304
CCG | GB | 2018-01-19 15:00 | 0.95793
CCG | GB | 2018-01-19 16:00 | 0.95793
CCG | GB | 2018-01-19 17:00 | 0.96304
CCG | GB | 2018-01-19 18:00 | 0.96304
CCG | GB | 2018-01-19 19:00 | 0.94154
CCG | GB | 2018-01-19 20:00 | 0.94001
CCG | GB | 2018-01-19 21:00 | 0.94001
CCG | GB | 2018-01-19 22:00 | 0.94001
CCG | GB | 2018-01-19 23:00 | 0.93706
CCG | GB | 2018-01-20 | 0.92631
CCG | GB | 2018-01-20 01:00 | 0.92631
CCG | GB | 2018-01-20 02:00 | 0.92631
CCG | GB | 2018-01-20 03:00 | 0.92631
CCG | GB | 2018-01-20 04:00 | 0.92631
CCG | GB | 2018-01-20 05:00 | 0.92631
CCG | GB | 2018-01-20 06:00 | 0.92631
CCG | GB | 2018-01-20 07:00 | 0.91396
CCG | GB | 2018-01-20 08:00 | 0.89609
CCG | GB | 2018-01-20 09:00 | 0.91409
CCG | GB | 2018-01-20 10:00 | 0.91409
CCG | GB | 2018-01-20 11:00 | 0.91409
CCG | GB | 2018-01-20 12:00 | 0.91409
CCG | GB | 2018-01-20 13:00 | 0.91396
CCG | GB | 2018-01-20 14:00 | 0.91396
CCG | GB | 2018-01-20 15:00 | 0.91396
CCG | GB | 2018-01-20 16:00 | 0.91396
CCG | GB | 2018-01-20 17:00 | 0.89247
CCG | GB | 2018-01-20 18:00 | 0.89247
CCG | GB | 2018-01-20 19:00 | 0.89247
CCG | GB | 2018-01-20 20:00 | 0.89247
CCG | GB | 2018-01-20 21:00 | 0.89247
CCG | GB | 2018-01-20 22:00 | 0.89247
CCG | GB | 2018-01-20 23:00 | 0.89247
CCG | GB | 2018-01-21 | 0.89058
CCG | GB | 2018-01-21 01:00 | 0.85988
CCG | GB | 2018-01-21 02:00 | 0.85988
CCG | GB | 2018-01-21 03:00 | 0.85988
CCG | GB | 2018-01-21 04:00 | 0.84631
CCG | GB | 2018-01-21 05:00 | 0.84631
CCG | GB | 2018-01-21 06:00 | 0.84631
CCG | GB | 2018-01-21 07:00 | 0.84631
CCG | GB | 2018-01-21 08:00 | 0.84631
CCG | GB | 2018-01-21 09:00 | 0.84631
CCG | GB | 2018-01-21 10:00 | 0.84631
CCG | GB | 2018-01-21 11:00 | 0.84631
CCG | GB | 2018-01-21 12:00 | 0.85988
CCG | GB | 2018-01-21 13:00 | 0.86087
CCG | GB | 2018-01-21 14:00 | 0.86087
CCG | GB | 2018-01-21 15:00 | 0.86087
CCG | GB | 2018-01-21 16:00 | 0.8688
CCG | GB | 2018-01-21 17:00 | 0.85295
CCG | GB | 2018-01-21 18:00 | 0.84355
CCG | GB | 2018-01-21 19:00 | 0.84312
CCG | GB | 2018-01-21 20:00 | 0.84312
CCG | GB | 2018-01-21 21:00 | 0.867
CCG | GB | 2018-01-21 22:00 | 0.867
CCG | GB | 2018-01-21 23:00 | 0.867
CCG | GB | 2018-01-22 | 0.89021
CCG | GB | 2018-01-22 01:00 | 0.90095
CCG | GB | 2018-01-22 02:00 | 0.90095
CCG | GB | 2018-01-22 03:00 | 0.90184
CCG | GB | 2018-01-22 04:00 | 0.90184
CCG | GB | 2018-01-22 05:00 | 0.90184
CCG | GB | 2018-01-22 06:00 | 0.90184
CCG | GB | 2018-01-22 07:00 | 0.89021
CCG | GB | 2018-01-22 08:00 | 0.87409
CCG | GB | 2018-01-22 09:00 | 0.90184
CCG | GB | 2018-01-22 10:00 | 0.90184
CCG | GB | 2018-01-22 11:00 | 0.90184
CCG | GB | 2018-01-22 12:00 | 0.90184
CCG | GB | 2018-01-22 13:00 | 0.90184
CCG | GB | 2018-01-22 14:00 | 0.90184
CCG | GB | 2018-01-22 15:00 | 0.88572
CCG | GB | 2018-01-22 16:00 | 0.90743
CCG | GB | 2018-01-22 17:00 | 0.89077
CCG | GB | 2018-01-22 18:00 | 0.9257
CCG | GB | 2018-01-22 19:00 | 0.9265
CCG | GB | 2018-01-22 20:00 | 0.9265
CCG | GB | 2018-01-22 21:00 | 0.92623
CCG | GB | 2018-01-22 22:00 | 0.92623
CCG | GB | 2018-01-22 23:00 | 0.92623
CCG | GB | 2018-01-23 | 0.92596
CCG | GB | 2018-01-23 01:00 | 0.92489
CCG | GB | 2018-01-23 02:00 | 0.89572
CCG | GB | 2018-01-23 03:00 | 0.89572
CCG | GB | 2018-01-23 04:00 | 0.89572
CCG | GB | 2018-01-23 05:00 | 0.91232
CCG | GB | 2018-01-23 06:00 | 0.91232
CCG | GB | 2018-01-23 07:00 | 0.90754
CCG | GB | 2018-01-23 08:00 | 0.88819
CCG | GB | 2018-01-23 09:00 | 0.89566
CCG | GB | 2018-01-23 10:00 | 0.91097
CCG | GB | 2018-01-23 11:00 | 0.90998
CCG | GB | 2018-01-23 12:00 | 0.91097
CCG | GB | 2018-01-23 13:00 | 0.90925
CCG | GB | 2018-01-23 14:00 | 0.89502
CCG | GB | 2018-01-23 15:00 | 0.87272
CCG | GB | 2018-01-23 16:00 | 0.86009
CCG | GB | 2018-01-23 17:00 | 0.82101
CCG | GB | 2018-01-23 18:00 | 0.85593
CCG | GB | 2018-01-23 19:00 | 0.85593
CCG | GB | 2018-01-23 20:00 | 0.85593
CCG | GB | 2018-01-23 21:00 | 0.85593
CCG | GB | 2018-01-23 22:00 | 0.8584
CCG | GB | 2018-01-23 23:00 | 0.85789
CCG | GB | 2018-01-24 | 0.83616
CCG | GB | 2018-01-24 01:00 | 0.88653
CCG | GB | 2018-01-24 02:00 | 0.8865
CCG | GB | 2018-01-24 03:00 | 0.88656
CCG | GB | 2018-01-24 04:00 | 0.88653
CCG | GB | 2018-01-24 05:00 | 0.87382
CCG | GB | 2018-01-24 06:00 | 0.87374
CCG | GB | 2018-01-24 07:00 | 0.87369
CCG | GB | 2018-01-24 08:00 | 0.87379
CCG | GB | 2018-01-24 09:00 | 0.85886
CCG | GB | 2018-01-24 10:00 | 0.8865
CCG | GB | 2018-01-24 11:00 | 0.91148
CCG | GB | 2018-01-24 12:00 | 0.88382
CCG | GB | 2018-01-24 13:00 | 0.89644
CCG | GB | 2018-01-24 14:00 | 0.89698
CCG | GB | 2018-01-24 15:00 | 0.92465
CCG | GB | 2018-01-24 16:00 | 0.92465
CCG | GB | 2018-01-24 17:00 | 0.91229
CCG | GB | 2018-01-24 18:00 | 0.91377
CCG | GB | 2018-01-24 19:00 | 0.91874
CCG | GB | 2018-01-24 20:00 | 0.92196
CCG | GB | 2018-01-24 21:00 | 0.92196
CCG | GB | 2018-01-24 22:00 | 0.92196
CCG | GB | 2018-01-24 23:00 | 0.91793
CCG | GB | 2018-01-25 | 0.91667
CCG | GB | 2018-01-25 01:00 | 0.8785
CCG | GB | 2018-01-25 02:00 | 0.8785
CCG | GB | 2018-01-25 03:00 | 0.8785
CCG | GB | 2018-01-25 04:00 | 0.8785
CCG | GB | 2018-01-25 05:00 | 0.8785
CCG | GB | 2018-01-25 06:00 | 0.89574
CCG | GB | 2018-01-25 07:00 | 0.89835
CCG | GB | 2018-01-25 08:00 | 0.9233
CCG | GB | 2018-01-25 09:00 | 0.9233
CCG | GB | 2018-01-25 10:00 | 0.9233
CCG | GB | 2018-01-25 11:00 | 0.91336
CCG | GB | 2018-01-25 12:00 | 0.91726
CCG | GB | 2018-01-25 13:00 | 0.94762
CCG | GB | 2018-01-25 14:00 | 0.94762
CCG | GB | 2018-01-25 15:00 | 0.94762
CCG | GB | 2018-01-25 16:00 | 0.94762
CCG | GB | 2018-01-25 17:00 | 0.94762
CCG | GB | 2018-01-25 18:00 | 0.94762
CCG | GB | 2018-01-25 19:00 | 0.94762
CCG | GB | 2018-01-25 20:00 | 0.94762
CCG | GB | 2018-01-25 21:00 | 0.94762
CCG | GB | 2018-01-25 22:00 | 0.94762
CCG | GB | 2018-01-25 23:00 | 0.94762
CCG | GB | 2018-01-26 | 0.94762
CCG | GB | 2018-01-26 01:00 | 0.94762
CCG | GB | 2018-01-26 02:00 | 0.94762
CCG | GB | 2018-01-26 03:00 | 0.94762
CCG | GB | 2018-01-26 04:00 | 0.94762
CCG | GB | 2018-01-26 05:00 | 0.94359
CCG | GB | 2018-01-26 06:00 | 0.94359
CCG | GB | 2018-01-26 07:00 | 0.94762
CCG | GB | 2018-01-26 08:00 | 0.94762
CCG | GB | 2018-01-26 09:00 | 0.94762
CCG | GB | 2018-01-26 10:00 | 0.94856
CCG | GB | 2018-01-26 11:00 | 0.93365
CCG | GB | 2018-01-26 12:00 | 0.96911
CCG | GB | 2018-01-26 13:00 | 0.95339
CCG | GB | 2018-01-26 14:00 | 0.9546
CCG | GB | 2018-01-26 15:00 | 0.94786
CCG | GB | 2018-01-26 16:00 | 0.94762
CCG | GB | 2018-01-26 17:00 | 0.94802
CCG | GB | 2018-01-26 18:00 | 0.94802
CCG | GB | 2018-01-26 19:00 | 0.94882
CCG | GB | 2018-01-26 20:00 | 0.94882
CCG | GB | 2018-01-26 21:00 | 0.94882
CCG | GB | 2018-01-26 22:00 | 0.94963
CCG | GB | 2018-01-26 23:00 | 0.93378
CCG | GB | 2018-01-27 | 0.93255
CCG | GB | 2018-01-27 01:00 | 0.93056
CCG | GB | 2018-01-27 02:00 | 0.93056
CCG | GB | 2018-01-27 03:00 | 0.93338
CCG | GB | 2018-01-27 04:00 | 0.93338
CCG | GB | 2018-01-27 05:00 | 0.93338
CCG | GB | 2018-01-27 06:00 | 0.93338
CCG | GB | 2018-01-27 07:00 | 0.93015
CCG | GB | 2018-01-27 08:00 | 0.93015
CCG | GB | 2018-01-27 09:00 | 0.91793
CCG | GB | 2018-01-27 10:00 | 0.92116
CCG | GB | 2018-01-27 11:00 | 0.91148
CCG | GB | 2018-01-27 12:00 | 0.92116
CCG | GB | 2018-01-27 13:00 | 0.92116
CCG | GB | 2018-01-27 14:00 | 0.92116
CCG | GB | 2018-01-27 15:00 | 0.92116
CCG | GB | 2018-01-27 16:00 | 0.93405
CCG | GB | 2018-01-27 17:00 | 0.93405
CCG | GB | 2018-01-27 18:00 | 0.93405
CCG | GB | 2018-01-27 19:00 | 0.91256
CCG | GB | 2018-01-27 20:00 | 0.91256
CCG | GB | 2018-01-27 21:00 | 0.9179
CCG | GB | 2018-01-27 22:00 | 0.90501
CCG | GB | 2018-01-27 23:00 | 0.90394
CCG | GB | 2018-01-28 | 0.9175
CCG | GB | 2018-01-28 01:00 | 0.87541
CCG | GB | 2018-01-28 02:00 | 0.87541
CCG | GB | 2018-01-28 03:00 | 0.884
CCG | GB | 2018-01-28 04:00 | 0.89623
CCG | GB | 2018-01-28 05:00 | 0.90993
CCG | GB | 2018-01-28 06:00 | 0.90993
CCG | GB | 2018-01-28 07:00 | 0.90993
CCG | GB | 2018-01-28 08:00 | 0.90993
CCG | GB | 2018-01-28 09:00 | 0.90979
CCG | GB | 2018-01-28 10:00 | 0.92202
CCG | GB | 2018-01-28 11:00 | 0.92524
CCG | GB | 2018-01-28 12:00 | 0.92524
CCG | GB | 2018-01-28 13:00 | 0.92524
CCG | GB | 2018-01-28 14:00 | 0.92524
CCG | GB | 2018-01-28 15:00 | 0.90471
CCG | GB | 2018-01-28 16:00 | 0.88322
CCG | GB | 2018-01-28 17:00 | 0.88322
CCG | GB | 2018-01-28 18:00 | 0.88322
CCG | GB | 2018-01-28 19:00 | 0.88322
CCG | GB | 2018-01-28 20:00 | 0.90506
CCG | GB | 2018-01-28 21:00 | 0.90506
CCG | GB | 2018-01-28 22:00 | 0.90506
CCG | GB | 2018-01-28 23:00 | 0.92236
CCG | GB | 2018-01-29 | 0.92236
CCG | GB | 2018-01-29 01:00 | 0.89582
CCG | GB | 2018-01-29 02:00 | 0.89676
CCG | GB | 2018-01-29 03:00 | 0.90222
CCG | GB | 2018-01-29 04:00 | 0.90415
CCG | GB | 2018-01-29 05:00 | 0.90415
CCG | GB | 2018-01-29 06:00 | 0.9157
CCG | GB | 2018-01-29 07:00 | 0.9157
CCG | GB | 2018-01-29 08:00 | 0.91893
CCG | GB | 2018-01-29 09:00 | 0.91336
CCG | GB | 2018-01-29 10:00 | 0.94238
CCG | GB | 2018-01-29 11:00 | 0.94297
CCG | GB | 2018-01-29 12:00 | 0.94297
CCG | GB | 2018-01-29 13:00 | 0.94297
CCG | GB | 2018-01-29 14:00 | 0.94297
CCG | GB | 2018-01-29 15:00 | 0.94297
CCG | GB | 2018-01-29 16:00 | 0.93042
CCG | GB | 2018-01-29 17:00 | 0.93923
CCG | GB | 2018-01-29 18:00 | 0.93776
CCG | GB | 2018-01-29 19:00 | 0.97069
CCG | GB | 2018-01-29 20:00 | 0.90928
CCG | GB | 2018-01-29 21:00 | 0.9586
CCG | GB | 2018-01-29 22:00 | 0.9586
CCG | GB | 2018-01-29 23:00 | 0.9586
CCG | GB | 2018-01-30 | 0.95793
CCG | GB | 2018-01-30 01:00 | 0.95522
CCG | GB | 2018-01-30 02:00 | 0.95522
CCG | GB | 2018-01-30 03:00 | 0.95522
CCG | GB | 2018-01-30 04:00 | 0.97069
CCG | GB | 2018-01-30 05:00 | 0.97069
CCG | GB | 2018-01-30 06:00 | 0.97069
CCG | GB | 2018-01-30 07:00 | 0.97069
CCG | GB | 2018-01-30 08:00 | 0.97069
CCG | GB | 2018-01-30 09:00 | 0.97069
CCG | GB | 2018-01-30 10:00 | 0.97069
CCG | GB | 2018-01-30 11:00 | 0.97069
CCG | GB | 2018-01-30 12:00 | 0.97069
CCG | GB | 2018-01-30 13:00 | 0.96089
CCG | GB | 2018-01-30 14:00 | 0.97069
CCG | GB | 2018-01-30 15:00 | 0.95914
CCG | GB | 2018-01-30 16:00 | 0.95914
CCG | GB | 2018-01-30 17:00 | 0.94608
CCG | GB | 2018-01-30 18:00 | 0.95914
CCG | GB | 2018-01-30 19:00 | 0.97069
CCG | GB | 2018-01-30 20:00 | 0.97069
CCG | GB | 2018-01-30 21:00 | 0.97069
CCG | GB | 2018-01-30 22:00 | 0.95686
CCG | GB | 2018-01-30 23:00 | 0.95363
CCG | GB | 2018-01-31 | 0.95363
CCG | GB | 2018-01-31 01:00 | 0.95363
CCG | GB | 2018-01-31 02:00 | 0.95363
CCG | GB | 2018-01-31 03:00 | 0.95363
CCG | GB | 2018-01-31 04:00 | 0.95363
CCG | GB | 2018-01-31 05:00 | 0.95363
CCG | GB | 2018-01-31 06:00 | 0.95363
CCG | GB | 2018-01-31 07:00 | 0.95363
CCG | GB | 2018-01-31 08:00 | 0.95686
CCG | GB | 2018-01-31 09:00 | 0.95686
CCG | GB | 2018-01-31 10:00 | 0.9456
CCG | GB | 2018-01-31 11:00 | 0.9456
CCG | GB | 2018-01-31 12:00 | 0.93418
CCG | GB | 2018-01-31 13:00 | 0.93418
CCG | GB | 2018-01-31 14:00 | 0.93418
CCG | GB | 2018-01-31 15:00 | 0.9456
CCG | GB | 2018-01-31 16:00 | 0.93969
CCG | GB | 2018-01-31 17:00 | 0.92371
CCG | GB | 2018-01-31 18:00 | 0.92911
CCG | GB | 2018-01-31 19:00 | 0.95205
CCG | GB | 2018-01-31 20:00 | 0.95205
CCG | GB | 2018-01-31 21:00 | 0.95205
CCG | GB | 2018-01-31 22:00 | 0.9633
CCG | GB | 2018-01-31 23:00 | 0.9633
CCG | GB | 2018-02-01 | 0.96086
CCG | GB | 2018-02-01 01:00 | 0.93375
CCG | GB | 2018-02-01 02:00 | 0.93375
CCG | GB | 2018-02-01 03:00 | 0.93375
CCG | GB | 2018-02-01 04:00 | 0.93053
CCG | GB | 2018-02-01 05:00 | 0.93375
CCG | GB | 2018-02-01 06:00 | 0.94732
CCG | GB | 2018-02-01 07:00 | 0.95054
CCG | GB | 2018-02-01 08:00 | 0.95054
CCG | GB | 2018-02-01 09:00 | 0.95054
CCG | GB | 2018-02-01 10:00 | 0.95054
CCG | GB | 2018-02-01 11:00 | 0.95793
CCG | GB | 2018-02-01 12:00 | 0.95793
CCG | GB | 2018-02-01 13:00 | 0.95793
CCG | GB | 2018-02-01 14:00 | 0.95793
CCG | GB | 2018-02-01 15:00 | 0.95793
CCG | GB | 2018-02-01 16:00 | 0.95793
CCG | GB | 2018-02-01 17:00 | 0.95465
CCG | GB | 2018-02-01 18:00 | 0.95866
CCG | GB | 2018-02-01 19:00 | 0.95866
CCG | GB | 2018-02-01 20:00 | 0.94044
CCG | GB | 2018-02-01 21:00 | 0.93711
CCG | GB | 2018-02-01 22:00 | 0.94724
CCG | GB | 2018-02-01 23:00 | 0.94402
CCG | GB | 2018-02-02 | 0.94235
CCG | GB | 2018-02-02 01:00 | 0.92478
CCG | GB | 2018-02-02 02:00 | 0.93109
CCG | GB | 2018-02-02 03:00 | 0.93109
CCG | GB | 2018-02-02 04:00 | 0.93109
CCG | GB | 2018-02-02 05:00 | 0.94235
CCG | GB | 2018-02-02 06:00 | 0.94235
CCG | GB | 2018-02-02 07:00 | 0.94085
CCG | GB | 2018-02-02 08:00 | 0.93918
CCG | GB | 2018-02-02 09:00 | 0.95699
CCG | GB | 2018-02-02 10:00 | 0.95699
CCG | GB | 2018-02-02 11:00 | 0.93641
CCG | GB | 2018-02-02 12:00 | 0.93641
CCG | GB | 2018-02-02 13:00 | 0.94437
CCG | GB | 2018-02-02 14:00 | 0.94437
CCG | GB | 2018-02-02 15:00 | 0.94437
CCG | GB | 2018-02-02 16:00 | 0.93429
CCG | GB | 2018-02-02 17:00 | 0.94469
CCG | GB | 2018-02-02 18:00 | 0.94471
CCG | GB | 2018-02-02 19:00 | 0.94474
CCG | GB | 2018-02-02 20:00 | 0.94477
CCG | GB | 2018-02-02 21:00 | 0.95699
CCG | GB | 2018-02-02 22:00 | 0.95699
CCG | GB | 2018-02-02 23:00 | 0.94477
CCG | GB | 2018-02-03 | 0.94455
CCG | GB | 2018-02-03 01:00 | 0.9197
CCG | GB | 2018-02-03 02:00 | 0.9197
CCG | GB | 2018-02-03 03:00 | 0.91968
CCG | GB | 2018-02-03 04:00 | 0.90517
CCG | GB | 2018-02-03 05:00 | 0.91748
CCG | GB | 2018-02-03 06:00 | 0.91748
CCG | GB | 2018-02-03 07:00 | 0.91748
CCG | GB | 2018-02-03 08:00 | 0.91748
CCG | GB | 2018-02-03 09:00 | 0.93152
CCG | GB | 2018-02-03 10:00 | 0.93152
CCG | GB | 2018-02-03 11:00 | 0.93475
CCG | GB | 2018-02-03 12:00 | 0.93813
CCG | GB | 2018-02-03 13:00 | 0.94603
CCG | GB | 2018-02-03 14:00 | 0.94603
CCG | GB | 2018-02-03 15:00 | 0.94603
CCG | GB | 2018-02-03 16:00 | 0.94603
CCG | GB | 2018-02-03 17:00 | 0.94603
CCG | GB | 2018-02-03 18:00 | 0.94603
CCG | GB | 2018-02-03 19:00 | 0.94603
CCG | GB | 2018-02-03 20:00 | 0.94603
CCG | GB | 2018-02-03 21:00 | 0.94603
CCG | GB | 2018-02-03 22:00 | 0.94603
CCG | GB | 2018-02-03 23:00 | 0.94603
CCG | GB | 2018-02-04 | 0.94603
CCG | GB | 2018-02-04 01:00 | 0.94603
CCG | GB | 2018-02-04 02:00 | 0.94603
CCG | GB | 2018-02-04 03:00 | 0.94281
CCG | GB | 2018-02-04 04:00 | 0.94281
CCG | GB | 2018-02-04 05:00 | 0.94281
CCG | GB | 2018-02-04 06:00 | 0.94447
CCG | GB | 2018-02-04 07:00 | 0.94447
CCG | GB | 2018-02-04 08:00 | 0.94447
CCG | GB | 2018-02-04 09:00 | 0.9477
CCG | GB | 2018-02-04 10:00 | 0.9477
CCG | GB | 2018-02-04 11:00 | 0.9477
CCG | GB | 2018-02-04 12:00 | 0.9477
CCG | GB | 2018-02-04 13:00 | 0.9477
CCG | GB | 2018-02-04 14:00 | 0.9477
CCG | GB | 2018-02-04 15:00 | 0.9477
CCG | GB | 2018-02-04 16:00 | 0.9477
CCG | GB | 2018-02-04 17:00 | 0.9477
CCG | GB | 2018-02-04 18:00 | 0.9477
CCG | GB | 2018-02-04 19:00 | 0.9477
CCG | GB | 2018-02-04 20:00 | 0.9477
CCG | GB | 2018-02-04 21:00 | 0.9477
CCG | GB | 2018-02-04 22:00 | 0.9477
CCG | GB | 2018-02-04 23:00 | 0.9477
CCG | GB | 2018-02-05 | 0.9477
CCG | GB | 2018-02-05 01:00 | 0.95664
CCG | GB | 2018-02-05 02:00 | 0.95664
CCG | GB | 2018-02-05 03:00 | 0.95664
CCG | GB | 2018-02-05 04:00 | 0.95664
CCG | GB | 2018-02-05 05:00 | 0.95664
CCG | GB | 2018-02-05 06:00 | 0.95664
CCG | GB | 2018-02-05 07:00 | 0.96013
CCG | GB | 2018-02-05 08:00 | 0.93566
CCG | GB | 2018-02-05 09:00 | 0.9413
CCG | GB | 2018-02-05 10:00 | 0.96013
CCG | GB | 2018-02-05 11:00 | 0.96013
CCG | GB | 2018-02-05 12:00 | 0.96013
CCG | GB | 2018-02-05 13:00 | 0.96013
CCG | GB | 2018-02-05 14:00 | 0.96013
CCG | GB | 2018-02-05 15:00 | 0.96013
CCG | GB | 2018-02-05 16:00 | 0.96013
CCG | GB | 2018-02-05 17:00 | 0.94085
CCG | GB | 2018-02-05 18:00 | 0.96013
CCG | GB | 2018-02-05 19:00 | 0.96013
CCG | GB | 2018-02-05 20:00 | 0.96013
CCG | GB | 2018-02-05 21:00 | 0.96013
CCG | GB | 2018-02-05 22:00 | 0.96013
CCG | GB | 2018-02-05 23:00 | 0.96013
CCG | GB | 2018-02-06 | 0.96013
CCG | GB | 2018-02-06 01:00 | 0.96013
CCG | GB | 2018-02-06 02:00 | 0.96013
CCG | GB | 2018-02-06 03:00 | 0.96013
CCG | GB | 2018-02-06 04:00 | 0.96013
CCG | GB | 2018-02-06 05:00 | 0.96013
CCG | GB | 2018-02-06 06:00 | 0.95664
CCG | GB | 2018-02-06 07:00 | 0.9416
CCG | GB | 2018-02-06 08:00 | 0.94966
CCG | GB | 2018-02-06 09:00 | 0.96013
CCG | GB | 2018-02-06 10:00 | 0.951
CCG | GB | 2018-02-06 11:00 | 0.951
CCG | GB | 2018-02-06 12:00 | 0.951
CCG | GB | 2018-02-06 13:00 | 0.94026
CCG | GB | 2018-02-06 14:00 | 0.94026
CCG | GB | 2018-02-06 15:00 | 0.95422
CCG | GB | 2018-02-06 16:00 | 0.95422
CCG | GB | 2018-02-06 17:00 | 0.96013
CCG | GB | 2018-02-06 18:00 | 0.96013
CCG | GB | 2018-02-06 19:00 | 0.96013
CCG | GB | 2018-02-06 20:00 | 0.96005
CCG | GB | 2018-02-06 21:00 | 0.96005
CCG | GB | 2018-02-06 22:00 | 0.96005
CCG | GB | 2018-02-06 23:00 | 0.95914
CCG | GB | 2018-02-07 | 0.95914
CCG | GB | 2018-02-07 01:00 | 0.95914
CCG | GB | 2018-02-07 02:00 | 0.95914
CCG | GB | 2018-02-07 03:00 | 0.95914
CCG | GB | 2018-02-07 04:00 | 0.94786
CCG | GB | 2018-02-07 05:00 | 0.94786
CCG | GB | 2018-02-07 06:00 | 0.94786
CCG | GB | 2018-02-07 07:00 | 0.92653
CCG | GB | 2018-02-07 08:00 | 0.91363
CCG | GB | 2018-02-07 09:00 | 0.92653
CCG | GB | 2018-02-07 10:00 | 0.9366
CCG | GB | 2018-02-07 11:00 | 0.9366
CCG | GB | 2018-02-07 12:00 | 0.9366
CCG | GB | 2018-02-07 13:00 | 0.9366
CCG | GB | 2018-02-07 14:00 | 0.93413
CCG | GB | 2018-02-07 15:00 | 0.92406
CCG | GB | 2018-02-07 16:00 | 0.92653
CCG | GB | 2018-02-07 17:00 | 0.92653
CCG | GB | 2018-02-07 18:00 | 0.93778
CCG | GB | 2018-02-07 19:00 | 0.93778
CCG | GB | 2018-02-07 20:00 | 0.93778
CCG | GB | 2018-02-07 21:00 | 0.93778
CCG | GB | 2018-02-07 22:00 | 0.93778
CCG | GB | 2018-02-07 23:00 | 0.94034
CCG | GB | 2018-02-08 | 0.94034
CCG | GB | 2018-02-08 01:00 | 0.91707
CCG | GB | 2018-02-08 02:00 | 0.91707
CCG | GB | 2018-02-08 03:00 | 0.94125
CCG | GB | 2018-02-08 04:00 | 0.93118
CCG | GB | 2018-02-08 05:00 | 0.93118
CCG | GB | 2018-02-08 06:00 | 0.92231
CCG | GB | 2018-02-08 07:00 | 0.93238
CCG | GB | 2018-02-08 08:00 | 0.94112
CCG | GB | 2018-02-08 09:00 | 0.93467
CCG | GB | 2018-02-08 10:00 | 0.93467
CCG | GB | 2018-02-08 11:00 | 0.93228
CCG | GB | 2018-02-08 12:00 | 0.93228
CCG | GB | 2018-02-08 13:00 | 0.93228
CCG | GB | 2018-02-08 14:00 | 0.93228
CCG | GB | 2018-02-08 15:00 | 0.92986
CCG | GB | 2018-02-08 16:00 | 0.94112
CCG | GB | 2018-02-08 17:00 | 0.96005
CCG | GB | 2018-02-08 18:00 | 0.96005
CCG | GB | 2018-02-08 19:00 | 0.96005
CCG | GB | 2018-02-08 20:00 | 0.96005
CCG | GB | 2018-02-08 21:00 | 0.96005
CCG | GB | 2018-02-08 22:00 | 0.96005
CCG | GB | 2018-02-08 23:00 | 0.93709
CCG | GB | 2018-02-09 | 0.91828
CCG | GB | 2018-02-09 01:00 | 0.91828
CCG | GB | 2018-02-09 02:00 | 0.91828
CCG | GB | 2018-02-09 03:00 | 0.91828
CCG | GB | 2018-02-09 04:00 | 0.90146
CCG | GB | 2018-02-09 05:00 | 0.88938
CCG | GB | 2018-02-09 06:00 | 0.90012
CCG | GB | 2018-02-09 07:00 | 0.89045
CCG | GB | 2018-02-09 08:00 | 0.89045
CCG | GB | 2018-02-09 09:00 | 0.89091
CCG | GB | 2018-02-09 10:00 | 0.90396
CCG | GB | 2018-02-09 11:00 | 0.91815
CCG | GB | 2018-02-09 12:00 | 0.91815
CCG | GB | 2018-02-09 13:00 | 0.91807
CCG | GB | 2018-02-09 14:00 | 0.91807
CCG | GB | 2018-02-09 15:00 | 0.91807
CCG | GB | 2018-02-09 16:00 | 0.91807
CCG | GB | 2018-02-09 17:00 | 0.91807
CCG | GB | 2018-02-09 18:00 | 0.91807
CCG | GB | 2018-02-09 19:00 | 0.91807
CCG | GB | 2018-02-09 20:00 | 0.91807
CCG | GB | 2018-02-09 21:00 | 0.91807
CCG | GB | 2018-02-09 22:00 | 0.91807
CCG | GB | 2018-02-09 23:00 | 0.93029
CCG | GB | 2018-02-10 | 0.93029
CCG | GB | 2018-02-10 01:00 | 0.93029
CCG | GB | 2018-02-10 02:00 | 0.93029
CCG | GB | 2018-02-10 03:00 | 0.93029
CCG | GB | 2018-02-10 04:00 | 0.93029
CCG | GB | 2018-02-10 05:00 | 0.93029
CCG | GB | 2018-02-10 06:00 | 0.93029
CCG | GB | 2018-02-10 07:00 | 0.93029
CCG | GB | 2018-02-10 08:00 | 0.91847
CCG | GB | 2018-02-10 09:00 | 0.91847
CCG | GB | 2018-02-10 10:00 | 0.91847
CCG | GB | 2018-02-10 11:00 | 0.93029
CCG | GB | 2018-02-10 12:00 | 0.93029
CCG | GB | 2018-02-10 13:00 | 0.93029
CCG | GB | 2018-02-10 14:00 | 0.93029
CCG | GB | 2018-02-10 15:00 | 0.93029
CCG | GB | 2018-02-10 16:00 | 0.93029
CCG | GB | 2018-02-10 17:00 | 0.93029
CCG | GB | 2018-02-10 18:00 | 0.91917
CCG | GB | 2018-02-10 19:00 | 0.91917
CCG | GB | 2018-02-10 20:00 | 0.93029
CCG | GB | 2018-02-10 21:00 | 0.93029
CCG | GB | 2018-02-10 22:00 | 0.93029
CCG | GB | 2018-02-10 23:00 | 0.93029
CCG | GB | 2018-02-11 | 0.90745
CCG | GB | 2018-02-11 01:00 | 0.90603
CCG | GB | 2018-02-11 02:00 | 0.90603
CCG | GB | 2018-02-11 03:00 | 0.90603
CCG | GB | 2018-02-11 04:00 | 0.90603
CCG | GB | 2018-02-11 05:00 | 0.90603
CCG | GB | 2018-02-11 06:00 | 0.90603
CCG | GB | 2018-02-11 07:00 | 0.90603
CCG | GB | 2018-02-11 08:00 | 0.93029
CCG | GB | 2018-02-11 09:00 | 0.93029
CCG | GB | 2018-02-11 10:00 | 0.91898
CCG | GB | 2018-02-11 11:00 | 0.93029
CCG | GB | 2018-02-11 12:00 | 0.93029
CCG | GB | 2018-02-11 13:00 | 0.91573
CCG | GB | 2018-02-11 14:00 | 0.91527
CCG | GB | 2018-02-11 15:00 | 0.9139
CCG | GB | 2018-02-11 16:00 | 0.93029
CCG | GB | 2018-02-11 17:00 | 0.90842
CCG | GB | 2018-02-11 18:00 | 0.93029
CCG | GB | 2018-02-11 19:00 | 0.92116
CCG | GB | 2018-02-11 20:00 | 0.94125
CCG | GB | 2018-02-11 21:00 | 0.94125
CCG | GB | 2018-02-11 22:00 | 0.94125
CCG | GB | 2018-02-11 23:00 | 0.94125
CCG | GB | 2018-02-12 | 0.94125
CCG | GB | 2018-02-12 01:00 | 0.94125
CCG | GB | 2018-02-12 02:00 | 0.94125
CCG | GB | 2018-02-12 03:00 | 0.94125
CCG | GB | 2018-02-12 04:00 | 0.94125
CCG | GB | 2018-02-12 05:00 | 0.94125
CCG | GB | 2018-02-12 06:00 | 0.94125
CCG | GB | 2018-02-12 07:00 | 0.94179
CCG | GB | 2018-02-12 08:00 | 0.94179
CCG | GB | 2018-02-12 09:00 | 0.94179
CCG | GB | 2018-02-12 10:00 | 0.94179
CCG | GB | 2018-02-12 11:00 | 0.94179
CCG | GB | 2018-02-12 12:00 | 0.96005
CCG | GB | 2018-02-12 13:00 | 0.96005
CCG | GB | 2018-02-12 14:00 | 0.96005
CCG | GB | 2018-02-12 15:00 | 0.96005
CCG | GB | 2018-02-12 16:00 | 0.96005
CCG | GB | 2018-02-12 17:00 | 0.93292
CCG | GB | 2018-02-12 18:00 | 0.93856
CCG | GB | 2018-02-12 19:00 | 0.96005
CCG | GB | 2018-02-12 20:00 | 0.96005
CCG | GB | 2018-02-12 21:00 | 0.96005
CCG | GB | 2018-02-12 22:00 | 0.96005
CCG | GB | 2018-02-12 23:00 | 0.96005
CCG | GB | 2018-02-13 | 0.96005
CCG | GB | 2018-02-13 01:00 | 0.96005
CCG | GB | 2018-02-13 02:00 | 0.96005
CCG | GB | 2018-02-13 03:00 | 0.96005
CCG | GB | 2018-02-13 04:00 | 0.96005
CCG | GB | 2018-02-13 05:00 | 0.95079
CCG | GB | 2018-02-13 06:00 | 0.95079
CCG | GB | 2018-02-13 07:00 | 0.95079
CCG | GB | 2018-02-13 08:00 | 0.95079
CCG | GB | 2018-02-13 09:00 | 0.95114
CCG | GB | 2018-02-13 10:00 | 0.95546
CCG | GB | 2018-02-13 11:00 | 0.96005
CCG | GB | 2018-02-13 12:00 | 0.96005
CCG | GB | 2018-02-13 13:00 | 0.96005
CCG | GB | 2018-02-13 14:00 | 0.96005
CCG | GB | 2018-02-13 15:00 | 0.96005
CCG | GB | 2018-02-13 16:00 | 0.95629
CCG | GB | 2018-02-13 17:00 | 0.95441
CCG | GB | 2018-02-13 18:00 | 0.96005
CCG | GB | 2018-02-13 19:00 | 0.95683
CCG | GB | 2018-02-13 20:00 | 0.96005
CCG | GB | 2018-02-13 21:00 | 0.96005
CCG | GB | 2018-02-13 22:00 | 0.96005
CCG | GB | 2018-02-13 23:00 | 0.96005
CCG | GB | 2018-02-14 | 0.96005
CCG | GB | 2018-02-14 01:00 | 0.96005
CCG | GB | 2018-02-14 02:00 | 0.96005
CCG | GB | 2018-02-14 03:00 | 0.96005
CCG | GB | 2018-02-14 04:00 | 0.96005
CCG | GB | 2018-02-14 05:00 | 0.96005
CCG | GB | 2018-02-14 06:00 | 0.96005
CCG | GB | 2018-02-14 07:00 | 0.95167
CCG | GB | 2018-02-14 08:00 | 0.95167
CCG | GB | 2018-02-14 09:00 | 0.95167
CCG | GB | 2018-02-14 10:00 | 0.95167
CCG | GB | 2018-02-14 11:00 | 0.95167
CCG | GB | 2018-02-14 12:00 | 0.94039
CCG | GB | 2018-02-14 13:00 | 0.94039
CCG | GB | 2018-02-14 14:00 | 0.94039
CCG | GB | 2018-02-14 15:00 | 0.94877
CCG | GB | 2018-02-14 16:00 | 0.94877
CCG | GB | 2018-02-14 17:00 | 0.94313
CCG | GB | 2018-02-14 18:00 | 0.94877
CCG | GB | 2018-02-14 19:00 | 0.94877
CCG | GB | 2018-02-14 20:00 | 0.94743
CCG | GB | 2018-02-14 21:00 | 0.94743
CCG | GB | 2018-02-14 22:00 | 0.94743
CCG | GB | 2018-02-14 23:00 | 0.95871
CCG | GB | 2018-02-15 | 0.95871
CCG | GB | 2018-02-15 01:00 | 0.94775
CCG | GB | 2018-02-15 02:00 | 0.94775
CCG | GB | 2018-02-15 03:00 | 0.94775
CCG | GB | 2018-02-15 04:00 | 0.94775
CCG | GB | 2018-02-15 05:00 | 0.94775
CCG | GB | 2018-02-15 06:00 | 0.94775
CCG | GB | 2018-02-15 07:00 | 0.94775
CCG | GB | 2018-02-15 08:00 | 0.94775
CCG | GB | 2018-02-15 09:00 | 0.94775
CCG | GB | 2018-02-15 10:00 | 0.94775
CCG | GB | 2018-02-15 11:00 | 0.94775
CCG | GB | 2018-02-15 12:00 | 0.94775
CCG | GB | 2018-02-15 13:00 | 0.94775
CCG | GB | 2018-02-15 14:00 | 0.94775
CCG | GB | 2018-02-15 15:00 | 0.94775
CCG | GB | 2018-02-15 16:00 | 0.94775
CCG | GB | 2018-02-15 17:00 | 0.94077
CCG | GB | 2018-02-15 18:00 | 0.94077
CCG | GB | 2018-02-15 19:00 | 0.94775
CCG | GB | 2018-02-15 20:00 | 0.94775
CCG | GB | 2018-02-15 21:00 | 0.94775
CCG | GB | 2018-02-15 22:00 | 0.94775
CCG | GB | 2018-02-15 23:00 | 0.94775
CCG | GB | 2018-02-16 | 0.94713
CCG | GB | 2018-02-16 01:00 | 0.937
CCG | GB | 2018-02-16 02:00 | 0.937
CCG | GB | 2018-02-16 03:00 | 0.937
CCG | GB | 2018-02-16 04:00 | 0.937
CCG | GB | 2018-02-16 05:00 | 0.937
CCG | GB | 2018-02-16 06:00 | 0.937
CCG | GB | 2018-02-16 07:00 | 0.93357
CCG | GB | 2018-02-16 08:00 | 0.93709
CCG | GB | 2018-02-16 09:00 | 0.93709
CCG | GB | 2018-02-16 10:00 | 0.93709
CCG | GB | 2018-02-16 11:00 | 0.93709
CCG | GB | 2018-02-16 12:00 | 0.93709
CCG | GB | 2018-02-16 13:00 | 0.93709
CCG | GB | 2018-02-16 14:00 | 0.93709
CCG | GB | 2018-02-16 15:00 | 0.93709
CCG | GB | 2018-02-16 16:00 | 0.9301
CCG | GB | 2018-02-16 17:00 | 0.93647
CCG | GB | 2018-02-16 18:00 | 0.93647
CCG | GB | 2018-02-16 19:00 | 0.93647
CCG | GB | 2018-02-16 20:00 | 0.93459
CCG | GB | 2018-02-16 21:00 | 0.93459
CCG | GB | 2018-02-16 22:00 | 0.93459
CCG | GB | 2018-02-16 23:00 | 0.92236
CCG | GB | 2018-02-17 | 0.9221
CCG | GB | 2018-02-17 01:00 | 0.90633
CCG | GB | 2018-02-17 02:00 | 0.90633
CCG | GB | 2018-02-17 03:00 | 0.90574
CCG | GB | 2018-02-17 04:00 | 0.90372
CCG | GB | 2018-02-17 05:00 | 0.90372
CCG | GB | 2018-02-17 06:00 | 0.90372
CCG | GB | 2018-02-17 07:00 | 0.90372
CCG | GB | 2018-02-17 08:00 | 0.90574
CCG | GB | 2018-02-17 09:00 | 0.90574
CCG | GB | 2018-02-17 10:00 | 0.90574
CCG | GB | 2018-02-17 11:00 | 0.90574
CCG | GB | 2018-02-17 12:00 | 0.90574
CCG | GB | 2018-02-17 13:00 | 0.90633
CCG | GB | 2018-02-17 14:00 | 0.90633
CCG | GB | 2018-02-17 15:00 | 0.90633
CCG | GB | 2018-02-17 16:00 | 0.90633
CCG | GB | 2018-02-17 17:00 | 0.89212
CCG | GB | 2018-02-17 18:00 | 0.88647
CCG | GB | 2018-02-17 19:00 | 0.90633
CCG | GB | 2018-02-17 20:00 | 0.90633
CCG | GB | 2018-02-17 21:00 | 0.90633
CCG | GB | 2018-02-17 22:00 | 0.92236
CCG | GB | 2018-02-17 23:00 | 0.92236
CCG | GB | 2018-02-18 | 0.92094
CCG | GB | 2018-02-18 01:00 | 0.89891
CCG | GB | 2018-02-18 02:00 | 0.89891
CCG | GB | 2018-02-18 03:00 | 0.89891
CCG | GB | 2018-02-18 04:00 | 0.89891
CCG | GB | 2018-02-18 05:00 | 0.89891
CCG | GB | 2018-02-18 06:00 | 0.89891
CCG | GB | 2018-02-18 07:00 | 0.89891
CCG | GB | 2018-02-18 08:00 | 0.89891
CCG | GB | 2018-02-18 09:00 | 0.89891
CCG | GB | 2018-02-18 10:00 | 0.89891
CCG | GB | 2018-02-18 11:00 | 0.89891
CCG | GB | 2018-02-18 12:00 | 0.89891
CCG | GB | 2018-02-18 13:00 | 0.89891
CCG | GB | 2018-02-18 14:00 | 0.89891
CCG | GB | 2018-02-18 15:00 | 0.89891
CCG | GB | 2018-02-18 16:00 | 0.89891
CCG | GB | 2018-02-18 17:00 | 0.89891
CCG | GB | 2018-02-18 18:00 | 0.89327
CCG | GB | 2018-02-18 19:00 | 0.89891
CCG | GB | 2018-02-18 20:00 | 0.89891
CCG | GB | 2018-02-18 21:00 | 0.88629
CCG | GB | 2018-02-18 22:00 | 0.88629
CCG | GB | 2018-02-18 23:00 | 0.90974
CCG | GB | 2018-02-19 | 0.90974
CCG | GB | 2018-02-19 01:00 | 0.89295
CCG | GB | 2018-02-19 02:00 | 0.89295
CCG | GB | 2018-02-19 03:00 | 0.91151
CCG | GB | 2018-02-19 04:00 | 0.91151
CCG | GB | 2018-02-19 05:00 | 0.91151
CCG | GB | 2018-02-19 06:00 | 0.91151
CCG | GB | 2018-02-19 07:00 | 0.91151
CCG | GB | 2018-02-19 08:00 | 0.88889
CCG | GB | 2018-02-19 09:00 | 0.89405
CCG | GB | 2018-02-19 10:00 | 0.91151
CCG | GB | 2018-02-19 11:00 | 0.91151
CCG | GB | 2018-02-19 12:00 | 0.91151
CCG | GB | 2018-02-19 13:00 | 0.9114
CCG | GB | 2018-02-19 14:00 | 0.9114
CCG | GB | 2018-02-19 15:00 | 0.91138
CCG | GB | 2018-02-19 16:00 | 0.91138
CCG | GB | 2018-02-19 17:00 | 0.91135
CCG | GB | 2018-02-19 18:00 | 0.91135
CCG | GB | 2018-02-19 19:00 | 0.92371
CCG | GB | 2018-02-19 20:00 | 0.92371
CCG | GB | 2018-02-19 21:00 | 0.88556
CCG | GB | 2018-02-19 22:00 | 0.90141
CCG | GB | 2018-02-19 23:00 | 0.91135
CCG | GB | 2018-02-20 | 0.91057
CCG | GB | 2018-02-20 01:00 | 0.8793
CCG | GB | 2018-02-20 02:00 | 0.87949
CCG | GB | 2018-02-20 03:00 | 0.89166
CCG | GB | 2018-02-20 04:00 | 0.89166
CCG | GB | 2018-02-20 05:00 | 0.9078
CCG | GB | 2018-02-20 06:00 | 0.9078
CCG | GB | 2018-02-20 07:00 | 0.9078
CCG | GB | 2018-02-20 08:00 | 0.9078
CCG | GB | 2018-02-20 09:00 | 0.89566
CCG | GB | 2018-02-20 10:00 | 0.89566
CCG | GB | 2018-02-20 11:00 | 0.89545
CCG | GB | 2018-02-20 12:00 | 0.9078
CCG | GB | 2018-02-20 13:00 | 0.9078
CCG | GB | 2018-02-20 14:00 | 0.9078
CCG | GB | 2018-02-20 15:00 | 0.9078
CCG | GB | 2018-02-20 16:00 | 0.9078
CCG | GB | 2018-02-20 17:00 | 0.9078
CCG | GB | 2018-02-20 18:00 | 0.9078
CCG | GB | 2018-02-20 19:00 | 0.9078
CCG | GB | 2018-02-20 20:00 | 0.9078
CCG | GB | 2018-02-20 21:00 | 0.90968
CCG | GB | 2018-02-20 22:00 | 0.90968
CCG | GB | 2018-02-20 23:00 | 0.90968
CCG | GB | 2018-02-21 | 0.90968
CCG | GB | 2018-02-21 01:00 | 0.90968
CCG | GB | 2018-02-21 02:00 | 0.90968
CCG | GB | 2018-02-21 03:00 | 0.90877
CCG | GB | 2018-02-21 04:00 | 0.90877
CCG | GB | 2018-02-21 05:00 | 0.89722
CCG | GB | 2018-02-21 06:00 | 0.89722
CCG | GB | 2018-02-21 07:00 | 0.90877
CCG | GB | 2018-02-21 08:00 | 0.90877
CCG | GB | 2018-02-21 09:00 | 0.90877
CCG | GB | 2018-02-21 10:00 | 0.90874
CCG | GB | 2018-02-21 11:00 | 0.92059
CCG | GB | 2018-02-21 12:00 | 0.92059
CCG | GB | 2018-02-21 13:00 | 0.92059
CCG | GB | 2018-02-21 14:00 | 0.92059
CCG | GB | 2018-02-21 15:00 | 0.92059
CCG | GB | 2018-02-21 16:00 | 0.91267
CCG | GB | 2018-02-21 17:00 | 0.92059
CCG | GB | 2018-02-21 18:00 | 0.92059
CCG | GB | 2018-02-21 19:00 | 0.90133
CCG | GB | 2018-02-21 20:00 | 0.90356
CCG | GB | 2018-02-21 21:00 | 0.89649
CCG | GB | 2018-02-21 22:00 | 0.88911
CCG | GB | 2018-02-21 23:00 | 0.88846
CCG | GB | 2018-02-22 | 0.88715
CCG | GB | 2018-02-22 01:00 | 0.87694
CCG | GB | 2018-02-22 02:00 | 0.87694
CCG | GB | 2018-02-22 03:00 | 0.87694
CCG | GB | 2018-02-22 04:00 | 0.87694
CCG | GB | 2018-02-22 05:00 | 0.87694
CCG | GB | 2018-02-22 06:00 | 0.90498
CCG | GB | 2018-02-22 07:00 | 0.8893
CCG | GB | 2018-02-22 08:00 | 0.90498
CCG | GB | 2018-02-22 09:00 | 0.90498
CCG | GB | 2018-02-22 10:00 | 0.90498
CCG | GB | 2018-02-22 11:00 | 0.90498
CCG | GB | 2018-02-22 12:00 | 0.90498
CCG | GB | 2018-02-22 13:00 | 0.91723
CCG | GB | 2018-02-22 14:00 | 0.91723
CCG | GB | 2018-02-22 15:00 | 0.91723
CCG | GB | 2018-02-22 16:00 | 0.91788
CCG | GB | 2018-02-22 17:00 | 0.93752
CCG | GB | 2018-02-22 18:00 | 0.92467
CCG | GB | 2018-02-22 19:00 | 0.93692
CCG | GB | 2018-02-22 20:00 | 0.93692
CCG | GB | 2018-02-22 21:00 | 0.93692
CCG | GB | 2018-02-22 22:00 | 0.93676
CCG | GB | 2018-02-22 23:00 | 0.92494
CCG | GB | 2018-02-23 | 0.93067
CCG | GB | 2018-02-23 01:00 | 0.93067
CCG | GB | 2018-02-23 02:00 | 0.93067
CCG | GB | 2018-02-23 03:00 | 0.93067
CCG | GB | 2018-02-23 04:00 | 0.93067
CCG | GB | 2018-02-23 05:00 | 0.93067
CCG | GB | 2018-02-23 06:00 | 0.93142
CCG | GB | 2018-02-23 07:00 | 0.90912
CCG | GB | 2018-02-23 08:00 | 0.90912
CCG | GB | 2018-02-23 09:00 | 0.90912
CCG | GB | 2018-02-23 10:00 | 0.90912
CCG | GB | 2018-02-23 11:00 | 0.93142
CCG | GB | 2018-02-23 12:00 | 0.93142
CCG | GB | 2018-02-23 13:00 | 0.93142
CCG | GB | 2018-02-23 14:00 | 0.93142
CCG | GB | 2018-02-23 15:00 | 0.93142
CCG | GB | 2018-02-23 16:00 | 0.93142
CCG | GB | 2018-02-23 17:00 | 0.93142
CCG | GB | 2018-02-23 18:00 | 0.93142
CCG | GB | 2018-02-23 19:00 | 0.94267
CCG | GB | 2018-02-23 20:00 | 0.94267
CCG | GB | 2018-02-23 21:00 | 0.94267
CCG | GB | 2018-02-23 22:00 | 0.94267
CCG | GB | 2018-02-23 23:00 | 0.94267
CCG | GB | 2018-02-24 | 0.942
CCG | GB | 2018-02-24 01:00 | 0.9272
CCG | GB | 2018-02-24 02:00 | 0.94267
CCG | GB | 2018-02-24 03:00 | 0.94267
CCG | GB | 2018-02-24 04:00 | 0.94267
CCG | GB | 2018-02-24 05:00 | 0.94267
CCG | GB | 2018-02-24 06:00 | 0.94267
CCG | GB | 2018-02-24 07:00 | 0.91554
CCG | GB | 2018-02-24 08:00 | 0.91554
CCG | GB | 2018-02-24 09:00 | 0.91554
CCG | GB | 2018-02-24 10:00 | 0.91554
CCG | GB | 2018-02-24 11:00 | 0.91554
CCG | GB | 2018-02-24 12:00 | 0.91554
CCG | GB | 2018-02-24 13:00 | 0.91554
CCG | GB | 2018-02-24 14:00 | 0.91554
CCG | GB | 2018-02-24 15:00 | 0.90332
CCG | GB | 2018-02-24 16:00 | 0.90332
CCG | GB | 2018-02-24 17:00 | 0.90206
CCG | GB | 2018-02-24 18:00 | 0.90332
CCG | GB | 2018-02-24 19:00 | 0.89123
CCG | GB | 2018-02-24 20:00 | 0.90332
CCG | GB | 2018-02-24 21:00 | 0.93502
CCG | GB | 2018-02-24 22:00 | 0.93502
CCG | GB | 2018-02-24 23:00 | 0.93502
CCG | GB | 2018-02-25 | 0.91191
CCG | GB | 2018-02-25 01:00 | 0.87157
CCG | GB | 2018-02-25 02:00 | 0.87157
CCG | GB | 2018-02-25 03:00 | 0.87157
CCG | GB | 2018-02-25 04:00 | 0.87157
CCG | GB | 2018-02-25 05:00 | 0.87159
CCG | GB | 2018-02-25 06:00 | 0.87159
CCG | GB | 2018-02-25 07:00 | 0.87334
CCG | GB | 2018-02-25 08:00 | 0.87334
CCG | GB | 2018-02-25 09:00 | 0.8364
CCG | GB | 2018-02-25 10:00 | 0.84876
CCG | GB | 2018-02-25 11:00 | 0.85093
CCG | GB | 2018-02-25 12:00 | 0.85134
CCG | GB | 2018-02-25 13:00 | 0.87334
CCG | GB | 2018-02-25 14:00 | 0.89765
CCG | GB | 2018-02-25 15:00 | 0.89765
CCG | GB | 2018-02-25 16:00 | 0.89765
CCG | GB | 2018-02-25 17:00 | 0.89897
CCG | GB | 2018-02-25 18:00 | 0.89899
CCG | GB | 2018-02-25 19:00 | 0.89013
CCG | GB | 2018-02-25 20:00 | 0.89013
CCG | GB | 2018-02-25 21:00 | 0.90222
CCG | GB | 2018-02-25 22:00 | 0.90222
CCG | GB | 2018-02-25 23:00 | 0.90222
CCG | GB | 2018-02-26 | 0.92564
CCG | GB | 2018-02-26 01:00 | 0.92027
CCG | GB | 2018-02-26 02:00 | 0.92564
CCG | GB | 2018-02-26 03:00 | 0.92564
CCG | GB | 2018-02-26 04:00 | 0.92564
CCG | GB | 2018-02-26 05:00 | 0.89504
CCG | GB | 2018-02-26 06:00 | 0.89504
CCG | GB | 2018-02-26 07:00 | 0.89504
CCG | GB | 2018-02-26 08:00 | 0.89529
CCG | GB | 2018-02-26 09:00 | 0.88481
CCG | GB | 2018-02-26 10:00 | 0.88481
CCG | GB | 2018-02-26 11:00 | 0.92637
CCG | GB | 2018-02-26 12:00 | 0.92637
CCG | GB | 2018-02-26 13:00 | 0.93827
CCG | GB | 2018-02-26 14:00 | 0.93827
CCG | GB | 2018-02-26 15:00 | 0.93236
CCG | GB | 2018-02-26 16:00 | 0.92188
CCG | GB | 2018-02-26 17:00 | 0.92744
CCG | GB | 2018-02-26 18:00 | 0.92623
CCG | GB | 2018-02-26 19:00 | 0.93827
CCG | GB | 2018-02-26 20:00 | 0.93827
CCG | GB | 2018-02-26 21:00 | 0.93451
CCG | GB | 2018-02-26 22:00 | 0.93743
CCG | GB | 2018-02-26 23:00 | 0.93743
CCG | GB | 2018-02-27 | 0.93547
CCG | GB | 2018-02-27 01:00 | 0.90856
CCG | GB | 2018-02-27 02:00 | 0.91014
CCG | GB | 2018-02-27 03:00 | 0.91014
CCG | GB | 2018-02-27 04:00 | 0.89134
CCG | GB | 2018-02-27 05:00 | 0.91863
CCG | GB | 2018-02-27 06:00 | 0.90724
CCG | GB | 2018-02-27 07:00 | 0.85808
CCG | GB | 2018-02-27 08:00 | 0.88575
CCG | GB | 2018-02-27 09:00 | 0.86668
CCG | GB | 2018-02-27 10:00 | 0.86668
CCG | GB | 2018-02-27 11:00 | 0.89797
CCG | GB | 2018-02-27 12:00 | 0.90737
CCG | GB | 2018-02-27 13:00 | 0.90737
CCG | GB | 2018-02-27 14:00 | 0.90737
CCG | GB | 2018-02-27 15:00 | 0.92618
CCG | GB | 2018-02-27 16:00 | 0.92618
CCG | GB | 2018-02-27 17:00 | 0.92387
CCG | GB | 2018-02-27 18:00 | 0.92629
CCG | GB | 2018-02-27 19:00 | 0.93827
CCG | GB | 2018-02-27 20:00 | 0.93827
CCG | GB | 2018-02-27 21:00 | 0.93827
CCG | GB | 2018-02-27 22:00 | 0.93827
CCG | GB | 2018-02-27 23:00 | 0.95049
CCG | GB | 2018-02-28 | 0.95049
CCG | GB | 2018-02-28 01:00 | 0.95049
CCG | GB | 2018-02-28 02:00 | 0.94834
CCG | GB | 2018-02-28 03:00 | 0.94952
CCG | GB | 2018-02-28 04:00 | 0.9117
CCG | GB | 2018-02-28 05:00 | 0.9117
CCG | GB | 2018-02-28 06:00 | 0.9117
CCG | GB | 2018-02-28 07:00 | 0.87901
CCG | GB | 2018-02-28 08:00 | 0.84943
CCG | GB | 2018-02-28 09:00 | 0.8227
CCG | GB | 2018-02-28 10:00 | 0.8051
CCG | GB | 2018-02-28 11:00 | 0.81577
CCG | GB | 2018-02-28 12:00 | 0.82926
CCG | GB | 2018-02-28 13:00 | 0.81185
CCG | GB | 2018-02-28 14:00 | 0.81252
CCG | GB | 2018-02-28 15:00 | 0.82603
CCG | GB | 2018-02-28 16:00 | 0.82606
CCG | GB | 2018-02-28 17:00 | 0.87895
CCG | GB | 2018-02-28 18:00 | 0.89429
CCG | GB | 2018-02-28 19:00 | 0.8887
CCG | GB | 2018-02-28 20:00 | 0.91071
CCG | GB | 2018-02-28 21:00 | 0.91071
CCG | GB | 2018-02-28 22:00 | 0.91071
CCG | GB | 2018-02-28 23:00 | 0.90982
CCG | GB | 2018-03-01 | 0.9031
CCG | GB | 2018-03-01 01:00 | 0.91516
CCG | GB | 2018-03-01 02:00 | 0.92083
CCG | GB | 2018-03-01 03:00 | 0.91686
CCG | GB | 2018-03-01 04:00 | 0.89435
CCG | GB | 2018-03-01 05:00 | 0.86654
CCG | GB | 2018-03-01 06:00 | 0.86654
CCG | GB | 2018-03-01 07:00 | 0.86369
CCG | GB | 2018-03-01 08:00 | 0.86369
CCG | GB | 2018-03-01 09:00 | 0.8659
CCG | GB | 2018-03-01 10:00 | 0.84817
CCG | GB | 2018-03-01 11:00 | 0.84951
CCG | GB | 2018-03-01 12:00 | 0.87216
CCG | GB | 2018-03-01 13:00 | 0.87678
CCG | GB | 2018-03-01 14:00 | 0.88416
CCG | GB | 2018-03-01 15:00 | 0.85494
CCG | GB | 2018-03-01 16:00 | 0.84537
CCG | GB | 2018-03-01 17:00 | 0.87447
CCG | GB | 2018-03-01 18:00 | 0.85311
CCG | GB | 2018-03-01 19:00 | 0.84919
CCG | GB | 2018-03-01 20:00 | 0.84919
CCG | GB | 2018-03-01 21:00 | 0.83745
CCG | GB | 2018-03-01 22:00 | 0.84054
CCG | GB | 2018-03-01 23:00 | 0.84054
CCG | GB | 2018-03-02 | 0.83839
CCG | GB | 2018-03-02 01:00 | 0.80185
CCG | GB | 2018-03-02 02:00 | 0.80185
CCG | GB | 2018-03-02 03:00 | 0.80185
CCG | GB | 2018-03-02 04:00 | 0.80185
CCG | GB | 2018-03-02 05:00 | 0.80185
CCG | GB | 2018-03-02 06:00 | 0.83315
CCG | GB | 2018-03-02 07:00 | 0.83815
CCG | GB | 2018-03-02 08:00 | 0.82574
CCG | GB | 2018-03-02 09:00 | 0.83871
CCG | GB | 2018-03-02 10:00 | 0.80336
CCG | GB | 2018-03-02 11:00 | 0.80959
CCG | GB | 2018-03-02 12:00 | 0.83294
CCG | GB | 2018-03-02 13:00 | 0.83291
CCG | GB | 2018-03-02 14:00 | 0.83285
CCG | GB | 2018-03-02 15:00 | 0.84446
CCG | GB | 2018-03-02 16:00 | 0.85655
CCG | GB | 2018-03-02 17:00 | 0.85808
CCG | GB | 2018-03-02 18:00 | 0.85821
CCG | GB | 2018-03-02 19:00 | 0.8984
CCG | GB | 2018-03-02 20:00 | 0.89867
CCG | GB | 2018-03-02 21:00 | 0.89923
CCG | GB | 2018-03-02 22:00 | 0.87629
CCG | GB | 2018-03-02 23:00 | 0.85991
CCG | GB | 2018-03-03 | 0.85829
CCG | GB | 2018-03-03 01:00 | 0.85829
CCG | GB | 2018-03-03 02:00 | 0.85829
CCG | GB | 2018-03-03 03:00 | 0.85829
CCG | GB | 2018-03-03 04:00 | 0.85829
CCG | GB | 2018-03-03 05:00 | 0.85832
CCG | GB | 2018-03-03 06:00 | 0.85832
CCG | GB | 2018-03-03 07:00 | 0.85832
CCG | GB | 2018-03-03 08:00 | 0.85832
CCG | GB | 2018-03-03 09:00 | 0.86254
CCG | GB | 2018-03-03 10:00 | 0.86254
CCG | GB | 2018-03-03 11:00 | 0.88301
CCG | GB | 2018-03-03 12:00 | 0.87863
CCG | GB | 2018-03-03 13:00 | 0.89338
CCG | GB | 2018-03-03 14:00 | 0.89338
CCG | GB | 2018-03-03 15:00 | 0.89338
CCG | GB | 2018-03-03 16:00 | 0.89338
CCG | GB | 2018-03-03 17:00 | 0.88226
CCG | GB | 2018-03-03 18:00 | 0.88226
CCG | GB | 2018-03-03 19:00 | 0.88226
CCG | GB | 2018-03-03 20:00 | 0.88226
CCG | GB | 2018-03-03 21:00 | 0.88226
CCG | GB | 2018-03-03 22:00 | 0.88226
CCG | GB | 2018-03-03 23:00 | 0.89338
CCG | GB | 2018-03-04 | 0.89338
CCG | GB | 2018-03-04 01:00 | 0.90345
CCG | GB | 2018-03-04 02:00 | 0.90345
CCG | GB | 2018-03-04 03:00 | 0.90345
CCG | GB | 2018-03-04 04:00 | 0.90345
CCG | GB | 2018-03-04 05:00 | 0.90283
CCG | GB | 2018-03-04 06:00 | 0.88658
CCG | GB | 2018-03-04 07:00 | 0.88658
CCG | GB | 2018-03-04 08:00 | 0.88658
CCG | GB | 2018-03-04 09:00 | 0.88553
CCG | GB | 2018-03-04 10:00 | 0.87745
CCG | GB | 2018-03-04 11:00 | 0.90345
CCG | GB | 2018-03-04 12:00 | 0.90345
CCG | GB | 2018-03-04 13:00 | 0.88142
CCG | GB | 2018-03-04 14:00 | 0.90345
CCG | GB | 2018-03-04 15:00 | 0.8797
CCG | GB | 2018-03-04 16:00 | 0.87997
CCG | GB | 2018-03-04 17:00 | 0.88263
CCG | GB | 2018-03-04 18:00 | 0.8886
CCG | GB | 2018-03-04 19:00 | 0.90345
CCG | GB | 2018-03-04 20:00 | 0.90345
CCG | GB | 2018-03-04 21:00 | 0.90345
CCG | GB | 2018-03-04 22:00 | 0.90345
CCG | GB | 2018-03-04 23:00 | 0.88707
CCG | GB | 2018-03-05 | 0.88707
CCG | GB | 2018-03-05 01:00 | 0.88707
CCG | GB | 2018-03-05 02:00 | 0.88707
CCG | GB | 2018-03-05 03:00 | 0.88707
CCG | GB | 2018-03-05 04:00 | 0.88707
CCG | GB | 2018-03-05 05:00 | 0.88707
CCG | GB | 2018-03-05 06:00 | 0.88707
CCG | GB | 2018-03-05 07:00 | 0.90587
CCG | GB | 2018-03-05 08:00 | 0.89475
CCG | GB | 2018-03-05 09:00 | 0.89475
CCG | GB | 2018-03-05 10:00 | 0.89475
CCG | GB | 2018-03-05 11:00 | 0.89475
CCG | GB | 2018-03-05 12:00 | 0.89475
CCG | GB | 2018-03-05 13:00 | 0.8887
CCG | GB | 2018-03-05 14:00 | 0.88535
CCG | GB | 2018-03-05 15:00 | 0.88535
CCG | GB | 2018-03-05 16:00 | 0.88535
CCG | GB | 2018-03-05 17:00 | 0.88535
CCG | GB | 2018-03-05 18:00 | 0.89475
CCG | GB | 2018-03-05 19:00 | 0.89241
CCG | GB | 2018-03-05 20:00 | 0.89515
CCG | GB | 2018-03-05 21:00 | 0.89515
CCG | GB | 2018-03-05 22:00 | 0.89515
CCG | GB | 2018-03-05 23:00 | 0.89515
CCG | GB | 2018-03-06 | 0.89515
CCG | GB | 2018-03-06 01:00 | 0.89515
CCG | GB | 2018-03-06 02:00 | 0.89515
CCG | GB | 2018-03-06 03:00 | 0.90697
CCG | GB | 2018-03-06 04:00 | 0.90697
CCG | GB | 2018-03-06 05:00 | 0.90697
CCG | GB | 2018-03-06 06:00 | 0.90697
CCG | GB | 2018-03-06 07:00 | 0.90633
CCG | GB | 2018-03-06 08:00 | 0.90316
CCG | GB | 2018-03-06 09:00 | 0.90388
CCG | GB | 2018-03-06 10:00 | 0.90429
CCG | GB | 2018-03-06 11:00 | 0.90028
CCG | GB | 2018-03-06 12:00 | 0.90028
CCG | GB | 2018-03-06 13:00 | 0.90028
CCG | GB | 2018-03-06 14:00 | 0.90028
CCG | GB | 2018-03-06 15:00 | 0.90028
CCG | GB | 2018-03-06 16:00 | 0.90028
CCG | GB | 2018-03-06 17:00 | 0.90028
CCG | GB | 2018-03-06 18:00 | 0.90028
CCG | GB | 2018-03-06 19:00 | 0.90028
CCG | GB | 2018-03-06 20:00 | 0.90028
CCG | GB | 2018-03-06 21:00 | 0.9121
CCG | GB | 2018-03-06 22:00 | 0.9121
CCG | GB | 2018-03-06 23:00 | 0.9121
CCG | GB | 2018-03-07 | 0.9121
CCG | GB | 2018-03-07 01:00 | 0.9027
CCG | GB | 2018-03-07 02:00 | 0.9027
CCG | GB | 2018-03-07 03:00 | 0.9027
CCG | GB | 2018-03-07 04:00 | 0.9027
CCG | GB | 2018-03-07 05:00 | 0.9027
CCG | GB | 2018-03-07 06:00 | 0.90146
CCG | GB | 2018-03-07 07:00 | 0.90146
CCG | GB | 2018-03-07 08:00 | 0.90146
CCG | GB | 2018-03-07 09:00 | 0.9027
CCG | GB | 2018-03-07 10:00 | 0.9027
CCG | GB | 2018-03-07 11:00 | 0.9027
CCG | GB | 2018-03-07 12:00 | 0.9027
CCG | GB | 2018-03-07 13:00 | 0.9027
CCG | GB | 2018-03-07 14:00 | 0.89322
CCG | GB | 2018-03-07 15:00 | 0.89784
CCG | GB | 2018-03-07 16:00 | 0.90928
CCG | GB | 2018-03-07 17:00 | 0.90928
CCG | GB | 2018-03-07 18:00 | 0.90928
CCG | GB | 2018-03-07 19:00 | 0.90928
CCG | GB | 2018-03-07 20:00 | 0.90928
CCG | GB | 2018-03-07 21:00 | 0.90055
CCG | GB | 2018-03-07 22:00 | 0.89937
CCG | GB | 2018-03-07 23:00 | 0.88755
CCG | GB | 2018-03-08 | 0.88755
CCG | GB | 2018-03-08 01:00 | 0.88755
CCG | GB | 2018-03-08 02:00 | 0.88755
CCG | GB | 2018-03-08 03:00 | 0.89937
CCG | GB | 2018-03-08 04:00 | 0.89937
CCG | GB | 2018-03-08 05:00 | 0.89937
CCG | GB | 2018-03-08 06:00 | 0.91989
CCG | GB | 2018-03-08 07:00 | 0.89937
CCG | GB | 2018-03-08 08:00 | 0.91989
CCG | GB | 2018-03-08 09:00 | 0.91989
CCG | GB | 2018-03-08 10:00 | 0.91989
CCG | GB | 2018-03-08 11:00 | 0.91989
CCG | GB | 2018-03-08 12:00 | 0.92862
CCG | GB | 2018-03-08 13:00 | 0.92862
CCG | GB | 2018-03-08 14:00 | 0.92862
CCG | GB | 2018-03-08 15:00 | 0.92862
CCG | GB | 2018-03-08 16:00 | 0.92862
CCG | GB | 2018-03-08 17:00 | 0.92862
CCG | GB | 2018-03-08 18:00 | 0.92862
CCG | GB | 2018-03-08 19:00 | 0.92862
CCG | GB | 2018-03-08 20:00 | 0.92862
CCG | GB | 2018-03-08 21:00 | 0.92862
CCG | GB | 2018-03-08 22:00 | 0.92862
CCG | GB | 2018-03-08 23:00 | 0.92862
CCG | GB | 2018-03-09 | 0.9203
CCG | GB | 2018-03-09 01:00 | 0.9203
CCG | GB | 2018-03-09 02:00 | 0.9203
CCG | GB | 2018-03-09 03:00 | 0.90861
CCG | GB | 2018-03-09 04:00 | 0.90861
CCG | GB | 2018-03-09 05:00 | 0.90864
CCG | GB | 2018-03-09 06:00 | 0.90864
CCG | GB | 2018-03-09 07:00 | 0.89856
CCG | GB | 2018-03-09 08:00 | 0.91022
CCG | GB | 2018-03-09 09:00 | 0.91022
CCG | GB | 2018-03-09 10:00 | 0.91022
CCG | GB | 2018-03-09 11:00 | 0.9203
CCG | GB | 2018-03-09 12:00 | 0.9203
CCG | GB | 2018-03-09 13:00 | 0.9203
CCG | GB | 2018-03-09 14:00 | 0.9203
CCG | GB | 2018-03-09 15:00 | 0.9203
CCG | GB | 2018-03-09 16:00 | 0.92148
CCG | GB | 2018-03-09 17:00 | 0.92148
CCG | GB | 2018-03-09 18:00 | 0.92148
CCG | GB | 2018-03-09 19:00 | 0.92148
CCG | GB | 2018-03-09 20:00 | 0.92148
CCG | GB | 2018-03-09 21:00 | 0.92148
CCG | GB | 2018-03-09 22:00 | 0.92148
CCG | GB | 2018-03-09 23:00 | 0.89703
CCG | GB | 2018-03-10 | 0.87976
CCG | GB | 2018-03-10 01:00 | 0.87976
CCG | GB | 2018-03-10 02:00 | 0.87976
CCG | GB | 2018-03-10 03:00 | 0.87976
CCG | GB | 2018-03-10 04:00 | 0.86767
CCG | GB | 2018-03-10 05:00 | 0.8576
CCG | GB | 2018-03-10 06:00 | 0.8576
CCG | GB | 2018-03-10 07:00 | 0.86968
CCG | GB | 2018-03-10 08:00 | 0.86968
CCG | GB | 2018-03-10 09:00 | 0.86383
CCG | GB | 2018-03-10 10:00 | 0.86391
CCG | GB | 2018-03-10 11:00 | 0.86837
CCG | GB | 2018-03-10 12:00 | 0.84607
CCG | GB | 2018-03-10 13:00 | 0.86418
CCG | GB | 2018-03-10 14:00 | 0.89101
CCG | GB | 2018-03-10 15:00 | 0.89101
CCG | GB | 2018-03-10 16:00 | 0.89101
CCG | GB | 2018-03-10 17:00 | 0.87318
CCG | GB | 2018-03-10 18:00 | 0.87318
CCG | GB | 2018-03-10 19:00 | 0.88094
CCG | GB | 2018-03-10 20:00 | 0.88094
CCG | GB | 2018-03-10 21:00 | 0.88094
CCG | GB | 2018-03-10 22:00 | 0.88094
CCG | GB | 2018-03-10 23:00 | 0.88094
CCG | GB | 2018-03-11 | 0.88094
CCG | GB | 2018-03-11 01:00 | 0.88191
CCG | GB | 2018-03-11 02:00 | 0.88191
CCG | GB | 2018-03-11 03:00 | 0.88191
CCG | GB | 2018-03-11 04:00 | 0.88191
CCG | GB | 2018-03-11 05:00 | 0.88191
CCG | GB | 2018-03-11 06:00 | 0.88191
CCG | GB | 2018-03-11 07:00 | 0.88191
CCG | GB | 2018-03-11 08:00 | 0.88191
CCG | GB | 2018-03-11 09:00 | 0.88191
CCG | GB | 2018-03-11 10:00 | 0.88191
CCG | GB | 2018-03-11 11:00 | 0.89198
CCG | GB | 2018-03-11 12:00 | 0.89198
CCG | GB | 2018-03-11 13:00 | 0.87936
CCG | GB | 2018-03-11 14:00 | 0.87936
CCG | GB | 2018-03-11 15:00 | 0.87936
CCG | GB | 2018-03-11 16:00 | 0.87936
CCG | GB | 2018-03-11 17:00 | 0.87936
CCG | GB | 2018-03-11 18:00 | 0.87936
CCG | GB | 2018-03-11 19:00 | 0.87936
CCG | GB | 2018-03-11 20:00 | 0.87936
CCG | GB | 2018-03-11 21:00 | 0.87936
CCG | GB | 2018-03-11 22:00 | 0.87936
CCG | GB | 2018-03-11 23:00 | 0.87936
CCG | GB | 2018-03-12 | 0.90112
CCG | GB | 2018-03-12 01:00 | 0.88435
CCG | GB | 2018-03-12 02:00 | 0.88435
CCG | GB | 2018-03-12 03:00 | 0.88435
CCG | GB | 2018-03-12 04:00 | 0.88435
CCG | GB | 2018-03-12 05:00 | 0.88414
CCG | GB | 2018-03-12 06:00 | 0.90203
CCG | GB | 2018-03-12 07:00 | 0.90203
CCG | GB | 2018-03-12 08:00 | 0.90026
CCG | GB | 2018-03-12 09:00 | 0.88502
CCG | GB | 2018-03-12 10:00 | 0.88502
CCG | GB | 2018-03-12 11:00 | 0.91398
CCG | GB | 2018-03-12 12:00 | 0.91398
CCG | GB | 2018-03-12 13:00 | 0.91398
CCG | GB | 2018-03-12 14:00 | 0.91398
CCG | GB | 2018-03-12 15:00 | 0.9142
CCG | GB | 2018-03-12 16:00 | 0.9142
CCG | GB | 2018-03-12 17:00 | 0.9142
CCG | GB | 2018-03-12 18:00 | 0.93864
CCG | GB | 2018-03-12 19:00 | 0.93273
CCG | GB | 2018-03-12 20:00 | 0.93864
CCG | GB | 2018-03-12 21:00 | 0.93864
CCG | GB | 2018-03-12 22:00 | 0.93864
CCG | GB | 2018-03-12 23:00 | 0.93864
CCG | GB | 2018-03-13 | 0.93864
CCG | GB | 2018-03-13 01:00 | 0.93864
CCG | GB | 2018-03-13 02:00 | 0.93864
CCG | GB | 2018-03-13 03:00 | 0.93864
CCG | GB | 2018-03-13 04:00 | 0.93864
CCG | GB | 2018-03-13 05:00 | 0.93864
CCG | GB | 2018-03-13 06:00 | 0.92682
CCG | GB | 2018-03-13 07:00 | 0.92682
CCG | GB | 2018-03-13 08:00 | 0.92682
CCG | GB | 2018-03-13 09:00 | 0.92682
CCG | GB | 2018-03-13 10:00 | 0.92682
CCG | GB | 2018-03-13 11:00 | 0.91527
CCG | GB | 2018-03-13 12:00 | 0.92682
CCG | GB | 2018-03-13 13:00 | 0.93864
CCG | GB | 2018-03-13 14:00 | 0.93864
CCG | GB | 2018-03-13 15:00 | 0.93864
CCG | GB | 2018-03-13 16:00 | 0.93864
CCG | GB | 2018-03-13 17:00 | 0.93864
CCG | GB | 2018-03-13 18:00 | 0.93864
CCG | GB | 2018-03-13 19:00 | 0.92685
CCG | GB | 2018-03-13 20:00 | 0.92655
CCG | GB | 2018-03-13 21:00 | 0.93864
CCG | GB | 2018-03-13 22:00 | 0.93864
CCG | GB | 2018-03-13 23:00 | 0.93864
CCG | GB | 2018-03-14 | 0.93851
CCG | GB | 2018-03-14 01:00 | 0.92924
CCG | GB | 2018-03-14 02:00 | 0.92924
CCG | GB | 2018-03-14 03:00 | 0.91742
CCG | GB | 2018-03-14 04:00 | 0.91823
CCG | GB | 2018-03-14 05:00 | 0.91823
CCG | GB | 2018-03-14 06:00 | 0.91823
CCG | GB | 2018-03-14 07:00 | 0.91124
CCG | GB | 2018-03-14 08:00 | 0.91124
CCG | GB | 2018-03-14 09:00 | 0.92481
CCG | GB | 2018-03-14 10:00 | 0.92481
CCG | GB | 2018-03-14 11:00 | 0.92226
CCG | GB | 2018-03-14 12:00 | 0.89835
CCG | GB | 2018-03-14 13:00 | 0.89835
CCG | GB | 2018-03-14 14:00 | 0.89835
CCG | GB | 2018-03-14 15:00 | 0.89835
CCG | GB | 2018-03-14 16:00 | 0.8988
CCG | GB | 2018-03-14 17:00 | 0.91997
CCG | GB | 2018-03-14 18:00 | 0.93179
CCG | GB | 2018-03-14 19:00 | 0.93179
CCG | GB | 2018-03-14 20:00 | 0.93179
CCG | GB | 2018-03-14 21:00 | 0.91903
CCG | GB | 2018-03-14 22:00 | 0.91866
CCG | GB | 2018-03-14 23:00 | 0.91866
CCG | GB | 2018-03-15 | 0.91909
CCG | GB | 2018-03-15 01:00 | 0.91863
CCG | GB | 2018-03-15 02:00 | 0.91866
CCG | GB | 2018-03-15 03:00 | 0.90684
CCG | GB | 2018-03-15 04:00 | 0.90684
CCG | GB | 2018-03-15 05:00 | 0.90686
CCG | GB | 2018-03-15 06:00 | 0.90686
CCG | GB | 2018-03-15 07:00 | 0.90595
CCG | GB | 2018-03-15 08:00 | 0.90447
CCG | GB | 2018-03-15 09:00 | 0.91876
CCG | GB | 2018-03-15 10:00 | 0.91876
CCG | GB | 2018-03-15 11:00 | 0.90923
CCG | GB | 2018-03-15 12:00 | 0.90923
CCG | GB | 2018-03-15 13:00 | 0.90238
CCG | GB | 2018-03-15 14:00 | 0.90155
CCG | GB | 2018-03-15 15:00 | 0.90238
CCG | GB | 2018-03-15 16:00 | 0.90238
CCG | GB | 2018-03-15 17:00 | 0.90909
CCG | GB | 2018-03-15 18:00 | 0.90909
CCG | GB | 2018-03-15 19:00 | 0.90909
CCG | GB | 2018-03-15 20:00 | 0.90077
CCG | GB | 2018-03-15 21:00 | 0.90077
CCG | GB | 2018-03-15 22:00 | 0.90641
CCG | GB | 2018-03-15 23:00 | 0.90095
CCG | GB | 2018-03-16 | 0.90662
CCG | GB | 2018-03-16 01:00 | 0.87876
CCG | GB | 2018-03-16 02:00 | 0.87876
CCG | GB | 2018-03-16 03:00 | 0.87876
CCG | GB | 2018-03-16 04:00 | 0.87879
CCG | GB | 2018-03-16 05:00 | 0.87879
CCG | GB | 2018-03-16 06:00 | 0.90912
CCG | GB | 2018-03-16 07:00 | 0.90912
CCG | GB | 2018-03-16 08:00 | 0.90931
CCG | GB | 2018-03-16 09:00 | 0.91885
CCG | GB | 2018-03-16 10:00 | 0.91885
CCG | GB | 2018-03-16 11:00 | 0.91887
CCG | GB | 2018-03-16 12:00 | 0.91887
CCG | GB | 2018-03-16 13:00 | 0.91887
CCG | GB | 2018-03-16 14:00 | 0.9189
CCG | GB | 2018-03-16 15:00 | 0.9189
CCG | GB | 2018-03-16 16:00 | 0.93179
CCG | GB | 2018-03-16 17:00 | 0.91299
CCG | GB | 2018-03-16 18:00 | 0.91299
CCG | GB | 2018-03-16 19:00 | 0.90077
CCG | GB | 2018-03-16 20:00 | 0.90077
CCG | GB | 2018-03-16 21:00 | 0.89789
CCG | GB | 2018-03-16 22:00 | 0.89789
CCG | GB | 2018-03-16 23:00 | 0.90447
CCG | GB | 2018-03-17 | 0.90447
CCG | GB | 2018-03-17 01:00 | 0.90343
CCG | GB | 2018-03-17 02:00 | 0.90343
CCG | GB | 2018-03-17 03:00 | 0.8995
CCG | GB | 2018-03-17 04:00 | 0.90343
CCG | GB | 2018-03-17 05:00 | 0.90243
CCG | GB | 2018-03-17 06:00 | 0.90243
CCG | GB | 2018-03-17 07:00 | 0.89115
CCG | GB | 2018-03-17 08:00 | 0.89115
CCG | GB | 2018-03-17 09:00 | 0.87111
CCG | GB | 2018-03-17 10:00 | 0.88013
CCG | GB | 2018-03-17 11:00 | 0.89142
CCG | GB | 2018-03-17 12:00 | 0.89142
CCG | GB | 2018-03-17 13:00 | 0.89142
CCG | GB | 2018-03-17 14:00 | 0.89142
CCG | GB | 2018-03-17 15:00 | 0.90144
CCG | GB | 2018-03-17 16:00 | 0.91264
CCG | GB | 2018-03-17 17:00 | 0.91264
CCG | GB | 2018-03-17 18:00 | 0.91264
CCG | GB | 2018-03-17 19:00 | 0.90189
CCG | GB | 2018-03-17 20:00 | 0.90189
CCG | GB | 2018-03-17 21:00 | 0.90189
CCG | GB | 2018-03-17 22:00 | 0.90189
CCG | GB | 2018-03-17 23:00 | 0.91264
CCG | GB | 2018-03-18 | 0.91328
CCG | GB | 2018-03-18 01:00 | 0.89273
CCG | GB | 2018-03-18 02:00 | 0.89273
CCG | GB | 2018-03-18 03:00 | 0.89273
CCG | GB | 2018-03-18 04:00 | 0.89273
CCG | GB | 2018-03-18 05:00 | 0.88011
CCG | GB | 2018-03-18 06:00 | 0.88011
CCG | GB | 2018-03-18 07:00 | 0.88011
CCG | GB | 2018-03-18 08:00 | 0.88011
CCG | GB | 2018-03-18 09:00 | 0.8724
CCG | GB | 2018-03-18 10:00 | 0.88011
CCG | GB | 2018-03-18 11:00 | 0.88011
CCG | GB | 2018-03-18 12:00 | 0.88011
CCG | GB | 2018-03-18 13:00 | 0.88011
CCG | GB | 2018-03-18 14:00 | 0.88011
CCG | GB | 2018-03-18 15:00 | 0.86899
CCG | GB | 2018-03-18 16:00 | 0.85958
CCG | GB | 2018-03-18 17:00 | 0.87071
CCG | GB | 2018-03-18 18:00 | 0.87071
CCG | GB | 2018-03-18 19:00 | 0.89273
CCG | GB | 2018-03-18 20:00 | 0.89273
CCG | GB | 2018-03-18 21:00 | 0.91428
CCG | GB | 2018-03-18 22:00 | 0.91428
CCG | GB | 2018-03-18 23:00 | 0.91428
CCG | GB | 2018-03-19 | 0.91428
CCG | GB | 2018-03-19 01:00 | 0.90348
CCG | GB | 2018-03-19 02:00 | 0.91428
CCG | GB | 2018-03-19 03:00 | 0.9265
CCG | GB | 2018-03-19 04:00 | 0.9265
CCG | GB | 2018-03-19 05:00 | 0.9265
CCG | GB | 2018-03-19 06:00 | 0.9265
CCG | GB | 2018-03-19 07:00 | 0.89053
CCG | GB | 2018-03-19 08:00 | 0.87979
CCG | GB | 2018-03-19 09:00 | 0.91428
CCG | GB | 2018-03-19 10:00 | 0.91428
CCG | GB | 2018-03-19 11:00 | 0.89381
CCG | GB | 2018-03-19 12:00 | 0.8951
CCG | GB | 2018-03-19 13:00 | 0.90485
CCG | GB | 2018-03-19 14:00 | 0.90977
CCG | GB | 2018-03-19 15:00 | 0.90383
CCG | GB | 2018-03-19 16:00 | 0.91766
CCG | GB | 2018-03-19 17:00 | 0.90482
CCG | GB | 2018-03-19 18:00 | 0.91033
CCG | GB | 2018-03-19 19:00 | 0.92443
CCG | GB | 2018-03-19 20:00 | 0.92443
CCG | GB | 2018-03-19 21:00 | 0.92443
CCG | GB | 2018-03-19 22:00 | 0.92443
CCG | GB | 2018-03-19 23:00 | 0.92443
CCG | GB | 2018-03-20 | 0.92443
CCG | GB | 2018-03-20 01:00 | 0.92443
CCG | GB | 2018-03-20 02:00 | 0.92443
CCG | GB | 2018-03-20 03:00 | 0.92102
CCG | GB | 2018-03-20 04:00 | 0.93666
CCG | GB | 2018-03-20 05:00 | 0.93666
CCG | GB | 2018-03-20 06:00 | 0.93666
CCG | GB | 2018-03-20 07:00 | 0.92658
CCG | GB | 2018-03-20 08:00 | 0.92658
CCG | GB | 2018-03-20 09:00 | 0.93666
CCG | GB | 2018-03-20 10:00 | 0.93666
CCG | GB | 2018-03-20 11:00 | 0.92516
CCG | GB | 2018-03-20 12:00 | 0.92516
CCG | GB | 2018-03-20 13:00 | 0.92516
CCG | GB | 2018-03-20 14:00 | 0.92516
CCG | GB | 2018-03-20 15:00 | 0.93666
CCG | GB | 2018-03-20 16:00 | 0.91422
CCG | GB | 2018-03-20 17:00 | 0.9257
CCG | GB | 2018-03-20 18:00 | 0.9257
CCG | GB | 2018-03-20 19:00 | 0.9257
CCG | GB | 2018-03-20 20:00 | 0.9257
CCG | GB | 2018-03-20 21:00 | 0.9257
CCG | GB | 2018-03-20 22:00 | 0.9257
CCG | GB | 2018-03-20 23:00 | 0.9257
CCG | GB | 2018-03-21 | 0.9257
CCG | GB | 2018-03-21 01:00 | 0.9257
CCG | GB | 2018-03-21 02:00 | 0.93666
CCG | GB | 2018-03-21 03:00 | 0.93666
CCG | GB | 2018-03-21 04:00 | 0.93666
CCG | GB | 2018-03-21 05:00 | 0.93666
CCG | GB | 2018-03-21 06:00 | 0.93666
CCG | GB | 2018-03-21 07:00 | 0.93666
CCG | GB | 2018-03-21 08:00 | 0.93666
CCG | GB | 2018-03-21 09:00 | 0.93666
CCG | GB | 2018-03-21 10:00 | 0.93652
CCG | GB | 2018-03-21 11:00 | 0.93652
CCG | GB | 2018-03-21 12:00 | 0.9251
CCG | GB | 2018-03-21 13:00 | 0.92524
CCG | GB | 2018-03-21 14:00 | 0.87581
CCG | GB | 2018-03-21 15:00 | 0.89085
CCG | GB | 2018-03-21 16:00 | 0.92698
CCG | GB | 2018-03-21 17:00 | 0.90874
CCG | GB | 2018-03-21 18:00 | 0.90874
CCG | GB | 2018-03-21 19:00 | 0.9056
CCG | GB | 2018-03-21 20:00 | 0.9056
CCG | GB | 2018-03-21 21:00 | 0.90874
CCG | GB | 2018-03-21 22:00 | 0.90874
CCG | GB | 2018-03-21 23:00 | 0.91573
CCG | GB | 2018-03-22 | 0.91487
CCG | GB | 2018-03-22 01:00 | 0.91487
CCG | GB | 2018-03-22 02:00 | 0.91487
CCG | GB | 2018-03-22 03:00 | 0.91487
CCG | GB | 2018-03-22 04:00 | 0.91484
CCG | GB | 2018-03-22 05:00 | 0.91484
CCG | GB | 2018-03-22 06:00 | 0.91484
CCG | GB | 2018-03-22 07:00 | 0.91484
CCG | GB | 2018-03-22 08:00 | 0.91573
CCG | GB | 2018-03-22 09:00 | 0.91379
CCG | GB | 2018-03-22 10:00 | 0.91584
CCG | GB | 2018-03-22 11:00 | 0.91584
CCG | GB | 2018-03-22 12:00 | 0.9149
CCG | GB | 2018-03-22 13:00 | 0.9149
CCG | GB | 2018-03-22 14:00 | 0.9149
CCG | GB | 2018-03-22 15:00 | 0.9149
CCG | GB | 2018-03-22 16:00 | 0.9149
CCG | GB | 2018-03-22 17:00 | 0.9149
CCG | GB | 2018-03-22 18:00 | 0.9149
CCG | GB | 2018-03-22 19:00 | 0.90563
CCG | GB | 2018-03-22 20:00 | 0.91374
CCG | GB | 2018-03-22 21:00 | 0.91374
CCG | GB | 2018-03-22 22:00 | 0.91374
CCG | GB | 2018-03-22 23:00 | 0.9149
CCG | GB | 2018-03-23 | 0.88981
CCG | GB | 2018-03-23 01:00 | 0.862
CCG | GB | 2018-03-23 02:00 | 0.862
CCG | GB | 2018-03-23 03:00 | 0.862
CCG | GB | 2018-03-23 04:00 | 0.862
CCG | GB | 2018-03-23 05:00 | 0.88583
CCG | GB | 2018-03-23 06:00 | 0.89101
CCG | GB | 2018-03-23 07:00 | 0.90165
CCG | GB | 2018-03-23 08:00 | 0.9149
CCG | GB | 2018-03-23 09:00 | 0.90308
CCG | GB | 2018-03-23 10:00 | 0.90308
CCG | GB | 2018-03-23 11:00 | 0.90308
CCG | GB | 2018-03-23 12:00 | 0.90308
CCG | GB | 2018-03-23 13:00 | 0.90308
CCG | GB | 2018-03-23 14:00 | 0.90308
CCG | GB | 2018-03-23 15:00 | 0.89233
CCG | GB | 2018-03-23 16:00 | 0.89233
CCG | GB | 2018-03-23 17:00 | 0.8595
CCG | GB | 2018-03-23 18:00 | 0.87914
CCG | GB | 2018-03-23 19:00 | 0.87688
CCG | GB | 2018-03-23 20:00 | 0.87688
CCG | GB | 2018-03-23 21:00 | 0.85582
CCG | GB | 2018-03-23 22:00 | 0.85588
CCG | GB | 2018-03-23 23:00 | 0.8591
CCG | GB | 2018-03-24 | 0.85064
CCG | GB | 2018-03-24 01:00 | 0.86138
CCG | GB | 2018-03-24 02:00 | 0.85993
CCG | GB | 2018-03-24 03:00 | 0.85993
CCG | GB | 2018-03-24 04:00 | 0.85993
CCG | GB | 2018-03-24 05:00 | 0.86149
CCG | GB | 2018-03-24 06:00 | 0.86149
CCG | GB | 2018-03-24 07:00 | 0.86152
CCG | GB | 2018-03-24 08:00 | 0.86152
CCG | GB | 2018-03-24 09:00 | 0.86155
CCG | GB | 2018-03-24 10:00 | 0.86155
CCG | GB | 2018-03-24 11:00 | 0.86149
CCG | GB | 2018-03-24 12:00 | 0.86157
CCG | GB | 2018-03-24 13:00 | 0.86125
CCG | GB | 2018-03-24 14:00 | 0.86125
CCG | GB | 2018-03-24 15:00 | 0.86133
CCG | GB | 2018-03-24 16:00 | 0.86133
CCG | GB | 2018-03-24 17:00 | 0.88271
CCG | GB | 2018-03-24 18:00 | 0.88271
CCG | GB | 2018-03-24 19:00 | 0.88282
CCG | GB | 2018-03-24 20:00 | 0.88282
CCG | GB | 2018-03-24 21:00 | 0.88282
CCG | GB | 2018-03-24 22:00 | 0.88282
CCG | GB | 2018-03-24 23:00 | 0.88296
CCG | GB | 2018-03-25 | 0.88296
CCG | GB | 2018-03-25 01:00 | 0.87782
CCG | GB | 2018-03-25 02:00 | 0.87782
CCG | GB | 2018-03-25 03:00 | 0.87361
CCG | GB | 2018-03-25 04:00 | 0.871
CCG | GB | 2018-03-25 05:00 | 0.871
CCG | GB | 2018-03-25 06:00 | 0.87105
CCG | GB | 2018-03-25 07:00 | 0.87105
CCG | GB | 2018-03-25 08:00 | 0.87108
CCG | GB | 2018-03-25 09:00 | 0.83079
CCG | GB | 2018-03-25 10:00 | 0.83079
CCG | GB | 2018-03-25 11:00 | 0.83057
CCG | GB | 2018-03-25 12:00 | 0.83057
CCG | GB | 2018-03-25 13:00 | 0.89048
CCG | GB | 2018-03-25 14:00 | 0.89048
CCG | GB | 2018-03-25 15:00 | 0.87686
CCG | GB | 2018-03-25 16:00 | 0.8785
CCG | GB | 2018-03-25 17:00 | 0.89058
CCG | GB | 2018-03-25 18:00 | 0.89058
CCG | GB | 2018-03-25 19:00 | 0.91632
CCG | GB | 2018-03-25 20:00 | 0.91632
CCG | GB | 2018-03-25 21:00 | 0.91659
CCG | GB | 2018-03-25 22:00 | 0.91659
CCG | GB | 2018-03-25 23:00 | 0.92634
CCG | GB | 2018-03-26 | 0.91452
CCG | GB | 2018-03-26 01:00 | 0.92744
CCG | GB | 2018-03-26 02:00 | 0.92744
CCG | GB | 2018-03-26 03:00 | 0.92744
CCG | GB | 2018-03-26 04:00 | 0.92744
CCG | GB | 2018-03-26 05:00 | 0.92744
CCG | GB | 2018-03-26 06:00 | 0.92744
CCG | GB | 2018-03-26 07:00 | 0.90541
CCG | GB | 2018-03-26 08:00 | 0.91175
CCG | GB | 2018-03-26 09:00 | 0.92744
CCG | GB | 2018-03-26 10:00 | 0.92642
CCG | GB | 2018-03-26 11:00 | 0.92623
CCG | GB | 2018-03-26 12:00 | 0.92618
CCG | GB | 2018-03-26 13:00 | 0.90001
CCG | GB | 2018-03-26 14:00 | 0.90001
CCG | GB | 2018-03-26 15:00 | 0.88733
CCG | GB | 2018-03-26 16:00 | 0.88731
CCG | GB | 2018-03-26 17:00 | 0.88723
CCG | GB | 2018-03-26 18:00 | 0.90206
CCG | GB | 2018-03-26 19:00 | 0.90211
CCG | GB | 2018-03-26 20:00 | 0.90216
CCG | GB | 2018-03-26 21:00 | 0.90093
CCG | GB | 2018-03-26 22:00 | 0.90093
CCG | GB | 2018-03-26 23:00 | 0.90103
CCG | GB | 2018-03-27 | 0.87739
CCG | GB | 2018-03-27 01:00 | 0.8623
CCG | GB | 2018-03-27 02:00 | 0.86343
CCG | GB | 2018-03-27 03:00 | 0.86343
CCG | GB | 2018-03-27 04:00 | 0.8912
CCG | GB | 2018-03-27 05:00 | 0.91619
CCG | GB | 2018-03-27 06:00 | 0.91619
CCG | GB | 2018-03-27 07:00 | 0.90678
CCG | GB | 2018-03-27 08:00 | 0.91619
CCG | GB | 2018-03-27 09:00 | 0.91619
CCG | GB | 2018-03-27 10:00 | 0.91619
CCG | GB | 2018-03-27 11:00 | 0.91619
CCG | GB | 2018-03-27 12:00 | 0.90544
CCG | GB | 2018-03-27 13:00 | 0.90544
CCG | GB | 2018-03-27 14:00 | 0.90544
CCG | GB | 2018-03-27 15:00 | 0.90544
CCG | GB | 2018-03-27 16:00 | 0.90866
CCG | GB | 2018-03-27 17:00 | 0.90866
CCG | GB | 2018-03-27 18:00 | 0.90813
CCG | GB | 2018-03-27 19:00 | 0.91242
CCG | GB | 2018-03-27 20:00 | 0.91251
CCG | GB | 2018-03-27 21:00 | 0.91097
CCG | GB | 2018-03-27 22:00 | 0.90359
CCG | GB | 2018-03-27 23:00 | 0.90568
CCG | GB | 2018-03-28 | 0.90568
CCG | GB | 2018-03-28 01:00 | 0.90745
CCG | GB | 2018-03-28 02:00 | 0.9074
CCG | GB | 2018-03-28 03:00 | 0.90751
CCG | GB | 2018-03-28 04:00 | 0.90751
CCG | GB | 2018-03-28 05:00 | 0.90737
CCG | GB | 2018-03-28 06:00 | 0.90737
CCG | GB | 2018-03-28 07:00 | 0.90751
CCG | GB | 2018-03-28 08:00 | 0.90138
CCG | GB | 2018-03-28 09:00 | 0.90743
CCG | GB | 2018-03-28 10:00 | 0.90743
CCG | GB | 2018-03-28 11:00 | 0.90762
CCG | GB | 2018-03-28 12:00 | 0.90762
CCG | GB | 2018-03-28 13:00 | 0.90743
CCG | GB | 2018-03-28 14:00 | 0.90743
CCG | GB | 2018-03-28 15:00 | 0.90727
CCG | GB | 2018-03-28 16:00 | 0.90716
CCG | GB | 2018-03-28 17:00 | 0.89969
CCG | GB | 2018-03-28 18:00 | 0.90157
CCG | GB | 2018-03-28 19:00 | 0.90399
CCG | GB | 2018-03-28 20:00 | 0.92091
CCG | GB | 2018-03-28 21:00 | 0.92368
CCG | GB | 2018-03-28 22:00 | 0.92537
CCG | GB | 2018-03-28 23:00 | 0.92556
CCG | GB | 2018-03-29 | 0.91339
CCG | GB | 2018-03-29 01:00 | 0.91353
CCG | GB | 2018-03-29 02:00 | 0.91353
CCG | GB | 2018-03-29 03:00 | 0.90216
CCG | GB | 2018-03-29 04:00 | 0.90348
CCG | GB | 2018-03-29 05:00 | 0.90265
CCG | GB | 2018-03-29 06:00 | 0.90259
CCG | GB | 2018-03-29 07:00 | 0.90257
CCG | GB | 2018-03-29 08:00 | 0.91484
CCG | GB | 2018-03-29 09:00 | 0.91479
CCG | GB | 2018-03-29 10:00 | 0.91468
CCG | GB | 2018-03-29 11:00 | 0.90485
CCG | GB | 2018-03-29 12:00 | 0.90485
CCG | GB | 2018-03-29 13:00 | 0.88959
CCG | GB | 2018-03-29 14:00 | 0.89937
CCG | GB | 2018-03-29 15:00 | 0.91154
CCG | GB | 2018-03-29 16:00 | 0.91154
CCG | GB | 2018-03-29 17:00 | 0.90982
CCG | GB | 2018-03-29 18:00 | 0.90982
CCG | GB | 2018-03-29 19:00 | 0.91936
CCG | GB | 2018-03-29 20:00 | 0.92339
CCG | GB | 2018-03-29 21:00 | 0.92339
CCG | GB | 2018-03-29 22:00 | 0.9251
CCG | GB | 2018-03-29 23:00 | 0.91503
CCG | GB | 2018-03-30 | 0.91557
CCG | GB | 2018-03-30 01:00 | 0.91224
CCG | GB | 2018-03-30 02:00 | 0.91224
CCG | GB | 2018-03-30 03:00 | 0.91224
CCG | GB | 2018-03-30 04:00 | 0.90128
CCG | GB | 2018-03-30 05:00 | 0.91702
CCG | GB | 2018-03-30 06:00 | 0.92051
CCG | GB | 2018-03-30 07:00 | 0.92051
CCG | GB | 2018-03-30 08:00 | 0.92051
CCG | GB | 2018-03-30 09:00 | 0.92051
CCG | GB | 2018-03-30 10:00 | 0.92051
CCG | GB | 2018-03-30 11:00 | 0.92051
CCG | GB | 2018-03-30 12:00 | 0.92051
CCG | GB | 2018-03-30 13:00 | 0.90171
CCG | GB | 2018-03-30 14:00 | 0.92051
CCG | GB | 2018-03-30 15:00 | 0.92758
CCG | GB | 2018-03-30 16:00 | 0.92758
CCG | GB | 2018-03-30 17:00 | 0.92771
CCG | GB | 2018-03-30 18:00 | 0.93867
CCG | GB | 2018-03-30 19:00 | 0.91342
CCG | GB | 2018-03-30 20:00 | 0.91342
CCG | GB | 2018-03-30 21:00 | 0.91353
CCG | GB | 2018-03-30 22:00 | 0.88887
CCG | GB | 2018-03-30 23:00 | 0.88975
CCG | GB | 2018-03-31 | 0.88876
CCG | GB | 2018-03-31 01:00 | 0.90192
CCG | GB | 2018-03-31 02:00 | 0.90192
CCG | GB | 2018-03-31 03:00 | 0.90192
CCG | GB | 2018-03-31 04:00 | 0.90192
CCG | GB | 2018-03-31 05:00 | 0.91414
CCG | GB | 2018-03-31 06:00 | 0.91414
CCG | GB | 2018-03-31 07:00 | 0.9034
CCG | GB | 2018-03-31 08:00 | 0.91414
CCG | GB | 2018-03-31 09:00 | 0.91414
CCG | GB | 2018-03-31 10:00 | 0.91414
CCG | GB | 2018-03-31 11:00 | 0.91414
CCG | GB | 2018-03-31 12:00 | 0.91414
CCG | GB | 2018-03-31 13:00 | 0.90192
CCG | GB | 2018-03-31 14:00 | 0.90192
CCG | GB | 2018-03-31 15:00 | 0.90192
CCG | GB | 2018-03-31 16:00 | 0.90192
CCG | GB | 2018-03-31 17:00 | 0.90192
CCG | GB | 2018-03-31 18:00 | 0.90192
CCG | GB | 2018-03-31 19:00 | 0.90528
CCG | GB | 2018-03-31 20:00 | 0.90528
CCG | GB | 2018-03-31 21:00 | 0.91535
CCG | GB | 2018-03-31 22:00 | 0.91535
CCG | GB | 2018-03-31 23:00 | 0.91535
CCG | GB | 2018-04-01 | 0.91535
CCG | GB | 2018-04-01 01:00 | 0.85856
CCG | GB | 2018-04-01 02:00 | 0.85856
CCG | GB | 2018-04-01 03:00 | 0.85856
CCG | GB | 2018-04-01 04:00 | 0.85856
CCG | GB | 2018-04-01 05:00 | 0.85856
CCG | GB | 2018-04-01 06:00 | 0.85856
CCG | GB | 2018-04-01 07:00 | 0.85856
CCG | GB | 2018-04-01 08:00 | 0.84634
CCG | GB | 2018-04-01 09:00 | 0.85856
CCG | GB | 2018-04-01 10:00 | 0.85709
CCG | GB | 2018-04-01 11:00 | 0.85754
CCG | GB | 2018-04-01 12:00 | 0.85015
CCG | GB | 2018-04-01 13:00 | 0.85856
CCG | GB | 2018-04-01 14:00 | 0.85856
CCG | GB | 2018-04-01 15:00 | 0.85749
CCG | GB | 2018-04-01 16:00 | 0.85746
CCG | GB | 2018-04-01 17:00 | 0.85746
CCG | GB | 2018-04-01 18:00 | 0.86034
CCG | GB | 2018-04-01 19:00 | 0.86144
CCG | GB | 2018-04-01 20:00 | 0.86144
CCG | GB | 2018-04-01 21:00 | 0.86036
CCG | GB | 2018-04-01 22:00 | 0.86036
CCG | GB | 2018-04-01 23:00 | 0.86144
CCG | GB | 2018-04-02 | 0.86144
CCG | GB | 2018-04-02 01:00 | 0.86144
CCG | GB | 2018-04-02 02:00 | 0.86144
CCG | GB | 2018-04-02 03:00 | 0.86144
CCG | GB | 2018-04-02 04:00 | 0.86144
CCG | GB | 2018-04-02 05:00 | 0.86144
CCG | GB | 2018-04-02 06:00 | 0.86144
CCG | GB | 2018-04-02 07:00 | 0.86144
CCG | GB | 2018-04-02 08:00 | 0.86144
CCG | GB | 2018-04-02 09:00 | 0.86144
CCG | GB | 2018-04-02 10:00 | 0.86144
CCG | GB | 2018-04-02 11:00 | 0.86144
CCG | GB | 2018-04-02 12:00 | 0.86144
CCG | GB | 2018-04-02 13:00 | 0.8591
CCG | GB | 2018-04-02 14:00 | 0.8569
CCG | GB | 2018-04-02 15:00 | 0.86144
CCG | GB | 2018-04-02 16:00 | 0.86144
CCG | GB | 2018-04-02 17:00 | 0.86144
CCG | GB | 2018-04-02 18:00 | 0.86144
CCG | GB | 2018-04-02 19:00 | 0.86144
CCG | GB | 2018-04-02 20:00 | 0.86144
CCG | GB | 2018-04-02 21:00 | 0.86144
CCG | GB | 2018-04-02 22:00 | 0.86144
CCG | GB | 2018-04-02 23:00 | 0.86144
CCG | GB | 2018-04-03 | 0.86144
CCG | GB | 2018-04-03 01:00 | 0.86144
CCG | GB | 2018-04-03 02:00 | 0.86144
CCG | GB | 2018-04-03 03:00 | 0.86144
CCG | GB | 2018-04-03 04:00 | 0.86144
CCG | GB | 2018-04-03 05:00 | 0.84274
CCG | GB | 2018-04-03 06:00 | 0.83715
CCG | GB | 2018-04-03 07:00 | 0.82453
CCG | GB | 2018-04-03 08:00 | 0.84322
CCG | GB | 2018-04-03 09:00 | 0.85204
CCG | GB | 2018-04-03 10:00 | 0.85768
CCG | GB | 2018-04-03 11:00 | 0.85768
CCG | GB | 2018-04-03 12:00 | 0.85768
CCG | GB | 2018-04-03 13:00 | 0.85768
CCG | GB | 2018-04-03 14:00 | 0.85768
CCG | GB | 2018-04-03 15:00 | 0.85768
CCG | GB | 2018-04-03 16:00 | 0.85768
CCG | GB | 2018-04-03 17:00 | 0.85768
CCG | GB | 2018-04-03 18:00 | 0.85768
CCG | GB | 2018-04-03 19:00 | 0.85768
CCG | GB | 2018-04-03 20:00 | 0.85768
CCG | GB | 2018-04-03 21:00 | 0.85768
CCG | GB | 2018-04-03 22:00 | 0.85768
CCG | GB | 2018-04-03 23:00 | 0.85768
CCG | GB | 2018-04-04 | 0.835
CCG | GB | 2018-04-04 01:00 | 0.84328
CCG | GB | 2018-04-04 02:00 | 0.84328
CCG | GB | 2018-04-04 03:00 | 0.84328
CCG | GB | 2018-04-04 04:00 | 0.84623
CCG | GB | 2018-04-04 05:00 | 0.86528
CCG | GB | 2018-04-04 06:00 | 0.86528
CCG | GB | 2018-04-04 07:00 | 0.86528
CCG | GB | 2018-04-04 08:00 | 0.86313
CCG | GB | 2018-04-04 09:00 | 0.86528
CCG | GB | 2018-04-04 10:00 | 0.86528
CCG | GB | 2018-04-04 11:00 | 0.86595
CCG | GB | 2018-04-04 12:00 | 0.84715
CCG | GB | 2018-04-04 13:00 | 0.84715
CCG | GB | 2018-04-04 14:00 | 0.84715
CCG | GB | 2018-04-04 15:00 | 0.84715
CCG | GB | 2018-04-04 16:00 | 0.86595
CCG | GB | 2018-04-04 17:00 | 0.86595
CCG | GB | 2018-04-04 18:00 | 0.86595
CCG | GB | 2018-04-04 19:00 | 0.86133
CCG | GB | 2018-04-04 20:00 | 0.86133
CCG | GB | 2018-04-04 21:00 | 0.86133
CCG | GB | 2018-04-04 22:00 | 0.86133
CCG | GB | 2018-04-04 23:00 | 0.86133
CCG | GB | 2018-04-05 | 0.79259
CCG | GB | 2018-04-05 01:00 | 0.76075
CCG | GB | 2018-04-05 02:00 | 0.74678
CCG | GB | 2018-04-05 03:00 | 0.76653
CCG | GB | 2018-04-05 04:00 | 0.76653
CCG | GB | 2018-04-05 05:00 | 0.80505
CCG | GB | 2018-04-05 06:00 | 0.84484
CCG | GB | 2018-04-05 07:00 | 0.85679
CCG | GB | 2018-04-05 08:00 | 0.85679
CCG | GB | 2018-04-05 09:00 | 0.85679
CCG | GB | 2018-04-05 10:00 | 0.85679
CCG | GB | 2018-04-05 11:00 | 0.85679
CCG | GB | 2018-04-05 12:00 | 0.84537
CCG | GB | 2018-04-05 13:00 | 0.84537
CCG | GB | 2018-04-05 14:00 | 0.84537
CCG | GB | 2018-04-05 15:00 | 0.84537
CCG | GB | 2018-04-05 16:00 | 0.83138
CCG | GB | 2018-04-05 17:00 | 0.85679
CCG | GB | 2018-04-05 18:00 | 0.84279
CCG | GB | 2018-04-05 19:00 | 0.84279
CCG | GB | 2018-04-05 20:00 | 0.84279
CCG | GB | 2018-04-05 21:00 | 0.84524
CCG | GB | 2018-04-05 22:00 | 0.84497
CCG | GB | 2018-04-05 23:00 | 0.85679
CCG | GB | 2018-04-06 | 0.85679
CCG | GB | 2018-04-06 01:00 | 0.85679
CCG | GB | 2018-04-06 02:00 | 0.85679
CCG | GB | 2018-04-06 03:00 | 0.85359
CCG | GB | 2018-04-06 04:00 | 0.83444
CCG | GB | 2018-04-06 05:00 | 0.84497
CCG | GB | 2018-04-06 06:00 | 0.84497
CCG | GB | 2018-04-06 07:00 | 0.84497
CCG | GB | 2018-04-06 08:00 | 0.84497
CCG | GB | 2018-04-06 09:00 | 0.84497
CCG | GB | 2018-04-06 10:00 | 0.84497
CCG | GB | 2018-04-06 11:00 | 0.84497
CCG | GB | 2018-04-06 12:00 | 0.85384
CCG | GB | 2018-04-06 13:00 | 0.85384
CCG | GB | 2018-04-06 14:00 | 0.85384
CCG | GB | 2018-04-06 15:00 | 0.86136
CCG | GB | 2018-04-06 16:00 | 0.86136
CCG | GB | 2018-04-06 17:00 | 0.86136
CCG | GB | 2018-04-06 18:00 | 0.86136
CCG | GB | 2018-04-06 19:00 | 0.86136
CCG | GB | 2018-04-06 20:00 | 0.86136
CCG | GB | 2018-04-06 21:00 | 0.85478
CCG | GB | 2018-04-06 22:00 | 0.85478
CCG | GB | 2018-04-06 23:00 | 0.8216
CCG | GB | 2018-04-07 | 0.8216
CCG | GB | 2018-04-07 01:00 | 0.77639
CCG | GB | 2018-04-07 02:00 | 0.76497
CCG | GB | 2018-04-07 03:00 | 0.76497
CCG | GB | 2018-04-07 04:00 | 0.76497
CCG | GB | 2018-04-07 05:00 | 0.76497
CCG | GB | 2018-04-07 06:00 | 0.76497
CCG | GB | 2018-04-07 07:00 | 0.76543
CCG | GB | 2018-04-07 08:00 | 0.76543
CCG | GB | 2018-04-07 09:00 | 0.76543
CCG | GB | 2018-04-07 10:00 | 0.76543
CCG | GB | 2018-04-07 11:00 | 0.76543
CCG | GB | 2018-04-07 12:00 | 0.77639
CCG | GB | 2018-04-07 13:00 | 0.79914
CCG | GB | 2018-04-07 14:00 | 0.83097
CCG | GB | 2018-04-07 15:00 | 0.83097
CCG | GB | 2018-04-07 16:00 | 0.83097
CCG | GB | 2018-04-07 17:00 | 0.81915
CCG | GB | 2018-04-07 18:00 | 0.81915
CCG | GB | 2018-04-07 19:00 | 0.83097
CCG | GB | 2018-04-07 20:00 | 0.83097
CCG | GB | 2018-04-07 21:00 | 0.83097
CCG | GB | 2018-04-07 22:00 | 0.83097
CCG | GB | 2018-04-07 23:00 | 0.8194
CCG | GB | 2018-04-08 | 0.83097
CCG | GB | 2018-04-08 01:00 | 0.83097
CCG | GB | 2018-04-08 02:00 | 0.83097
CCG | GB | 2018-04-08 03:00 | 0.83097
CCG | GB | 2018-04-08 04:00 | 0.83097
CCG | GB | 2018-04-08 05:00 | 0.81924
CCG | GB | 2018-04-08 06:00 | 0.81924
CCG | GB | 2018-04-08 07:00 | 0.81924
CCG | GB | 2018-04-08 08:00 | 0.81924
CCG | GB | 2018-04-08 09:00 | 0.81924
CCG | GB | 2018-04-08 10:00 | 0.81924
CCG | GB | 2018-04-08 11:00 | 0.83097
CCG | GB | 2018-04-08 12:00 | 0.83097
CCG | GB | 2018-04-08 13:00 | 0.83097
CCG | GB | 2018-04-08 14:00 | 0.83097
CCG | GB | 2018-04-08 15:00 | 0.83097
CCG | GB | 2018-04-08 16:00 | 0.83097
CCG | GB | 2018-04-08 17:00 | 0.83097
CCG | GB | 2018-04-08 18:00 | 0.83097
CCG | GB | 2018-04-08 19:00 | 0.83097
CCG | GB | 2018-04-08 20:00 | 0.83097
CCG | GB | 2018-04-08 21:00 | 0.83097
CCG | GB | 2018-04-08 22:00 | 0.83097
CCG | GB | 2018-04-08 23:00 | 0.83097
CCG | GB | 2018-04-09 | 0.83097
CCG | GB | 2018-04-09 01:00 | 0.83097
CCG | GB | 2018-04-09 02:00 | 0.83097
CCG | GB | 2018-04-09 03:00 | 0.83097
CCG | GB | 2018-04-09 04:00 | 0.83097
CCG | GB | 2018-04-09 05:00 | 0.83097
CCG | GB | 2018-04-09 06:00 | 0.82009
CCG | GB | 2018-04-09 07:00 | 0.82009
CCG | GB | 2018-04-09 08:00 | 0.82009
CCG | GB | 2018-04-09 09:00 | 0.82009
CCG | GB | 2018-04-09 10:00 | 0.81193
CCG | GB | 2018-04-09 11:00 | 0.82767
CCG | GB | 2018-04-09 12:00 | 0.82767
CCG | GB | 2018-04-09 13:00 | 0.82767
CCG | GB | 2018-04-09 14:00 | 0.83584
CCG | GB | 2018-04-09 15:00 | 0.84255
CCG | GB | 2018-04-09 16:00 | 0.84255
CCG | GB | 2018-04-09 17:00 | 0.83054
CCG | GB | 2018-04-09 18:00 | 0.83981
CCG | GB | 2018-04-09 19:00 | 0.84255
CCG | GB | 2018-04-09 20:00 | 0.84255
CCG | GB | 2018-04-09 21:00 | 0.84255
CCG | GB | 2018-04-09 22:00 | 0.84255
CCG | GB | 2018-04-09 23:00 | 0.84255
CCG | GB | 2018-04-10 | 0.81757
CCG | GB | 2018-04-10 01:00 | 0.77932
CCG | GB | 2018-04-10 02:00 | 0.76844
CCG | GB | 2018-04-10 03:00 | 0.77932
CCG | GB | 2018-04-10 04:00 | 0.77932
CCG | GB | 2018-04-10 05:00 | 0.83006
CCG | GB | 2018-04-10 06:00 | 0.84255
CCG | GB | 2018-04-10 07:00 | 0.84255
CCG | GB | 2018-04-10 08:00 | 0.84255
CCG | GB | 2018-04-10 09:00 | 0.84255
CCG | GB | 2018-04-10 10:00 | 0.83406
CCG | GB | 2018-04-10 11:00 | 0.81609
CCG | GB | 2018-04-10 12:00 | 0.81609
CCG | GB | 2018-04-10 13:00 | 0.81609
CCG | GB | 2018-04-10 14:00 | 0.81609
CCG | GB | 2018-04-10 15:00 | 0.81609
CCG | GB | 2018-04-10 16:00 | 0.795
CCG | GB | 2018-04-10 17:00 | 0.79237
CCG | GB | 2018-04-10 18:00 | 0.79909
CCG | GB | 2018-04-10 19:00 | 0.81185
CCG | GB | 2018-04-10 20:00 | 0.82063
CCG | GB | 2018-04-10 21:00 | 0.82947
CCG | GB | 2018-04-10 22:00 | 0.81792
CCG | GB | 2018-04-10 23:00 | 0.79654
CCG | GB | 2018-04-11 | 0.80841
CCG | GB | 2018-04-11 01:00 | 0.78445
CCG | GB | 2018-04-11 02:00 | 0.78445
CCG | GB | 2018-04-11 03:00 | 0.7816
CCG | GB | 2018-04-11 04:00 | 0.77435
CCG | GB | 2018-04-11 05:00 | 0.80814
CCG | GB | 2018-04-11 06:00 | 0.81969
CCG | GB | 2018-04-11 07:00 | 0.83253
CCG | GB | 2018-04-11 08:00 | 0.82026
CCG | GB | 2018-04-11 09:00 | 0.81789
CCG | GB | 2018-04-11 10:00 | 0.822
CCG | GB | 2018-04-11 11:00 | 0.81582
CCG | GB | 2018-04-11 12:00 | 0.81593
CCG | GB | 2018-04-11 13:00 | 0.8469
CCG | GB | 2018-04-11 14:00 | 0.84811
CCG | GB | 2018-04-11 15:00 | 0.84527
CCG | GB | 2018-04-11 16:00 | 0.85351
CCG | GB | 2018-04-11 17:00 | 0.85351
CCG | GB | 2018-04-11 18:00 | 0.85351
CCG | GB | 2018-04-11 19:00 | 0.85351
CCG | GB | 2018-04-11 20:00 | 0.85701
CCG | GB | 2018-04-11 21:00 | 0.86023
CCG | GB | 2018-04-11 22:00 | 0.85351
CCG | GB | 2018-04-11 23:00 | 0.86023
CCG | GB | 2018-04-12 | 0.84795
CCG | GB | 2018-04-12 01:00 | 0.84795
CCG | GB | 2018-04-12 02:00 | 0.84795
CCG | GB | 2018-04-12 03:00 | 0.84124
CCG | GB | 2018-04-12 04:00 | 0.85351
CCG | GB | 2018-04-12 05:00 | 0.85351
CCG | GB | 2018-04-12 06:00 | 0.85351
CCG | GB | 2018-04-12 07:00 | 0.85351
CCG | GB | 2018-04-12 08:00 | 0.85351
CCG | GB | 2018-04-12 09:00 | 0.86023
CCG | GB | 2018-04-12 10:00 | 0.84513
CCG | GB | 2018-04-12 11:00 | 0.83842
CCG | GB | 2018-04-12 12:00 | 0.83842
CCG | GB | 2018-04-12 13:00 | 0.83842
CCG | GB | 2018-04-12 14:00 | 0.84075
CCG | GB | 2018-04-12 15:00 | 0.85714
CCG | GB | 2018-04-12 16:00 | 0.85714
CCG | GB | 2018-04-12 17:00 | 0.86023
CCG | GB | 2018-04-12 18:00 | 0.86023
CCG | GB | 2018-04-12 19:00 | 0.87619
CCG | GB | 2018-04-12 20:00 | 0.87619
CCG | GB | 2018-04-12 21:00 | 0.87619
CCG | GB | 2018-04-12 22:00 | 0.87619
CCG | GB | 2018-04-12 23:00 | 0.87619
CCG | GB | 2018-04-13 | 0.86369
CCG | GB | 2018-04-13 01:00 | 0.82705
CCG | GB | 2018-04-13 02:00 | 0.82705
CCG | GB | 2018-04-13 03:00 | 0.82705
CCG | GB | 2018-04-13 04:00 | 0.84317
CCG | GB | 2018-04-13 05:00 | 0.85566
CCG | GB | 2018-04-13 06:00 | 0.85566
CCG | GB | 2018-04-13 07:00 | 0.85566
CCG | GB | 2018-04-13 08:00 | 0.85566
CCG | GB | 2018-04-13 09:00 | 0.84599
CCG | GB | 2018-04-13 10:00 | 0.84599
CCG | GB | 2018-04-13 11:00 | 0.84422
CCG | GB | 2018-04-13 12:00 | 0.84422
CCG | GB | 2018-04-13 13:00 | 0.84083
CCG | GB | 2018-04-13 14:00 | 0.84081
CCG | GB | 2018-04-13 15:00 | 0.84075
CCG | GB | 2018-04-13 16:00 | 0.84446
CCG | GB | 2018-04-13 17:00 | 0.85762
CCG | GB | 2018-04-13 18:00 | 0.85768
CCG | GB | 2018-04-13 19:00 | 0.84449
CCG | GB | 2018-04-13 20:00 | 0.85615
CCG | GB | 2018-04-13 21:00 | 0.85625
CCG | GB | 2018-04-13 22:00 | 0.85504
CCG | GB | 2018-04-13 23:00 | 0.85668
CCG | GB | 2018-04-14 | 0.86756
CCG | GB | 2018-04-14 01:00 | 0.86756
CCG | GB | 2018-04-14 02:00 | 0.86909
CCG | GB | 2018-04-14 03:00 | 0.8703
CCG | GB | 2018-04-14 04:00 | 0.8703
CCG | GB | 2018-04-14 05:00 | 0.8703
CCG | GB | 2018-04-14 06:00 | 0.8703
CCG | GB | 2018-04-14 07:00 | 0.8703
CCG | GB | 2018-04-14 08:00 | 0.8703
CCG | GB | 2018-04-14 09:00 | 0.8703
CCG | GB | 2018-04-14 10:00 | 0.8703
CCG | GB | 2018-04-14 11:00 | 0.8703
CCG | GB | 2018-04-14 12:00 | 0.8703
CCG | GB | 2018-04-14 13:00 | 0.8703
CCG | GB | 2018-04-14 14:00 | 0.8703
CCG | GB | 2018-04-14 15:00 | 0.8703
CCG | GB | 2018-04-14 16:00 | 0.8703
CCG | GB | 2018-04-14 17:00 | 0.8703
CCG | GB | 2018-04-14 18:00 | 0.8703
CCG | GB | 2018-04-14 19:00 | 0.8703
CCG | GB | 2018-04-14 20:00 | 0.8703
CCG | GB | 2018-04-14 21:00 | 0.8703
CCG | GB | 2018-04-14 22:00 | 0.8703
CCG | GB | 2018-04-14 23:00 | 0.8703
CCG | GB | 2018-04-15 | 0.85692
CCG | GB | 2018-04-15 01:00 | 0.85692
CCG | GB | 2018-04-15 02:00 | 0.85692
CCG | GB | 2018-04-15 03:00 | 0.85692
CCG | GB | 2018-04-15 04:00 | 0.85692
CCG | GB | 2018-04-15 05:00 | 0.85692
CCG | GB | 2018-04-15 06:00 | 0.85692
CCG | GB | 2018-04-15 07:00 | 0.85692
CCG | GB | 2018-04-15 08:00 | 0.85692
CCG | GB | 2018-04-15 09:00 | 0.84596
CCG | GB | 2018-04-15 10:00 | 0.84596
CCG | GB | 2018-04-15 11:00 | 0.84596
CCG | GB | 2018-04-15 12:00 | 0.84153
CCG | GB | 2018-04-15 13:00 | 0.83774
CCG | GB | 2018-04-15 14:00 | 0.83774
CCG | GB | 2018-04-15 15:00 | 0.85934
CCG | GB | 2018-04-15 16:00 | 0.85934
CCG | GB | 2018-04-15 17:00 | 0.85934
CCG | GB | 2018-04-15 18:00 | 0.85934
CCG | GB | 2018-04-15 19:00 | 0.8703
CCG | GB | 2018-04-15 20:00 | 0.8703
CCG | GB | 2018-04-15 21:00 | 0.8703
CCG | GB | 2018-04-15 22:00 | 0.8703
CCG | GB | 2018-04-15 23:00 | 0.8703
CCG | GB | 2018-04-16 | 0.8703
CCG | GB | 2018-04-16 01:00 | 0.87847
CCG | GB | 2018-04-16 02:00 | 0.87847
CCG | GB | 2018-04-16 03:00 | 0.87847
CCG | GB | 2018-04-16 04:00 | 0.87847
CCG | GB | 2018-04-16 05:00 | 0.87847
CCG | GB | 2018-04-16 06:00 | 0.87847
CCG | GB | 2018-04-16 07:00 | 0.84008
CCG | GB | 2018-04-16 08:00 | 0.84731
CCG | GB | 2018-04-16 09:00 | 0.86799
CCG | GB | 2018-04-16 10:00 | 0.85421
CCG | GB | 2018-04-16 11:00 | 0.85421
CCG | GB | 2018-04-16 12:00 | 0.85421
CCG | GB | 2018-04-16 13:00 | 0.85421
CCG | GB | 2018-04-16 14:00 | 0.85421
CCG | GB | 2018-04-16 15:00 | 0.87847
CCG | GB | 2018-04-16 16:00 | 0.87847
CCG | GB | 2018-04-16 17:00 | 0.87847
CCG | GB | 2018-04-16 18:00 | 0.87847
CCG | GB | 2018-04-16 19:00 | 0.87847
CCG | GB | 2018-04-16 20:00 | 0.87847
CCG | GB | 2018-04-16 21:00 | 0.87847
CCG | GB | 2018-04-16 22:00 | 0.87678
CCG | GB | 2018-04-16 23:00 | 0.87678
CCG | GB | 2018-04-17 | 0.84005
CCG | GB | 2018-04-17 01:00 | 0.78987
CCG | GB | 2018-04-17 02:00 | 0.78987
CCG | GB | 2018-04-17 03:00 | 0.78987
CCG | GB | 2018-04-17 04:00 | 0.78987
CCG | GB | 2018-04-17 05:00 | 0.84005
CCG | GB | 2018-04-17 06:00 | 0.8721
CCG | GB | 2018-04-17 07:00 | 0.87855
CCG | GB | 2018-04-17 08:00 | 0.86324
CCG | GB | 2018-04-17 09:00 | 0.87855
CCG | GB | 2018-04-17 10:00 | 0.87855
CCG | GB | 2018-04-17 11:00 | 0.87855
CCG | GB | 2018-04-17 12:00 | 0.87855
CCG | GB | 2018-04-17 13:00 | 0.89083
CCG | GB | 2018-04-17 14:00 | 0.89083
CCG | GB | 2018-04-17 15:00 | 0.84185
CCG | GB | 2018-04-17 16:00 | 0.85421
CCG | GB | 2018-04-17 17:00 | 0.85502
CCG | GB | 2018-04-17 18:00 | 0.85502
CCG | GB | 2018-04-17 19:00 | 0.84403
CCG | GB | 2018-04-17 20:00 | 0.85625
CCG | GB | 2018-04-17 21:00 | 0.87455
CCG | GB | 2018-04-17 22:00 | 0.88269
CCG | GB | 2018-04-17 23:00 | 0.86638
CCG | GB | 2018-04-18 | 0.86638
CCG | GB | 2018-04-18 01:00 | 0.86638
CCG | GB | 2018-04-18 02:00 | 0.84212
CCG | GB | 2018-04-18 03:00 | 0.84212
CCG | GB | 2018-04-18 04:00 | 0.83084
CCG | GB | 2018-04-18 05:00 | 0.83084
CCG | GB | 2018-04-18 06:00 | 0.83084
CCG | GB | 2018-04-18 07:00 | 0.83084
CCG | GB | 2018-04-18 08:00 | 0.83084
CCG | GB | 2018-04-18 09:00 | 0.8551
CCG | GB | 2018-04-18 10:00 | 0.83162
CCG | GB | 2018-04-18 11:00 | 0.8321
CCG | GB | 2018-04-18 12:00 | 0.83226
CCG | GB | 2018-04-18 13:00 | 0.83277
CCG | GB | 2018-04-18 14:00 | 0.83294
CCG | GB | 2018-04-18 15:00 | 0.85072
CCG | GB | 2018-04-18 16:00 | 0.84766
CCG | GB | 2018-04-18 17:00 | 0.84766
CCG | GB | 2018-04-18 18:00 | 0.84766
CCG | GB | 2018-04-18 19:00 | 0.84766
CCG | GB | 2018-04-18 20:00 | 0.84766
CCG | GB | 2018-04-18 21:00 | 0.8551
CCG | GB | 2018-04-18 22:00 | 0.86638
CCG | GB | 2018-04-18 23:00 | 0.86638
CCG | GB | 2018-04-19 | 0.8541
CCG | GB | 2018-04-19 01:00 | 0.8541
CCG | GB | 2018-04-19 02:00 | 0.8541
CCG | GB | 2018-04-19 03:00 | 0.84314
CCG | GB | 2018-04-19 04:00 | 0.84314
CCG | GB | 2018-04-19 05:00 | 0.85322
CCG | GB | 2018-04-19 06:00 | 0.85324
CCG | GB | 2018-04-19 07:00 | 0.85327
CCG | GB | 2018-04-19 08:00 | 0.85327
CCG | GB | 2018-04-19 09:00 | 0.8533
CCG | GB | 2018-04-19 10:00 | 0.85327
CCG | GB | 2018-04-19 11:00 | 0.83017
CCG | GB | 2018-04-19 12:00 | 0.8256
CCG | GB | 2018-04-19 13:00 | 0.81472
CCG | GB | 2018-04-19 14:00 | 0.81464
CCG | GB | 2018-04-19 15:00 | 0.80881
CCG | GB | 2018-04-19 16:00 | 0.79535
CCG | GB | 2018-04-19 17:00 | 0.81929
CCG | GB | 2018-04-19 18:00 | 0.80849
CCG | GB | 2018-04-19 19:00 | 0.78746
CCG | GB | 2018-04-19 20:00 | 0.82692
CCG | GB | 2018-04-19 21:00 | 0.85405
CCG | GB | 2018-04-19 22:00 | 0.85418
CCG | GB | 2018-04-19 23:00 | 0.85864
CCG | GB | 2018-04-20 | 0.84236
CCG | GB | 2018-04-20 01:00 | 0.84234
CCG | GB | 2018-04-20 02:00 | 0.84758
CCG | GB | 2018-04-20 03:00 | 0.849
CCG | GB | 2018-04-20 04:00 | 0.849
CCG | GB | 2018-04-20 05:00 | 0.84911
CCG | GB | 2018-04-20 06:00 | 0.84911
CCG | GB | 2018-04-20 07:00 | 0.8314
CCG | GB | 2018-04-20 08:00 | 0.83299
CCG | GB | 2018-04-20 09:00 | 0.85015
CCG | GB | 2018-04-20 10:00 | 0.85015
CCG | GB | 2018-04-20 11:00 | 0.84903
CCG | GB | 2018-04-20 12:00 | 0.84903
CCG | GB | 2018-04-20 13:00 | 0.84903
CCG | GB | 2018-04-20 14:00 | 0.8422
CCG | GB | 2018-04-20 15:00 | 0.84736
CCG | GB | 2018-04-20 16:00 | 0.84736
CCG | GB | 2018-04-20 17:00 | 0.83328
CCG | GB | 2018-04-20 18:00 | 0.83312
CCG | GB | 2018-04-20 19:00 | 0.8454
CCG | GB | 2018-04-20 20:00 | 0.84645
CCG | GB | 2018-04-20 21:00 | 0.84508
CCG | GB | 2018-04-20 22:00 | 0.84508
CCG | GB | 2018-04-20 23:00 | 0.84701
CCG | GB | 2018-04-21 | 0.83506
CCG | GB | 2018-04-21 01:00 | 0.83672
CCG | GB | 2018-04-21 02:00 | 0.8382
CCG | GB | 2018-04-21 03:00 | 0.82638
CCG | GB | 2018-04-21 04:00 | 0.8382
CCG | GB | 2018-04-21 05:00 | 0.82646
CCG | GB | 2018-04-21 06:00 | 0.8382
CCG | GB | 2018-04-21 07:00 | 0.8382
CCG | GB | 2018-04-21 08:00 | 0.8382
CCG | GB | 2018-04-21 09:00 | 0.8382
CCG | GB | 2018-04-21 10:00 | 0.83702
CCG | GB | 2018-04-21 11:00 | 0.83702
CCG | GB | 2018-04-21 12:00 | 0.83702
CCG | GB | 2018-04-21 13:00 | 0.83702
CCG | GB | 2018-04-21 14:00 | 0.8252
CCG | GB | 2018-04-21 15:00 | 0.8252
CCG | GB | 2018-04-21 16:00 | 0.8252
CCG | GB | 2018-04-21 17:00 | 0.82112
CCG | GB | 2018-04-21 18:00 | 0.81311
CCG | GB | 2018-04-21 19:00 | 0.81311
CCG | GB | 2018-04-21 20:00 | 0.81096
CCG | GB | 2018-04-21 21:00 | 0.81311
CCG | GB | 2018-04-21 22:00 | 0.81311
CCG | GB | 2018-04-21 23:00 | 0.81311
CCG | GB | 2018-04-22 | 0.81311
CCG | GB | 2018-04-22 01:00 | 0.81311
CCG | GB | 2018-04-22 02:00 | 0.81311
CCG | GB | 2018-04-22 03:00 | 0.81311
CCG | GB | 2018-04-22 04:00 | 0.81311
CCG | GB | 2018-04-22 05:00 | 0.81311
CCG | GB | 2018-04-22 06:00 | 0.81311
CCG | GB | 2018-04-22 07:00 | 0.81311
CCG | GB | 2018-04-22 08:00 | 0.81311
CCG | GB | 2018-04-22 09:00 | 0.81311
CCG | GB | 2018-04-22 10:00 | 0.81311
CCG | GB | 2018-04-22 11:00 | 0.81311
CCG | GB | 2018-04-22 12:00 | 0.81311
CCG | GB | 2018-04-22 13:00 | 0.81311
CCG | GB | 2018-04-22 14:00 | 0.81311
CCG | GB | 2018-04-22 15:00 | 0.81311
CCG | GB | 2018-04-22 16:00 | 0.81311
CCG | GB | 2018-04-22 17:00 | 0.81311
CCG | GB | 2018-04-22 18:00 | 0.81311
CCG | GB | 2018-04-22 19:00 | 0.80089
CCG | GB | 2018-04-22 20:00 | 0.80653
CCG | GB | 2018-04-22 21:00 | 0.8252
CCG | GB | 2018-04-22 22:00 | 0.8252
CCG | GB | 2018-04-22 23:00 | 0.8252
CCG | GB | 2018-04-23 | 0.8252
CCG | GB | 2018-04-23 01:00 | 0.7841
CCG | GB | 2018-04-23 02:00 | 0.7841
CCG | GB | 2018-04-23 03:00 | 0.79807
CCG | GB | 2018-04-23 04:00 | 0.80911
CCG | GB | 2018-04-23 05:00 | 0.81061
CCG | GB | 2018-04-23 06:00 | 0.81268
CCG | GB | 2018-04-23 07:00 | 0.8212
CCG | GB | 2018-04-23 08:00 | 0.8212
CCG | GB | 2018-04-23 09:00 | 0.8212
CCG | GB | 2018-04-23 10:00 | 0.81983
CCG | GB | 2018-04-23 11:00 | 0.8212
CCG | GB | 2018-04-23 12:00 | 0.8212
CCG | GB | 2018-04-23 13:00 | 0.8212
CCG | GB | 2018-04-23 14:00 | 0.8212
CCG | GB | 2018-04-23 15:00 | 0.8212
CCG | GB | 2018-04-23 16:00 | 0.84897
CCG | GB | 2018-04-23 17:00 | 0.8367
CCG | GB | 2018-04-23 18:00 | 0.83667
CCG | GB | 2018-04-23 19:00 | 0.83519
CCG | GB | 2018-04-23 20:00 | 0.82117
CCG | GB | 2018-04-23 21:00 | 0.82874
CCG | GB | 2018-04-23 22:00 | 0.85007
CCG | GB | 2018-04-23 23:00 | 0.85459
CCG | GB | 2018-04-24 | 0.83417
CCG | GB | 2018-04-24 01:00 | 0.82625
CCG | GB | 2018-04-24 02:00 | 0.82625
CCG | GB | 2018-04-24 03:00 | 0.80183
CCG | GB | 2018-04-24 04:00 | 0.81768
CCG | GB | 2018-04-24 05:00 | 0.83017
CCG | GB | 2018-04-24 06:00 | 0.83017
CCG | GB | 2018-04-24 07:00 | 0.80784
CCG | GB | 2018-04-24 08:00 | 0.80784
CCG | GB | 2018-04-24 09:00 | 0.81212
CCG | GB | 2018-04-24 10:00 | 0.8141
CCG | GB | 2018-04-24 11:00 | 0.8162
CCG | GB | 2018-04-24 12:00 | 0.81604
CCG | GB | 2018-04-24 13:00 | 0.84051
CCG | GB | 2018-04-24 14:00 | 0.85273
CCG | GB | 2018-04-24 15:00 | 0.84089
CCG | GB | 2018-04-24 16:00 | 0.84086
CCG | GB | 2018-04-24 17:00 | 0.83782
CCG | GB | 2018-04-24 18:00 | 0.83815
CCG | GB | 2018-04-24 19:00 | 0.83831
CCG | GB | 2018-04-24 20:00 | 0.85155
CCG | GB | 2018-04-24 21:00 | 0.84962
CCG | GB | 2018-04-24 22:00 | 0.8364
CCG | GB | 2018-04-24 23:00 | 0.8404
CCG | GB | 2018-04-25 | 0.84196
CCG | GB | 2018-04-25 01:00 | 0.84196
CCG | GB | 2018-04-25 02:00 | 0.84196
CCG | GB | 2018-04-25 03:00 | 0.84196
CCG | GB | 2018-04-25 04:00 | 0.84196
CCG | GB | 2018-04-25 05:00 | 0.84196
CCG | GB | 2018-04-25 06:00 | 0.84314
CCG | GB | 2018-04-25 07:00 | 0.84314
CCG | GB | 2018-04-25 08:00 | 0.84314
CCG | GB | 2018-04-25 09:00 | 0.8421
CCG | GB | 2018-04-25 10:00 | 0.8421
CCG | GB | 2018-04-25 11:00 | 0.8421
CCG | GB | 2018-04-25 12:00 | 0.8421
CCG | GB | 2018-04-25 13:00 | 0.8421
CCG | GB | 2018-04-25 14:00 | 0.8421
CCG | GB | 2018-04-25 15:00 | 0.8421
CCG | GB | 2018-04-25 16:00 | 0.8421
CCG | GB | 2018-04-25 17:00 | 0.8421
CCG | GB | 2018-04-25 18:00 | 0.8421
CCG | GB | 2018-04-25 19:00 | 0.8421
CCG | GB | 2018-04-25 20:00 | 0.8421
CCG | GB | 2018-04-25 21:00 | 0.8421
CCG | GB | 2018-04-25 22:00 | 0.8421
CCG | GB | 2018-04-25 23:00 | 0.8421
CCG | GB | 2018-04-26 | 0.82982
CCG | GB | 2018-04-26 01:00 | 0.82982
CCG | GB | 2018-04-26 02:00 | 0.82982
CCG | GB | 2018-04-26 03:00 | 0.82982
CCG | GB | 2018-04-26 04:00 | 0.82982
CCG | GB | 2018-04-26 05:00 | 0.8389
CCG | GB | 2018-04-26 06:00 | 0.8389
CCG | GB | 2018-04-26 07:00 | 0.8389
CCG | GB | 2018-04-26 08:00 | 0.8389
CCG | GB | 2018-04-26 09:00 | 0.8389
CCG | GB | 2018-04-26 10:00 | 0.8389
CCG | GB | 2018-04-26 11:00 | 0.8389
CCG | GB | 2018-04-26 12:00 | 0.8389
CCG | GB | 2018-04-26 13:00 | 0.8389
CCG | GB | 2018-04-26 14:00 | 0.81872
CCG | GB | 2018-04-26 15:00 | 0.81872
CCG | GB | 2018-04-26 16:00 | 0.82963
CCG | GB | 2018-04-26 17:00 | 0.84105
CCG | GB | 2018-04-26 18:00 | 0.84105
CCG | GB | 2018-04-26 19:00 | 0.84105
CCG | GB | 2018-04-26 20:00 | 0.84105
CCG | GB | 2018-04-26 21:00 | 0.84105
CCG | GB | 2018-04-26 22:00 | 0.84105
CCG | GB | 2018-04-26 23:00 | 0.84105
CCG | GB | 2018-04-27 | 0.84105
CCG | GB | 2018-04-27 01:00 | 0.84105
CCG | GB | 2018-04-27 02:00 | 0.84105
CCG | GB | 2018-04-27 03:00 | 0.84105
CCG | GB | 2018-04-27 04:00 | 0.84105
CCG | GB | 2018-04-27 05:00 | 0.84105
CCG | GB | 2018-04-27 06:00 | 0.83097
CCG | GB | 2018-04-27 07:00 | 0.84105
CCG | GB | 2018-04-27 08:00 | 0.83928
CCG | GB | 2018-04-27 09:00 | 0.83968
CCG | GB | 2018-04-27 10:00 | 0.83973
CCG | GB | 2018-04-27 11:00 | 0.83979
CCG | GB | 2018-04-27 12:00 | 0.83979
CCG | GB | 2018-04-27 13:00 | 0.83962
CCG | GB | 2018-04-27 14:00 | 0.83952
CCG | GB | 2018-04-27 15:00 | 0.83941
CCG | GB | 2018-04-27 16:00 | 0.83936
CCG | GB | 2018-04-27 17:00 | 0.83936
CCG | GB | 2018-04-27 18:00 | 0.83936
CCG | GB | 2018-04-27 19:00 | 0.83936
CCG | GB | 2018-04-27 20:00 | 0.83629
CCG | GB | 2018-04-27 21:00 | 0.83782
CCG | GB | 2018-04-27 22:00 | 0.83788
CCG | GB | 2018-04-27 23:00 | 0.82711
CCG | GB | 2018-04-28 | 0.8061
CCG | GB | 2018-04-28 01:00 | 0.80927
CCG | GB | 2018-04-28 02:00 | 0.80927
CCG | GB | 2018-04-28 03:00 | 0.80927
CCG | GB | 2018-04-28 04:00 | 0.80927
CCG | GB | 2018-04-28 05:00 | 0.80927
CCG | GB | 2018-04-28 06:00 | 0.80927
CCG | GB | 2018-04-28 07:00 | 0.80927
CCG | GB | 2018-04-28 08:00 | 0.80927
CCG | GB | 2018-04-28 09:00 | 0.80927
CCG | GB | 2018-04-28 10:00 | 0.7996
CCG | GB | 2018-04-28 11:00 | 0.7996
CCG | GB | 2018-04-28 12:00 | 0.7996
CCG | GB | 2018-04-28 13:00 | 0.7996
CCG | GB | 2018-04-28 14:00 | 0.80927
CCG | GB | 2018-04-28 15:00 | 0.80927
CCG | GB | 2018-04-28 16:00 | 0.82447
CCG | GB | 2018-04-28 17:00 | 0.82447
CCG | GB | 2018-04-28 18:00 | 0.82447
CCG | GB | 2018-04-28 19:00 | 0.81609
CCG | GB | 2018-04-28 20:00 | 0.81609
CCG | GB | 2018-04-28 21:00 | 0.81609
CCG | GB | 2018-04-28 22:00 | 0.79433
CCG | GB | 2018-04-28 23:00 | 0.79433
CCG | GB | 2018-04-29 | 0.79433
CCG | GB | 2018-04-29 01:00 | 0.79433
CCG | GB | 2018-04-29 02:00 | 0.79433
CCG | GB | 2018-04-29 03:00 | 0.79433
CCG | GB | 2018-04-29 04:00 | 0.79433
CCG | GB | 2018-04-29 05:00 | 0.79433
CCG | GB | 2018-04-29 06:00 | 0.79433
CCG | GB | 2018-04-29 07:00 | 0.79433
CCG | GB | 2018-04-29 08:00 | 0.79433
CCG | GB | 2018-04-29 09:00 | 0.78206
CCG | GB | 2018-04-29 10:00 | 0.78206
CCG | GB | 2018-04-29 11:00 | 0.78251
CCG | GB | 2018-04-29 12:00 | 0.79425
CCG | GB | 2018-04-29 13:00 | 0.79425
CCG | GB | 2018-04-29 14:00 | 0.79425
CCG | GB | 2018-04-29 15:00 | 0.79425
CCG | GB | 2018-04-29 16:00 | 0.77706
CCG | GB | 2018-04-29 17:00 | 0.77706
CCG | GB | 2018-04-29 18:00 | 0.79425
CCG | GB | 2018-04-29 19:00 | 0.79425
CCG | GB | 2018-04-29 20:00 | 0.79425
CCG | GB | 2018-04-29 21:00 | 0.79425
CCG | GB | 2018-04-29 22:00 | 0.78337
CCG | GB | 2018-04-29 23:00 | 0.78418
CCG | GB | 2018-04-30 | 0.79256
CCG | GB | 2018-04-30 01:00 | 0.79068
CCG | GB | 2018-04-30 02:00 | 0.79068
CCG | GB | 2018-04-30 03:00 | 0.79068
CCG | GB | 2018-04-30 04:00 | 0.79068
CCG | GB | 2018-04-30 05:00 | 0.80145
CCG | GB | 2018-04-30 06:00 | 0.80016
CCG | GB | 2018-04-30 07:00 | 0.78724
CCG | GB | 2018-04-30 08:00 | 0.78724
CCG | GB | 2018-04-30 09:00 | 0.78746
CCG | GB | 2018-04-30 10:00 | 0.79017
CCG | GB | 2018-04-30 11:00 | 0.79017
CCG | GB | 2018-04-30 12:00 | 0.79017
CCG | GB | 2018-04-30 13:00 | 0.7902
CCG | GB | 2018-04-30 14:00 | 0.7902
CCG | GB | 2018-04-30 15:00 | 0.7902
CCG | GB | 2018-04-30 16:00 | 0.79017
CCG | GB | 2018-04-30 17:00 | 0.76868
CCG | GB | 2018-04-30 18:00 | 0.76897
CCG | GB | 2018-04-30 19:00 | 0.79011
CCG | GB | 2018-04-30 20:00 | 0.79009
CCG | GB | 2018-04-30 21:00 | 0.81185
CCG | GB | 2018-04-30 22:00 | 0.83901
CCG | GB | 2018-04-30 23:00 | 0.84008
CCG | GB | 2018-05-01 | 0.83087
CCG | GB | 2018-05-01 01:00 | 0.83089
CCG | GB | 2018-05-01 02:00 | 0.83089
CCG | GB | 2018-05-01 03:00 | 0.83092
CCG | GB | 2018-05-01 04:00 | 0.83095
CCG | GB | 2018-05-01 05:00 | 0.83095
CCG | GB | 2018-05-01 06:00 | 0.83095
CCG | GB | 2018-05-01 07:00 | 0.82907
CCG | GB | 2018-05-01 08:00 | 0.83097
CCG | GB | 2018-05-01 09:00 | 0.83097
CCG | GB | 2018-05-01 10:00 | 0.83363
CCG | GB | 2018-05-01 11:00 | 0.81155
CCG | GB | 2018-05-01 12:00 | 0.81144
CCG | GB | 2018-05-01 13:00 | 0.83471
CCG | GB | 2018-05-01 14:00 | 0.83731
CCG | GB | 2018-05-01 15:00 | 0.84126
CCG | GB | 2018-05-01 16:00 | 0.84121
CCG | GB | 2018-05-01 17:00 | 0.84116
CCG | GB | 2018-05-01 18:00 | 0.8411
CCG | GB | 2018-05-01 19:00 | 0.836
CCG | GB | 2018-05-01 20:00 | 0.8411
CCG | GB | 2018-05-01 21:00 | 0.8411
CCG | GB | 2018-05-01 22:00 | 0.84116
CCG | GB | 2018-05-01 23:00 | 0.84121
CCG | GB | 2018-05-02 | 0.84126
CCG | GB | 2018-05-02 01:00 | 0.84132
CCG | GB | 2018-05-02 02:00 | 0.84134
CCG | GB | 2018-05-02 03:00 | 0.84137
CCG | GB | 2018-05-02 04:00 | 0.84137
CCG | GB | 2018-05-02 05:00 | 0.84137
CCG | GB | 2018-05-02 06:00 | 0.84137
CCG | GB | 2018-05-02 07:00 | 0.82402
CCG | GB | 2018-05-02 08:00 | 0.81843
CCG | GB | 2018-05-02 09:00 | 0.82275
CCG | GB | 2018-05-02 10:00 | 0.81631
CCG | GB | 2018-05-02 11:00 | 0.81872
CCG | GB | 2018-05-02 12:00 | 0.82275
CCG | GB | 2018-05-02 13:00 | 0.84011
CCG | GB | 2018-05-02 14:00 | 0.8321
CCG | GB | 2018-05-02 15:00 | 0.82485
CCG | GB | 2018-05-02 16:00 | 0.82485
CCG | GB | 2018-05-02 17:00 | 0.83412
CCG | GB | 2018-05-02 18:00 | 0.84137
CCG | GB | 2018-05-02 19:00 | 0.84137
CCG | GB | 2018-05-02 20:00 | 0.84137
CCG | GB | 2018-05-02 21:00 | 0.8414
CCG | GB | 2018-05-02 22:00 | 0.84142
CCG | GB | 2018-05-02 23:00 | 0.84148
CCG | GB | 2018-05-03 | 0.81155
CCG | GB | 2018-05-03 01:00 | 0.7885
CCG | GB | 2018-05-03 02:00 | 0.78856
CCG | GB | 2018-05-03 03:00 | 0.81171
CCG | GB | 2018-05-03 04:00 | 0.81319
CCG | GB | 2018-05-03 05:00 | 0.82557
CCG | GB | 2018-05-03 06:00 | 0.8256
CCG | GB | 2018-05-03 07:00 | 0.8256
CCG | GB | 2018-05-03 08:00 | 0.82539
CCG | GB | 2018-05-03 09:00 | 0.82541
CCG | GB | 2018-05-03 10:00 | 0.82539
CCG | GB | 2018-05-03 11:00 | 0.82536
CCG | GB | 2018-05-03 12:00 | 0.82904
CCG | GB | 2018-05-03 13:00 | 0.82547
CCG | GB | 2018-05-03 14:00 | 0.82891
CCG | GB | 2018-05-03 15:00 | 0.83611
CCG | GB | 2018-05-03 16:00 | 0.83608
CCG | GB | 2018-05-03 17:00 | 0.83605
CCG | GB | 2018-05-03 18:00 | 0.83605
CCG | GB | 2018-05-03 19:00 | 0.83605
CCG | GB | 2018-05-03 20:00 | 0.83605
CCG | GB | 2018-05-03 21:00 | 0.83608
CCG | GB | 2018-05-03 22:00 | 0.83611
CCG | GB | 2018-05-03 23:00 | 0.83613
CCG | GB | 2018-05-04 | 0.8068
CCG | GB | 2018-05-04 01:00 | 0.77926
CCG | GB | 2018-05-04 02:00 | 0.77926
CCG | GB | 2018-05-04 03:00 | 0.77926
CCG | GB | 2018-05-04 04:00 | 0.77926
CCG | GB | 2018-05-04 05:00 | 0.8068
CCG | GB | 2018-05-04 06:00 | 0.83124
CCG | GB | 2018-05-04 07:00 | 0.83124
CCG | GB | 2018-05-04 08:00 | 0.83124
CCG | GB | 2018-05-04 09:00 | 0.83124
CCG | GB | 2018-05-04 10:00 | 0.83124
CCG | GB | 2018-05-04 11:00 | 0.83124
CCG | GB | 2018-05-04 12:00 | 0.83124
CCG | GB | 2018-05-04 13:00 | 0.83124
CCG | GB | 2018-05-04 14:00 | 0.83124
CCG | GB | 2018-05-04 15:00 | 0.83124
CCG | GB | 2018-05-04 16:00 | 0.83124
CCG | GB | 2018-05-04 17:00 | 0.83124
CCG | GB | 2018-05-04 18:00 | 0.83124
CCG | GB | 2018-05-04 19:00 | 0.8295
CCG | GB | 2018-05-04 20:00 | 0.82955
CCG | GB | 2018-05-04 21:00 | 0.82826
CCG | GB | 2018-05-04 22:00 | 0.82826
CCG | GB | 2018-05-04 23:00 | 0.81093
CCG | GB | 2018-05-05 | 0.80312
CCG | GB | 2018-05-05 01:00 | 0.80473
CCG | GB | 2018-05-05 02:00 | 0.8061
CCG | GB | 2018-05-05 03:00 | 0.8061
CCG | GB | 2018-05-05 04:00 | 0.8061
CCG | GB | 2018-05-05 05:00 | 0.8061
CCG | GB | 2018-05-05 06:00 | 0.81537
CCG | GB | 2018-05-05 07:00 | 0.81537
CCG | GB | 2018-05-05 08:00 | 0.81537
CCG | GB | 2018-05-05 09:00 | 0.81537
CCG | GB | 2018-05-05 10:00 | 0.81537
CCG | GB | 2018-05-05 11:00 | 0.81537
CCG | GB | 2018-05-05 12:00 | 0.81537
CCG | GB | 2018-05-05 13:00 | 0.81537
CCG | GB | 2018-05-05 14:00 | 0.81537
CCG | GB | 2018-05-05 15:00 | 0.81537
CCG | GB | 2018-05-05 16:00 | 0.81537
CCG | GB | 2018-05-05 17:00 | 0.81537
CCG | GB | 2018-05-05 18:00 | 0.81537
CCG | GB | 2018-05-05 19:00 | 0.80089
CCG | GB | 2018-05-05 20:00 | 0.79495
CCG | GB | 2018-05-05 21:00 | 0.8111
CCG | GB | 2018-05-05 22:00 | 0.8094
CCG | GB | 2018-05-05 23:00 | 0.77177
CCG | GB | 2018-05-06 | 0.76441
CCG | GB | 2018-05-06 01:00 | 0.79221
CCG | GB | 2018-05-06 02:00 | 0.80575
CCG | GB | 2018-05-06 03:00 | 0.82719
CCG | GB | 2018-05-06 04:00 | 0.82772
CCG | GB | 2018-05-06 05:00 | 0.82772
CCG | GB | 2018-05-06 06:00 | 0.82772
CCG | GB | 2018-05-06 07:00 | 0.82772
CCG | GB | 2018-05-06 08:00 | 0.82772
CCG | GB | 2018-05-06 09:00 | 0.82638
CCG | GB | 2018-05-06 10:00 | 0.82633
CCG | GB | 2018-05-06 11:00 | 0.80903
CCG | GB | 2018-05-06 12:00 | 0.80903
CCG | GB | 2018-05-06 13:00 | 0.80903
CCG | GB | 2018-05-06 14:00 | 0.80903
CCG | GB | 2018-05-06 15:00 | 0.8119
CCG | GB | 2018-05-06 16:00 | 0.80016
CCG | GB | 2018-05-06 17:00 | 0.81378
CCG | GB | 2018-05-06 18:00 | 0.79952
CCG | GB | 2018-05-06 19:00 | 0.79683
CCG | GB | 2018-05-06 20:00 | 0.79683
CCG | GB | 2018-05-06 21:00 | 0.78337
CCG | GB | 2018-05-06 22:00 | 0.79707
CCG | GB | 2018-05-06 23:00 | 0.79807
CCG | GB | 2018-05-07 | 0.81574
CCG | GB | 2018-05-07 01:00 | 0.82767
CCG | GB | 2018-05-07 02:00 | 0.82767
CCG | GB | 2018-05-07 03:00 | 0.82772
CCG | GB | 2018-05-07 04:00 | 0.82772
CCG | GB | 2018-05-07 05:00 | 0.82923
CCG | GB | 2018-05-07 06:00 | 0.82923
CCG | GB | 2018-05-07 07:00 | 0.82923
CCG | GB | 2018-05-07 08:00 | 0.82923
CCG | GB | 2018-05-07 09:00 | 0.82872
CCG | GB | 2018-05-07 10:00 | 0.82872
CCG | GB | 2018-05-07 11:00 | 0.82872
CCG | GB | 2018-05-07 12:00 | 0.80172
CCG | GB | 2018-05-07 13:00 | 0.81115
CCG | GB | 2018-05-07 14:00 | 0.80954
CCG | GB | 2018-05-07 15:00 | 0.80954
CCG | GB | 2018-05-07 16:00 | 0.80954
CCG | GB | 2018-05-07 17:00 | 0.80744
CCG | GB | 2018-05-07 18:00 | 0.80613
CCG | GB | 2018-05-07 19:00 | 0.80094
CCG | GB | 2018-05-07 20:00 | 0.77652
CCG | GB | 2018-05-07 21:00 | 0.78112
CCG | GB | 2018-05-07 22:00 | 0.78117
CCG | GB | 2018-05-07 23:00 | 0.7856
CCG | GB | 2018-05-08 | 0.78566
CCG | GB | 2018-05-08 01:00 | 0.78571
CCG | GB | 2018-05-08 02:00 | 0.78576
CCG | GB | 2018-05-08 03:00 | 0.79148
CCG | GB | 2018-05-08 04:00 | 0.79148
CCG | GB | 2018-05-08 05:00 | 0.79157
CCG | GB | 2018-05-08 06:00 | 0.79157
CCG | GB | 2018-05-08 07:00 | 0.7798
CCG | GB | 2018-05-08 08:00 | 0.81448
CCG | GB | 2018-05-08 09:00 | 0.81448
CCG | GB | 2018-05-08 10:00 | 0.81443
CCG | GB | 2018-05-08 11:00 | 0.81134
CCG | GB | 2018-05-08 12:00 | 0.80806
CCG | GB | 2018-05-08 13:00 | 0.82004
CCG | GB | 2018-05-08 14:00 | 0.81797
CCG | GB | 2018-05-08 15:00 | 0.80416
CCG | GB | 2018-05-08 16:00 | 0.81795
CCG | GB | 2018-05-08 17:00 | 0.81803
CCG | GB | 2018-05-08 18:00 | 0.80736
CCG | GB | 2018-05-08 19:00 | 0.81187
CCG | GB | 2018-05-08 20:00 | 0.82574
CCG | GB | 2018-05-08 21:00 | 0.81206
CCG | GB | 2018-05-08 22:00 | 0.81212
CCG | GB | 2018-05-08 23:00 | 0.81241
CCG | GB | 2018-05-09 | 0.78689
CCG | GB | 2018-05-09 01:00 | 0.76011
CCG | GB | 2018-05-09 02:00 | 0.75997
CCG | GB | 2018-05-09 03:00 | 0.76014
CCG | GB | 2018-05-09 04:00 | 0.77604
CCG | GB | 2018-05-09 05:00 | 0.78995
CCG | GB | 2018-05-09 06:00 | 0.78995
CCG | GB | 2018-05-09 07:00 | 0.7751
CCG | GB | 2018-05-09 08:00 | 0.77518
CCG | GB | 2018-05-09 09:00 | 0.77513
CCG | GB | 2018-05-09 10:00 | 0.7751
CCG | GB | 2018-05-09 11:00 | 0.75919
CCG | GB | 2018-05-09 12:00 | 0.75624
CCG | GB | 2018-05-09 13:00 | 0.75597
CCG | GB | 2018-05-09 14:00 | 0.78257
CCG | GB | 2018-05-09 15:00 | 0.79807
CCG | GB | 2018-05-09 16:00 | 0.79251
CCG | GB | 2018-05-09 17:00 | 0.79842
CCG | GB | 2018-05-09 18:00 | 0.7986
CCG | GB | 2018-05-09 19:00 | 0.7986
CCG | GB | 2018-05-09 20:00 | 0.80142
CCG | GB | 2018-05-09 21:00 | 0.80156
CCG | GB | 2018-05-09 22:00 | 0.80159
CCG | GB | 2018-05-09 23:00 | 0.78351
CCG | GB | 2018-05-10 | 0.76932
CCG | GB | 2018-05-10 01:00 | 0.75449
CCG | GB | 2018-05-10 02:00 | 0.75457
CCG | GB | 2018-05-10 03:00 | 0.75457
CCG | GB | 2018-05-10 04:00 | 0.76685
CCG | GB | 2018-05-10 05:00 | 0.76838
CCG | GB | 2018-05-10 06:00 | 0.76838
CCG | GB | 2018-05-10 07:00 | 0.76704
CCG | GB | 2018-05-10 08:00 | 0.77429
CCG | GB | 2018-05-10 09:00 | 0.77418
CCG | GB | 2018-05-10 10:00 | 0.7741
CCG | GB | 2018-05-10 11:00 | 0.77319
CCG | GB | 2018-05-10 12:00 | 0.77308
CCG | GB | 2018-05-10 13:00 | 0.77308
CCG | GB | 2018-05-10 14:00 | 0.78434
CCG | GB | 2018-05-10 15:00 | 0.78415
CCG | GB | 2018-05-10 16:00 | 0.75157
CCG | GB | 2018-05-10 17:00 | 0.76492
CCG | GB | 2018-05-10 18:00 | 0.77558
CCG | GB | 2018-05-10 19:00 | 0.80873
CCG | GB | 2018-05-10 20:00 | 0.81921
CCG | GB | 2018-05-10 21:00 | 0.81945
CCG | GB | 2018-05-10 22:00 | 0.81953
CCG | GB | 2018-05-10 23:00 | 0.80148
CCG | GB | 2018-05-11 | 0.76288
CCG | GB | 2018-05-11 01:00 | 0.73658
CCG | GB | 2018-05-11 02:00 | 0.75484
CCG | GB | 2018-05-11 03:00 | 0.75608
CCG | GB | 2018-05-11 04:00 | 0.79578
CCG | GB | 2018-05-11 05:00 | 0.80827
CCG | GB | 2018-05-11 06:00 | 0.80827
CCG | GB | 2018-05-11 07:00 | 0.80827
CCG | GB | 2018-05-11 08:00 | 0.80827
CCG | GB | 2018-05-11 09:00 | 0.80827
CCG | GB | 2018-05-11 10:00 | 0.80827
CCG | GB | 2018-05-11 11:00 | 0.80827
CCG | GB | 2018-05-11 12:00 | 0.81115
CCG | GB | 2018-05-11 13:00 | 0.82189
CCG | GB | 2018-05-11 14:00 | 0.82189
CCG | GB | 2018-05-11 15:00 | 0.8123
CCG | GB | 2018-05-11 16:00 | 0.8123
CCG | GB | 2018-05-11 17:00 | 0.8123
CCG | GB | 2018-05-11 18:00 | 0.8123
CCG | GB | 2018-05-11 19:00 | 0.8123
CCG | GB | 2018-05-11 20:00 | 0.8123
CCG | GB | 2018-05-11 21:00 | 0.80274
CCG | GB | 2018-05-11 22:00 | 0.80274
CCG | GB | 2018-05-11 23:00 | 0.8123
CCG | GB | 2018-05-12 | 0.82372
CCG | GB | 2018-05-12 01:00 | 0.82372
CCG | GB | 2018-05-12 02:00 | 0.82372
CCG | GB | 2018-05-12 03:00 | 0.82372
CCG | GB | 2018-05-12 04:00 | 0.81276
CCG | GB | 2018-05-12 05:00 | 0.81276
CCG | GB | 2018-05-12 06:00 | 0.82351
CCG | GB | 2018-05-12 07:00 | 0.82351
CCG | GB | 2018-05-12 08:00 | 0.82351
CCG | GB | 2018-05-12 09:00 | 0.81722
CCG | GB | 2018-05-12 10:00 | 0.82203
CCG | GB | 2018-05-12 11:00 | 0.82203
CCG | GB | 2018-05-12 12:00 | 0.82198
CCG | GB | 2018-05-12 13:00 | 0.81083
CCG | GB | 2018-05-12 14:00 | 0.82184
CCG | GB | 2018-05-12 15:00 | 0.82184
CCG | GB | 2018-05-12 16:00 | 0.82179
CCG | GB | 2018-05-12 17:00 | 0.82179
CCG | GB | 2018-05-12 18:00 | 0.83576
CCG | GB | 2018-05-12 19:00 | 0.82611
CCG | GB | 2018-05-12 20:00 | 0.83578
CCG | GB | 2018-05-12 21:00 | 0.83578
CCG | GB | 2018-05-12 22:00 | 0.83578
CCG | GB | 2018-05-12 23:00 | 0.84844
CCG | GB | 2018-05-13 | 0.84844
CCG | GB | 2018-05-13 01:00 | 0.84938
CCG | GB | 2018-05-13 02:00 | 0.84938
CCG | GB | 2018-05-13 03:00 | 0.84938
CCG | GB | 2018-05-13 04:00 | 0.82762
CCG | GB | 2018-05-13 05:00 | 0.82762
CCG | GB | 2018-05-13 06:00 | 0.82762
CCG | GB | 2018-05-13 07:00 | 0.82762
CCG | GB | 2018-05-13 08:00 | 0.82762
CCG | GB | 2018-05-13 09:00 | 0.82762
CCG | GB | 2018-05-13 10:00 | 0.8191
CCG | GB | 2018-05-13 11:00 | 0.8191
CCG | GB | 2018-05-13 12:00 | 0.82762
CCG | GB | 2018-05-13 13:00 | 0.82762
CCG | GB | 2018-05-13 14:00 | 0.82762
CCG | GB | 2018-05-13 15:00 | 0.82762
CCG | GB | 2018-05-13 16:00 | 0.82762
CCG | GB | 2018-05-13 17:00 | 0.84938
CCG | GB | 2018-05-13 18:00 | 0.84938
CCG | GB | 2018-05-13 19:00 | 0.84938
CCG | GB | 2018-05-13 20:00 | 0.84938
CCG | GB | 2018-05-13 21:00 | 0.84938
CCG | GB | 2018-05-13 22:00 | 0.84938
CCG | GB | 2018-05-13 23:00 | 0.84938
CCG | GB | 2018-05-14 | 0.82842
CCG | GB | 2018-05-14 01:00 | 0.82842
CCG | GB | 2018-05-14 02:00 | 0.82842
CCG | GB | 2018-05-14 03:00 | 0.82842
CCG | GB | 2018-05-14 04:00 | 0.82842
CCG | GB | 2018-05-14 05:00 | 0.82842
CCG | GB | 2018-05-14 06:00 | 0.82842
CCG | GB | 2018-05-14 07:00 | 0.82842
CCG | GB | 2018-05-14 08:00 | 0.82842
CCG | GB | 2018-05-14 09:00 | 0.82705
CCG | GB | 2018-05-14 10:00 | 0.82705
CCG | GB | 2018-05-14 11:00 | 0.82445
CCG | GB | 2018-05-14 12:00 | 0.82434
CCG | GB | 2018-05-14 13:00 | 0.82214
CCG | GB | 2018-05-14 14:00 | 0.82214
CCG | GB | 2018-05-14 15:00 | 0.82364
CCG | GB | 2018-05-14 16:00 | 0.82568
CCG | GB | 2018-05-14 17:00 | 0.81416
CCG | GB | 2018-05-14 18:00 | 0.81633
CCG | GB | 2018-05-14 19:00 | 0.81633
CCG | GB | 2018-05-14 20:00 | 0.81427
CCG | GB | 2018-05-14 21:00 | 0.79952
CCG | GB | 2018-05-14 22:00 | 0.80322
CCG | GB | 2018-05-14 23:00 | 0.81464
CCG | GB | 2018-05-15 | 0.81464
CCG | GB | 2018-05-15 01:00 | 0.81633
CCG | GB | 2018-05-15 02:00 | 0.81633
CCG | GB | 2018-05-15 03:00 | 0.81633
CCG | GB | 2018-05-15 04:00 | 0.81633
CCG | GB | 2018-05-15 05:00 | 0.81633
CCG | GB | 2018-05-15 06:00 | 0.81633
CCG | GB | 2018-05-15 07:00 | 0.81633
CCG | GB | 2018-05-15 08:00 | 0.79457
CCG | GB | 2018-05-15 09:00 | 0.79457
CCG | GB | 2018-05-15 10:00 | 0.80406
CCG | GB | 2018-05-15 11:00 | 0.79823
CCG | GB | 2018-05-15 12:00 | 0.79683
CCG | GB | 2018-05-15 13:00 | 0.79659
CCG | GB | 2018-05-15 14:00 | 0.79656
CCG | GB | 2018-05-15 15:00 | 0.79643
CCG | GB | 2018-05-15 16:00 | 0.79667
CCG | GB | 2018-05-15 17:00 | 0.79734
CCG | GB | 2018-05-15 18:00 | 0.79981
CCG | GB | 2018-05-15 19:00 | 0.80253
CCG | GB | 2018-05-15 20:00 | 0.80392
CCG | GB | 2018-05-15 21:00 | 0.80392
CCG | GB | 2018-05-15 22:00 | 0.80392
CCG | GB | 2018-05-15 23:00 | 0.80392
CCG | GB | 2018-05-16 | 0.75973
CCG | GB | 2018-05-16 01:00 | 0.74179
CCG | GB | 2018-05-16 02:00 | 0.74179
CCG | GB | 2018-05-16 03:00 | 0.74179
CCG | GB | 2018-05-16 04:00 | 0.78181
CCG | GB | 2018-05-16 05:00 | 0.79296
CCG | GB | 2018-05-16 06:00 | 0.79296
CCG | GB | 2018-05-16 07:00 | 0.80398
CCG | GB | 2018-05-16 08:00 | 0.80398
CCG | GB | 2018-05-16 09:00 | 0.8029
CCG | GB | 2018-05-16 10:00 | 0.8029
CCG | GB | 2018-05-16 11:00 | 0.80156
CCG | GB | 2018-05-16 12:00 | 0.81016
CCG | GB | 2018-05-16 13:00 | 0.81016
CCG | GB | 2018-05-16 14:00 | 0.81016
CCG | GB | 2018-05-16 15:00 | 0.81016
CCG | GB | 2018-05-16 16:00 | 0.81016
CCG | GB | 2018-05-16 17:00 | 0.81083
CCG | GB | 2018-05-16 18:00 | 0.81083
CCG | GB | 2018-05-16 19:00 | 0.81083
CCG | GB | 2018-05-16 20:00 | 0.81083
CCG | GB | 2018-05-16 21:00 | 0.81163
CCG | GB | 2018-05-16 22:00 | 0.81163
CCG | GB | 2018-05-16 23:00 | 0.81163
CCG | GB | 2018-05-17 | 0.78708
CCG | GB | 2018-05-17 01:00 | 0.78708
CCG | GB | 2018-05-17 02:00 | 0.78708
CCG | GB | 2018-05-17 03:00 | 0.78708
CCG | GB | 2018-05-17 04:00 | 0.80027
CCG | GB | 2018-05-17 05:00 | 0.81163
CCG | GB | 2018-05-17 06:00 | 0.81163
CCG | GB | 2018-05-17 07:00 | 0.81163
CCG | GB | 2018-05-17 08:00 | 0.81483
CCG | GB | 2018-05-17 09:00 | 0.81483
CCG | GB | 2018-05-17 10:00 | 0.81483
CCG | GB | 2018-05-17 11:00 | 0.80301
CCG | GB | 2018-05-17 12:00 | 0.80301
CCG | GB | 2018-05-17 13:00 | 0.80301
CCG | GB | 2018-05-17 14:00 | 0.81397
CCG | GB | 2018-05-17 15:00 | 0.81397
CCG | GB | 2018-05-17 16:00 | 0.81397
CCG | GB | 2018-05-17 17:00 | 0.82579
CCG | GB | 2018-05-17 18:00 | 0.82579
CCG | GB | 2018-05-17 19:00 | 0.81144
CCG | GB | 2018-05-17 20:00 | 0.81209
CCG | GB | 2018-05-17 21:00 | 0.81483
CCG | GB | 2018-05-17 22:00 | 0.82579
CCG | GB | 2018-05-17 23:00 | 0.81483
CCG | GB | 2018-05-18 | 0.82705
CCG | GB | 2018-05-18 01:00 | 0.82705
CCG | GB | 2018-05-18 02:00 | 0.82705
CCG | GB | 2018-05-18 03:00 | 0.82705
CCG | GB | 2018-05-18 04:00 | 0.82705
CCG | GB | 2018-05-18 05:00 | 0.83801
CCG | GB | 2018-05-18 06:00 | 0.83801
CCG | GB | 2018-05-18 07:00 | 0.8371
CCG | GB | 2018-05-18 08:00 | 0.83197
CCG | GB | 2018-05-18 09:00 | 0.83801
CCG | GB | 2018-05-18 10:00 | 0.83696
CCG | GB | 2018-05-18 11:00 | 0.83589
CCG | GB | 2018-05-18 12:00 | 0.83589
CCG | GB | 2018-05-18 13:00 | 0.83568
CCG | GB | 2018-05-18 14:00 | 0.83568
CCG | GB | 2018-05-18 15:00 | 0.83549
CCG | GB | 2018-05-18 16:00 | 0.83616
CCG | GB | 2018-05-18 17:00 | 0.82762
CCG | GB | 2018-05-18 18:00 | 0.85193
CCG | GB | 2018-05-18 19:00 | 0.86039
CCG | GB | 2018-05-18 20:00 | 0.86052
CCG | GB | 2018-05-18 21:00 | 0.86055
CCG | GB | 2018-05-18 22:00 | 0.8529
CCG | GB | 2018-05-18 23:00 | 0.8533
CCG | GB | 2018-05-19 | 0.85343
CCG | GB | 2018-05-19 01:00 | 0.85351
CCG | GB | 2018-05-19 02:00 | 0.85351
CCG | GB | 2018-05-19 03:00 | 0.85351
CCG | GB | 2018-05-19 04:00 | 0.85351
CCG | GB | 2018-05-19 05:00 | 0.85467
CCG | GB | 2018-05-19 06:00 | 0.85467
CCG | GB | 2018-05-19 07:00 | 0.85467
CCG | GB | 2018-05-19 08:00 | 0.85467
CCG | GB | 2018-05-19 09:00 | 0.85467
CCG | GB | 2018-05-19 10:00 | 0.84459
CCG | GB | 2018-05-19 11:00 | 0.84459
CCG | GB | 2018-05-19 12:00 | 0.84459
CCG | GB | 2018-05-19 13:00 | 0.84459
CCG | GB | 2018-05-19 14:00 | 0.84459
CCG | GB | 2018-05-19 15:00 | 0.84459
CCG | GB | 2018-05-19 16:00 | 0.84459
CCG | GB | 2018-05-19 17:00 | 0.84459
CCG | GB | 2018-05-19 18:00 | 0.84459
CCG | GB | 2018-05-19 19:00 | 0.83911
CCG | GB | 2018-05-19 20:00 | 0.83938
CCG | GB | 2018-05-19 21:00 | 0.84245
CCG | GB | 2018-05-19 22:00 | 0.84266
CCG | GB | 2018-05-19 23:00 | 0.84266
CCG | GB | 2018-05-20 | 0.84266
CCG | GB | 2018-05-20 01:00 | 0.84266
CCG | GB | 2018-05-20 02:00 | 0.84266
CCG | GB | 2018-05-20 03:00 | 0.84459
CCG | GB | 2018-05-20 04:00 | 0.84459
CCG | GB | 2018-05-20 05:00 | 0.84459
CCG | GB | 2018-05-20 06:00 | 0.84459
CCG | GB | 2018-05-20 07:00 | 0.84459
CCG | GB | 2018-05-20 08:00 | 0.84459
CCG | GB | 2018-05-20 09:00 | 0.84459
CCG | GB | 2018-05-20 10:00 | 0.83237
CCG | GB | 2018-05-20 11:00 | 0.83237
CCG | GB | 2018-05-20 12:00 | 0.83237
CCG | GB | 2018-05-20 13:00 | 0.82095
CCG | GB | 2018-05-20 14:00 | 0.82095
CCG | GB | 2018-05-20 15:00 | 0.83318
CCG | GB | 2018-05-20 16:00 | 0.83318
CCG | GB | 2018-05-20 17:00 | 0.83038
CCG | GB | 2018-05-20 18:00 | 0.796
CCG | GB | 2018-05-20 19:00 | 0.82982
CCG | GB | 2018-05-20 20:00 | 0.82982
CCG | GB | 2018-05-20 21:00 | 0.83261
CCG | GB | 2018-05-20 22:00 | 0.82603
CCG | GB | 2018-05-20 23:00 | 0.82603
CCG | GB | 2018-05-21 | 0.81375
CCG | GB | 2018-05-21 01:00 | 0.82098
CCG | GB | 2018-05-21 02:00 | 0.82098
CCG | GB | 2018-05-21 03:00 | 0.83326
CCG | GB | 2018-05-21 04:00 | 0.83326
CCG | GB | 2018-05-21 05:00 | 0.83326
CCG | GB | 2018-05-21 06:00 | 0.83326
CCG | GB | 2018-05-21 07:00 | 0.83326
CCG | GB | 2018-05-21 08:00 | 0.83326
CCG | GB | 2018-05-21 09:00 | 0.83108
CCG | GB | 2018-05-21 10:00 | 0.831
CCG | GB | 2018-05-21 11:00 | 0.82541
CCG | GB | 2018-05-21 12:00 | 0.82536
CCG | GB | 2018-05-21 13:00 | 0.82517
CCG | GB | 2018-05-21 14:00 | 0.82517
CCG | GB | 2018-05-21 15:00 | 0.83662
CCG | GB | 2018-05-21 16:00 | 0.82883
CCG | GB | 2018-05-21 17:00 | 0.83919
CCG | GB | 2018-05-21 18:00 | 0.83766
CCG | GB | 2018-05-21 19:00 | 0.83627
CCG | GB | 2018-05-21 20:00 | 0.83643
CCG | GB | 2018-05-21 21:00 | 0.85201
CCG | GB | 2018-05-21 22:00 | 0.85206
CCG | GB | 2018-05-21 23:00 | 0.85803
CCG | GB | 2018-05-22 | 0.8458
CCG | GB | 2018-05-22 01:00 | 0.81924
CCG | GB | 2018-05-22 02:00 | 0.81924
CCG | GB | 2018-05-22 03:00 | 0.81924
CCG | GB | 2018-05-22 04:00 | 0.81924
CCG | GB | 2018-05-22 05:00 | 0.83151
CCG | GB | 2018-05-22 06:00 | 0.83151
CCG | GB | 2018-05-22 07:00 | 0.83151
CCG | GB | 2018-05-22 08:00 | 0.84876
CCG | GB | 2018-05-22 09:00 | 0.85934
CCG | GB | 2018-05-22 10:00 | 0.84347
CCG | GB | 2018-05-22 11:00 | 0.84231
CCG | GB | 2018-05-22 12:00 | 0.84231
CCG | GB | 2018-05-22 13:00 | 0.84231
CCG | GB | 2018-05-22 14:00 | 0.84231
CCG | GB | 2018-05-22 15:00 | 0.84231
CCG | GB | 2018-05-22 16:00 | 0.85539
CCG | GB | 2018-05-22 17:00 | 0.84519
CCG | GB | 2018-05-22 18:00 | 0.84519
CCG | GB | 2018-05-22 19:00 | 0.85655
CCG | GB | 2018-05-22 20:00 | 0.85926
CCG | GB | 2018-05-22 21:00 | 0.85934
CCG | GB | 2018-05-22 22:00 | 0.84827
CCG | GB | 2018-05-22 23:00 | 0.82719
CCG | GB | 2018-05-23 | 0.83825
CCG | GB | 2018-05-23 01:00 | 0.84752
CCG | GB | 2018-05-23 02:00 | 0.84752
CCG | GB | 2018-05-23 03:00 | 0.85934
CCG | GB | 2018-05-23 04:00 | 0.85934
CCG | GB | 2018-05-23 05:00 | 0.85934
CCG | GB | 2018-05-23 06:00 | 0.85934
CCG | GB | 2018-05-23 07:00 | 0.84752
CCG | GB | 2018-05-23 08:00 | 0.84752
CCG | GB | 2018-05-23 09:00 | 0.85934
CCG | GB | 2018-05-23 10:00 | 0.85934
CCG | GB | 2018-05-23 11:00 | 0.85021
CCG | GB | 2018-05-23 12:00 | 0.85021
CCG | GB | 2018-05-23 13:00 | 0.85504
CCG | GB | 2018-05-23 14:00 | 0.85504
CCG | GB | 2018-05-23 15:00 | 0.85934
CCG | GB | 2018-05-23 16:00 | 0.85934
CCG | GB | 2018-05-23 17:00 | 0.85934
CCG | GB | 2018-05-23 18:00 | 0.85934
CCG | GB | 2018-05-23 19:00 | 0.85934
CCG | GB | 2018-05-23 20:00 | 0.85934
CCG | GB | 2018-05-23 21:00 | 0.85934
CCG | GB | 2018-05-23 22:00 | 0.84062
CCG | GB | 2018-05-23 23:00 | 0.84215
CCG | GB | 2018-05-24 | 0.85083
CCG | GB | 2018-05-24 01:00 | 0.8303
CCG | GB | 2018-05-24 02:00 | 0.8303
CCG | GB | 2018-05-24 03:00 | 0.8303
CCG | GB | 2018-05-24 04:00 | 0.8303
CCG | GB | 2018-05-24 05:00 | 0.8303
CCG | GB | 2018-05-24 06:00 | 0.8303
CCG | GB | 2018-05-24 07:00 | 0.8303
CCG | GB | 2018-05-24 08:00 | 0.8303
CCG | GB | 2018-05-24 09:00 | 0.8303
CCG | GB | 2018-05-24 10:00 | 0.8303
CCG | GB | 2018-05-24 11:00 | 0.82923
CCG | GB | 2018-05-24 12:00 | 0.82923
CCG | GB | 2018-05-24 13:00 | 0.82923
CCG | GB | 2018-05-24 14:00 | 0.82923
CCG | GB | 2018-05-24 15:00 | 0.81687
CCG | GB | 2018-05-24 16:00 | 0.81687
CCG | GB | 2018-05-24 17:00 | 0.82748
CCG | GB | 2018-05-24 18:00 | 0.83715
CCG | GB | 2018-05-24 19:00 | 0.83715
CCG | GB | 2018-05-24 20:00 | 0.83715
CCG | GB | 2018-05-24 21:00 | 0.83715
CCG | GB | 2018-05-24 22:00 | 0.83774
CCG | GB | 2018-05-24 23:00 | 0.83774
CCG | GB | 2018-05-25 | 0.8133
CCG | GB | 2018-05-25 01:00 | 0.78746
CCG | GB | 2018-05-25 02:00 | 0.78746
CCG | GB | 2018-05-25 03:00 | 0.78746
CCG | GB | 2018-05-25 04:00 | 0.78746
CCG | GB | 2018-05-25 05:00 | 0.8119
CCG | GB | 2018-05-25 06:00 | 0.7899
CCG | GB | 2018-05-25 07:00 | 0.7701
CCG | GB | 2018-05-25 08:00 | 0.74028
CCG | GB | 2018-05-25 09:00 | 0.76674
CCG | GB | 2018-05-25 10:00 | 0.78563
CCG | GB | 2018-05-25 11:00 | 0.7899
CCG | GB | 2018-05-25 12:00 | 0.7899
CCG | GB | 2018-05-25 13:00 | 0.7899
CCG | GB | 2018-05-25 14:00 | 0.8119
CCG | GB | 2018-05-25 15:00 | 0.8119
CCG | GB | 2018-05-25 16:00 | 0.8119
CCG | GB | 2018-05-25 17:00 | 0.8119
CCG | GB | 2018-05-25 18:00 | 0.80459
CCG | GB | 2018-05-25 19:00 | 0.83044
CCG | GB | 2018-05-25 20:00 | 0.83151
CCG | GB | 2018-05-25 21:00 | 0.82869
CCG | GB | 2018-05-25 22:00 | 0.82869
CCG | GB | 2018-05-25 23:00 | 0.82305
CCG | GB | 2018-05-26 | 0.8205
CCG | GB | 2018-05-26 01:00 | 0.82404
CCG | GB | 2018-05-26 02:00 | 0.82404
CCG | GB | 2018-05-26 03:00 | 0.80954
CCG | GB | 2018-05-26 04:00 | 0.80954
CCG | GB | 2018-05-26 05:00 | 0.80954
CCG | GB | 2018-05-26 06:00 | 0.80954
CCG | GB | 2018-05-26 07:00 | 0.80954
CCG | GB | 2018-05-26 08:00 | 0.80954
CCG | GB | 2018-05-26 09:00 | 0.80819
CCG | GB | 2018-05-26 10:00 | 0.80819
CCG | GB | 2018-05-26 11:00 | 0.80819
CCG | GB | 2018-05-26 12:00 | 0.80819
CCG | GB | 2018-05-26 13:00 | 0.80819
CCG | GB | 2018-05-26 14:00 | 0.80819
CCG | GB | 2018-05-26 15:00 | 0.81061
CCG | GB | 2018-05-26 16:00 | 0.81061
CCG | GB | 2018-05-26 17:00 | 0.81061
CCG | GB | 2018-05-26 18:00 | 0.82069
CCG | GB | 2018-05-26 19:00 | 0.82069
CCG | GB | 2018-05-26 20:00 | 0.82069
CCG | GB | 2018-05-26 21:00 | 0.82834
CCG | GB | 2018-05-26 22:00 | 0.82834
CCG | GB | 2018-05-26 23:00 | 0.82834
CCG | GB | 2018-05-27 | 0.82686
CCG | GB | 2018-05-27 01:00 | 0.82686
CCG | GB | 2018-05-27 02:00 | 0.82686
CCG | GB | 2018-05-27 03:00 | 0.82686
CCG | GB | 2018-05-27 04:00 | 0.82686
CCG | GB | 2018-05-27 05:00 | 0.82686
CCG | GB | 2018-05-27 06:00 | 0.82686
CCG | GB | 2018-05-27 07:00 | 0.82686
CCG | GB | 2018-05-27 08:00 | 0.82686
CCG | GB | 2018-05-27 09:00 | 0.82531
CCG | GB | 2018-05-27 10:00 | 0.82528
CCG | GB | 2018-05-27 11:00 | 0.82528
CCG | GB | 2018-05-27 12:00 | 0.82528
CCG | GB | 2018-05-27 13:00 | 0.81961
CCG | GB | 2018-05-27 14:00 | 0.82235
CCG | GB | 2018-05-27 15:00 | 0.82235
CCG | GB | 2018-05-27 16:00 | 0.82203
CCG | GB | 2018-05-27 17:00 | 0.82764
CCG | GB | 2018-05-27 18:00 | 0.83836
CCG | GB | 2018-05-27 19:00 | 0.82485
CCG | GB | 2018-05-27 20:00 | 0.82485
CCG | GB | 2018-05-27 21:00 | 0.82899
CCG | GB | 2018-05-27 22:00 | 0.83264
CCG | GB | 2018-05-27 23:00 | 0.83439
CCG | GB | 2018-05-28 | 0.82243
CCG | GB | 2018-05-28 01:00 | 0.80212
CCG | GB | 2018-05-28 02:00 | 0.80212
CCG | GB | 2018-05-28 03:00 | 0.80212
CCG | GB | 2018-05-28 04:00 | 0.8036
CCG | GB | 2018-05-28 05:00 | 0.80465
CCG | GB | 2018-05-28 06:00 | 0.78265
CCG | GB | 2018-05-28 07:00 | 0.76384
CCG | GB | 2018-05-28 08:00 | 0.75471
CCG | GB | 2018-05-28 09:00 | 0.79148
CCG | GB | 2018-05-28 10:00 | 0.79216
CCG | GB | 2018-05-28 11:00 | 0.79186
CCG | GB | 2018-05-28 12:00 | 0.81958
CCG | GB | 2018-05-28 13:00 | 0.8393
CCG | GB | 2018-05-28 14:00 | 0.8393
CCG | GB | 2018-05-28 15:00 | 0.8393
CCG | GB | 2018-05-28 16:00 | 0.82055
CCG | GB | 2018-05-28 17:00 | 0.81832
CCG | GB | 2018-05-28 18:00 | 0.81824
CCG | GB | 2018-05-28 19:00 | 0.82821
CCG | GB | 2018-05-28 20:00 | 0.8324
CCG | GB | 2018-05-28 21:00 | 0.83243
CCG | GB | 2018-05-28 22:00 | 0.83248
CCG | GB | 2018-05-28 23:00 | 0.83256
CCG | GB | 2018-05-29 | 0.83264
CCG | GB | 2018-05-29 01:00 | 0.84054
CCG | GB | 2018-05-29 02:00 | 0.84056
CCG | GB | 2018-05-29 03:00 | 0.84056
CCG | GB | 2018-05-29 04:00 | 0.8234
CCG | GB | 2018-05-29 05:00 | 0.82203
CCG | GB | 2018-05-29 06:00 | 0.82203
CCG | GB | 2018-05-29 07:00 | 0.82203
CCG | GB | 2018-05-29 08:00 | 0.82206
CCG | GB | 2018-05-29 09:00 | 0.82206
CCG | GB | 2018-05-29 10:00 | 0.82203
CCG | GB | 2018-05-29 11:00 | 0.82198
CCG | GB | 2018-05-29 12:00 | 0.82192
CCG | GB | 2018-05-29 13:00 | 0.82187
CCG | GB | 2018-05-29 14:00 | 0.83901
CCG | GB | 2018-05-29 15:00 | 0.84032
CCG | GB | 2018-05-29 16:00 | 0.84134
CCG | GB | 2018-05-29 17:00 | 0.84132
CCG | GB | 2018-05-29 18:00 | 0.84132
CCG | GB | 2018-05-29 19:00 | 0.84132
CCG | GB | 2018-05-29 20:00 | 0.84132
CCG | GB | 2018-05-29 21:00 | 0.84134
CCG | GB | 2018-05-29 22:00 | 0.83095
CCG | GB | 2018-05-29 23:00 | 0.83312
CCG | GB | 2018-05-30 | 0.84051
CCG | GB | 2018-05-30 01:00 | 0.81636
CCG | GB | 2018-05-30 02:00 | 0.81636
CCG | GB | 2018-05-30 03:00 | 0.81461
CCG | GB | 2018-05-30 04:00 | 0.81461
CCG | GB | 2018-05-30 05:00 | 0.81461
CCG | GB | 2018-05-30 06:00 | 0.80562
CCG | GB | 2018-05-30 07:00 | 0.82326
CCG | GB | 2018-05-30 08:00 | 0.84065
CCG | GB | 2018-05-30 09:00 | 0.82498
CCG | GB | 2018-05-30 10:00 | 0.82821
CCG | GB | 2018-05-30 11:00 | 0.82826
CCG | GB | 2018-05-30 12:00 | 0.8284
CCG | GB | 2018-05-30 13:00 | 0.8284
CCG | GB | 2018-05-30 14:00 | 0.83457
CCG | GB | 2018-05-30 15:00 | 0.84065
CCG | GB | 2018-05-30 16:00 | 0.82345
CCG | GB | 2018-05-30 17:00 | 0.82802
CCG | GB | 2018-05-30 18:00 | 0.82802
CCG | GB | 2018-05-30 19:00 | 0.82802
CCG | GB | 2018-05-30 20:00 | 0.82619
CCG | GB | 2018-05-30 21:00 | 0.82619
CCG | GB | 2018-05-30 22:00 | 0.82619
CCG | GB | 2018-05-30 23:00 | 0.82619
CCG | GB | 2018-05-31 | 0.82619
CCG | GB | 2018-05-31 01:00 | 0.82619
CCG | GB | 2018-05-31 02:00 | 0.82794
CCG | GB | 2018-05-31 03:00 | 0.84137
CCG | GB | 2018-05-31 04:00 | 0.84137
CCG | GB | 2018-05-31 05:00 | 0.84137
CCG | GB | 2018-05-31 06:00 | 0.84137
CCG | GB | 2018-05-31 07:00 | 0.83154
CCG | GB | 2018-05-31 08:00 | 0.82686
CCG | GB | 2018-05-31 09:00 | 0.85359
CCG | GB | 2018-05-31 10:00 | 0.83772
CCG | GB | 2018-05-31 11:00 | 0.82993
CCG | GB | 2018-05-31 12:00 | 0.83852
CCG | GB | 2018-05-31 13:00 | 0.8371
CCG | GB | 2018-05-31 14:00 | 0.83431
CCG | GB | 2018-05-31 15:00 | 0.83371
CCG | GB | 2018-05-31 16:00 | 0.83404
CCG | GB | 2018-05-31 17:00 | 0.83557
CCG | GB | 2018-05-31 18:00 | 0.83277
CCG | GB | 2018-05-31 19:00 | 0.83285
CCG | GB | 2018-05-31 20:00 | 0.83288
CCG | GB | 2018-05-31 21:00 | 0.83817
CCG | GB | 2018-05-31 22:00 | 0.83723
CCG | GB | 2018-05-31 23:00 | 0.83817
CCG | GB | 2018-06-01 | 0.84003
CCG | GB | 2018-06-01 01:00 | 0.84003
CCG | GB | 2018-06-01 02:00 | 0.84003
CCG | GB | 2018-06-01 03:00 | 0.84003
CCG | GB | 2018-06-01 04:00 | 0.84003
CCG | GB | 2018-06-01 05:00 | 0.84003
CCG | GB | 2018-06-01 06:00 | 0.84003
CCG | GB | 2018-06-01 07:00 | 0.83664
CCG | GB | 2018-06-01 08:00 | 0.8371
CCG | GB | 2018-06-01 09:00 | 0.84003
CCG | GB | 2018-06-01 10:00 | 0.83637
CCG | GB | 2018-06-01 11:00 | 0.85359
CCG | GB | 2018-06-01 12:00 | 0.85085
CCG | GB | 2018-06-01 13:00 | 0.85061
CCG | GB | 2018-06-01 14:00 | 0.84658
CCG | GB | 2018-06-01 15:00 | 0.82531
CCG | GB | 2018-06-01 16:00 | 0.8252
CCG | GB | 2018-06-01 17:00 | 0.83001
CCG | GB | 2018-06-01 18:00 | 0.83014
CCG | GB | 2018-06-01 19:00 | 0.82885
CCG | GB | 2018-06-01 20:00 | 0.8302
CCG | GB | 2018-06-01 21:00 | 0.83457
CCG | GB | 2018-06-01 22:00 | 0.82866
CCG | GB | 2018-06-01 23:00 | 0.81934
CCG | GB | 2018-06-02 | 0.80419
CCG | GB | 2018-06-02 01:00 | 0.77937
CCG | GB | 2018-06-02 02:00 | 0.7794
CCG | GB | 2018-06-02 03:00 | 0.78104
CCG | GB | 2018-06-02 04:00 | 0.78106
CCG | GB | 2018-06-02 05:00 | 0.78106
CCG | GB | 2018-06-02 06:00 | 0.77099
CCG | GB | 2018-06-02 07:00 | 0.77099
CCG | GB | 2018-06-02 08:00 | 0.77099
CCG | GB | 2018-06-02 09:00 | 0.75594
CCG | GB | 2018-06-02 10:00 | 0.76553
CCG | GB | 2018-06-02 11:00 | 0.76583
CCG | GB | 2018-06-02 12:00 | 0.76416
CCG | GB | 2018-06-02 13:00 | 0.77529
CCG | GB | 2018-06-02 14:00 | 0.78729
CCG | GB | 2018-06-02 15:00 | 0.79702
CCG | GB | 2018-06-02 16:00 | 0.79702
CCG | GB | 2018-06-02 17:00 | 0.79962
CCG | GB | 2018-06-02 18:00 | 0.79697
CCG | GB | 2018-06-02 19:00 | 0.80134
CCG | GB | 2018-06-02 20:00 | 0.80134
CCG | GB | 2018-06-02 21:00 | 0.81153
CCG | GB | 2018-06-02 22:00 | 0.8144
CCG | GB | 2018-06-02 23:00 | 0.81682
CCG | GB | 2018-06-03 | 0.81682
CCG | GB | 2018-06-03 01:00 | 0.81937
CCG | GB | 2018-06-03 02:00 | 0.81937
CCG | GB | 2018-06-03 03:00 | 0.82168
CCG | GB | 2018-06-03 04:00 | 0.82168
CCG | GB | 2018-06-03 05:00 | 0.82168
CCG | GB | 2018-06-03 06:00 | 0.82173
CCG | GB | 2018-06-03 07:00 | 0.82034
CCG | GB | 2018-06-03 08:00 | 0.82031
CCG | GB | 2018-06-03 09:00 | 0.82015
CCG | GB | 2018-06-03 10:00 | 0.82015
CCG | GB | 2018-06-03 11:00 | 0.81711
CCG | GB | 2018-06-03 12:00 | 0.81872
CCG | GB | 2018-06-03 13:00 | 0.81872
CCG | GB | 2018-06-03 14:00 | 0.81872
CCG | GB | 2018-06-03 15:00 | 0.82034
CCG | GB | 2018-06-03 16:00 | 0.82034
CCG | GB | 2018-06-03 17:00 | 0.81698
CCG | GB | 2018-06-03 18:00 | 0.81891
CCG | GB | 2018-06-03 19:00 | 0.82034
CCG | GB | 2018-06-03 20:00 | 0.81733
CCG | GB | 2018-06-03 21:00 | 0.82015
CCG | GB | 2018-06-03 22:00 | 0.82015
CCG | GB | 2018-06-03 23:00 | 0.82036
CCG | GB | 2018-06-04 | 0.82039
CCG | GB | 2018-06-04 01:00 | 0.80897
CCG | GB | 2018-06-04 02:00 | 0.80897
CCG | GB | 2018-06-04 03:00 | 0.809
CCG | GB | 2018-06-04 04:00 | 0.809
CCG | GB | 2018-06-04 05:00 | 0.82042
CCG | GB | 2018-06-04 06:00 | 0.82042
CCG | GB | 2018-06-04 07:00 | 0.82173
CCG | GB | 2018-06-04 08:00 | 0.82173
CCG | GB | 2018-06-04 09:00 | 0.81623
CCG | GB | 2018-06-04 10:00 | 0.81639
CCG | GB | 2018-06-04 11:00 | 0.81483
CCG | GB | 2018-06-04 12:00 | 0.81483
CCG | GB | 2018-06-04 13:00 | 0.81596
CCG | GB | 2018-06-04 14:00 | 0.81875
CCG | GB | 2018-06-04 15:00 | 0.81539
CCG | GB | 2018-06-04 16:00 | 0.81539
CCG | GB | 2018-06-04 17:00 | 0.81561
CCG | GB | 2018-06-04 18:00 | 0.81585
CCG | GB | 2018-06-04 19:00 | 0.81607
CCG | GB | 2018-06-04 20:00 | 0.81056
CCG | GB | 2018-06-04 21:00 | 0.81633
CCG | GB | 2018-06-04 22:00 | 0.81913
CCG | GB | 2018-06-04 23:00 | 0.82173
CCG | GB | 2018-06-05 | 0.82173
CCG | GB | 2018-06-05 01:00 | 0.76905
CCG | GB | 2018-06-05 02:00 | 0.76905
CCG | GB | 2018-06-05 03:00 | 0.76905
CCG | GB | 2018-06-05 04:00 | 0.79729
CCG | GB | 2018-06-05 05:00 | 0.82173
CCG | GB | 2018-06-05 06:00 | 0.82173
CCG | GB | 2018-06-05 07:00 | 0.82173
CCG | GB | 2018-06-05 08:00 | 0.80991
CCG | GB | 2018-06-05 09:00 | 0.81091
CCG | GB | 2018-06-05 10:00 | 0.8068
CCG | GB | 2018-06-05 11:00 | 0.80693
CCG | GB | 2018-06-05 12:00 | 0.80693
CCG | GB | 2018-06-05 13:00 | 0.80889
CCG | GB | 2018-06-05 14:00 | 0.80887
CCG | GB | 2018-06-05 15:00 | 0.80881
CCG | GB | 2018-06-05 16:00 | 0.80879
CCG | GB | 2018-06-05 17:00 | 0.81072
CCG | GB | 2018-06-05 18:00 | 0.80924
CCG | GB | 2018-06-05 19:00 | 0.81072
CCG | GB | 2018-06-05 20:00 | 0.81072
CCG | GB | 2018-06-05 21:00 | 0.81072
CCG | GB | 2018-06-05 22:00 | 0.80857
CCG | GB | 2018-06-05 23:00 | 0.79812
CCG | GB | 2018-06-06 | 0.81048
CCG | GB | 2018-06-06 01:00 | 0.81048
CCG | GB | 2018-06-06 02:00 | 0.81048
CCG | GB | 2018-06-06 03:00 | 0.81048
CCG | GB | 2018-06-06 04:00 | 0.81048
CCG | GB | 2018-06-06 05:00 | 0.79723
CCG | GB | 2018-06-06 06:00 | 0.79723
CCG | GB | 2018-06-06 07:00 | 0.79723
CCG | GB | 2018-06-06 08:00 | 0.79723
CCG | GB | 2018-06-06 09:00 | 0.79288
CCG | GB | 2018-06-06 10:00 | 0.79122
CCG | GB | 2018-06-06 11:00 | 0.791
CCG | GB | 2018-06-06 12:00 | 0.79081
CCG | GB | 2018-06-06 13:00 | 0.79114
CCG | GB | 2018-06-06 14:00 | 0.79261
CCG | GB | 2018-06-06 15:00 | 0.80849
CCG | GB | 2018-06-06 16:00 | 0.80849
CCG | GB | 2018-06-06 17:00 | 0.80849
CCG | GB | 2018-06-06 18:00 | 0.80849
CCG | GB | 2018-06-06 19:00 | 0.80551
CCG | GB | 2018-06-06 20:00 | 0.80551
CCG | GB | 2018-06-06 21:00 | 0.81883
CCG | GB | 2018-06-06 22:00 | 0.81609
CCG | GB | 2018-06-06 23:00 | 0.82093
CCG | GB | 2018-06-07 | 0.78042
CCG | GB | 2018-06-07 01:00 | 0.75355
CCG | GB | 2018-06-07 02:00 | 0.75355
CCG | GB | 2018-06-07 03:00 | 0.75603
CCG | GB | 2018-06-07 04:00 | 0.78267
CCG | GB | 2018-06-07 05:00 | 0.80723
CCG | GB | 2018-06-07 06:00 | 0.80723
CCG | GB | 2018-06-07 07:00 | 0.79541
CCG | GB | 2018-06-07 08:00 | 0.79541
CCG | GB | 2018-06-07 09:00 | 0.79541
CCG | GB | 2018-06-07 10:00 | 0.79675
CCG | GB | 2018-06-07 11:00 | 0.79863
CCG | GB | 2018-06-07 12:00 | 0.79863
CCG | GB | 2018-06-07 13:00 | 0.78547
CCG | GB | 2018-06-07 14:00 | 0.78386
CCG | GB | 2018-06-07 15:00 | 0.80451
CCG | GB | 2018-06-07 16:00 | 0.80451
CCG | GB | 2018-06-07 17:00 | 0.78001
CCG | GB | 2018-06-07 18:00 | 0.76615
CCG | GB | 2018-06-07 19:00 | 0.76618
CCG | GB | 2018-06-07 20:00 | 0.76621
CCG | GB | 2018-06-07 21:00 | 0.78318
CCG | GB | 2018-06-07 22:00 | 0.78098
CCG | GB | 2018-06-07 23:00 | 0.77362
CCG | GB | 2018-06-08 | 0.77362
CCG | GB | 2018-06-08 01:00 | 0.72075
CCG | GB | 2018-06-08 02:00 | 0.72588
CCG | GB | 2018-06-08 03:00 | 0.72827
CCG | GB | 2018-06-08 04:00 | 0.72827
CCG | GB | 2018-06-08 05:00 | 0.75605
CCG | GB | 2018-06-08 06:00 | 0.78104
CCG | GB | 2018-06-08 07:00 | 0.76545
CCG | GB | 2018-06-08 08:00 | 0.76545
CCG | GB | 2018-06-08 09:00 | 0.76545
CCG | GB | 2018-06-08 10:00 | 0.76545
CCG | GB | 2018-06-08 11:00 | 0.77918
CCG | GB | 2018-06-08 12:00 | 0.77913
CCG | GB | 2018-06-08 13:00 | 0.77907
CCG | GB | 2018-06-08 14:00 | 0.77899
CCG | GB | 2018-06-08 15:00 | 0.77875
CCG | GB | 2018-06-08 16:00 | 0.7787
CCG | GB | 2018-06-08 17:00 | 0.77588
CCG | GB | 2018-06-08 18:00 | 0.77588
CCG | GB | 2018-06-08 19:00 | 0.77803
CCG | GB | 2018-06-08 20:00 | 0.77803
CCG | GB | 2018-06-08 21:00 | 0.774
CCG | GB | 2018-06-08 22:00 | 0.774
CCG | GB | 2018-06-08 23:00 | 0.76827
CCG | GB | 2018-06-09 | 0.7484
CCG | GB | 2018-06-09 01:00 | 0.72091
CCG | GB | 2018-06-09 02:00 | 0.72091
CCG | GB | 2018-06-09 03:00 | 0.72091
CCG | GB | 2018-06-09 04:00 | 0.72091
CCG | GB | 2018-06-09 05:00 | 0.72091
CCG | GB | 2018-06-09 06:00 | 0.72091
CCG | GB | 2018-06-09 07:00 | 0.72091
CCG | GB | 2018-06-09 08:00 | 0.72091
CCG | GB | 2018-06-09 09:00 | 0.71541
CCG | GB | 2018-06-09 10:00 | 0.71114
CCG | GB | 2018-06-09 11:00 | 0.7059
CCG | GB | 2018-06-09 12:00 | 0.7059
CCG | GB | 2018-06-09 13:00 | 0.70579
CCG | GB | 2018-06-09 14:00 | 0.70579
CCG | GB | 2018-06-09 15:00 | 0.70832
CCG | GB | 2018-06-09 16:00 | 0.70832
CCG | GB | 2018-06-09 17:00 | 0.7052
CCG | GB | 2018-06-09 18:00 | 0.70509
CCG | GB | 2018-06-09 19:00 | 0.7192
CCG | GB | 2018-06-09 20:00 | 0.71936
CCG | GB | 2018-06-09 21:00 | 0.71396
CCG | GB | 2018-06-09 22:00 | 0.71401
CCG | GB | 2018-06-09 23:00 | 0.71431
CCG | GB | 2018-06-10 | 0.71431
CCG | GB | 2018-06-10 01:00 | 0.71431
CCG | GB | 2018-06-10 02:00 | 0.71431
CCG | GB | 2018-06-10 03:00 | 0.71954
CCG | GB | 2018-06-10 04:00 | 0.71954
CCG | GB | 2018-06-10 05:00 | 0.71954
CCG | GB | 2018-06-10 06:00 | 0.71954
CCG | GB | 2018-06-10 07:00 | 0.71954
CCG | GB | 2018-06-10 08:00 | 0.71954
CCG | GB | 2018-06-10 09:00 | 0.70799
CCG | GB | 2018-06-10 10:00 | 0.70799
CCG | GB | 2018-06-10 11:00 | 0.71954
CCG | GB | 2018-06-10 12:00 | 0.71954
CCG | GB | 2018-06-10 13:00 | 0.71954
CCG | GB | 2018-06-10 14:00 | 0.71954
CCG | GB | 2018-06-10 15:00 | 0.71954
CCG | GB | 2018-06-10 16:00 | 0.73029
CCG | GB | 2018-06-10 17:00 | 0.73029
CCG | GB | 2018-06-10 18:00 | 0.73029
CCG | GB | 2018-06-10 19:00 | 0.74093
CCG | GB | 2018-06-10 20:00 | 0.73703
CCG | GB | 2018-06-10 21:00 | 0.73032
CCG | GB | 2018-06-10 22:00 | 0.73032
CCG | GB | 2018-06-10 23:00 | 0.73064
CCG | GB | 2018-06-11 | 0.73064
CCG | GB | 2018-06-11 01:00 | 0.74176
CCG | GB | 2018-06-11 02:00 | 0.74176
CCG | GB | 2018-06-11 03:00 | 0.74184
CCG | GB | 2018-06-11 04:00 | 0.74184
CCG | GB | 2018-06-11 05:00 | 0.74184
CCG | GB | 2018-06-11 06:00 | 0.74184
CCG | GB | 2018-06-11 07:00 | 0.74275
CCG | GB | 2018-06-11 08:00 | 0.74275
CCG | GB | 2018-06-11 09:00 | 0.74275
CCG | GB | 2018-06-11 10:00 | 0.74275
CCG | GB | 2018-06-11 11:00 | 0.74275
CCG | GB | 2018-06-11 12:00 | 0.74259
CCG | GB | 2018-06-11 13:00 | 0.73827
CCG | GB | 2018-06-11 14:00 | 0.73827
CCG | GB | 2018-06-11 15:00 | 0.73967
CCG | GB | 2018-06-11 16:00 | 0.75181
CCG | GB | 2018-06-11 17:00 | 0.7535
CCG | GB | 2018-06-11 18:00 | 0.7535
CCG | GB | 2018-06-11 19:00 | 0.75068
CCG | GB | 2018-06-11 20:00 | 0.73287
CCG | GB | 2018-06-11 21:00 | 0.73429
CCG | GB | 2018-06-11 22:00 | 0.73429
CCG | GB | 2018-06-11 23:00 | 0.73429
CCG | GB | 2018-06-12 | 0.73429
CCG | GB | 2018-06-12 01:00 | 0.71944
CCG | GB | 2018-06-12 02:00 | 0.70716
CCG | GB | 2018-06-12 03:00 | 0.70716
CCG | GB | 2018-06-12 04:00 | 0.70716
CCG | GB | 2018-06-12 05:00 | 0.70716
CCG | GB | 2018-06-12 06:00 | 0.70716
CCG | GB | 2018-06-12 07:00 | 0.74082
CCG | GB | 2018-06-12 08:00 | 0.74087
CCG | GB | 2018-06-12 09:00 | 0.74087
CCG | GB | 2018-06-12 10:00 | 0.74087
CCG | GB | 2018-06-12 11:00 | 0.7531
CCG | GB | 2018-06-12 12:00 | 0.7531
CCG | GB | 2018-06-12 13:00 | 0.7531
CCG | GB | 2018-06-12 14:00 | 0.7531
CCG | GB | 2018-06-12 15:00 | 0.7531
CCG | GB | 2018-06-12 16:00 | 0.7531
CCG | GB | 2018-06-12 17:00 | 0.7531
CCG | GB | 2018-06-12 18:00 | 0.7531
CCG | GB | 2018-06-12 19:00 | 0.7531
CCG | GB | 2018-06-12 20:00 | 0.7531
CCG | GB | 2018-06-12 21:00 | 0.7531
CCG | GB | 2018-06-12 22:00 | 0.7531
CCG | GB | 2018-06-12 23:00 | 0.7531
CCG | GB | 2018-06-13 | 0.7531
CCG | GB | 2018-06-13 01:00 | 0.73835
CCG | GB | 2018-06-13 02:00 | 0.72607
CCG | GB | 2018-06-13 03:00 | 0.72607
CCG | GB | 2018-06-13 04:00 | 0.72607
CCG | GB | 2018-06-13 05:00 | 0.72607
CCG | GB | 2018-06-13 06:00 | 0.70958
CCG | GB | 2018-06-13 07:00 | 0.72433
CCG | GB | 2018-06-13 08:00 | 0.73453
CCG | GB | 2018-06-13 09:00 | 0.74198
CCG | GB | 2018-06-13 10:00 | 0.74198
CCG | GB | 2018-06-13 11:00 | 0.74063
CCG | GB | 2018-06-13 12:00 | 0.74198
CCG | GB | 2018-06-13 13:00 | 0.73582
CCG | GB | 2018-06-13 14:00 | 0.73582
CCG | GB | 2018-06-13 15:00 | 0.72951
CCG | GB | 2018-06-13 16:00 | 0.7294
CCG | GB | 2018-06-13 17:00 | 0.74114
CCG | GB | 2018-06-13 18:00 | 0.733
CCG | GB | 2018-06-13 19:00 | 0.75385
CCG | GB | 2018-06-13 20:00 | 0.75385
CCG | GB | 2018-06-13 21:00 | 0.74009
CCG | GB | 2018-06-13 22:00 | 0.74047
CCG | GB | 2018-06-13 23:00 | 0.74155
CCG | GB | 2018-06-14 | 0.70485
CCG | GB | 2018-06-14 01:00 | 0.66104
CCG | GB | 2018-06-14 02:00 | 0.66106
CCG | GB | 2018-06-14 03:00 | 0.66104
CCG | GB | 2018-06-14 04:00 | 0.67114
CCG | GB | 2018-06-14 05:00 | 0.7096
CCG | GB | 2018-06-14 06:00 | 0.72983
CCG | GB | 2018-06-14 07:00 | 0.74077
CCG | GB | 2018-06-14 08:00 | 0.74061
CCG | GB | 2018-06-14 09:00 | 0.73671
CCG | GB | 2018-06-14 10:00 | 0.73668
CCG | GB | 2018-06-14 11:00 | 0.7391
CCG | GB | 2018-06-14 12:00 | 0.74915
CCG | GB | 2018-06-14 13:00 | 0.74912
CCG | GB | 2018-06-14 14:00 | 0.74909
CCG | GB | 2018-06-14 15:00 | 0.73988
CCG | GB | 2018-06-14 16:00 | 0.73899
CCG | GB | 2018-06-14 17:00 | 0.75186
CCG | GB | 2018-06-14 18:00 | 0.75186
CCG | GB | 2018-06-14 19:00 | 0.76572
CCG | GB | 2018-06-14 20:00 | 0.78356
CCG | GB | 2018-06-14 21:00 | 0.78367
CCG | GB | 2018-06-14 22:00 | 0.78493
CCG | GB | 2018-06-14 23:00 | 0.77257
CCG | GB | 2018-06-15 | 0.73292
CCG | GB | 2018-06-15 01:00 | 0.71807
CCG | GB | 2018-06-15 02:00 | 0.74971
CCG | GB | 2018-06-15 03:00 | 0.76199
CCG | GB | 2018-06-15 04:00 | 0.76199
CCG | GB | 2018-06-15 05:00 | 0.76199
CCG | GB | 2018-06-15 06:00 | 0.75124
CCG | GB | 2018-06-15 07:00 | 0.76223
CCG | GB | 2018-06-15 08:00 | 0.75691
CCG | GB | 2018-06-15 09:00 | 0.76089
CCG | GB | 2018-06-15 10:00 | 0.7636
CCG | GB | 2018-06-15 11:00 | 0.76091
CCG | GB | 2018-06-15 12:00 | 0.7636
CCG | GB | 2018-06-15 13:00 | 0.76089
CCG | GB | 2018-06-15 14:00 | 0.7636
CCG | GB | 2018-06-15 15:00 | 0.76075
CCG | GB | 2018-06-15 16:00 | 0.76075
CCG | GB | 2018-06-15 17:00 | 0.76075
CCG | GB | 2018-06-15 18:00 | 0.76075
CCG | GB | 2018-06-15 19:00 | 0.77486
CCG | GB | 2018-06-15 20:00 | 0.77486
CCG | GB | 2018-06-15 21:00 | 0.7856
CCG | GB | 2018-06-15 22:00 | 0.78372
CCG | GB | 2018-06-15 23:00 | 0.77983
CCG | GB | 2018-06-16 | 0.76715
CCG | GB | 2018-06-16 01:00 | 0.76688
CCG | GB | 2018-06-16 02:00 | 0.76688
CCG | GB | 2018-06-16 03:00 | 0.76688
CCG | GB | 2018-06-16 04:00 | 0.76688
CCG | GB | 2018-06-16 05:00 | 0.76688
CCG | GB | 2018-06-16 06:00 | 0.76688
CCG | GB | 2018-06-16 07:00 | 0.75613
CCG | GB | 2018-06-16 08:00 | 0.75613
CCG | GB | 2018-06-16 09:00 | 0.75613
CCG | GB | 2018-06-16 10:00 | 0.75613
CCG | GB | 2018-06-16 11:00 | 0.76688
CCG | GB | 2018-06-16 12:00 | 0.76688
CCG | GB | 2018-06-16 13:00 | 0.76688
CCG | GB | 2018-06-16 14:00 | 0.76688
CCG | GB | 2018-06-16 15:00 | 0.76688
CCG | GB | 2018-06-16 16:00 | 0.76688
CCG | GB | 2018-06-16 17:00 | 0.75465
CCG | GB | 2018-06-16 18:00 | 0.75465
CCG | GB | 2018-06-16 19:00 | 0.75465
CCG | GB | 2018-06-16 20:00 | 0.75465
CCG | GB | 2018-06-16 21:00 | 0.75465
CCG | GB | 2018-06-16 22:00 | 0.75465
CCG | GB | 2018-06-16 23:00 | 0.75465
CCG | GB | 2018-06-17 | 0.74498
CCG | GB | 2018-06-17 01:00 | 0.75721
CCG | GB | 2018-06-17 02:00 | 0.75721
CCG | GB | 2018-06-17 03:00 | 0.75721
CCG | GB | 2018-06-17 04:00 | 0.75721
CCG | GB | 2018-06-17 05:00 | 0.73668
CCG | GB | 2018-06-17 06:00 | 0.73668
CCG | GB | 2018-06-17 07:00 | 0.72446
CCG | GB | 2018-06-17 08:00 | 0.73064
CCG | GB | 2018-06-17 09:00 | 0.74009
CCG | GB | 2018-06-17 10:00 | 0.74523
CCG | GB | 2018-06-17 11:00 | 0.73386
CCG | GB | 2018-06-17 12:00 | 0.73386
CCG | GB | 2018-06-17 13:00 | 0.75025
CCG | GB | 2018-06-17 14:00 | 0.7387
CCG | GB | 2018-06-17 15:00 | 0.7387
CCG | GB | 2018-06-17 16:00 | 0.75922
CCG | GB | 2018-06-17 17:00 | 0.75922
CCG | GB | 2018-06-17 18:00 | 0.75922
CCG | GB | 2018-06-17 19:00 | 0.75922
CCG | GB | 2018-06-17 20:00 | 0.75922
CCG | GB | 2018-06-17 21:00 | 0.75922
CCG | GB | 2018-06-17 22:00 | 0.75922
CCG | GB | 2018-06-17 23:00 | 0.75922
CCG | GB | 2018-06-18 | 0.75922
CCG | GB | 2018-06-18 01:00 | 0.74826
CCG | GB | 2018-06-18 02:00 | 0.74826
CCG | GB | 2018-06-18 03:00 | 0.74826
CCG | GB | 2018-06-18 04:00 | 0.73714
CCG | GB | 2018-06-18 05:00 | 0.73714
CCG | GB | 2018-06-18 06:00 | 0.73714
CCG | GB | 2018-06-18 07:00 | 0.73714
CCG | GB | 2018-06-18 08:00 | 0.73714
CCG | GB | 2018-06-18 09:00 | 0.73714
CCG | GB | 2018-06-18 10:00 | 0.73714
CCG | GB | 2018-06-18 11:00 | 0.73585
CCG | GB | 2018-06-18 12:00 | 0.74826
CCG | GB | 2018-06-18 13:00 | 0.72024
CCG | GB | 2018-06-18 14:00 | 0.72024
CCG | GB | 2018-06-18 15:00 | 0.72153
CCG | GB | 2018-06-18 16:00 | 0.72153
CCG | GB | 2018-06-18 17:00 | 0.71858
CCG | GB | 2018-06-18 18:00 | 0.71726
CCG | GB | 2018-06-18 19:00 | 0.71721
CCG | GB | 2018-06-18 20:00 | 0.71742
CCG | GB | 2018-06-18 21:00 | 0.72153
CCG | GB | 2018-06-18 22:00 | 0.72153
CCG | GB | 2018-06-18 23:00 | 0.72153
CCG | GB | 2018-06-19 | 0.69655
CCG | GB | 2018-06-19 01:00 | 0.69655
CCG | GB | 2018-06-19 02:00 | 0.69655
CCG | GB | 2018-06-19 03:00 | 0.68513
CCG | GB | 2018-06-19 04:00 | 0.68513
CCG | GB | 2018-06-19 05:00 | 0.71012
CCG | GB | 2018-06-19 06:00 | 0.71012
CCG | GB | 2018-06-19 07:00 | 0.70926
CCG | GB | 2018-06-19 08:00 | 0.71232
CCG | GB | 2018-06-19 09:00 | 0.69913
CCG | GB | 2018-06-19 10:00 | 0.69784
CCG | GB | 2018-06-19 11:00 | 0.72057
CCG | GB | 2018-06-19 12:00 | 0.72051
CCG | GB | 2018-06-19 13:00 | 0.7207
CCG | GB | 2018-06-19 14:00 | 0.73633
CCG | GB | 2018-06-19 15:00 | 0.73633
CCG | GB | 2018-06-19 16:00 | 0.73717
CCG | GB | 2018-06-19 17:00 | 0.73222
CCG | GB | 2018-06-19 18:00 | 0.7308
CCG | GB | 2018-06-19 19:00 | 0.72973
CCG | GB | 2018-06-19 20:00 | 0.73327
CCG | GB | 2018-06-19 21:00 | 0.73741
CCG | GB | 2018-06-19 22:00 | 0.73741
CCG | GB | 2018-06-19 23:00 | 0.74297
CCG | GB | 2018-06-20 | 0.73644
CCG | GB | 2018-06-20 01:00 | 0.73644
CCG | GB | 2018-06-20 02:00 | 0.73644
CCG | GB | 2018-06-20 03:00 | 0.73644
CCG | GB | 2018-06-20 04:00 | 0.73644
CCG | GB | 2018-06-20 05:00 | 0.73644
CCG | GB | 2018-06-20 06:00 | 0.73644
CCG | GB | 2018-06-20 07:00 | 0.72288
CCG | GB | 2018-06-20 08:00 | 0.71997
CCG | GB | 2018-06-20 09:00 | 0.71997
CCG | GB | 2018-06-20 10:00 | 0.71997
CCG | GB | 2018-06-20 11:00 | 0.71997
CCG | GB | 2018-06-20 12:00 | 0.71997
CCG | GB | 2018-06-20 13:00 | 0.71817
CCG | GB | 2018-06-20 14:00 | 0.72132
CCG | GB | 2018-06-20 15:00 | 0.73486
CCG | GB | 2018-06-20 16:00 | 0.73787
CCG | GB | 2018-06-20 17:00 | 0.74375
CCG | GB | 2018-06-20 18:00 | 0.74369
CCG | GB | 2018-06-20 19:00 | 0.7517
CCG | GB | 2018-06-20 20:00 | 0.7532
CCG | GB | 2018-06-20 21:00 | 0.75592
CCG | GB | 2018-06-20 22:00 | 0.75592
CCG | GB | 2018-06-20 23:00 | 0.75592
CCG | GB | 2018-06-21 | 0.74364
CCG | GB | 2018-06-21 01:00 | 0.74364
CCG | GB | 2018-06-21 02:00 | 0.74364
CCG | GB | 2018-06-21 03:00 | 0.74364
CCG | GB | 2018-06-21 04:00 | 0.74364
CCG | GB | 2018-06-21 05:00 | 0.74364
CCG | GB | 2018-06-21 06:00 | 0.75592
CCG | GB | 2018-06-21 07:00 | 0.74241
CCG | GB | 2018-06-21 08:00 | 0.7416
CCG | GB | 2018-06-21 09:00 | 0.75592
CCG | GB | 2018-06-21 10:00 | 0.75592
CCG | GB | 2018-06-21 11:00 | 0.75592
CCG | GB | 2018-06-21 12:00 | 0.75592
CCG | GB | 2018-06-21 13:00 | 0.77644
CCG | GB | 2018-06-21 14:00 | 0.77644
CCG | GB | 2018-06-21 15:00 | 0.77644
CCG | GB | 2018-06-21 16:00 | 0.77644
CCG | GB | 2018-06-21 17:00 | 0.77644
CCG | GB | 2018-06-21 18:00 | 0.77263
CCG | GB | 2018-06-21 19:00 | 0.77644
CCG | GB | 2018-06-21 20:00 | 0.77644
CCG | GB | 2018-06-21 21:00 | 0.77644
CCG | GB | 2018-06-21 22:00 | 0.77644
CCG | GB | 2018-06-21 23:00 | 0.77644
CCG | GB | 2018-06-22 | 0.77644
CCG | GB | 2018-06-22 01:00 | 0.75444
CCG | GB | 2018-06-22 02:00 | 0.75444
CCG | GB | 2018-06-22 03:00 | 0.75444
CCG | GB | 2018-06-22 04:00 | 0.75444
CCG | GB | 2018-06-22 05:00 | 0.77644
CCG | GB | 2018-06-22 06:00 | 0.77644
CCG | GB | 2018-06-22 07:00 | 0.77644
CCG | GB | 2018-06-22 08:00 | 0.77644
CCG | GB | 2018-06-22 09:00 | 0.77644
CCG | GB | 2018-06-22 10:00 | 0.77115
CCG | GB | 2018-06-22 11:00 | 0.76948
CCG | GB | 2018-06-22 12:00 | 0.76948
CCG | GB | 2018-06-22 13:00 | 0.76814
CCG | GB | 2018-06-22 14:00 | 0.76814
CCG | GB | 2018-06-22 15:00 | 0.77093
CCG | GB | 2018-06-22 16:00 | 0.76712
CCG | GB | 2018-06-22 17:00 | 0.75836
CCG | GB | 2018-06-22 18:00 | 0.78259
CCG | GB | 2018-06-22 19:00 | 0.80014
CCG | GB | 2018-06-22 20:00 | 0.80014
CCG | GB | 2018-06-22 21:00 | 0.80148
CCG | GB | 2018-06-22 22:00 | 0.80148
CCG | GB | 2018-06-22 23:00 | 0.80014
CCG | GB | 2018-06-23 | 0.77738
CCG | GB | 2018-06-23 01:00 | 0.76279
CCG | GB | 2018-06-23 02:00 | 0.7636
CCG | GB | 2018-06-23 03:00 | 0.76427
CCG | GB | 2018-06-23 04:00 | 0.76427
CCG | GB | 2018-06-23 05:00 | 0.7636
CCG | GB | 2018-06-23 06:00 | 0.7636
CCG | GB | 2018-06-23 07:00 | 0.76508
CCG | GB | 2018-06-23 08:00 | 0.76508
CCG | GB | 2018-06-23 09:00 | 0.76669
CCG | GB | 2018-06-23 10:00 | 0.76669
CCG | GB | 2018-06-23 11:00 | 0.76803
CCG | GB | 2018-06-23 12:00 | 0.76803
CCG | GB | 2018-06-23 13:00 | 0.76395
CCG | GB | 2018-06-23 14:00 | 0.77993
CCG | GB | 2018-06-23 15:00 | 0.78066
CCG | GB | 2018-06-23 16:00 | 0.78066
CCG | GB | 2018-06-23 17:00 | 0.77029
CCG | GB | 2018-06-23 18:00 | 0.77674
CCG | GB | 2018-06-23 19:00 | 0.77741
CCG | GB | 2018-06-23 20:00 | 0.77515
CCG | GB | 2018-06-23 21:00 | 0.77521
CCG | GB | 2018-06-23 22:00 | 0.77521
CCG | GB | 2018-06-23 23:00 | 0.77515
CCG | GB | 2018-06-24 | 0.77515
CCG | GB | 2018-06-24 01:00 | 0.74649
CCG | GB | 2018-06-24 02:00 | 0.74891
CCG | GB | 2018-06-24 03:00 | 0.76167
CCG | GB | 2018-06-24 04:00 | 0.76167
CCG | GB | 2018-06-24 05:00 | 0.76167
CCG | GB | 2018-06-24 06:00 | 0.76167
CCG | GB | 2018-06-24 07:00 | 0.76435
CCG | GB | 2018-06-24 08:00 | 0.78079
CCG | GB | 2018-06-24 09:00 | 0.78079
CCG | GB | 2018-06-24 10:00 | 0.76717
CCG | GB | 2018-06-24 11:00 | 0.76459
CCG | GB | 2018-06-24 12:00 | 0.76459
CCG | GB | 2018-06-24 13:00 | 0.76459
CCG | GB | 2018-06-24 14:00 | 0.76459
CCG | GB | 2018-06-24 15:00 | 0.7658
CCG | GB | 2018-06-24 16:00 | 0.7658
CCG | GB | 2018-06-24 17:00 | 0.75573
CCG | GB | 2018-06-24 18:00 | 0.74754
CCG | GB | 2018-06-24 19:00 | 0.75479
CCG | GB | 2018-06-24 20:00 | 0.75987
CCG | GB | 2018-06-24 21:00 | 0.77942
CCG | GB | 2018-06-24 22:00 | 0.77953
CCG | GB | 2018-06-24 23:00 | 0.78423
CCG | GB | 2018-06-25 | 0.78423
CCG | GB | 2018-06-25 01:00 | 0.78423
CCG | GB | 2018-06-25 02:00 | 0.78423
CCG | GB | 2018-06-25 03:00 | 0.78329
CCG | GB | 2018-06-25 04:00 | 0.78329
CCG | GB | 2018-06-25 05:00 | 0.78329
CCG | GB | 2018-06-25 06:00 | 0.78329
CCG | GB | 2018-06-25 07:00 | 0.78292
CCG | GB | 2018-06-25 08:00 | 0.77781
CCG | GB | 2018-06-25 09:00 | 0.77778
CCG | GB | 2018-06-25 10:00 | 0.77327
CCG | GB | 2018-06-25 11:00 | 0.76223
CCG | GB | 2018-06-25 12:00 | 0.75202
CCG | GB | 2018-06-25 13:00 | 0.75001
CCG | GB | 2018-06-25 14:00 | 0.74958
CCG | GB | 2018-06-25 15:00 | 0.75095
CCG | GB | 2018-06-25 16:00 | 0.75103
CCG | GB | 2018-06-25 17:00 | 0.75965
CCG | GB | 2018-06-25 18:00 | 0.77327
CCG | GB | 2018-06-25 19:00 | 0.77169
CCG | GB | 2018-06-25 20:00 | 0.77182
CCG | GB | 2018-06-25 21:00 | 0.77496
CCG | GB | 2018-06-25 22:00 | 0.77633
CCG | GB | 2018-06-25 23:00 | 0.77808
CCG | GB | 2018-06-26 | 0.7701
CCG | GB | 2018-06-26 01:00 | 0.77228
CCG | GB | 2018-06-26 02:00 | 0.76046
CCG | GB | 2018-06-26 03:00 | 0.76059
CCG | GB | 2018-06-26 04:00 | 0.76341
CCG | GB | 2018-06-26 05:00 | 0.76341
CCG | GB | 2018-06-26 06:00 | 0.76865
CCG | GB | 2018-06-26 07:00 | 0.7481
CCG | GB | 2018-06-26 08:00 | 0.74181
CCG | GB | 2018-06-26 09:00 | 0.73996
CCG | GB | 2018-06-26 10:00 | 0.7398
CCG | GB | 2018-06-26 11:00 | 0.71729
CCG | GB | 2018-06-26 12:00 | 0.71729
CCG | GB | 2018-06-26 13:00 | 0.71065
CCG | GB | 2018-06-26 14:00 | 0.71041
CCG | GB | 2018-06-26 15:00 | 0.71334
CCG | GB | 2018-06-26 16:00 | 0.71656
CCG | GB | 2018-06-26 17:00 | 0.70977
CCG | GB | 2018-06-26 18:00 | 0.71377
CCG | GB | 2018-06-26 19:00 | 0.71748
CCG | GB | 2018-06-26 20:00 | 0.71594
CCG | GB | 2018-06-26 21:00 | 0.7196
CCG | GB | 2018-06-26 22:00 | 0.73341
CCG | GB | 2018-06-26 23:00 | 0.73212
CCG | GB | 2018-06-27 | 0.73212
CCG | GB | 2018-06-27 01:00 | 0.73196
CCG | GB | 2018-06-27 02:00 | 0.73854
CCG | GB | 2018-06-27 03:00 | 0.74165
CCG | GB | 2018-06-27 04:00 | 0.74326
CCG | GB | 2018-06-27 05:00 | 0.75508
CCG | GB | 2018-06-27 06:00 | 0.76024
CCG | GB | 2018-06-27 07:00 | 0.74493
CCG | GB | 2018-06-27 08:00 | 0.74412
CCG | GB | 2018-06-27 09:00 | 0.73085
CCG | GB | 2018-06-27 10:00 | 0.71699
CCG | GB | 2018-06-27 11:00 | 0.71688
CCG | GB | 2018-06-27 12:00 | 0.71664
CCG | GB | 2018-06-27 13:00 | 0.70754
CCG | GB | 2018-06-27 14:00 | 0.70743
CCG | GB | 2018-06-27 15:00 | 0.71229
CCG | GB | 2018-06-27 16:00 | 0.70858
CCG | GB | 2018-06-27 17:00 | 0.70866
CCG | GB | 2018-06-27 18:00 | 0.70896
CCG | GB | 2018-06-27 19:00 | 0.74708
CCG | GB | 2018-06-27 20:00 | 0.74708
CCG | GB | 2018-06-27 21:00 | 0.74708
CCG | GB | 2018-06-27 22:00 | 0.74708
CCG | GB | 2018-06-27 23:00 | 0.75057
CCG | GB | 2018-06-28 | 0.75057
CCG | GB | 2018-06-28 01:00 | 0.77663
CCG | GB | 2018-06-28 02:00 | 0.77663
CCG | GB | 2018-06-28 03:00 | 0.79221
CCG | GB | 2018-06-28 04:00 | 0.79221
CCG | GB | 2018-06-28 05:00 | 0.77338
CCG | GB | 2018-06-28 06:00 | 0.76991
CCG | GB | 2018-06-28 07:00 | 0.76118
CCG | GB | 2018-06-28 08:00 | 0.76118
CCG | GB | 2018-06-28 09:00 | 0.76274
CCG | GB | 2018-06-28 10:00 | 0.76126
CCG | GB | 2018-06-28 11:00 | 0.75318
CCG | GB | 2018-06-28 12:00 | 0.75398
CCG | GB | 2018-06-28 13:00 | 0.76497
CCG | GB | 2018-06-28 14:00 | 0.75748
CCG | GB | 2018-06-28 15:00 | 0.75989
CCG | GB | 2018-06-28 16:00 | 0.75989
CCG | GB | 2018-06-28 17:00 | 0.75885
CCG | GB | 2018-06-28 18:00 | 0.75885
CCG | GB | 2018-06-28 19:00 | 0.76105
CCG | GB | 2018-06-28 20:00 | 0.76105
CCG | GB | 2018-06-28 21:00 | 0.76279
CCG | GB | 2018-06-28 22:00 | 0.77088
CCG | GB | 2018-06-28 23:00 | 0.77193
CCG | GB | 2018-06-29 | 0.76408
CCG | GB | 2018-06-29 01:00 | 0.70332
CCG | GB | 2018-06-29 02:00 | 0.70332
CCG | GB | 2018-06-29 03:00 | 0.7049
CCG | GB | 2018-06-29 04:00 | 0.7049
CCG | GB | 2018-06-29 05:00 | 0.7049
CCG | GB | 2018-06-29 06:00 | 0.74574
CCG | GB | 2018-06-29 07:00 | 0.74853
CCG | GB | 2018-06-29 08:00 | 0.72763
CCG | GB | 2018-06-29 09:00 | 0.74907
CCG | GB | 2018-06-29 10:00 | 0.7369
CCG | GB | 2018-06-29 11:00 | 0.73526
CCG | GB | 2018-06-29 12:00 | 0.74453
CCG | GB | 2018-06-29 13:00 | 0.76188
CCG | GB | 2018-06-29 14:00 | 0.74566
CCG | GB | 2018-06-29 15:00 | 0.74582
CCG | GB | 2018-06-29 16:00 | 0.75535
CCG | GB | 2018-06-29 17:00 | 0.75855
CCG | GB | 2018-06-29 18:00 | 0.75968
CCG | GB | 2018-06-29 19:00 | 0.7705
CCG | GB | 2018-06-29 20:00 | 0.7705
CCG | GB | 2018-06-29 21:00 | 0.7705
CCG | GB | 2018-06-29 22:00 | 0.7705
CCG | GB | 2018-06-29 23:00 | 0.75828
CCG | GB | 2018-06-30 | 0.75828
CCG | GB | 2018-06-30 01:00 | 0.72266
CCG | GB | 2018-06-30 02:00 | 0.72266
CCG | GB | 2018-06-30 03:00 | 0.71997
CCG | GB | 2018-06-30 04:00 | 0.71944
CCG | GB | 2018-06-30 05:00 | 0.71796
CCG | GB | 2018-06-30 06:00 | 0.74415
CCG | GB | 2018-06-30 07:00 | 0.74415
CCG | GB | 2018-06-30 08:00 | 0.74036
CCG | GB | 2018-06-30 09:00 | 0.73204
CCG | GB | 2018-06-30 10:00 | 0.74415
CCG | GB | 2018-06-30 11:00 | 0.74273
CCG | GB | 2018-06-30 12:00 | 0.74273
CCG | GB | 2018-06-30 13:00 | 0.73958
CCG | GB | 2018-06-30 14:00 | 0.73958
CCG | GB | 2018-06-30 15:00 | 0.73958
CCG | GB | 2018-06-30 16:00 | 0.73958
CCG | GB | 2018-06-30 17:00 | 0.74257
CCG | GB | 2018-06-30 18:00 | 0.74112
CCG | GB | 2018-06-30 19:00 | 0.7398
CCG | GB | 2018-06-30 20:00 | 0.73972
CCG | GB | 2018-06-30 21:00 | 0.74015
CCG | GB | 2018-06-30 22:00 | 0.74138
CCG | GB | 2018-06-30 23:00 | 0.7441
CCG | GB | 2018-07-01 | 0.73295
CCG | GB | 2018-07-01 01:00 | 0.72228
CCG | GB | 2018-07-01 02:00 | 0.70834
CCG | GB | 2018-07-01 03:00 | 0.72057
CCG | GB | 2018-07-01 04:00 | 0.71815
CCG | GB | 2018-07-01 05:00 | 0.71815
CCG | GB | 2018-07-01 06:00 | 0.72019
CCG | GB | 2018-07-01 07:00 | 0.72019
CCG | GB | 2018-07-01 08:00 | 0.72019
CCG | GB | 2018-07-01 09:00 | 0.72019
CCG | GB | 2018-07-01 10:00 | 0.71922
CCG | GB | 2018-07-01 11:00 | 0.71922
CCG | GB | 2018-07-01 12:00 | 0.71922
CCG | GB | 2018-07-01 13:00 | 0.70515
CCG | GB | 2018-07-01 14:00 | 0.70509
CCG | GB | 2018-07-01 15:00 | 0.71584
CCG | GB | 2018-07-01 16:00 | 0.71312
CCG | GB | 2018-07-01 17:00 | 0.71259
CCG | GB | 2018-07-01 18:00 | 0.71992
CCG | GB | 2018-07-01 19:00 | 0.71243
CCG | GB | 2018-07-01 20:00 | 0.7167
CCG | GB | 2018-07-01 21:00 | 0.72798
CCG | GB | 2018-07-01 22:00 | 0.73596
CCG | GB | 2018-07-01 23:00 | 0.74845
CCG | GB | 2018-07-02 | 0.77316
CCG | GB | 2018-07-02 01:00 | 0.77808
CCG | GB | 2018-07-02 02:00 | 0.77674
CCG | GB | 2018-07-02 03:00 | 0.77445
CCG | GB | 2018-07-02 04:00 | 0.76478
CCG | GB | 2018-07-02 05:00 | 0.76129
CCG | GB | 2018-07-02 06:00 | 0.76129
CCG | GB | 2018-07-02 07:00 | 0.75001
CCG | GB | 2018-07-02 08:00 | 0.74399
CCG | GB | 2018-07-02 09:00 | 0.75551
CCG | GB | 2018-07-02 10:00 | 0.75551
CCG | GB | 2018-07-02 11:00 | 0.74584
CCG | GB | 2018-07-02 12:00 | 0.73615
CCG | GB | 2018-07-02 13:00 | 0.7304
CCG | GB | 2018-07-02 14:00 | 0.70587
CCG | GB | 2018-07-02 15:00 | 0.67992
CCG | GB | 2018-07-02 16:00 | 0.68376
CCG | GB | 2018-07-02 17:00 | 0.69832
CCG | GB | 2018-07-02 18:00 | 0.69832
CCG | GB | 2018-07-02 19:00 | 0.71796
CCG | GB | 2018-07-02 20:00 | 0.72094
CCG | GB | 2018-07-02 21:00 | 0.6933
CCG | GB | 2018-07-02 22:00 | 0.69351
CCG | GB | 2018-07-02 23:00 | 0.69362
CCG | GB | 2018-07-03 | 0.71705
CCG | GB | 2018-07-03 01:00 | 0.67017
CCG | GB | 2018-07-03 02:00 | 0.67487
CCG | GB | 2018-07-03 03:00 | 0.67745
CCG | GB | 2018-07-03 04:00 | 0.71936
CCG | GB | 2018-07-03 05:00 | 0.74165
CCG | GB | 2018-07-03 06:00 | 0.74165
CCG | GB | 2018-07-03 07:00 | 0.72707
CCG | GB | 2018-07-03 08:00 | 0.71613
CCG | GB | 2018-07-03 09:00 | 0.73032
CCG | GB | 2018-07-03 10:00 | 0.72468
CCG | GB | 2018-07-03 11:00 | 0.72524
CCG | GB | 2018-07-03 12:00 | 0.71756
CCG | GB | 2018-07-03 13:00 | 0.76709
CCG | GB | 2018-07-03 14:00 | 0.76709
CCG | GB | 2018-07-03 15:00 | 0.76403
CCG | GB | 2018-07-03 16:00 | 0.76575
CCG | GB | 2018-07-03 17:00 | 0.76059
CCG | GB | 2018-07-03 18:00 | 0.76065
CCG | GB | 2018-07-03 19:00 | 0.77021
CCG | GB | 2018-07-03 20:00 | 0.77467
CCG | GB | 2018-07-03 21:00 | 0.78004
CCG | GB | 2018-07-03 22:00 | 0.78031
CCG | GB | 2018-07-03 23:00 | 0.78708
CCG | GB | 2018-07-04 | 0.78708
CCG | GB | 2018-07-04 01:00 | 0.78708
CCG | GB | 2018-07-04 02:00 | 0.78708
CCG | GB | 2018-07-04 03:00 | 0.78708
CCG | GB | 2018-07-04 04:00 | 0.78708
CCG | GB | 2018-07-04 05:00 | 0.78708
CCG | GB | 2018-07-04 06:00 | 0.76973
CCG | GB | 2018-07-04 07:00 | 0.76973
CCG | GB | 2018-07-04 08:00 | 0.77453
CCG | GB | 2018-07-04 09:00 | 0.77988
CCG | GB | 2018-07-04 10:00 | 0.77988
CCG | GB | 2018-07-04 11:00 | 0.77405
CCG | GB | 2018-07-04 12:00 | 0.77209
CCG | GB | 2018-07-04 13:00 | 0.76836
CCG | GB | 2018-07-04 14:00 | 0.76846
CCG | GB | 2018-07-04 15:00 | 0.76868
CCG | GB | 2018-07-04 16:00 | 0.76779
CCG | GB | 2018-07-04 17:00 | 0.78206
CCG | GB | 2018-07-04 18:00 | 0.78506
CCG | GB | 2018-07-04 19:00 | 0.78286
CCG | GB | 2018-07-04 20:00 | 0.78345
CCG | GB | 2018-07-04 21:00 | 0.76481
CCG | GB | 2018-07-04 22:00 | 0.76481
CCG | GB | 2018-07-04 23:00 | 0.76481
CCG | GB | 2018-07-05 | 0.7236
CCG | GB | 2018-07-05 01:00 | 0.72511
CCG | GB | 2018-07-05 02:00 | 0.72803
CCG | GB | 2018-07-05 03:00 | 0.72803
CCG | GB | 2018-07-05 04:00 | 0.72803
CCG | GB | 2018-07-05 05:00 | 0.76199
CCG | GB | 2018-07-05 06:00 | 0.76199
CCG | GB | 2018-07-05 07:00 | 0.76199
CCG | GB | 2018-07-05 08:00 | 0.76304
CCG | GB | 2018-07-05 09:00 | 0.74566
CCG | GB | 2018-07-05 10:00 | 0.74711
CCG | GB | 2018-07-05 11:00 | 0.76175
CCG | GB | 2018-07-05 12:00 | 0.73983
CCG | GB | 2018-07-05 13:00 | 0.74592
CCG | GB | 2018-07-05 14:00 | 0.74574
CCG | GB | 2018-07-05 15:00 | 0.74402
CCG | GB | 2018-07-05 16:00 | 0.74106
CCG | GB | 2018-07-05 17:00 | 0.7438
CCG | GB | 2018-07-05 18:00 | 0.74265
CCG | GB | 2018-07-05 19:00 | 0.73741
CCG | GB | 2018-07-05 20:00 | 0.73846
CCG | GB | 2018-07-05 21:00 | 0.76046
CCG | GB | 2018-07-05 22:00 | 0.76339
CCG | GB | 2018-07-05 23:00 | 0.76489
CCG | GB | 2018-07-06 | 0.74641
CCG | GB | 2018-07-06 01:00 | 0.75971
CCG | GB | 2018-07-06 02:00 | 0.75971
CCG | GB | 2018-07-06 03:00 | 0.77513
CCG | GB | 2018-07-06 04:00 | 0.77513
CCG | GB | 2018-07-06 05:00 | 0.77513
CCG | GB | 2018-07-06 06:00 | 0.77513
CCG | GB | 2018-07-06 07:00 | 0.75087
CCG | GB | 2018-07-06 08:00 | 0.75087
CCG | GB | 2018-07-06 09:00 | 0.74386
CCG | GB | 2018-07-06 10:00 | 0.7438
CCG | GB | 2018-07-06 11:00 | 0.74353
CCG | GB | 2018-07-06 12:00 | 0.74353
CCG | GB | 2018-07-06 13:00 | 0.71906
CCG | GB | 2018-07-06 14:00 | 0.72038
CCG | GB | 2018-07-06 15:00 | 0.71995
CCG | GB | 2018-07-06 16:00 | 0.71783
CCG | GB | 2018-07-06 17:00 | 0.71479
CCG | GB | 2018-07-06 18:00 | 0.75605
CCG | GB | 2018-07-06 19:00 | 0.74141
CCG | GB | 2018-07-06 20:00 | 0.74181
CCG | GB | 2018-07-06 21:00 | 0.76537
CCG | GB | 2018-07-06 22:00 | 0.76704
CCG | GB | 2018-07-06 23:00 | 0.75686
CCG | GB | 2018-07-07 | 0.73214
CCG | GB | 2018-07-07 01:00 | 0.74222
CCG | GB | 2018-07-07 02:00 | 0.74222
CCG | GB | 2018-07-07 03:00 | 0.74353
CCG | GB | 2018-07-07 04:00 | 0.74566
CCG | GB | 2018-07-07 05:00 | 0.74566
CCG | GB | 2018-07-07 06:00 | 0.74566
CCG | GB | 2018-07-07 07:00 | 0.74566
CCG | GB | 2018-07-07 08:00 | 0.73155
CCG | GB | 2018-07-07 09:00 | 0.72677
CCG | GB | 2018-07-07 10:00 | 0.72879
CCG | GB | 2018-07-07 11:00 | 0.72852
CCG | GB | 2018-07-07 12:00 | 0.72825
CCG | GB | 2018-07-07 13:00 | 0.72752
CCG | GB | 2018-07-07 14:00 | 0.72255
CCG | GB | 2018-07-07 15:00 | 0.73784
CCG | GB | 2018-07-07 16:00 | 0.73733
CCG | GB | 2018-07-07 17:00 | 0.74267
CCG | GB | 2018-07-07 18:00 | 0.72997
CCG | GB | 2018-07-07 19:00 | 0.73781
CCG | GB | 2018-07-07 20:00 | 0.74246
CCG | GB | 2018-07-07 21:00 | 0.72387
CCG | GB | 2018-07-07 22:00 | 0.73894
CCG | GB | 2018-07-07 23:00 | 0.74329
CCG | GB | 2018-07-08 | 0.7477
CCG | GB | 2018-07-08 01:00 | 0.74198
CCG | GB | 2018-07-08 02:00 | 0.74198
CCG | GB | 2018-07-08 03:00 | 0.74493
CCG | GB | 2018-07-08 04:00 | 0.74493
CCG | GB | 2018-07-08 05:00 | 0.73504
CCG | GB | 2018-07-08 06:00 | 0.74923
CCG | GB | 2018-07-08 07:00 | 0.74923
CCG | GB | 2018-07-08 08:00 | 0.74923
CCG | GB | 2018-07-08 09:00 | 0.7477
CCG | GB | 2018-07-08 10:00 | 0.74681
CCG | GB | 2018-07-08 11:00 | 0.7499
CCG | GB | 2018-07-08 12:00 | 0.7499
CCG | GB | 2018-07-08 13:00 | 0.75288
CCG | GB | 2018-07-08 14:00 | 0.74474
CCG | GB | 2018-07-08 15:00 | 0.74875
CCG | GB | 2018-07-08 16:00 | 0.75036
CCG | GB | 2018-07-08 17:00 | 0.75995
CCG | GB | 2018-07-08 18:00 | 0.76094
CCG | GB | 2018-07-08 19:00 | 0.75353
CCG | GB | 2018-07-08 20:00 | 0.7538
CCG | GB | 2018-07-08 21:00 | 0.75294
CCG | GB | 2018-07-08 22:00 | 0.75962
CCG | GB | 2018-07-08 23:00 | 0.75995
CCG | GB | 2018-07-09 | 0.77867
CCG | GB | 2018-07-09 01:00 | 0.79116
CCG | GB | 2018-07-09 02:00 | 0.79116
CCG | GB | 2018-07-09 03:00 | 0.79073
CCG | GB | 2018-07-09 04:00 | 0.79406
CCG | GB | 2018-07-09 05:00 | 0.79406
CCG | GB | 2018-07-09 06:00 | 0.79406
CCG | GB | 2018-07-09 07:00 | 0.78974
CCG | GB | 2018-07-09 08:00 | 0.79191
CCG | GB | 2018-07-09 09:00 | 0.7902
CCG | GB | 2018-07-09 10:00 | 0.7902
CCG | GB | 2018-07-09 11:00 | 0.79009
CCG | GB | 2018-07-09 12:00 | 0.78993
CCG | GB | 2018-07-09 13:00 | 0.78982
CCG | GB | 2018-07-09 14:00 | 0.78982
CCG | GB | 2018-07-09 15:00 | 0.78842
CCG | GB | 2018-07-09 16:00 | 0.79119
CCG | GB | 2018-07-09 17:00 | 0.79119
CCG | GB | 2018-07-09 18:00 | 0.78044
CCG | GB | 2018-07-09 19:00 | 0.77555
CCG | GB | 2018-07-09 20:00 | 0.77555
CCG | GB | 2018-07-09 21:00 | 0.76578
CCG | GB | 2018-07-09 22:00 | 0.74864
CCG | GB | 2018-07-09 23:00 | 0.74864
CCG | GB | 2018-07-10 | 0.73641
CCG | GB | 2018-07-10 01:00 | 0.72024
CCG | GB | 2018-07-10 02:00 | 0.72024
CCG | GB | 2018-07-10 03:00 | 0.73273
CCG | GB | 2018-07-10 04:00 | 0.74832
CCG | GB | 2018-07-10 05:00 | 0.76081
CCG | GB | 2018-07-10 06:00 | 0.77316
CCG | GB | 2018-07-10 07:00 | 0.75167
CCG | GB | 2018-07-10 08:00 | 0.75167
CCG | GB | 2018-07-10 09:00 | 0.75167
CCG | GB | 2018-07-10 10:00 | 0.75167
CCG | GB | 2018-07-10 11:00 | 0.77316
CCG | GB | 2018-07-10 12:00 | 0.77316
CCG | GB | 2018-07-10 13:00 | 0.76134
CCG | GB | 2018-07-10 14:00 | 0.76134
CCG | GB | 2018-07-10 15:00 | 0.75328
CCG | GB | 2018-07-10 16:00 | 0.75328
CCG | GB | 2018-07-10 17:00 | 0.76134
CCG | GB | 2018-07-10 18:00 | 0.76134
CCG | GB | 2018-07-10 19:00 | 0.76134
CCG | GB | 2018-07-10 20:00 | 0.76134
CCG | GB | 2018-07-10 21:00 | 0.76134
CCG | GB | 2018-07-10 22:00 | 0.76134
CCG | GB | 2018-07-10 23:00 | 0.75981
CCG | GB | 2018-07-11 | 0.76817
CCG | GB | 2018-07-11 01:00 | 0.76913
CCG | GB | 2018-07-11 02:00 | 0.76913
CCG | GB | 2018-07-11 03:00 | 0.76913
CCG | GB | 2018-07-11 04:00 | 0.76913
CCG | GB | 2018-07-11 05:00 | 0.76913
CCG | GB | 2018-07-11 06:00 | 0.76913
CCG | GB | 2018-07-11 07:00 | 0.76913
CCG | GB | 2018-07-11 08:00 | 0.76913
CCG | GB | 2018-07-11 09:00 | 0.76344
CCG | GB | 2018-07-11 10:00 | 0.76395
CCG | GB | 2018-07-11 11:00 | 0.76065
CCG | GB | 2018-07-11 12:00 | 0.76043
CCG | GB | 2018-07-11 13:00 | 0.75686
CCG | GB | 2018-07-11 14:00 | 0.75686
CCG | GB | 2018-07-11 15:00 | 0.75533
CCG | GB | 2018-07-11 16:00 | 0.75522
CCG | GB | 2018-07-11 17:00 | 0.75697
CCG | GB | 2018-07-11 18:00 | 0.75707
CCG | GB | 2018-07-11 19:00 | 0.75245
CCG | GB | 2018-07-11 20:00 | 0.75245
CCG | GB | 2018-07-11 21:00 | 0.75245
CCG | GB | 2018-07-11 22:00 | 0.75245
CCG | GB | 2018-07-11 23:00 | 0.75906
CCG | GB | 2018-07-12 | 0.74678
CCG | GB | 2018-07-12 01:00 | 0.74657
CCG | GB | 2018-07-12 02:00 | 0.75866
CCG | GB | 2018-07-12 03:00 | 0.75866
CCG | GB | 2018-07-12 04:00 | 0.75866
CCG | GB | 2018-07-12 05:00 | 0.79519
CCG | GB | 2018-07-12 06:00 | 0.78638
CCG | GB | 2018-07-12 07:00 | 0.79519
CCG | GB | 2018-07-12 08:00 | 0.79323
CCG | GB | 2018-07-12 09:00 | 0.77838
CCG | GB | 2018-07-12 10:00 | 0.7755
CCG | GB | 2018-07-12 11:00 | 0.77545
CCG | GB | 2018-07-12 12:00 | 0.77545
CCG | GB | 2018-07-12 13:00 | 0.78762
CCG | GB | 2018-07-12 14:00 | 0.78735
CCG | GB | 2018-07-12 15:00 | 0.7838
CCG | GB | 2018-07-12 16:00 | 0.78281
CCG | GB | 2018-07-12 17:00 | 0.78214
CCG | GB | 2018-07-12 18:00 | 0.78893
CCG | GB | 2018-07-12 19:00 | 0.78893
CCG | GB | 2018-07-12 20:00 | 0.78893
CCG | GB | 2018-07-12 21:00 | 0.78888
CCG | GB | 2018-07-12 22:00 | 0.78899
CCG | GB | 2018-07-12 23:00 | 0.78141
CCG | GB | 2018-07-13 | 0.78141
CCG | GB | 2018-07-13 01:00 | 0.78434
CCG | GB | 2018-07-13 02:00 | 0.78434
CCG | GB | 2018-07-13 03:00 | 0.78735
CCG | GB | 2018-07-13 04:00 | 0.78735
CCG | GB | 2018-07-13 05:00 | 0.78735
CCG | GB | 2018-07-13 06:00 | 0.78735
CCG | GB | 2018-07-13 07:00 | 0.78735
CCG | GB | 2018-07-13 08:00 | 0.78735
CCG | GB | 2018-07-13 09:00 | 0.78192
CCG | GB | 2018-07-13 10:00 | 0.77515
CCG | GB | 2018-07-13 11:00 | 0.77204
CCG | GB | 2018-07-13 12:00 | 0.77204
CCG | GB | 2018-07-13 13:00 | 0.75275
CCG | GB | 2018-07-13 14:00 | 0.75275
CCG | GB | 2018-07-13 15:00 | 0.75946
CCG | GB | 2018-07-13 16:00 | 0.75938
CCG | GB | 2018-07-13 17:00 | 0.7323
CCG | GB | 2018-07-13 18:00 | 0.73558
CCG | GB | 2018-07-13 19:00 | 0.76607
CCG | GB | 2018-07-13 20:00 | 0.76607
CCG | GB | 2018-07-13 21:00 | 0.77437
CCG | GB | 2018-07-13 22:00 | 0.76884
CCG | GB | 2018-07-13 23:00 | 0.77185
CCG | GB | 2018-07-14 | 0.75936
CCG | GB | 2018-07-14 01:00 | 0.76744
CCG | GB | 2018-07-14 02:00 | 0.77494
CCG | GB | 2018-07-14 03:00 | 0.77601
CCG | GB | 2018-07-14 04:00 | 0.77601
CCG | GB | 2018-07-14 05:00 | 0.77601
CCG | GB | 2018-07-14 06:00 | 0.75175
CCG | GB | 2018-07-14 07:00 | 0.75175
CCG | GB | 2018-07-14 08:00 | 0.75175
CCG | GB | 2018-07-14 09:00 | 0.77324
CCG | GB | 2018-07-14 10:00 | 0.77324
CCG | GB | 2018-07-14 11:00 | 0.77324
CCG | GB | 2018-07-14 12:00 | 0.77324
CCG | GB | 2018-07-14 13:00 | 0.77324
CCG | GB | 2018-07-14 14:00 | 0.77174
CCG | GB | 2018-07-14 15:00 | 0.76879
CCG | GB | 2018-07-14 16:00 | 0.76865
CCG | GB | 2018-07-14 17:00 | 0.7686
CCG | GB | 2018-07-14 18:00 | 0.77007
CCG | GB | 2018-07-14 19:00 | 0.77007
CCG | GB | 2018-07-14 20:00 | 0.7701
CCG | GB | 2018-07-14 21:00 | 0.77013
CCG | GB | 2018-07-14 22:00 | 0.77021
CCG | GB | 2018-07-14 23:00 | 0.77897
CCG | GB | 2018-07-15 | 0.77789
CCG | GB | 2018-07-15 01:00 | 0.76258
CCG | GB | 2018-07-15 02:00 | 0.76261
CCG | GB | 2018-07-15 03:00 | 0.76269
CCG | GB | 2018-07-15 04:00 | 0.76271
CCG | GB | 2018-07-15 05:00 | 0.76236
CCG | GB | 2018-07-15 06:00 | 0.76236
CCG | GB | 2018-07-15 07:00 | 0.76236
CCG | GB | 2018-07-15 08:00 | 0.76236
CCG | GB | 2018-07-15 09:00 | 0.76236
CCG | GB | 2018-07-15 10:00 | 0.76236
CCG | GB | 2018-07-15 11:00 | 0.76236
CCG | GB | 2018-07-15 12:00 | 0.76083
CCG | GB | 2018-07-15 13:00 | 0.76083
CCG | GB | 2018-07-15 14:00 | 0.75788
CCG | GB | 2018-07-15 15:00 | 0.75256
CCG | GB | 2018-07-15 16:00 | 0.76537
CCG | GB | 2018-07-15 17:00 | 0.7737
CCG | GB | 2018-07-15 18:00 | 0.76602
CCG | GB | 2018-07-15 19:00 | 0.76747
CCG | GB | 2018-07-15 20:00 | 0.76715
CCG | GB | 2018-07-15 21:00 | 0.76613
CCG | GB | 2018-07-15 22:00 | 0.77034
CCG | GB | 2018-07-15 23:00 | 0.78278
CCG | GB | 2018-07-16 | 0.79154
CCG | GB | 2018-07-16 01:00 | 0.79847
CCG | GB | 2018-07-16 02:00 | 0.79847
CCG | GB | 2018-07-16 03:00 | 0.8018
CCG | GB | 2018-07-16 04:00 | 0.8018
CCG | GB | 2018-07-16 05:00 | 0.79073
CCG | GB | 2018-07-16 06:00 | 0.79073
CCG | GB | 2018-07-16 07:00 | 0.77421
CCG | GB | 2018-07-16 08:00 | 0.773
CCG | GB | 2018-07-16 09:00 | 0.78574
CCG | GB | 2018-07-16 10:00 | 0.78652
CCG | GB | 2018-07-16 11:00 | 0.79006
CCG | GB | 2018-07-16 12:00 | 0.78719
CCG | GB | 2018-07-16 13:00 | 0.78899
CCG | GB | 2018-07-16 14:00 | 0.79202
CCG | GB | 2018-07-16 15:00 | 0.78018
CCG | GB | 2018-07-16 16:00 | 0.77365
CCG | GB | 2018-07-16 17:00 | 0.76822
CCG | GB | 2018-07-16 18:00 | 0.76486
CCG | GB | 2018-07-16 19:00 | 0.75914
CCG | GB | 2018-07-16 20:00 | 0.75925
CCG | GB | 2018-07-16 21:00 | 0.76024
CCG | GB | 2018-07-16 22:00 | 0.76322
CCG | GB | 2018-07-16 23:00 | 0.76344
CCG | GB | 2018-07-17 | 0.72656
CCG | GB | 2018-07-17 01:00 | 0.70963
CCG | GB | 2018-07-17 02:00 | 0.69714
CCG | GB | 2018-07-17 03:00 | 0.72
CCG | GB | 2018-07-17 04:00 | 0.73365
CCG | GB | 2018-07-17 05:00 | 0.77091
CCG | GB | 2018-07-17 06:00 | 0.77048
CCG | GB | 2018-07-17 07:00 | 0.77048
CCG | GB | 2018-07-17 08:00 | 0.77042
CCG | GB | 2018-07-17 09:00 | 0.76441
CCG | GB | 2018-07-17 10:00 | 0.76591
CCG | GB | 2018-07-17 11:00 | 0.764
CCG | GB | 2018-07-17 12:00 | 0.7665
CCG | GB | 2018-07-17 13:00 | 0.75557
CCG | GB | 2018-07-17 14:00 | 0.75541
CCG | GB | 2018-07-17 15:00 | 0.7524
CCG | GB | 2018-07-17 16:00 | 0.75167
CCG | GB | 2018-07-17 17:00 | 0.75288
CCG | GB | 2018-07-17 18:00 | 0.756
CCG | GB | 2018-07-17 19:00 | 0.78179
CCG | GB | 2018-07-17 20:00 | 0.78044
CCG | GB | 2018-07-17 21:00 | 0.76032
CCG | GB | 2018-07-17 22:00 | 0.76043
CCG | GB | 2018-07-17 23:00 | 0.76081
CCG | GB | 2018-07-18 | 0.76081
CCG | GB | 2018-07-18 01:00 | 0.76081
CCG | GB | 2018-07-18 02:00 | 0.76081
CCG | GB | 2018-07-18 03:00 | 0.7672
CCG | GB | 2018-07-18 04:00 | 0.7672
CCG | GB | 2018-07-18 05:00 | 0.7672
CCG | GB | 2018-07-18 06:00 | 0.7672
CCG | GB | 2018-07-18 07:00 | 0.7672
CCG | GB | 2018-07-18 08:00 | 0.7672
CCG | GB | 2018-07-18 09:00 | 0.76159
CCG | GB | 2018-07-18 10:00 | 0.75885
CCG | GB | 2018-07-18 11:00 | 0.75393
CCG | GB | 2018-07-18 12:00 | 0.75205
CCG | GB | 2018-07-18 13:00 | 0.75151
CCG | GB | 2018-07-18 14:00 | 0.75124
CCG | GB | 2018-07-18 15:00 | 0.75358
CCG | GB | 2018-07-18 16:00 | 0.75347
CCG | GB | 2018-07-18 17:00 | 0.76196
CCG | GB | 2018-07-18 18:00 | 0.7621
CCG | GB | 2018-07-18 19:00 | 0.76236
CCG | GB | 2018-07-18 20:00 | 0.76406
CCG | GB | 2018-07-18 21:00 | 0.76339
CCG | GB | 2018-07-18 22:00 | 0.76656
CCG | GB | 2018-07-18 23:00 | 0.76562
CCG | GB | 2018-07-19 | 0.74396
CCG | GB | 2018-07-19 01:00 | 0.74241
CCG | GB | 2018-07-19 02:00 | 0.74241
CCG | GB | 2018-07-19 03:00 | 0.74238
CCG | GB | 2018-07-19 04:00 | 0.74238
CCG | GB | 2018-07-19 05:00 | 0.7546
CCG | GB | 2018-07-19 06:00 | 0.76688
CCG | GB | 2018-07-19 07:00 | 0.74802
CCG | GB | 2018-07-19 08:00 | 0.74284
CCG | GB | 2018-07-19 09:00 | 0.74133
CCG | GB | 2018-07-19 10:00 | 0.74249
CCG | GB | 2018-07-19 11:00 | 0.74198
CCG | GB | 2018-07-19 12:00 | 0.74198
CCG | GB | 2018-07-19 13:00 | 0.74251
CCG | GB | 2018-07-19 14:00 | 0.74251
CCG | GB | 2018-07-19 15:00 | 0.73695
CCG | GB | 2018-07-19 16:00 | 0.73679
CCG | GB | 2018-07-19 17:00 | 0.73778
CCG | GB | 2018-07-19 18:00 | 0.74052
CCG | GB | 2018-07-19 19:00 | 0.74305
CCG | GB | 2018-07-19 20:00 | 0.74305
CCG | GB | 2018-07-19 21:00 | 0.74031
CCG | GB | 2018-07-19 22:00 | 0.75914
CCG | GB | 2018-07-19 23:00 | 0.73408
CCG | GB | 2018-07-20 | 0.73072
CCG | GB | 2018-07-20 01:00 | 0.7142
CCG | GB | 2018-07-20 02:00 | 0.7142
CCG | GB | 2018-07-20 03:00 | 0.7142
CCG | GB | 2018-07-20 04:00 | 0.7142
CCG | GB | 2018-07-20 05:00 | 0.75511
CCG | GB | 2018-07-20 06:00 | 0.7676
CCG | GB | 2018-07-20 07:00 | 0.77832
CCG | GB | 2018-07-20 08:00 | 0.75506
CCG | GB | 2018-07-20 09:00 | 0.73722
CCG | GB | 2018-07-20 10:00 | 0.74093
CCG | GB | 2018-07-20 11:00 | 0.74063
CCG | GB | 2018-07-20 12:00 | 0.72865
CCG | GB | 2018-07-20 13:00 | 0.75455
CCG | GB | 2018-07-20 14:00 | 0.75455
CCG | GB | 2018-07-20 15:00 | 0.74563
CCG | GB | 2018-07-20 16:00 | 0.74243
CCG | GB | 2018-07-20 17:00 | 0.76073
CCG | GB | 2018-07-20 18:00 | 0.78009
CCG | GB | 2018-07-20 19:00 | 0.79202
CCG | GB | 2018-07-20 20:00 | 0.79267
CCG | GB | 2018-07-20 21:00 | 0.77413
CCG | GB | 2018-07-20 22:00 | 0.77413
CCG | GB | 2018-07-20 23:00 | 0.77692
CCG | GB | 2018-07-21 | 0.77692
CCG | GB | 2018-07-21 01:00 | 0.77942
CCG | GB | 2018-07-21 02:00 | 0.77942
CCG | GB | 2018-07-21 03:00 | 0.77942
CCG | GB | 2018-07-21 04:00 | 0.77942
CCG | GB | 2018-07-21 05:00 | 0.77942
CCG | GB | 2018-07-21 06:00 | 0.77942
CCG | GB | 2018-07-21 07:00 | 0.77942
CCG | GB | 2018-07-21 08:00 | 0.77942
CCG | GB | 2018-07-21 09:00 | 0.77625
CCG | GB | 2018-07-21 10:00 | 0.77504
CCG | GB | 2018-07-21 11:00 | 0.7701
CCG | GB | 2018-07-21 12:00 | 0.77002
CCG | GB | 2018-07-21 13:00 | 0.76798
CCG | GB | 2018-07-21 14:00 | 0.76844
CCG | GB | 2018-07-21 15:00 | 0.76827
CCG | GB | 2018-07-21 16:00 | 0.78434
CCG | GB | 2018-07-21 17:00 | 0.78754
CCG | GB | 2018-07-21 18:00 | 0.78754
CCG | GB | 2018-07-21 19:00 | 0.78275
CCG | GB | 2018-07-21 20:00 | 0.77566
CCG | GB | 2018-07-21 21:00 | 0.78404
CCG | GB | 2018-07-21 22:00 | 0.78404
CCG | GB | 2018-07-21 23:00 | 0.78399
CCG | GB | 2018-07-22 | 0.78735
CCG | GB | 2018-07-22 01:00 | 0.78735
CCG | GB | 2018-07-22 02:00 | 0.78735
CCG | GB | 2018-07-22 03:00 | 0.78735
CCG | GB | 2018-07-22 04:00 | 0.78735
CCG | GB | 2018-07-22 05:00 | 0.79054
CCG | GB | 2018-07-22 06:00 | 0.79054
CCG | GB | 2018-07-22 07:00 | 0.79054
CCG | GB | 2018-07-22 08:00 | 0.79054
CCG | GB | 2018-07-22 09:00 | 0.79054
CCG | GB | 2018-07-22 10:00 | 0.78603
CCG | GB | 2018-07-22 11:00 | 0.75517
CCG | GB | 2018-07-22 12:00 | 0.77483
CCG | GB | 2018-07-22 13:00 | 0.78267
CCG | GB | 2018-07-22 14:00 | 0.77778
CCG | GB | 2018-07-22 15:00 | 0.77762
CCG | GB | 2018-07-22 16:00 | 0.77924
CCG | GB | 2018-07-22 17:00 | 0.787
CCG | GB | 2018-07-22 18:00 | 0.787
CCG | GB | 2018-07-22 19:00 | 0.78042
CCG | GB | 2018-07-22 20:00 | 0.78047
CCG | GB | 2018-07-22 21:00 | 0.78077
CCG | GB | 2018-07-22 22:00 | 0.78093
CCG | GB | 2018-07-22 23:00 | 0.78106
CCG | GB | 2018-07-23 | 0.78095
CCG | GB | 2018-07-23 01:00 | 0.7758
CCG | GB | 2018-07-23 02:00 | 0.7758
CCG | GB | 2018-07-23 03:00 | 0.77891
CCG | GB | 2018-07-23 04:00 | 0.78958
CCG | GB | 2018-07-23 05:00 | 0.77746
CCG | GB | 2018-07-23 06:00 | 0.77746
CCG | GB | 2018-07-23 07:00 | 0.7708
CCG | GB | 2018-07-23 08:00 | 0.79097
CCG | GB | 2018-07-23 09:00 | 0.78429
CCG | GB | 2018-07-23 10:00 | 0.7812
CCG | GB | 2018-07-23 11:00 | 0.76728
CCG | GB | 2018-07-23 12:00 | 0.75694
CCG | GB | 2018-07-23 13:00 | 0.75046
CCG | GB | 2018-07-23 14:00 | 0.7517
CCG | GB | 2018-07-23 15:00 | 0.77233
CCG | GB | 2018-07-23 16:00 | 0.77214
CCG | GB | 2018-07-23 17:00 | 0.76637
CCG | GB | 2018-07-23 18:00 | 0.75979
CCG | GB | 2018-07-23 19:00 | 0.75965
CCG | GB | 2018-07-23 20:00 | 0.75979
CCG | GB | 2018-07-23 21:00 | 0.76446
CCG | GB | 2018-07-23 22:00 | 0.76454
CCG | GB | 2018-07-23 23:00 | 0.76825
CCG | GB | 2018-07-24 | 0.74936
CCG | GB | 2018-07-24 01:00 | 0.7153
CCG | GB | 2018-07-24 02:00 | 0.71568
CCG | GB | 2018-07-24 03:00 | 0.72218
CCG | GB | 2018-07-24 04:00 | 0.72226
CCG | GB | 2018-07-24 05:00 | 0.73461
CCG | GB | 2018-07-24 06:00 | 0.7347
CCG | GB | 2018-07-24 07:00 | 0.7269
CCG | GB | 2018-07-24 08:00 | 0.73448
CCG | GB | 2018-07-24 09:00 | 0.72497
CCG | GB | 2018-07-24 10:00 | 0.72583
CCG | GB | 2018-07-24 11:00 | 0.73214
CCG | GB | 2018-07-24 12:00 | 0.77147
CCG | GB | 2018-07-24 13:00 | 0.7741
CCG | GB | 2018-07-24 14:00 | 0.77674
CCG | GB | 2018-07-24 15:00 | 0.76932
CCG | GB | 2018-07-24 16:00 | 0.76938
CCG | GB | 2018-07-24 17:00 | 0.77217
CCG | GB | 2018-07-24 18:00 | 0.77808
CCG | GB | 2018-07-24 19:00 | 0.77996
CCG | GB | 2018-07-24 20:00 | 0.77139
CCG | GB | 2018-07-24 21:00 | 0.77719
CCG | GB | 2018-07-24 22:00 | 0.78028
CCG | GB | 2018-07-24 23:00 | 0.82235
CCG | GB | 2018-07-25 | 0.77816
CCG | GB | 2018-07-25 01:00 | 0.76382
CCG | GB | 2018-07-25 02:00 | 0.76382
CCG | GB | 2018-07-25 03:00 | 0.76382
CCG | GB | 2018-07-25 04:00 | 0.76382
CCG | GB | 2018-07-25 05:00 | 0.81222
CCG | GB | 2018-07-25 06:00 | 0.8266
CCG | GB | 2018-07-25 07:00 | 0.82377
CCG | GB | 2018-07-25 08:00 | 0.82377
CCG | GB | 2018-07-25 09:00 | 0.8249
CCG | GB | 2018-07-25 10:00 | 0.82208
CCG | GB | 2018-07-25 11:00 | 0.81604
CCG | GB | 2018-07-25 12:00 | 0.81308
CCG | GB | 2018-07-25 13:00 | 0.8105
CCG | GB | 2018-07-25 14:00 | 0.78525
CCG | GB | 2018-07-25 15:00 | 0.783
CCG | GB | 2018-07-25 16:00 | 0.80733
CCG | GB | 2018-07-25 17:00 | 0.8231
CCG | GB | 2018-07-25 18:00 | 0.81451
CCG | GB | 2018-07-25 19:00 | 0.82579
CCG | GB | 2018-07-25 20:00 | 0.82762
CCG | GB | 2018-07-25 21:00 | 0.83079
CCG | GB | 2018-07-25 22:00 | 0.83079
CCG | GB | 2018-07-25 23:00 | 0.83361
CCG | GB | 2018-07-26 | 0.82297
CCG | GB | 2018-07-26 01:00 | 0.82439
CCG | GB | 2018-07-26 02:00 | 0.82439
CCG | GB | 2018-07-26 03:00 | 0.82439
CCG | GB | 2018-07-26 04:00 | 0.82157
CCG | GB | 2018-07-26 05:00 | 0.83103
CCG | GB | 2018-07-26 06:00 | 0.82821
CCG | GB | 2018-07-26 07:00 | 0.80097
CCG | GB | 2018-07-26 08:00 | 0.77537
CCG | GB | 2018-07-26 09:00 | 0.80669
CCG | GB | 2018-07-26 10:00 | 0.8068
CCG | GB | 2018-07-26 11:00 | 0.79777
CCG | GB | 2018-07-26 12:00 | 0.79457
CCG | GB | 2018-07-26 13:00 | 0.78098
CCG | GB | 2018-07-26 14:00 | 0.77099
CCG | GB | 2018-07-26 15:00 | 0.78133
CCG | GB | 2018-07-26 16:00 | 0.76862
CCG | GB | 2018-07-26 17:00 | 0.77367
CCG | GB | 2018-07-26 18:00 | 0.77367
CCG | GB | 2018-07-26 19:00 | 0.77324
CCG | GB | 2018-07-26 20:00 | 0.77738
CCG | GB | 2018-07-26 21:00 | 0.7773
CCG | GB | 2018-07-26 22:00 | 0.77787
CCG | GB | 2018-07-26 23:00 | 0.7841
CCG | GB | 2018-07-27 | 0.79036
CCG | GB | 2018-07-27 01:00 | 0.80387
CCG | GB | 2018-07-27 02:00 | 0.80395
CCG | GB | 2018-07-27 03:00 | 0.79331
CCG | GB | 2018-07-27 04:00 | 0.79339
CCG | GB | 2018-07-27 05:00 | 0.80551
CCG | GB | 2018-07-27 06:00 | 0.80551
CCG | GB | 2018-07-27 07:00 | 0.78856
CCG | GB | 2018-07-27 08:00 | 0.78292
CCG | GB | 2018-07-27 09:00 | 0.77975
CCG | GB | 2018-07-27 10:00 | 0.78842
CCG | GB | 2018-07-27 11:00 | 0.78845
CCG | GB | 2018-07-27 12:00 | 0.79979
CCG | GB | 2018-07-27 13:00 | 0.80457
CCG | GB | 2018-07-27 14:00 | 0.81131
CCG | GB | 2018-07-27 15:00 | 0.8032
CCG | GB | 2018-07-27 16:00 | 0.81786
CCG | GB | 2018-07-27 17:00 | 0.81598
CCG | GB | 2018-07-27 18:00 | 0.81408
CCG | GB | 2018-07-27 19:00 | 0.83076
CCG | GB | 2018-07-27 20:00 | 0.83087
CCG | GB | 2018-07-27 21:00 | 0.83291
CCG | GB | 2018-07-27 22:00 | 0.83474
CCG | GB | 2018-07-27 23:00 | 0.83482
CCG | GB | 2018-07-28 | 0.82283
CCG | GB | 2018-07-28 01:00 | 0.80363
CCG | GB | 2018-07-28 02:00 | 0.80373
CCG | GB | 2018-07-28 03:00 | 0.80672
CCG | GB | 2018-07-28 04:00 | 0.80954
CCG | GB | 2018-07-28 05:00 | 0.80954
CCG | GB | 2018-07-28 06:00 | 0.80954
CCG | GB | 2018-07-28 07:00 | 0.82297
CCG | GB | 2018-07-28 08:00 | 0.81075
CCG | GB | 2018-07-28 09:00 | 0.81075
CCG | GB | 2018-07-28 10:00 | 0.81075
CCG | GB | 2018-07-28 11:00 | 0.80779
CCG | GB | 2018-07-28 12:00 | 0.82657
CCG | GB | 2018-07-28 13:00 | 0.82652
CCG | GB | 2018-07-28 14:00 | 0.82646
CCG | GB | 2018-07-28 15:00 | 0.82488
CCG | GB | 2018-07-28 16:00 | 0.81279
CCG | GB | 2018-07-28 17:00 | 0.83713
CCG | GB | 2018-07-28 18:00 | 0.82778
CCG | GB | 2018-07-28 19:00 | 0.83855
CCG | GB | 2018-07-28 20:00 | 0.83774
CCG | GB | 2018-07-28 21:00 | 0.83777
CCG | GB | 2018-07-28 22:00 | 0.83785
CCG | GB | 2018-07-28 23:00 | 0.84097
CCG | GB | 2018-07-29 | 0.84097
CCG | GB | 2018-07-29 01:00 | 0.83089
CCG | GB | 2018-07-29 02:00 | 0.82917
CCG | GB | 2018-07-29 03:00 | 0.82917
CCG | GB | 2018-07-29 04:00 | 0.82917
CCG | GB | 2018-07-29 05:00 | 0.82917
CCG | GB | 2018-07-29 06:00 | 0.82917
CCG | GB | 2018-07-29 07:00 | 0.83089
CCG | GB | 2018-07-29 08:00 | 0.83089
CCG | GB | 2018-07-29 09:00 | 0.81733
CCG | GB | 2018-07-29 10:00 | 0.82968
CCG | GB | 2018-07-29 11:00 | 0.81679
CCG | GB | 2018-07-29 12:00 | 0.82968
CCG | GB | 2018-07-29 13:00 | 0.83068
CCG | GB | 2018-07-29 14:00 | 0.83028
CCG | GB | 2018-07-29 15:00 | 0.83028
CCG | GB | 2018-07-29 16:00 | 0.83028
CCG | GB | 2018-07-29 17:00 | 0.83909
CCG | GB | 2018-07-29 18:00 | 0.83909
CCG | GB | 2018-07-29 19:00 | 0.83909
CCG | GB | 2018-07-29 20:00 | 0.83909
CCG | GB | 2018-07-29 21:00 | 0.83887
CCG | GB | 2018-07-29 22:00 | 0.8389
CCG | GB | 2018-07-29 23:00 | 0.8389
CCG | GB | 2018-07-30 | 0.83057
CCG | GB | 2018-07-30 01:00 | 0.79498
CCG | GB | 2018-07-30 02:00 | 0.79498
CCG | GB | 2018-07-30 03:00 | 0.79498
CCG | GB | 2018-07-30 04:00 | 0.79498
CCG | GB | 2018-07-30 05:00 | 0.81279
CCG | GB | 2018-07-30 06:00 | 0.81359
CCG | GB | 2018-07-30 07:00 | 0.80156
CCG | GB | 2018-07-30 08:00 | 0.80156
CCG | GB | 2018-07-30 09:00 | 0.80159
CCG | GB | 2018-07-30 10:00 | 0.8122
CCG | GB | 2018-07-30 11:00 | 0.8122
CCG | GB | 2018-07-30 12:00 | 0.8119
CCG | GB | 2018-07-30 13:00 | 0.81201
CCG | GB | 2018-07-30 14:00 | 0.81201
CCG | GB | 2018-07-30 15:00 | 0.80905
CCG | GB | 2018-07-30 16:00 | 0.80524
CCG | GB | 2018-07-30 17:00 | 0.79769
CCG | GB | 2018-07-30 18:00 | 0.7978
CCG | GB | 2018-07-30 19:00 | 0.79543
CCG | GB | 2018-07-30 20:00 | 0.79721
CCG | GB | 2018-07-30 21:00 | 0.79879
CCG | GB | 2018-07-30 22:00 | 0.80355
CCG | GB | 2018-07-30 23:00 | 0.80116
CCG | GB | 2018-07-31 | 0.80116
CCG | GB | 2018-07-31 01:00 | 0.80825
CCG | GB | 2018-07-31 02:00 | 0.80825
CCG | GB | 2018-07-31 03:00 | 0.81359
CCG | GB | 2018-07-31 04:00 | 0.81359
CCG | GB | 2018-07-31 05:00 | 0.81359
CCG | GB | 2018-07-31 06:00 | 0.81359
CCG | GB | 2018-07-31 07:00 | 0.81359
CCG | GB | 2018-07-31 08:00 | 0.81107
CCG | GB | 2018-07-31 09:00 | 0.81359
CCG | GB | 2018-07-31 10:00 | 0.81359
CCG | GB | 2018-07-31 11:00 | 0.81359
CCG | GB | 2018-07-31 12:00 | 0.80943
CCG | GB | 2018-07-31 13:00 | 0.80943
CCG | GB | 2018-07-31 14:00 | 0.80943
CCG | GB | 2018-07-31 15:00 | 0.81131
CCG | GB | 2018-07-31 16:00 | 0.81131
CCG | GB | 2018-07-31 17:00 | 0.80827
CCG | GB | 2018-07-31 18:00 | 0.80825
CCG | GB | 2018-07-31 19:00 | 0.81096
CCG | GB | 2018-07-31 20:00 | 0.81252
CCG | GB | 2018-07-31 21:00 | 0.81402
CCG | GB | 2018-07-31 22:00 | 0.81134
CCG | GB | 2018-07-31 23:00 | 0.8101
CCG | GB | 2018-08-01 | 0.77437
CCG | GB | 2018-08-01 01:00 | 0.72489
CCG | GB | 2018-08-01 02:00 | 0.72489
CCG | GB | 2018-08-01 03:00 | 0.72489
CCG | GB | 2018-08-01 04:00 | 0.71361
CCG | GB | 2018-08-01 05:00 | 0.75328
CCG | GB | 2018-08-01 06:00 | 0.79076
CCG | GB | 2018-08-01 07:00 | 0.79076
CCG | GB | 2018-08-01 08:00 | 0.74689
CCG | GB | 2018-08-01 09:00 | 0.72159
CCG | GB | 2018-08-01 10:00 | 0.7189
CCG | GB | 2018-08-01 11:00 | 0.73099
CCG | GB | 2018-08-01 12:00 | 0.74227
CCG | GB | 2018-08-01 13:00 | 0.76384
CCG | GB | 2018-08-01 14:00 | 0.76116
CCG | GB | 2018-08-01 15:00 | 0.77338
CCG | GB | 2018-08-01 16:00 | 0.77338
CCG | GB | 2018-08-01 17:00 | 0.78474
CCG | GB | 2018-08-01 18:00 | 0.78472
CCG | GB | 2018-08-01 19:00 | 0.78472
CCG | GB | 2018-08-01 20:00 | 0.78472
CCG | GB | 2018-08-01 21:00 | 0.78472
CCG | GB | 2018-08-01 22:00 | 0.78472
CCG | GB | 2018-08-01 23:00 | 0.78472
CCG | GB | 2018-08-02 | 0.76016
CCG | GB | 2018-08-02 01:00 | 0.74536
CCG | GB | 2018-08-02 02:00 | 0.74536
CCG | GB | 2018-08-02 03:00 | 0.74536
CCG | GB | 2018-08-02 04:00 | 0.76588
CCG | GB | 2018-08-02 05:00 | 0.77816
CCG | GB | 2018-08-02 06:00 | 0.79312
CCG | GB | 2018-08-02 07:00 | 0.76774
CCG | GB | 2018-08-02 08:00 | 0.76774
CCG | GB | 2018-08-02 09:00 | 0.78235
CCG | GB | 2018-08-02 10:00 | 0.77966
CCG | GB | 2018-08-02 11:00 | 0.79041
CCG | GB | 2018-08-02 12:00 | 0.79041
CCG | GB | 2018-08-02 13:00 | 0.80167
CCG | GB | 2018-08-02 14:00 | 0.80167
CCG | GB | 2018-08-02 15:00 | 0.79893
CCG | GB | 2018-08-02 16:00 | 0.7661
CCG | GB | 2018-08-02 17:00 | 0.79468
CCG | GB | 2018-08-02 18:00 | 0.77238
CCG | GB | 2018-08-02 19:00 | 0.79893
CCG | GB | 2018-08-02 20:00 | 0.79439
CCG | GB | 2018-08-02 21:00 | 0.79267
CCG | GB | 2018-08-02 22:00 | 0.79568
CCG | GB | 2018-08-02 23:00 | 0.7712
CCG | GB | 2018-08-03 | 0.77445
CCG | GB | 2018-08-03 01:00 | 0.77303
CCG | GB | 2018-08-03 02:00 | 0.77303
CCG | GB | 2018-08-03 03:00 | 0.79648
CCG | GB | 2018-08-03 04:00 | 0.79785
CCG | GB | 2018-08-03 05:00 | 0.79785
CCG | GB | 2018-08-03 06:00 | 0.79785
CCG | GB | 2018-08-03 07:00 | 0.78442
CCG | GB | 2018-08-03 08:00 | 0.78278
CCG | GB | 2018-08-03 09:00 | 0.78095
CCG | GB | 2018-08-03 10:00 | 0.78095
CCG | GB | 2018-08-03 11:00 | 0.77787
CCG | GB | 2018-08-03 12:00 | 0.77461
CCG | GB | 2018-08-03 13:00 | 0.78563
CCG | GB | 2018-08-03 14:00 | 0.78563
CCG | GB | 2018-08-03 15:00 | 0.80739
CCG | GB | 2018-08-03 16:00 | 0.80355
CCG | GB | 2018-08-03 17:00 | 0.79436
CCG | GB | 2018-08-03 18:00 | 0.79594
CCG | GB | 2018-08-03 19:00 | 0.79965
CCG | GB | 2018-08-03 20:00 | 0.80242
CCG | GB | 2018-08-03 21:00 | 0.82533
CCG | GB | 2018-08-03 22:00 | 0.83038
CCG | GB | 2018-08-03 23:00 | 0.83307
CCG | GB | 2018-08-04 | 0.8191
CCG | GB | 2018-08-04 01:00 | 0.80854
CCG | GB | 2018-08-04 02:00 | 0.80854
CCG | GB | 2018-08-04 03:00 | 0.80854
CCG | GB | 2018-08-04 04:00 | 0.80854
CCG | GB | 2018-08-04 05:00 | 0.80846
CCG | GB | 2018-08-04 06:00 | 0.80846
CCG | GB | 2018-08-04 07:00 | 0.80846
CCG | GB | 2018-08-04 08:00 | 0.80846
CCG | GB | 2018-08-04 09:00 | 0.80967
CCG | GB | 2018-08-04 10:00 | 0.80784
CCG | GB | 2018-08-04 11:00 | 0.80645
CCG | GB | 2018-08-04 12:00 | 0.80365
CCG | GB | 2018-08-04 13:00 | 0.80352
CCG | GB | 2018-08-04 14:00 | 0.80489
CCG | GB | 2018-08-04 15:00 | 0.80489
CCG | GB | 2018-08-04 16:00 | 0.80497
CCG | GB | 2018-08-04 17:00 | 0.80784
CCG | GB | 2018-08-04 18:00 | 0.80642
CCG | GB | 2018-08-04 19:00 | 0.80494
CCG | GB | 2018-08-04 20:00 | 0.80494
CCG | GB | 2018-08-04 21:00 | 0.80639
CCG | GB | 2018-08-04 22:00 | 0.80822
CCG | GB | 2018-08-04 23:00 | 0.80822
CCG | GB | 2018-08-05 | 0.80967
CCG | GB | 2018-08-05 01:00 | 0.79739
CCG | GB | 2018-08-05 02:00 | 0.79739
CCG | GB | 2018-08-05 03:00 | 0.79739
CCG | GB | 2018-08-05 04:00 | 0.79739
CCG | GB | 2018-08-05 05:00 | 0.79739
CCG | GB | 2018-08-05 06:00 | 0.78477
CCG | GB | 2018-08-05 07:00 | 0.78324
CCG | GB | 2018-08-05 08:00 | 0.79551
CCG | GB | 2018-08-05 09:00 | 0.78329
CCG | GB | 2018-08-05 10:00 | 0.78146
CCG | GB | 2018-08-05 11:00 | 0.78144
CCG | GB | 2018-08-05 12:00 | 0.75834
CCG | GB | 2018-08-05 13:00 | 0.78144
CCG | GB | 2018-08-05 14:00 | 0.78117
CCG | GB | 2018-08-05 15:00 | 0.78117
CCG | GB | 2018-08-05 16:00 | 0.79191
CCG | GB | 2018-08-05 17:00 | 0.78917
CCG | GB | 2018-08-05 18:00 | 0.77778
CCG | GB | 2018-08-05 19:00 | 0.76621
CCG | GB | 2018-08-05 20:00 | 0.76666
CCG | GB | 2018-08-05 21:00 | 0.76717
CCG | GB | 2018-08-05 22:00 | 0.76954
CCG | GB | 2018-08-05 23:00 | 0.77061
CCG | GB | 2018-08-06 | 0.77061
CCG | GB | 2018-08-06 01:00 | 0.78654
CCG | GB | 2018-08-06 02:00 | 0.78979
CCG | GB | 2018-08-06 03:00 | 0.79299
CCG | GB | 2018-08-06 04:00 | 0.79299
CCG | GB | 2018-08-06 05:00 | 0.79285
CCG | GB | 2018-08-06 06:00 | 0.79285
CCG | GB | 2018-08-06 07:00 | 0.76562
CCG | GB | 2018-08-06 08:00 | 0.76406
CCG | GB | 2018-08-06 09:00 | 0.76779
CCG | GB | 2018-08-06 10:00 | 0.76666
CCG | GB | 2018-08-06 11:00 | 0.76524
CCG | GB | 2018-08-06 12:00 | 0.76846
CCG | GB | 2018-08-06 13:00 | 0.77042
CCG | GB | 2018-08-06 14:00 | 0.77628
CCG | GB | 2018-08-06 15:00 | 0.7863
CCG | GB | 2018-08-06 16:00 | 0.78617
CCG | GB | 2018-08-06 17:00 | 0.78627
CCG | GB | 2018-08-06 18:00 | 0.78719
CCG | GB | 2018-08-06 19:00 | 0.791
CCG | GB | 2018-08-06 20:00 | 0.78689
CCG | GB | 2018-08-06 21:00 | 0.78711
CCG | GB | 2018-08-06 22:00 | 0.7888
CCG | GB | 2018-08-06 23:00 | 0.79202
CCG | GB | 2018-08-07 | 0.80956
CCG | GB | 2018-08-07 01:00 | 0.82219
CCG | GB | 2018-08-07 02:00 | 0.82219
CCG | GB | 2018-08-07 03:00 | 0.82163
CCG | GB | 2018-08-07 04:00 | 0.81316
CCG | GB | 2018-08-07 05:00 | 0.82525
CCG | GB | 2018-08-07 06:00 | 0.81397
CCG | GB | 2018-08-07 07:00 | 0.8155
CCG | GB | 2018-08-07 08:00 | 0.78496
CCG | GB | 2018-08-07 09:00 | 0.79197
CCG | GB | 2018-08-07 10:00 | 0.79138
CCG | GB | 2018-08-07 11:00 | 0.77531
CCG | GB | 2018-08-07 12:00 | 0.77942
CCG | GB | 2018-08-07 13:00 | 0.77596
CCG | GB | 2018-08-07 14:00 | 0.77569
CCG | GB | 2018-08-07 15:00 | 0.77255
CCG | GB | 2018-08-07 16:00 | 0.77346
CCG | GB | 2018-08-07 17:00 | 0.77905
CCG | GB | 2018-08-07 18:00 | 0.78128
CCG | GB | 2018-08-07 19:00 | 0.80347
CCG | GB | 2018-08-07 20:00 | 0.80639
CCG | GB | 2018-08-07 21:00 | 0.80903
CCG | GB | 2018-08-07 22:00 | 0.813
CCG | GB | 2018-08-07 23:00 | 0.81652
CCG | GB | 2018-08-08 | 0.81808
CCG | GB | 2018-08-08 01:00 | 0.75637
CCG | GB | 2018-08-08 02:00 | 0.75637
CCG | GB | 2018-08-08 03:00 | 0.76185
CCG | GB | 2018-08-08 04:00 | 0.76185
CCG | GB | 2018-08-08 05:00 | 0.77432
CCG | GB | 2018-08-08 06:00 | 0.77432
CCG | GB | 2018-08-08 07:00 | 0.77432
CCG | GB | 2018-08-08 08:00 | 0.77432
CCG | GB | 2018-08-08 09:00 | 0.77104
CCG | GB | 2018-08-08 10:00 | 0.79839
CCG | GB | 2018-08-08 11:00 | 0.79831
CCG | GB | 2018-08-08 12:00 | 0.79734
CCG | GB | 2018-08-08 13:00 | 0.77966
CCG | GB | 2018-08-08 14:00 | 0.78797
CCG | GB | 2018-08-08 15:00 | 0.80986
CCG | GB | 2018-08-08 16:00 | 0.81002
CCG | GB | 2018-08-08 17:00 | 0.81392
CCG | GB | 2018-08-08 18:00 | 0.81392
CCG | GB | 2018-08-08 19:00 | 0.8158
CCG | GB | 2018-08-08 20:00 | 0.8158
CCG | GB | 2018-08-08 21:00 | 0.8158
CCG | GB | 2018-08-08 22:00 | 0.81735
CCG | GB | 2018-08-08 23:00 | 0.82004
CCG | GB | 2018-08-09 | 0.80776
CCG | GB | 2018-08-09 01:00 | 0.80776
CCG | GB | 2018-08-09 02:00 | 0.80776
CCG | GB | 2018-08-09 03:00 | 0.80776
CCG | GB | 2018-08-09 04:00 | 0.80776
CCG | GB | 2018-08-09 05:00 | 0.82004
CCG | GB | 2018-08-09 06:00 | 0.82004
CCG | GB | 2018-08-09 07:00 | 0.80862
CCG | GB | 2018-08-09 08:00 | 0.80862
CCG | GB | 2018-08-09 09:00 | 0.78469
CCG | GB | 2018-08-09 10:00 | 0.80862
CCG | GB | 2018-08-09 11:00 | 0.80862
CCG | GB | 2018-08-09 12:00 | 0.80567
CCG | GB | 2018-08-09 13:00 | 0.82004
CCG | GB | 2018-08-09 14:00 | 0.81854
CCG | GB | 2018-08-09 15:00 | 0.82004
CCG | GB | 2018-08-09 16:00 | 0.82004
CCG | GB | 2018-08-09 17:00 | 0.82595
CCG | GB | 2018-08-09 18:00 | 0.82595
CCG | GB | 2018-08-09 19:00 | 0.82595
CCG | GB | 2018-08-09 20:00 | 0.82595
CCG | GB | 2018-08-09 21:00 | 0.82595
CCG | GB | 2018-08-09 22:00 | 0.82595
CCG | GB | 2018-08-09 23:00 | 0.82595
CCG | GB | 2018-08-10 | 0.81386
CCG | GB | 2018-08-10 01:00 | 0.81386
CCG | GB | 2018-08-10 02:00 | 0.81386
CCG | GB | 2018-08-10 03:00 | 0.79672
CCG | GB | 2018-08-10 04:00 | 0.79519
CCG | GB | 2018-08-10 05:00 | 0.79519
CCG | GB | 2018-08-10 06:00 | 0.79519
CCG | GB | 2018-08-10 07:00 | 0.78458
CCG | GB | 2018-08-10 08:00 | 0.77384
CCG | GB | 2018-08-10 09:00 | 0.77196
CCG | GB | 2018-08-10 10:00 | 0.79396
CCG | GB | 2018-08-10 11:00 | 0.76964
CCG | GB | 2018-08-10 12:00 | 0.78026
CCG | GB | 2018-08-10 13:00 | 0.79288
CCG | GB | 2018-08-10 14:00 | 0.79288
CCG | GB | 2018-08-10 15:00 | 0.83433
CCG | GB | 2018-08-10 16:00 | 0.83586
CCG | GB | 2018-08-10 17:00 | 0.83586
CCG | GB | 2018-08-10 18:00 | 0.84795
CCG | GB | 2018-08-10 19:00 | 0.84795
CCG | GB | 2018-08-10 20:00 | 0.84795
CCG | GB | 2018-08-10 21:00 | 0.84795
CCG | GB | 2018-08-10 22:00 | 0.84795
CCG | GB | 2018-08-10 23:00 | 0.83721
CCG | GB | 2018-08-11 | 0.7827
CCG | GB | 2018-08-11 01:00 | 0.7827
CCG | GB | 2018-08-11 02:00 | 0.7827
CCG | GB | 2018-08-11 03:00 | 0.7827
CCG | GB | 2018-08-11 04:00 | 0.7827
CCG | GB | 2018-08-11 05:00 | 0.7827
CCG | GB | 2018-08-11 06:00 | 0.7827
CCG | GB | 2018-08-11 07:00 | 0.7827
CCG | GB | 2018-08-11 08:00 | 0.7827
CCG | GB | 2018-08-11 09:00 | 0.77709
CCG | GB | 2018-08-11 10:00 | 0.7773
CCG | GB | 2018-08-11 11:00 | 0.77741
CCG | GB | 2018-08-11 12:00 | 0.77738
CCG | GB | 2018-08-11 13:00 | 0.78772
CCG | GB | 2018-08-11 14:00 | 0.77714
CCG | GB | 2018-08-11 15:00 | 0.78974
CCG | GB | 2018-08-11 16:00 | 0.78974
CCG | GB | 2018-08-11 17:00 | 0.78974
CCG | GB | 2018-08-11 18:00 | 0.78974
CCG | GB | 2018-08-11 19:00 | 0.79017
CCG | GB | 2018-08-11 20:00 | 0.77687
CCG | GB | 2018-08-11 21:00 | 0.77687
CCG | GB | 2018-08-11 22:00 | 0.77687
CCG | GB | 2018-08-11 23:00 | 0.77975
CCG | GB | 2018-08-12 | 0.80177
CCG | GB | 2018-08-12 01:00 | 0.80177
CCG | GB | 2018-08-12 02:00 | 0.80177
CCG | GB | 2018-08-12 03:00 | 0.80177
CCG | GB | 2018-08-12 04:00 | 0.80177
CCG | GB | 2018-08-12 05:00 | 0.79312
CCG | GB | 2018-08-12 06:00 | 0.80177
CCG | GB | 2018-08-12 07:00 | 0.80032
CCG | GB | 2018-08-12 08:00 | 0.80032
CCG | GB | 2018-08-12 09:00 | 0.80032
CCG | GB | 2018-08-12 10:00 | 0.79866
CCG | GB | 2018-08-12 11:00 | 0.79449
CCG | GB | 2018-08-12 12:00 | 0.79441
CCG | GB | 2018-08-12 13:00 | 0.79431
CCG | GB | 2018-08-12 14:00 | 0.79159
CCG | GB | 2018-08-12 15:00 | 0.79001
CCG | GB | 2018-08-12 16:00 | 0.79285
CCG | GB | 2018-08-12 17:00 | 0.79269
CCG | GB | 2018-08-12 18:00 | 0.79259
CCG | GB | 2018-08-12 19:00 | 0.81746
CCG | GB | 2018-08-12 20:00 | 0.8176
CCG | GB | 2018-08-12 21:00 | 0.81631
CCG | GB | 2018-08-12 22:00 | 0.81655
CCG | GB | 2018-08-12 23:00 | 0.81658
CCG | GB | 2018-08-13 | 0.81658
CCG | GB | 2018-08-13 01:00 | 0.80411
CCG | GB | 2018-08-13 02:00 | 0.8166
CCG | GB | 2018-08-13 03:00 | 0.82361
CCG | GB | 2018-08-13 04:00 | 0.82361
CCG | GB | 2018-08-13 05:00 | 0.82498
CCG | GB | 2018-08-13 06:00 | 0.82498
CCG | GB | 2018-08-13 07:00 | 0.82498
CCG | GB | 2018-08-13 08:00 | 0.78517
CCG | GB | 2018-08-13 09:00 | 0.7849
CCG | GB | 2018-08-13 10:00 | 0.78498
CCG | GB | 2018-08-13 11:00 | 0.79471
CCG | GB | 2018-08-13 12:00 | 0.78235
CCG | GB | 2018-08-13 13:00 | 0.7823
CCG | GB | 2018-08-13 14:00 | 0.7823
CCG | GB | 2018-08-13 15:00 | 0.78885
CCG | GB | 2018-08-13 16:00 | 0.78885
CCG | GB | 2018-08-13 17:00 | 0.79224
CCG | GB | 2018-08-13 18:00 | 0.79224
CCG | GB | 2018-08-13 19:00 | 0.79218
CCG | GB | 2018-08-13 20:00 | 0.79551
CCG | GB | 2018-08-13 21:00 | 0.79871
CCG | GB | 2018-08-13 22:00 | 0.79893
CCG | GB | 2018-08-13 23:00 | 0.78549
CCG | GB | 2018-08-14 | 0.78606
CCG | GB | 2018-08-14 01:00 | 0.78705
CCG | GB | 2018-08-14 02:00 | 0.77582
CCG | GB | 2018-08-14 03:00 | 0.77222
CCG | GB | 2018-08-14 04:00 | 0.78348
CCG | GB | 2018-08-14 05:00 | 0.79011
CCG | GB | 2018-08-14 06:00 | 0.79011
CCG | GB | 2018-08-14 07:00 | 0.78181
CCG | GB | 2018-08-14 08:00 | 0.78179
CCG | GB | 2018-08-14 09:00 | 0.78171
CCG | GB | 2018-08-14 10:00 | 0.7802
CCG | GB | 2018-08-14 11:00 | 0.78009
CCG | GB | 2018-08-14 12:00 | 0.78837
CCG | GB | 2018-08-14 13:00 | 0.78821
CCG | GB | 2018-08-14 14:00 | 0.78818
CCG | GB | 2018-08-14 15:00 | 0.78813
CCG | GB | 2018-08-14 16:00 | 0.78805
CCG | GB | 2018-08-14 17:00 | 0.78807
CCG | GB | 2018-08-14 18:00 | 0.78805
CCG | GB | 2018-08-14 19:00 | 0.78805
CCG | GB | 2018-08-14 20:00 | 0.78807
CCG | GB | 2018-08-14 21:00 | 0.78805
CCG | GB | 2018-08-14 22:00 | 0.7881
CCG | GB | 2018-08-14 23:00 | 0.78971
CCG | GB | 2018-08-15 | 0.77851
CCG | GB | 2018-08-15 01:00 | 0.72699
CCG | GB | 2018-08-15 02:00 | 0.72699
CCG | GB | 2018-08-15 03:00 | 0.72699
CCG | GB | 2018-08-15 04:00 | 0.72699
CCG | GB | 2018-08-15 05:00 | 0.75702
CCG | GB | 2018-08-15 06:00 | 0.75648
CCG | GB | 2018-08-15 07:00 | 0.76709
CCG | GB | 2018-08-15 08:00 | 0.75503
CCG | GB | 2018-08-15 09:00 | 0.76134
CCG | GB | 2018-08-15 10:00 | 0.77504
CCG | GB | 2018-08-15 11:00 | 0.77346
CCG | GB | 2018-08-15 12:00 | 0.752
CCG | GB | 2018-08-15 13:00 | 0.75944
CCG | GB | 2018-08-15 14:00 | 0.75737
CCG | GB | 2018-08-15 15:00 | 0.75782
CCG | GB | 2018-08-15 16:00 | 0.75968
CCG | GB | 2018-08-15 17:00 | 0.77338
CCG | GB | 2018-08-15 18:00 | 0.77206
CCG | GB | 2018-08-15 19:00 | 0.77346
CCG | GB | 2018-08-15 20:00 | 0.77351
CCG | GB | 2018-08-15 21:00 | 0.77354
CCG | GB | 2018-08-15 22:00 | 0.77354
CCG | GB | 2018-08-15 23:00 | 0.77373
CCG | GB | 2018-08-16 | 0.74966
CCG | GB | 2018-08-16 01:00 | 0.73324
CCG | GB | 2018-08-16 02:00 | 0.73327
CCG | GB | 2018-08-16 03:00 | 0.73333
CCG | GB | 2018-08-16 04:00 | 0.73335
CCG | GB | 2018-08-16 05:00 | 0.7621
CCG | GB | 2018-08-16 06:00 | 0.76352
CCG | GB | 2018-08-16 07:00 | 0.76357
CCG | GB | 2018-08-16 08:00 | 0.78472
CCG | GB | 2018-08-16 09:00 | 0.77945
CCG | GB | 2018-08-16 10:00 | 0.77803
CCG | GB | 2018-08-16 11:00 | 0.77929
CCG | GB | 2018-08-16 12:00 | 0.77913
CCG | GB | 2018-08-16 13:00 | 0.78149
CCG | GB | 2018-08-16 14:00 | 0.78141
CCG | GB | 2018-08-16 15:00 | 0.78141
CCG | GB | 2018-08-16 16:00 | 0.79363
CCG | GB | 2018-08-16 17:00 | 0.79374
CCG | GB | 2018-08-16 18:00 | 0.78646
CCG | GB | 2018-08-16 19:00 | 0.81058
CCG | GB | 2018-08-16 20:00 | 0.81058
CCG | GB | 2018-08-16 21:00 | 0.81067
CCG | GB | 2018-08-16 22:00 | 0.81067
CCG | GB | 2018-08-16 23:00 | 0.81067
CCG | GB | 2018-08-17 | 0.77437
CCG | GB | 2018-08-17 01:00 | 0.7647
CCG | GB | 2018-08-17 02:00 | 0.74329
CCG | GB | 2018-08-17 03:00 | 0.76382
CCG | GB | 2018-08-17 04:00 | 0.77631
CCG | GB | 2018-08-17 05:00 | 0.77631
CCG | GB | 2018-08-17 06:00 | 0.7888
CCG | GB | 2018-08-17 07:00 | 0.78969
CCG | GB | 2018-08-17 08:00 | 0.78969
CCG | GB | 2018-08-17 09:00 | 0.78716
CCG | GB | 2018-08-17 10:00 | 0.78703
CCG | GB | 2018-08-17 11:00 | 0.78689
CCG | GB | 2018-08-17 12:00 | 0.78681
CCG | GB | 2018-08-17 13:00 | 0.7838
CCG | GB | 2018-08-17 14:00 | 0.79611
CCG | GB | 2018-08-17 15:00 | 0.79748
CCG | GB | 2018-08-17 16:00 | 0.8003
CCG | GB | 2018-08-17 17:00 | 0.8003
CCG | GB | 2018-08-17 18:00 | 0.8003
CCG | GB | 2018-08-17 19:00 | 0.8003
CCG | GB | 2018-08-17 20:00 | 0.8003
CCG | GB | 2018-08-17 21:00 | 0.8003
CCG | GB | 2018-08-17 22:00 | 0.8003
CCG | GB | 2018-08-17 23:00 | 0.8003
CCG | GB | 2018-08-18 | 0.78896
CCG | GB | 2018-08-18 01:00 | 0.78896
CCG | GB | 2018-08-18 02:00 | 0.78896
CCG | GB | 2018-08-18 03:00 | 0.76844
CCG | GB | 2018-08-18 04:00 | 0.76844
CCG | GB | 2018-08-18 05:00 | 0.76844
CCG | GB | 2018-08-18 06:00 | 0.76844
CCG | GB | 2018-08-18 07:00 | 0.75756
CCG | GB | 2018-08-18 08:00 | 0.75756
CCG | GB | 2018-08-18 09:00 | 0.77437
CCG | GB | 2018-08-18 10:00 | 0.77907
CCG | GB | 2018-08-18 11:00 | 0.76836
CCG | GB | 2018-08-18 12:00 | 0.76677
CCG | GB | 2018-08-18 13:00 | 0.77907
CCG | GB | 2018-08-18 14:00 | 0.77907
CCG | GB | 2018-08-18 15:00 | 0.77907
CCG | GB | 2018-08-18 16:00 | 0.77907
CCG | GB | 2018-08-18 17:00 | 0.75922
CCG | GB | 2018-08-18 18:00 | 0.76167
CCG | GB | 2018-08-18 19:00 | 0.76669
CCG | GB | 2018-08-18 20:00 | 0.77295
CCG | GB | 2018-08-18 21:00 | 0.773
CCG | GB | 2018-08-18 22:00 | 0.773
CCG | GB | 2018-08-18 23:00 | 0.773
CCG | GB | 2018-08-19 | 0.76024
CCG | GB | 2018-08-19 01:00 | 0.79127
CCG | GB | 2018-08-19 02:00 | 0.79127
CCG | GB | 2018-08-19 03:00 | 0.79127
CCG | GB | 2018-08-19 04:00 | 0.79127
CCG | GB | 2018-08-19 05:00 | 0.79127
CCG | GB | 2018-08-19 06:00 | 0.79127
CCG | GB | 2018-08-19 07:00 | 0.79127
CCG | GB | 2018-08-19 08:00 | 0.79127
CCG | GB | 2018-08-19 09:00 | 0.79127
CCG | GB | 2018-08-19 10:00 | 0.79127
CCG | GB | 2018-08-19 11:00 | 0.79127
CCG | GB | 2018-08-19 12:00 | 0.77247
CCG | GB | 2018-08-19 13:00 | 0.77247
CCG | GB | 2018-08-19 14:00 | 0.77247
CCG | GB | 2018-08-19 15:00 | 0.77247
CCG | GB | 2018-08-19 16:00 | 0.77247
CCG | GB | 2018-08-19 17:00 | 0.77343
CCG | GB | 2018-08-19 18:00 | 0.77451
CCG | GB | 2018-08-19 19:00 | 0.78469
CCG | GB | 2018-08-19 20:00 | 0.77357
CCG | GB | 2018-08-19 21:00 | 0.77757
CCG | GB | 2018-08-19 22:00 | 0.77749
CCG | GB | 2018-08-19 23:00 | 0.78958
CCG | GB | 2018-08-20 | 0.78952
CCG | GB | 2018-08-20 01:00 | 0.78952
CCG | GB | 2018-08-20 02:00 | 0.79234
CCG | GB | 2018-08-20 03:00 | 0.79527
CCG | GB | 2018-08-20 04:00 | 0.78431
CCG | GB | 2018-08-20 05:00 | 0.78431
CCG | GB | 2018-08-20 06:00 | 0.78431
CCG | GB | 2018-08-20 07:00 | 0.7686
CCG | GB | 2018-08-20 08:00 | 0.78187
CCG | GB | 2018-08-20 09:00 | 0.78673
CCG | GB | 2018-08-20 10:00 | 0.78695
CCG | GB | 2018-08-20 11:00 | 0.79205
CCG | GB | 2018-08-20 12:00 | 0.79205
CCG | GB | 2018-08-20 13:00 | 0.79425
CCG | GB | 2018-08-20 14:00 | 0.79412
CCG | GB | 2018-08-20 15:00 | 0.76822
CCG | GB | 2018-08-20 16:00 | 0.76809
CCG | GB | 2018-08-20 17:00 | 0.78813
CCG | GB | 2018-08-20 18:00 | 0.78826
CCG | GB | 2018-08-20 19:00 | 0.78098
CCG | GB | 2018-08-20 20:00 | 0.783
CCG | GB | 2018-08-20 21:00 | 0.78598
CCG | GB | 2018-08-20 22:00 | 0.78611
CCG | GB | 2018-08-20 23:00 | 0.78638
CCG | GB | 2018-08-21 | 0.78907
CCG | GB | 2018-08-21 01:00 | 0.80594
CCG | GB | 2018-08-21 02:00 | 0.80594
CCG | GB | 2018-08-21 03:00 | 0.80594
CCG | GB | 2018-08-21 04:00 | 0.80594
CCG | GB | 2018-08-21 05:00 | 0.80594
CCG | GB | 2018-08-21 06:00 | 0.80594
CCG | GB | 2018-08-21 07:00 | 0.80508
CCG | GB | 2018-08-21 08:00 | 0.80508
CCG | GB | 2018-08-21 09:00 | 0.79729
CCG | GB | 2018-08-21 10:00 | 0.79729
CCG | GB | 2018-08-21 11:00 | 0.80508
CCG | GB | 2018-08-21 12:00 | 0.80508
CCG | GB | 2018-08-21 13:00 | 0.80368
CCG | GB | 2018-08-21 14:00 | 0.80368
CCG | GB | 2018-08-21 15:00 | 0.81322
CCG | GB | 2018-08-21 16:00 | 0.81322
CCG | GB | 2018-08-21 17:00 | 0.81322
CCG | GB | 2018-08-21 18:00 | 0.81322
CCG | GB | 2018-08-21 19:00 | 0.80884
CCG | GB | 2018-08-21 20:00 | 0.80881
CCG | GB | 2018-08-21 21:00 | 0.81037
CCG | GB | 2018-08-21 22:00 | 0.81037
CCG | GB | 2018-08-21 23:00 | 0.8104
CCG | GB | 2018-08-22 | 0.80809
CCG | GB | 2018-08-22 01:00 | 0.81596
CCG | GB | 2018-08-22 02:00 | 0.81596
CCG | GB | 2018-08-22 03:00 | 0.81596
CCG | GB | 2018-08-22 04:00 | 0.81596
CCG | GB | 2018-08-22 05:00 | 0.81596
CCG | GB | 2018-08-22 06:00 | 0.81596
CCG | GB | 2018-08-22 07:00 | 0.80476
CCG | GB | 2018-08-22 08:00 | 0.81596
CCG | GB | 2018-08-22 09:00 | 0.81596
CCG | GB | 2018-08-22 10:00 | 0.81596
CCG | GB | 2018-08-22 11:00 | 0.82737
CCG | GB | 2018-08-22 12:00 | 0.826
CCG | GB | 2018-08-22 13:00 | 0.826
CCG | GB | 2018-08-22 14:00 | 0.826
CCG | GB | 2018-08-22 15:00 | 0.826
CCG | GB | 2018-08-22 16:00 | 0.82737
CCG | GB | 2018-08-22 17:00 | 0.82737
CCG | GB | 2018-08-22 18:00 | 0.8385
CCG | GB | 2018-08-22 19:00 | 0.83245
CCG | GB | 2018-08-22 20:00 | 0.82549
CCG | GB | 2018-08-22 21:00 | 0.82536
CCG | GB | 2018-08-22 22:00 | 0.82536
CCG | GB | 2018-08-22 23:00 | 0.82899
CCG | GB | 2018-08-23 | 0.80879
CCG | GB | 2018-08-23 01:00 | 0.81529
CCG | GB | 2018-08-23 02:00 | 0.81529
CCG | GB | 2018-08-23 03:00 | 0.81529
CCG | GB | 2018-08-23 04:00 | 0.8385
CCG | GB | 2018-08-23 05:00 | 0.80626
CCG | GB | 2018-08-23 06:00 | 0.81136
CCG | GB | 2018-08-23 07:00 | 0.79173
CCG | GB | 2018-08-23 08:00 | 0.79968
CCG | GB | 2018-08-23 09:00 | 0.8122
CCG | GB | 2018-08-23 10:00 | 0.81502
CCG | GB | 2018-08-23 11:00 | 0.81502
CCG | GB | 2018-08-23 12:00 | 0.8122
CCG | GB | 2018-08-23 13:00 | 0.82439
CCG | GB | 2018-08-23 14:00 | 0.82439
CCG | GB | 2018-08-23 15:00 | 0.82439
CCG | GB | 2018-08-23 16:00 | 0.82439
CCG | GB | 2018-08-23 17:00 | 0.82439
CCG | GB | 2018-08-23 18:00 | 0.82439
CCG | GB | 2018-08-23 19:00 | 0.82439
CCG | GB | 2018-08-23 20:00 | 0.82574
CCG | GB | 2018-08-23 21:00 | 0.82856
CCG | GB | 2018-08-23 22:00 | 0.82856
CCG | GB | 2018-08-23 23:00 | 0.81647
CCG | GB | 2018-08-24 | 0.82676
CCG | GB | 2018-08-24 01:00 | 0.82756
CCG | GB | 2018-08-24 02:00 | 0.82756
CCG | GB | 2018-08-24 03:00 | 0.82756
CCG | GB | 2018-08-24 04:00 | 0.82756
CCG | GB | 2018-08-24 05:00 | 0.82756
CCG | GB | 2018-08-24 06:00 | 0.82756
CCG | GB | 2018-08-24 07:00 | 0.82485
CCG | GB | 2018-08-24 08:00 | 0.81187
CCG | GB | 2018-08-24 09:00 | 0.8166
CCG | GB | 2018-08-24 10:00 | 0.8166
CCG | GB | 2018-08-24 11:00 | 0.8166
CCG | GB | 2018-08-24 12:00 | 0.8166
CCG | GB | 2018-08-24 13:00 | 0.82541
CCG | GB | 2018-08-24 14:00 | 0.82541
CCG | GB | 2018-08-24 15:00 | 0.82541
CCG | GB | 2018-08-24 16:00 | 0.82541
CCG | GB | 2018-08-24 17:00 | 0.81722
CCG | GB | 2018-08-24 18:00 | 0.81722
CCG | GB | 2018-08-24 19:00 | 0.80594
CCG | GB | 2018-08-24 20:00 | 0.80594
CCG | GB | 2018-08-24 21:00 | 0.81722
CCG | GB | 2018-08-24 22:00 | 0.82044
CCG | GB | 2018-08-24 23:00 | 0.81924
CCG | GB | 2018-08-25 | 0.81924
CCG | GB | 2018-08-25 01:00 | 0.79498
CCG | GB | 2018-08-25 02:00 | 0.79498
CCG | GB | 2018-08-25 03:00 | 0.79498
CCG | GB | 2018-08-25 04:00 | 0.79498
CCG | GB | 2018-08-25 05:00 | 0.80699
CCG | GB | 2018-08-25 06:00 | 0.81765
CCG | GB | 2018-08-25 07:00 | 0.81765
CCG | GB | 2018-08-25 08:00 | 0.80586
CCG | GB | 2018-08-25 09:00 | 0.81765
CCG | GB | 2018-08-25 10:00 | 0.81765
CCG | GB | 2018-08-25 11:00 | 0.81765
CCG | GB | 2018-08-25 12:00 | 0.81765
CCG | GB | 2018-08-25 13:00 | 0.81765
CCG | GB | 2018-08-25 14:00 | 0.81765
CCG | GB | 2018-08-25 15:00 | 0.81765
CCG | GB | 2018-08-25 16:00 | 0.81429
CCG | GB | 2018-08-25 17:00 | 0.81429
CCG | GB | 2018-08-25 18:00 | 0.81021
CCG | GB | 2018-08-25 19:00 | 0.82103
CCG | GB | 2018-08-25 20:00 | 0.81972
CCG | GB | 2018-08-25 21:00 | 0.82442
CCG | GB | 2018-08-25 22:00 | 0.82246
CCG | GB | 2018-08-25 23:00 | 0.82595
CCG | GB | 2018-08-26 | 0.80296
CCG | GB | 2018-08-26 01:00 | 0.80097
CCG | GB | 2018-08-26 02:00 | 0.79447
CCG | GB | 2018-08-26 03:00 | 0.83444
CCG | GB | 2018-08-26 04:00 | 0.83444
CCG | GB | 2018-08-26 05:00 | 0.85083
CCG | GB | 2018-08-26 06:00 | 0.85177
CCG | GB | 2018-08-26 07:00 | 0.83995
CCG | GB | 2018-08-26 08:00 | 0.83995
CCG | GB | 2018-08-26 09:00 | 0.83995
CCG | GB | 2018-08-26 10:00 | 0.83995
CCG | GB | 2018-08-26 11:00 | 0.82912
CCG | GB | 2018-08-26 12:00 | 0.8321
CCG | GB | 2018-08-26 13:00 | 0.8472
CCG | GB | 2018-08-26 14:00 | 0.85945
CCG | GB | 2018-08-26 15:00 | 0.85945
CCG | GB | 2018-08-26 16:00 | 0.85945
CCG | GB | 2018-08-26 17:00 | 0.84347
CCG | GB | 2018-08-26 18:00 | 0.82509
CCG | GB | 2018-08-26 19:00 | 0.84108
CCG | GB | 2018-08-26 20:00 | 0.84108
CCG | GB | 2018-08-26 21:00 | 0.84108
CCG | GB | 2018-08-26 22:00 | 0.84108
CCG | GB | 2018-08-26 23:00 | 0.85182
CCG | GB | 2018-08-27 | 0.85182
CCG | GB | 2018-08-27 01:00 | 0.86238
CCG | GB | 2018-08-27 02:00 | 0.86402
CCG | GB | 2018-08-27 03:00 | 0.86402
CCG | GB | 2018-08-27 04:00 | 0.86402
CCG | GB | 2018-08-27 05:00 | 0.86402
CCG | GB | 2018-08-27 06:00 | 0.86402
CCG | GB | 2018-08-27 07:00 | 0.86063
CCG | GB | 2018-08-27 08:00 | 0.86063
CCG | GB | 2018-08-27 09:00 | 0.87476
CCG | GB | 2018-08-27 10:00 | 0.87476
CCG | GB | 2018-08-27 11:00 | 0.87476
CCG | GB | 2018-08-27 12:00 | 0.87476
CCG | GB | 2018-08-27 13:00 | 0.87471
CCG | GB | 2018-08-27 14:00 | 0.87471
CCG | GB | 2018-08-27 15:00 | 0.86181
CCG | GB | 2018-08-27 16:00 | 0.87256
CCG | GB | 2018-08-27 17:00 | 0.86052
CCG | GB | 2018-08-27 18:00 | 0.86574
CCG | GB | 2018-08-27 19:00 | 0.8753
CCG | GB | 2018-08-27 20:00 | 0.86235
CCG | GB | 2018-08-27 21:00 | 0.88022
CCG | GB | 2018-08-27 22:00 | 0.88067
CCG | GB | 2018-08-27 23:00 | 0.88086
CCG | GB | 2018-08-28 | 0.88086
CCG | GB | 2018-08-28 01:00 | 0.88333
CCG | GB | 2018-08-28 02:00 | 0.8814
CCG | GB | 2018-08-28 03:00 | 0.88551
CCG | GB | 2018-08-28 04:00 | 0.88551
CCG | GB | 2018-08-28 05:00 | 0.88081
CCG | GB | 2018-08-28 06:00 | 0.88551
CCG | GB | 2018-08-28 07:00 | 0.86254
CCG | GB | 2018-08-28 08:00 | 0.85179
CCG | GB | 2018-08-28 09:00 | 0.85179
CCG | GB | 2018-08-28 10:00 | 0.8486
CCG | GB | 2018-08-28 11:00 | 0.8576
CCG | GB | 2018-08-28 12:00 | 0.84537
CCG | GB | 2018-08-28 13:00 | 0.84537
CCG | GB | 2018-08-28 14:00 | 0.84537
CCG | GB | 2018-08-28 15:00 | 0.84537
CCG | GB | 2018-08-28 16:00 | 0.84537
CCG | GB | 2018-08-28 17:00 | 0.84537
CCG | GB | 2018-08-28 18:00 | 0.84537
CCG | GB | 2018-08-28 19:00 | 0.84537
CCG | GB | 2018-08-28 20:00 | 0.84537
CCG | GB | 2018-08-28 21:00 | 0.84537
CCG | GB | 2018-08-28 22:00 | 0.84537
CCG | GB | 2018-08-28 23:00 | 0.84537
CCG | GB | 2018-08-29 | 0.79218
CCG | GB | 2018-08-29 01:00 | 0.76435
CCG | GB | 2018-08-29 02:00 | 0.76435
CCG | GB | 2018-08-29 03:00 | 0.76435
CCG | GB | 2018-08-29 04:00 | 0.79218
CCG | GB | 2018-08-29 05:00 | 0.80054
CCG | GB | 2018-08-29 06:00 | 0.79648
CCG | GB | 2018-08-29 07:00 | 0.81381
CCG | GB | 2018-08-29 08:00 | 0.79809
CCG | GB | 2018-08-29 09:00 | 0.81502
CCG | GB | 2018-08-29 10:00 | 0.81502
CCG | GB | 2018-08-29 11:00 | 0.82791
CCG | GB | 2018-08-29 12:00 | 0.82791
CCG | GB | 2018-08-29 13:00 | 0.80911
CCG | GB | 2018-08-29 14:00 | 0.79452
CCG | GB | 2018-08-29 15:00 | 0.81045
CCG | GB | 2018-08-29 16:00 | 0.81045
CCG | GB | 2018-08-29 17:00 | 0.81045
CCG | GB | 2018-08-29 18:00 | 0.81045
CCG | GB | 2018-08-29 19:00 | 0.81287
CCG | GB | 2018-08-29 20:00 | 0.81448
CCG | GB | 2018-08-29 21:00 | 0.83221
CCG | GB | 2018-08-29 22:00 | 0.83422
CCG | GB | 2018-08-29 23:00 | 0.82348
CCG | GB | 2018-08-30 | 0.78496
CCG | GB | 2018-08-30 01:00 | 0.78152
CCG | GB | 2018-08-30 02:00 | 0.78152
CCG | GB | 2018-08-30 03:00 | 0.78353
CCG | GB | 2018-08-30 04:00 | 0.78171
CCG | GB | 2018-08-30 05:00 | 0.78523
CCG | GB | 2018-08-30 06:00 | 0.81999
CCG | GB | 2018-08-30 07:00 | 0.80682
CCG | GB | 2018-08-30 08:00 | 0.78874
CCG | GB | 2018-08-30 09:00 | 0.81972
CCG | GB | 2018-08-30 10:00 | 0.81703
CCG | GB | 2018-08-30 11:00 | 0.81529
CCG | GB | 2018-08-30 12:00 | 0.8133
CCG | GB | 2018-08-30 13:00 | 0.80854
CCG | GB | 2018-08-30 14:00 | 0.79632
CCG | GB | 2018-08-30 15:00 | 0.82544
CCG | GB | 2018-08-30 16:00 | 0.82361
CCG | GB | 2018-08-30 17:00 | 0.83602
CCG | GB | 2018-08-30 18:00 | 0.83611
CCG | GB | 2018-08-30 19:00 | 0.83825
CCG | GB | 2018-08-30 20:00 | 0.83699
CCG | GB | 2018-08-30 21:00 | 0.83984
CCG | GB | 2018-08-30 22:00 | 0.82009
CCG | GB | 2018-08-30 23:00 | 0.84336
CCG | GB | 2018-08-31 | 0.82877
CCG | GB | 2018-08-31 01:00 | 0.84658
CCG | GB | 2018-08-31 02:00 | 0.84658
CCG | GB | 2018-08-31 03:00 | 0.84846
CCG | GB | 2018-08-31 04:00 | 0.84846
CCG | GB | 2018-08-31 05:00 | 0.84954
CCG | GB | 2018-08-31 06:00 | 0.83842
CCG | GB | 2018-08-31 07:00 | 0.80325
CCG | GB | 2018-08-31 08:00 | 0.81975
CCG | GB | 2018-08-31 09:00 | 0.82181
CCG | GB | 2018-08-31 10:00 | 0.82184
CCG | GB | 2018-08-31 11:00 | 0.82192
CCG | GB | 2018-08-31 12:00 | 0.82195
CCG | GB | 2018-08-31 13:00 | 0.82579
CCG | GB | 2018-08-31 14:00 | 0.82579
CCG | GB | 2018-08-31 15:00 | 0.82579
CCG | GB | 2018-08-31 16:00 | 0.82579
CCG | GB | 2018-08-31 17:00 | 0.82587
CCG | GB | 2018-08-31 18:00 | 0.82587
CCG | GB | 2018-08-31 19:00 | 0.82533
CCG | GB | 2018-08-31 20:00 | 0.82533
CCG | GB | 2018-08-31 21:00 | 0.82533
CCG | GB | 2018-08-31 22:00 | 0.82533
CCG | GB | 2018-08-31 23:00 | 0.81075
CCG | GB | 2018-09-01 | 0.77271
CCG | GB | 2018-09-01 01:00 | 0.80725
CCG | GB | 2018-09-01 02:00 | 0.80725
CCG | GB | 2018-09-01 03:00 | 0.80333
CCG | GB | 2018-09-01 04:00 | 0.80333
CCG | GB | 2018-09-01 05:00 | 0.80145
CCG | GB | 2018-09-01 06:00 | 0.79809
CCG | GB | 2018-09-01 07:00 | 0.79594
CCG | GB | 2018-09-01 08:00 | 0.786
CCG | GB | 2018-09-01 09:00 | 0.79729
CCG | GB | 2018-09-01 10:00 | 0.7985
CCG | GB | 2018-09-01 11:00 | 0.79984
CCG | GB | 2018-09-01 12:00 | 0.79984
CCG | GB | 2018-09-01 13:00 | 0.7881
CCG | GB | 2018-09-01 14:00 | 0.79984
CCG | GB | 2018-09-01 15:00 | 0.79834
CCG | GB | 2018-09-01 16:00 | 0.79834
CCG | GB | 2018-09-01 17:00 | 0.79834
CCG | GB | 2018-09-01 18:00 | 0.80981
CCG | GB | 2018-09-01 19:00 | 0.81042
CCG | GB | 2018-09-01 20:00 | 0.81048
CCG | GB | 2018-09-01 21:00 | 0.81069
CCG | GB | 2018-09-01 22:00 | 0.81069
CCG | GB | 2018-09-01 23:00 | 0.8123
CCG | GB | 2018-09-02 | 0.81676
CCG | GB | 2018-09-02 01:00 | 0.79917
CCG | GB | 2018-09-02 02:00 | 0.8032
CCG | GB | 2018-09-02 03:00 | 0.8032
CCG | GB | 2018-09-02 04:00 | 0.8032
CCG | GB | 2018-09-02 05:00 | 0.8032
CCG | GB | 2018-09-02 06:00 | 0.8032
CCG | GB | 2018-09-02 07:00 | 0.8032
CCG | GB | 2018-09-02 08:00 | 0.8032
CCG | GB | 2018-09-02 09:00 | 0.8032
CCG | GB | 2018-09-02 10:00 | 0.8032
CCG | GB | 2018-09-02 11:00 | 0.82429
CCG | GB | 2018-09-02 12:00 | 0.82606
CCG | GB | 2018-09-02 13:00 | 0.82318
CCG | GB | 2018-09-02 14:00 | 0.82318
CCG | GB | 2018-09-02 15:00 | 0.82318
CCG | GB | 2018-09-02 16:00 | 0.81942
CCG | GB | 2018-09-02 17:00 | 0.81752
CCG | GB | 2018-09-02 18:00 | 0.81738
CCG | GB | 2018-09-02 19:00 | 0.81429
CCG | GB | 2018-09-02 20:00 | 0.83173
CCG | GB | 2018-09-02 21:00 | 0.81894
CCG | GB | 2018-09-02 22:00 | 0.81897
CCG | GB | 2018-09-02 23:00 | 0.81131
CCG | GB | 2018-09-03 | 0.7917
CCG | GB | 2018-09-03 01:00 | 0.80551
CCG | GB | 2018-09-03 02:00 | 0.80884
CCG | GB | 2018-09-03 03:00 | 0.8083
CCG | GB | 2018-09-03 04:00 | 0.8083
CCG | GB | 2018-09-03 05:00 | 0.8083
CCG | GB | 2018-09-03 06:00 | 0.78614
CCG | GB | 2018-09-03 07:00 | 0.77972
CCG | GB | 2018-09-03 08:00 | 0.77666
CCG | GB | 2018-09-03 09:00 | 0.78496
CCG | GB | 2018-09-03 10:00 | 0.79449
CCG | GB | 2018-09-03 11:00 | 0.80562
CCG | GB | 2018-09-03 12:00 | 0.80285
CCG | GB | 2018-09-03 13:00 | 0.80269
CCG | GB | 2018-09-03 14:00 | 0.78947
CCG | GB | 2018-09-03 15:00 | 0.77829
CCG | GB | 2018-09-03 16:00 | 0.77838
CCG | GB | 2018-09-03 17:00 | 0.79148
CCG | GB | 2018-09-03 18:00 | 0.80277
CCG | GB | 2018-09-03 19:00 | 0.80285
CCG | GB | 2018-09-03 20:00 | 0.80562
CCG | GB | 2018-09-03 21:00 | 0.80562
CCG | GB | 2018-09-03 22:00 | 0.80562
CCG | GB | 2018-09-03 23:00 | 0.80562
CCG | GB | 2018-09-04 | 0.80562
CCG | GB | 2018-09-04 01:00 | 0.7809
CCG | GB | 2018-09-04 02:00 | 0.76881
CCG | GB | 2018-09-04 03:00 | 0.78305
CCG | GB | 2018-09-04 04:00 | 0.78547
CCG | GB | 2018-09-04 05:00 | 0.7809
CCG | GB | 2018-09-04 06:00 | 0.7809
CCG | GB | 2018-09-04 07:00 | 0.7809
CCG | GB | 2018-09-04 08:00 | 0.77754
CCG | GB | 2018-09-04 09:00 | 0.77453
CCG | GB | 2018-09-04 10:00 | 0.77988
CCG | GB | 2018-09-04 11:00 | 0.7809
CCG | GB | 2018-09-04 12:00 | 0.7809
CCG | GB | 2018-09-04 13:00 | 0.77204
CCG | GB | 2018-09-04 14:00 | 0.77418
CCG | GB | 2018-09-04 15:00 | 0.79205
CCG | GB | 2018-09-04 16:00 | 0.79205
CCG | GB | 2018-09-04 17:00 | 0.80602
CCG | GB | 2018-09-04 18:00 | 0.80978
CCG | GB | 2018-09-04 19:00 | 0.80978
CCG | GB | 2018-09-04 20:00 | 0.81945
CCG | GB | 2018-09-04 21:00 | 0.81945
CCG | GB | 2018-09-04 22:00 | 0.81945
CCG | GB | 2018-09-04 23:00 | 0.80602
CCG | GB | 2018-09-05 | 0.7942
CCG | GB | 2018-09-05 01:00 | 0.7942
CCG | GB | 2018-09-05 02:00 | 0.7942
CCG | GB | 2018-09-05 03:00 | 0.78305
CCG | GB | 2018-09-05 04:00 | 0.78574
CCG | GB | 2018-09-05 05:00 | 0.78305
CCG | GB | 2018-09-05 06:00 | 0.78305
CCG | GB | 2018-09-05 07:00 | 0.77969
CCG | GB | 2018-09-05 08:00 | 0.77969
CCG | GB | 2018-09-05 09:00 | 0.77196
CCG | GB | 2018-09-05 10:00 | 0.77196
CCG | GB | 2018-09-05 11:00 | 0.76758
CCG | GB | 2018-09-05 12:00 | 0.77128
CCG | GB | 2018-09-05 13:00 | 0.78018
CCG | GB | 2018-09-05 14:00 | 0.78259
CCG | GB | 2018-09-05 15:00 | 0.80177
CCG | GB | 2018-09-05 16:00 | 0.80263
CCG | GB | 2018-09-05 17:00 | 0.80583
CCG | GB | 2018-09-05 18:00 | 0.80645
CCG | GB | 2018-09-05 19:00 | 0.83073
CCG | GB | 2018-09-05 20:00 | 0.83073
CCG | GB | 2018-09-05 21:00 | 0.83073
CCG | GB | 2018-09-05 22:00 | 0.83073
CCG | GB | 2018-09-05 23:00 | 0.81958
CCG | GB | 2018-09-06 | 0.78232
CCG | GB | 2018-09-06 01:00 | 0.75498
CCG | GB | 2018-09-06 02:00 | 0.75498
CCG | GB | 2018-09-06 03:00 | 0.75868
CCG | GB | 2018-09-06 04:00 | 0.78367
CCG | GB | 2018-09-06 05:00 | 0.79594
CCG | GB | 2018-09-06 06:00 | 0.78036
CCG | GB | 2018-09-06 07:00 | 0.79527
CCG | GB | 2018-09-06 08:00 | 0.79527
CCG | GB | 2018-09-06 09:00 | 0.80709
CCG | GB | 2018-09-06 10:00 | 0.8058
CCG | GB | 2018-09-06 11:00 | 0.80709
CCG | GB | 2018-09-06 12:00 | 0.80709
CCG | GB | 2018-09-06 13:00 | 0.7996
CCG | GB | 2018-09-06 14:00 | 0.7996
CCG | GB | 2018-09-06 15:00 | 0.80073
CCG | GB | 2018-09-06 16:00 | 0.80046
CCG | GB | 2018-09-06 17:00 | 0.80046
CCG | GB | 2018-09-06 18:00 | 0.80046
CCG | GB | 2018-09-06 19:00 | 0.80317
CCG | GB | 2018-09-06 20:00 | 0.80317
CCG | GB | 2018-09-06 21:00 | 0.81945
CCG | GB | 2018-09-06 22:00 | 0.81945
CCG | GB | 2018-09-06 23:00 | 0.81945
CCG | GB | 2018-09-07 | 0.79097
CCG | GB | 2018-09-07 01:00 | 0.79097
CCG | GB | 2018-09-07 02:00 | 0.79097
CCG | GB | 2018-09-07 03:00 | 0.79097
CCG | GB | 2018-09-07 04:00 | 0.79097
CCG | GB | 2018-09-07 05:00 | 0.79097
CCG | GB | 2018-09-07 06:00 | 0.77553
CCG | GB | 2018-09-07 07:00 | 0.73067
CCG | GB | 2018-09-07 08:00 | 0.70861
CCG | GB | 2018-09-07 09:00 | 0.73228
CCG | GB | 2018-09-07 10:00 | 0.74746
CCG | GB | 2018-09-07 11:00 | 0.75823
CCG | GB | 2018-09-07 12:00 | 0.7582
CCG | GB | 2018-09-07 13:00 | 0.76943
CCG | GB | 2018-09-07 14:00 | 0.78224
CCG | GB | 2018-09-07 15:00 | 0.7705
CCG | GB | 2018-09-07 16:00 | 0.7834
CCG | GB | 2018-09-07 17:00 | 0.78036
CCG | GB | 2018-09-07 18:00 | 0.77932
CCG | GB | 2018-09-07 19:00 | 0.78348
CCG | GB | 2018-09-07 20:00 | 0.79097
CCG | GB | 2018-09-07 21:00 | 0.79097
CCG | GB | 2018-09-07 22:00 | 0.79097
CCG | GB | 2018-09-07 23:00 | 0.79097
CCG | GB | 2018-09-08 | 0.75465
CCG | GB | 2018-09-08 01:00 | 0.73292
CCG | GB | 2018-09-08 02:00 | 0.73185
CCG | GB | 2018-09-08 03:00 | 0.73185
CCG | GB | 2018-09-08 04:00 | 0.73185
CCG | GB | 2018-09-08 05:00 | 0.73185
CCG | GB | 2018-09-08 06:00 | 0.73185
CCG | GB | 2018-09-08 07:00 | 0.73185
CCG | GB | 2018-09-08 08:00 | 0.72661
CCG | GB | 2018-09-08 09:00 | 0.72661
CCG | GB | 2018-09-08 10:00 | 0.73185
CCG | GB | 2018-09-08 11:00 | 0.73185
CCG | GB | 2018-09-08 12:00 | 0.73185
CCG | GB | 2018-09-08 13:00 | 0.73185
CCG | GB | 2018-09-08 14:00 | 0.73185
CCG | GB | 2018-09-08 15:00 | 0.73185
CCG | GB | 2018-09-08 16:00 | 0.76862
CCG | GB | 2018-09-08 17:00 | 0.75275
CCG | GB | 2018-09-08 18:00 | 0.75167
CCG | GB | 2018-09-08 19:00 | 0.75167
CCG | GB | 2018-09-08 20:00 | 0.75167
CCG | GB | 2018-09-08 21:00 | 0.75167
CCG | GB | 2018-09-08 22:00 | 0.75167
CCG | GB | 2018-09-08 23:00 | 0.75167
CCG | GB | 2018-09-09 | 0.7697
CCG | GB | 2018-09-09 01:00 | 0.77077
CCG | GB | 2018-09-09 02:00 | 0.77077
CCG | GB | 2018-09-09 03:00 | 0.77077
CCG | GB | 2018-09-09 04:00 | 0.77077
CCG | GB | 2018-09-09 05:00 | 0.77077
CCG | GB | 2018-09-09 06:00 | 0.77077
CCG | GB | 2018-09-09 07:00 | 0.77077
CCG | GB | 2018-09-09 08:00 | 0.75737
CCG | GB | 2018-09-09 09:00 | 0.77077
CCG | GB | 2018-09-09 10:00 | 0.77077
CCG | GB | 2018-09-09 11:00 | 0.77077
CCG | GB | 2018-09-09 12:00 | 0.77077
CCG | GB | 2018-09-09 13:00 | 0.76441
CCG | GB | 2018-09-09 14:00 | 0.77077
CCG | GB | 2018-09-09 15:00 | 0.77077
CCG | GB | 2018-09-09 16:00 | 0.77077
CCG | GB | 2018-09-09 17:00 | 0.76938
CCG | GB | 2018-09-09 18:00 | 0.76938
CCG | GB | 2018-09-09 19:00 | 0.77378
CCG | GB | 2018-09-09 20:00 | 0.78453
CCG | GB | 2018-09-09 21:00 | 0.78453
CCG | GB | 2018-09-09 22:00 | 0.78453
CCG | GB | 2018-09-09 23:00 | 0.7838
CCG | GB | 2018-09-10 | 0.77333
CCG | GB | 2018-09-10 01:00 | 0.77373
CCG | GB | 2018-09-10 02:00 | 0.77373
CCG | GB | 2018-09-10 03:00 | 0.77373
CCG | GB | 2018-09-10 04:00 | 0.77373
CCG | GB | 2018-09-10 05:00 | 0.77373
CCG | GB | 2018-09-10 06:00 | 0.77373
CCG | GB | 2018-09-10 07:00 | 0.77641
CCG | GB | 2018-09-10 08:00 | 0.77118
CCG | GB | 2018-09-10 09:00 | 0.77641
CCG | GB | 2018-09-10 10:00 | 0.77641
CCG | GB | 2018-09-10 11:00 | 0.77641
CCG | GB | 2018-09-10 12:00 | 0.77641
CCG | GB | 2018-09-10 13:00 | 0.77717
CCG | GB | 2018-09-10 14:00 | 0.7906
CCG | GB | 2018-09-10 15:00 | 0.79253
CCG | GB | 2018-09-10 16:00 | 0.79253
CCG | GB | 2018-09-10 17:00 | 0.79253
CCG | GB | 2018-09-10 18:00 | 0.78625
CCG | GB | 2018-09-10 19:00 | 0.79162
CCG | GB | 2018-09-10 20:00 | 0.79213
CCG | GB | 2018-09-10 21:00 | 0.79213
CCG | GB | 2018-09-10 22:00 | 0.79213
CCG | GB | 2018-09-10 23:00 | 0.79253
CCG | GB | 2018-09-11 | 0.79253
CCG | GB | 2018-09-11 01:00 | 0.79253
CCG | GB | 2018-09-11 02:00 | 0.79253
CCG | GB | 2018-09-11 03:00 | 0.79253
CCG | GB | 2018-09-11 04:00 | 0.79253
CCG | GB | 2018-09-11 05:00 | 0.79253
CCG | GB | 2018-09-11 06:00 | 0.79253
CCG | GB | 2018-09-11 07:00 | 0.78026
CCG | GB | 2018-09-11 08:00 | 0.78026
CCG | GB | 2018-09-11 09:00 | 0.78917
CCG | GB | 2018-09-11 10:00 | 0.79253
CCG | GB | 2018-09-11 11:00 | 0.79253
CCG | GB | 2018-09-11 12:00 | 0.79253
CCG | GB | 2018-09-11 13:00 | 0.77835
CCG | GB | 2018-09-11 14:00 | 0.77835
CCG | GB | 2018-09-11 15:00 | 0.77835
CCG | GB | 2018-09-11 16:00 | 0.77835
CCG | GB | 2018-09-11 17:00 | 0.7687
CCG | GB | 2018-09-11 18:00 | 0.77835
CCG | GB | 2018-09-11 19:00 | 0.76228
CCG | GB | 2018-09-11 20:00 | 0.76228
CCG | GB | 2018-09-11 21:00 | 0.77529
CCG | GB | 2018-09-11 22:00 | 0.76239
CCG | GB | 2018-09-11 23:00 | 0.77529
CCG | GB | 2018-09-12 | 0.75012
CCG | GB | 2018-09-12 01:00 | 0.7366
CCG | GB | 2018-09-12 02:00 | 0.75119
CCG | GB | 2018-09-12 03:00 | 0.76347
CCG | GB | 2018-09-12 04:00 | 0.76347
CCG | GB | 2018-09-12 05:00 | 0.78004
CCG | GB | 2018-09-12 06:00 | 0.79253
CCG | GB | 2018-09-12 07:00 | 0.79253
CCG | GB | 2018-09-12 08:00 | 0.78044
CCG | GB | 2018-09-12 09:00 | 0.78044
CCG | GB | 2018-09-12 10:00 | 0.78044
CCG | GB | 2018-09-12 11:00 | 0.79253
CCG | GB | 2018-09-12 12:00 | 0.79294
CCG | GB | 2018-09-12 13:00 | 0.7795
CCG | GB | 2018-09-12 14:00 | 0.7795
CCG | GB | 2018-09-12 15:00 | 0.7603
CCG | GB | 2018-09-12 16:00 | 0.7603
CCG | GB | 2018-09-12 17:00 | 0.7787
CCG | GB | 2018-09-12 18:00 | 0.7787
CCG | GB | 2018-09-12 19:00 | 0.7787
CCG | GB | 2018-09-12 20:00 | 0.7787
CCG | GB | 2018-09-12 21:00 | 0.7787
CCG | GB | 2018-09-12 22:00 | 0.7787
CCG | GB | 2018-09-12 23:00 | 0.7787
CCG | GB | 2018-09-13 | 0.7787
CCG | GB | 2018-09-13 01:00 | 0.79038
CCG | GB | 2018-09-13 02:00 | 0.79038
CCG | GB | 2018-09-13 03:00 | 0.78775
CCG | GB | 2018-09-13 04:00 | 0.78775
CCG | GB | 2018-09-13 05:00 | 0.78775
CCG | GB | 2018-09-13 06:00 | 0.77843
CCG | GB | 2018-09-13 07:00 | 0.77843
CCG | GB | 2018-09-13 08:00 | 0.78179
CCG | GB | 2018-09-13 09:00 | 0.78179
CCG | GB | 2018-09-13 10:00 | 0.78179
CCG | GB | 2018-09-13 11:00 | 0.78179
CCG | GB | 2018-09-13 12:00 | 0.78179
CCG | GB | 2018-09-13 13:00 | 0.78179
CCG | GB | 2018-09-13 14:00 | 0.78179
CCG | GB | 2018-09-13 15:00 | 0.78179
CCG | GB | 2018-09-13 16:00 | 0.78179
CCG | GB | 2018-09-13 17:00 | 0.78179
CCG | GB | 2018-09-13 18:00 | 0.78179
CCG | GB | 2018-09-13 19:00 | 0.78179
CCG | GB | 2018-09-13 20:00 | 0.78179
CCG | GB | 2018-09-13 21:00 | 0.78179
CCG | GB | 2018-09-13 22:00 | 0.78179
CCG | GB | 2018-09-13 23:00 | 0.78179
CCG | GB | 2018-09-14 | 0.78587
CCG | GB | 2018-09-14 01:00 | 0.79809
CCG | GB | 2018-09-14 02:00 | 0.79809
CCG | GB | 2018-09-14 03:00 | 0.79809
CCG | GB | 2018-09-14 04:00 | 0.78641
CCG | GB | 2018-09-14 05:00 | 0.79809
CCG | GB | 2018-09-14 06:00 | 0.79809
CCG | GB | 2018-09-14 07:00 | 0.78958
CCG | GB | 2018-09-14 08:00 | 0.78439
CCG | GB | 2018-09-14 09:00 | 0.79809
CCG | GB | 2018-09-14 10:00 | 0.79809
CCG | GB | 2018-09-14 11:00 | 0.79809
CCG | GB | 2018-09-14 12:00 | 0.7932
CCG | GB | 2018-09-14 13:00 | 0.81147
CCG | GB | 2018-09-14 14:00 | 0.81147
CCG | GB | 2018-09-14 15:00 | 0.81147
CCG | GB | 2018-09-14 16:00 | 0.81153
CCG | GB | 2018-09-14 17:00 | 0.81153
CCG | GB | 2018-09-14 18:00 | 0.81147
CCG | GB | 2018-09-14 19:00 | 0.81147
CCG | GB | 2018-09-14 20:00 | 0.81147
CCG | GB | 2018-09-14 21:00 | 0.81147
CCG | GB | 2018-09-14 22:00 | 0.81147
CCG | GB | 2018-09-14 23:00 | 0.79858
CCG | GB | 2018-09-15 | 0.80056
CCG | GB | 2018-09-15 01:00 | 0.80674
CCG | GB | 2018-09-15 02:00 | 0.80674
CCG | GB | 2018-09-15 03:00 | 0.80674
CCG | GB | 2018-09-15 04:00 | 0.80674
CCG | GB | 2018-09-15 05:00 | 0.80674
CCG | GB | 2018-09-15 06:00 | 0.80674
CCG | GB | 2018-09-15 07:00 | 0.76543
CCG | GB | 2018-09-15 08:00 | 0.77617
CCG | GB | 2018-09-15 09:00 | 0.79697
CCG | GB | 2018-09-15 10:00 | 0.79844
CCG | GB | 2018-09-15 11:00 | 0.81134
CCG | GB | 2018-09-15 12:00 | 0.81134
CCG | GB | 2018-09-15 13:00 | 0.81134
CCG | GB | 2018-09-15 14:00 | 0.81134
CCG | GB | 2018-09-15 15:00 | 0.81134
CCG | GB | 2018-09-15 16:00 | 0.81134
CCG | GB | 2018-09-15 17:00 | 0.82461
CCG | GB | 2018-09-15 18:00 | 0.84825
CCG | GB | 2018-09-15 19:00 | 0.84825
CCG | GB | 2018-09-15 20:00 | 0.84825
CCG | GB | 2018-09-15 21:00 | 0.84825
CCG | GB | 2018-09-15 22:00 | 0.84596
CCG | GB | 2018-09-15 23:00 | 0.84596
CCG | GB | 2018-09-16 | 0.83253
CCG | GB | 2018-09-16 01:00 | 0.81021
CCG | GB | 2018-09-16 02:00 | 0.81024
CCG | GB | 2018-09-16 03:00 | 0.81024
CCG | GB | 2018-09-16 04:00 | 0.81024
CCG | GB | 2018-09-16 05:00 | 0.81024
CCG | GB | 2018-09-16 06:00 | 0.81024
CCG | GB | 2018-09-16 07:00 | 0.83294
CCG | GB | 2018-09-16 08:00 | 0.83522
CCG | GB | 2018-09-16 09:00 | 0.83519
CCG | GB | 2018-09-16 10:00 | 0.83514
CCG | GB | 2018-09-16 11:00 | 0.83511
CCG | GB | 2018-09-16 12:00 | 0.83506
CCG | GB | 2018-09-16 13:00 | 0.83479
CCG | GB | 2018-09-16 14:00 | 0.83474
CCG | GB | 2018-09-16 15:00 | 0.83468
CCG | GB | 2018-09-16 16:00 | 0.83463
CCG | GB | 2018-09-16 17:00 | 0.8224
CCG | GB | 2018-09-16 18:00 | 0.8224
CCG | GB | 2018-09-16 19:00 | 0.82504
CCG | GB | 2018-09-16 20:00 | 0.8346
CCG | GB | 2018-09-16 21:00 | 0.82842
CCG | GB | 2018-09-16 22:00 | 0.82845
CCG | GB | 2018-09-16 23:00 | 0.83476
CCG | GB | 2018-09-17 | 0.83471
CCG | GB | 2018-09-17 01:00 | 0.81018
CCG | GB | 2018-09-17 02:00 | 0.81021
CCG | GB | 2018-09-17 03:00 | 0.82168
CCG | GB | 2018-09-17 04:00 | 0.82168
CCG | GB | 2018-09-17 05:00 | 0.81091
CCG | GB | 2018-09-17 06:00 | 0.81206
CCG | GB | 2018-09-17 07:00 | 0.80492
CCG | GB | 2018-09-17 08:00 | 0.80365
CCG | GB | 2018-09-17 09:00 | 0.7848
CCG | GB | 2018-09-17 10:00 | 0.78469
CCG | GB | 2018-09-17 11:00 | 0.77518
CCG | GB | 2018-09-17 12:00 | 0.77633
CCG | GB | 2018-09-17 13:00 | 0.76073
CCG | GB | 2018-09-17 14:00 | 0.78241
CCG | GB | 2018-09-17 15:00 | 0.78396
CCG | GB | 2018-09-17 16:00 | 0.796
CCG | GB | 2018-09-17 17:00 | 0.7932
CCG | GB | 2018-09-17 18:00 | 0.8133
CCG | GB | 2018-09-17 19:00 | 0.81193
CCG | GB | 2018-09-17 20:00 | 0.80373
CCG | GB | 2018-09-17 21:00 | 0.81182
CCG | GB | 2018-09-17 22:00 | 0.82611
CCG | GB | 2018-09-17 23:00 | 0.81523
CCG | GB | 2018-09-18 | 0.80261
CCG | GB | 2018-09-18 01:00 | 0.79989
CCG | GB | 2018-09-18 02:00 | 0.79987
CCG | GB | 2018-09-18 03:00 | 0.79987
CCG | GB | 2018-09-18 04:00 | 0.79987
CCG | GB | 2018-09-18 05:00 | 0.79987
CCG | GB | 2018-09-18 06:00 | 0.80242
CCG | GB | 2018-09-18 07:00 | 0.80376
CCG | GB | 2018-09-18 08:00 | 0.81612
CCG | GB | 2018-09-18 09:00 | 0.81545
CCG | GB | 2018-09-18 10:00 | 0.826
CCG | GB | 2018-09-18 11:00 | 0.826
CCG | GB | 2018-09-18 12:00 | 0.80102
CCG | GB | 2018-09-18 13:00 | 0.81311
CCG | GB | 2018-09-18 14:00 | 0.81311
CCG | GB | 2018-09-18 15:00 | 0.81311
CCG | GB | 2018-09-18 16:00 | 0.81311
CCG | GB | 2018-09-18 17:00 | 0.81566
CCG | GB | 2018-09-18 18:00 | 0.80457
CCG | GB | 2018-09-18 19:00 | 0.82611
CCG | GB | 2018-09-18 20:00 | 0.82754
CCG | GB | 2018-09-18 21:00 | 0.82754
CCG | GB | 2018-09-18 22:00 | 0.82754
CCG | GB | 2018-09-18 23:00 | 0.8267
CCG | GB | 2018-09-19 | 0.82673
CCG | GB | 2018-09-19 01:00 | 0.81351
CCG | GB | 2018-09-19 02:00 | 0.81354
CCG | GB | 2018-09-19 03:00 | 0.82498
CCG | GB | 2018-09-19 04:00 | 0.82498
CCG | GB | 2018-09-19 05:00 | 0.82498
CCG | GB | 2018-09-19 06:00 | 0.82501
CCG | GB | 2018-09-19 07:00 | 0.81384
CCG | GB | 2018-09-19 08:00 | 0.81496
CCG | GB | 2018-09-19 09:00 | 0.82498
CCG | GB | 2018-09-19 10:00 | 0.82496
CCG | GB | 2018-09-19 11:00 | 0.82337
CCG | GB | 2018-09-19 12:00 | 0.82332
CCG | GB | 2018-09-19 13:00 | 0.82329
CCG | GB | 2018-09-19 14:00 | 0.82052
CCG | GB | 2018-09-19 15:00 | 0.82203
CCG | GB | 2018-09-19 16:00 | 0.82206
CCG | GB | 2018-09-19 17:00 | 0.82211
CCG | GB | 2018-09-19 18:00 | 0.82216
CCG | GB | 2018-09-19 19:00 | 0.82496
CCG | GB | 2018-09-19 20:00 | 0.82498
CCG | GB | 2018-09-19 21:00 | 0.82504
CCG | GB | 2018-09-19 22:00 | 0.82506
CCG | GB | 2018-09-19 23:00 | 0.82512
CCG | GB | 2018-09-20 | 0.79447
CCG | GB | 2018-09-20 01:00 | 0.76634
CCG | GB | 2018-09-20 02:00 | 0.76637
CCG | GB | 2018-09-20 03:00 | 0.76639
CCG | GB | 2018-09-20 04:00 | 0.8068
CCG | GB | 2018-09-20 05:00 | 0.83178
CCG | GB | 2018-09-20 06:00 | 0.83181
CCG | GB | 2018-09-20 07:00 | 0.80911
CCG | GB | 2018-09-20 08:00 | 0.79635
CCG | GB | 2018-09-20 09:00 | 0.82039
CCG | GB | 2018-09-20 10:00 | 0.82036
CCG | GB | 2018-09-20 11:00 | 0.82034
CCG | GB | 2018-09-20 12:00 | 0.81711
CCG | GB | 2018-09-20 13:00 | 0.82563
CCG | GB | 2018-09-20 14:00 | 0.82541
CCG | GB | 2018-09-20 15:00 | 0.82501
CCG | GB | 2018-09-20 16:00 | 0.82506
CCG | GB | 2018-09-20 17:00 | 0.82198
CCG | GB | 2018-09-20 18:00 | 0.82198
CCG | GB | 2018-09-20 19:00 | 0.82058
CCG | GB | 2018-09-20 20:00 | 0.82361
CCG | GB | 2018-09-20 21:00 | 0.82369
CCG | GB | 2018-09-20 22:00 | 0.82369
CCG | GB | 2018-09-20 23:00 | 0.82348
CCG | GB | 2018-09-21 | 0.82348
CCG | GB | 2018-09-21 01:00 | 0.82619
CCG | GB | 2018-09-21 02:00 | 0.83627
CCG | GB | 2018-09-21 03:00 | 0.83766
CCG | GB | 2018-09-21 04:00 | 0.83769
CCG | GB | 2018-09-21 05:00 | 0.83772
CCG | GB | 2018-09-21 06:00 | 0.83777
CCG | GB | 2018-09-21 07:00 | 0.81499
CCG | GB | 2018-09-21 08:00 | 0.81706
CCG | GB | 2018-09-21 09:00 | 0.8245
CCG | GB | 2018-09-21 10:00 | 0.82453
CCG | GB | 2018-09-21 11:00 | 0.8245
CCG | GB | 2018-09-21 12:00 | 0.82447
CCG | GB | 2018-09-21 13:00 | 0.83788
CCG | GB | 2018-09-21 14:00 | 0.83788
CCG | GB | 2018-09-21 15:00 | 0.83785
CCG | GB | 2018-09-21 16:00 | 0.83785
CCG | GB | 2018-09-21 17:00 | 0.83788
CCG | GB | 2018-09-21 18:00 | 0.83788
CCG | GB | 2018-09-21 19:00 | 0.80263
CCG | GB | 2018-09-21 20:00 | 0.80266
CCG | GB | 2018-09-21 21:00 | 0.80269
CCG | GB | 2018-09-21 22:00 | 0.80271
CCG | GB | 2018-09-21 23:00 | 0.77357
CCG | GB | 2018-09-22 | 0.7741
CCG | GB | 2018-09-22 01:00 | 0.78866
CCG | GB | 2018-09-22 02:00 | 0.78866
CCG | GB | 2018-09-22 03:00 | 0.81247
CCG | GB | 2018-09-22 04:00 | 0.81247
CCG | GB | 2018-09-22 05:00 | 0.7989
CCG | GB | 2018-09-22 06:00 | 0.7989
CCG | GB | 2018-09-22 07:00 | 0.79893
CCG | GB | 2018-09-22 08:00 | 0.78872
CCG | GB | 2018-09-22 09:00 | 0.78872
CCG | GB | 2018-09-22 10:00 | 0.81381
CCG | GB | 2018-09-22 11:00 | 0.82705
CCG | GB | 2018-09-22 12:00 | 0.82705
CCG | GB | 2018-09-22 13:00 | 0.82705
CCG | GB | 2018-09-22 14:00 | 0.82705
CCG | GB | 2018-09-22 15:00 | 0.81128
CCG | GB | 2018-09-22 16:00 | 0.78778
CCG | GB | 2018-09-22 17:00 | 0.78611
CCG | GB | 2018-09-22 18:00 | 0.78611
CCG | GB | 2018-09-22 19:00 | 0.78611
CCG | GB | 2018-09-22 20:00 | 0.78611
CCG | GB | 2018-09-22 21:00 | 0.76462
CCG | GB | 2018-09-22 22:00 | 0.78039
CCG | GB | 2018-09-22 23:00 | 0.79312
CCG | GB | 2018-09-23 | 0.81628
CCG | GB | 2018-09-23 01:00 | 0.81628
CCG | GB | 2018-09-23 02:00 | 0.80553
CCG | GB | 2018-09-23 03:00 | 0.78095
CCG | GB | 2018-09-23 04:00 | 0.78095
CCG | GB | 2018-09-23 05:00 | 0.78095
CCG | GB | 2018-09-23 06:00 | 0.79331
CCG | GB | 2018-09-23 07:00 | 0.79331
CCG | GB | 2018-09-23 08:00 | 0.79331
CCG | GB | 2018-09-23 09:00 | 0.79194
CCG | GB | 2018-09-23 10:00 | 0.79148
CCG | GB | 2018-09-23 11:00 | 0.79331
CCG | GB | 2018-09-23 12:00 | 0.79331
CCG | GB | 2018-09-23 13:00 | 0.79331
CCG | GB | 2018-09-23 14:00 | 0.79331
CCG | GB | 2018-09-23 15:00 | 0.79331
CCG | GB | 2018-09-23 16:00 | 0.79331
CCG | GB | 2018-09-23 17:00 | 0.79331
CCG | GB | 2018-09-23 18:00 | 0.79331
CCG | GB | 2018-09-23 19:00 | 0.79654
CCG | GB | 2018-09-23 20:00 | 0.80879
CCG | GB | 2018-09-23 21:00 | 0.80879
CCG | GB | 2018-09-23 22:00 | 0.7967
CCG | GB | 2018-09-23 23:00 | 0.82101
CCG | GB | 2018-09-24 | 0.82101
CCG | GB | 2018-09-24 01:00 | 0.81778
CCG | GB | 2018-09-24 02:00 | 0.81778
CCG | GB | 2018-09-24 03:00 | 0.81778
CCG | GB | 2018-09-24 04:00 | 0.81778
CCG | GB | 2018-09-24 05:00 | 0.81778
CCG | GB | 2018-09-24 06:00 | 0.79785
CCG | GB | 2018-09-24 07:00 | 0.77964
CCG | GB | 2018-09-24 08:00 | 0.78227
CCG | GB | 2018-09-24 09:00 | 0.78294
CCG | GB | 2018-09-24 10:00 | 0.81362
CCG | GB | 2018-09-24 11:00 | 0.81846
CCG | GB | 2018-09-24 12:00 | 0.81846
CCG | GB | 2018-09-24 13:00 | 0.81846
CCG | GB | 2018-09-24 14:00 | 0.81846
CCG | GB | 2018-09-24 15:00 | 0.8292
CCG | GB | 2018-09-24 16:00 | 0.81703
CCG | GB | 2018-09-24 17:00 | 0.8292
CCG | GB | 2018-09-24 18:00 | 0.83995
CCG | GB | 2018-09-24 19:00 | 0.83995
CCG | GB | 2018-09-24 20:00 | 0.8292
CCG | GB | 2018-09-24 21:00 | 0.83995
CCG | GB | 2018-09-24 22:00 | 0.83995
CCG | GB | 2018-09-24 23:00 | 0.84129
CCG | GB | 2018-09-25 | 0.84129
CCG | GB | 2018-09-25 01:00 | 0.85204
CCG | GB | 2018-09-25 02:00 | 0.85204
CCG | GB | 2018-09-25 03:00 | 0.85204
CCG | GB | 2018-09-25 04:00 | 0.85204
CCG | GB | 2018-09-25 05:00 | 0.85204
CCG | GB | 2018-09-25 06:00 | 0.84868
CCG | GB | 2018-09-25 07:00 | 0.84868
CCG | GB | 2018-09-25 08:00 | 0.84868
CCG | GB | 2018-09-25 09:00 | 0.85204
CCG | GB | 2018-09-25 10:00 | 0.85204
CCG | GB | 2018-09-25 11:00 | 0.85204
CCG | GB | 2018-09-25 12:00 | 0.85204
CCG | GB | 2018-09-25 13:00 | 0.87084
CCG | GB | 2018-09-25 14:00 | 0.86009
CCG | GB | 2018-09-25 15:00 | 0.86009
CCG | GB | 2018-09-25 16:00 | 0.86009
CCG | GB | 2018-09-25 17:00 | 0.86009
CCG | GB | 2018-09-25 18:00 | 0.86009
CCG | GB | 2018-09-25 19:00 | 0.87084
CCG | GB | 2018-09-25 20:00 | 0.87089
CCG | GB | 2018-09-25 21:00 | 0.87089
CCG | GB | 2018-09-25 22:00 | 0.87089
CCG | GB | 2018-09-25 23:00 | 0.87842
CCG | GB | 2018-09-26 | 0.84
CCG | GB | 2018-09-26 01:00 | 0.81281
CCG | GB | 2018-09-26 02:00 | 0.81281
CCG | GB | 2018-09-26 03:00 | 0.81281
CCG | GB | 2018-09-26 04:00 | 0.84
CCG | GB | 2018-09-26 05:00 | 0.86445
CCG | GB | 2018-09-26 06:00 | 0.84433
CCG | GB | 2018-09-26 07:00 | 0.84551
CCG | GB | 2018-09-26 08:00 | 0.84551
CCG | GB | 2018-09-26 09:00 | 0.87645
CCG | GB | 2018-09-26 10:00 | 0.87645
CCG | GB | 2018-09-26 11:00 | 0.86343
CCG | GB | 2018-09-26 12:00 | 0.86343
CCG | GB | 2018-09-26 13:00 | 0.86343
CCG | GB | 2018-09-26 14:00 | 0.87645
CCG | GB | 2018-09-26 15:00 | 0.87645
CCG | GB | 2018-09-26 16:00 | 0.87645
CCG | GB | 2018-09-26 17:00 | 0.87645
CCG | GB | 2018-09-26 18:00 | 0.87645
CCG | GB | 2018-09-26 19:00 | 0.87014
CCG | GB | 2018-09-26 20:00 | 0.87645
CCG | GB | 2018-09-26 21:00 | 0.87645
CCG | GB | 2018-09-26 22:00 | 0.87645
CCG | GB | 2018-09-26 23:00 | 0.87645
CCG | GB | 2018-09-27 | 0.86343
CCG | GB | 2018-09-27 01:00 | 0.86343
CCG | GB | 2018-09-27 02:00 | 0.86343
CCG | GB | 2018-09-27 03:00 | 0.86343
CCG | GB | 2018-09-27 04:00 | 0.8757
CCG | GB | 2018-09-27 05:00 | 0.8757
CCG | GB | 2018-09-27 06:00 | 0.8757
CCG | GB | 2018-09-27 07:00 | 0.8757
CCG | GB | 2018-09-27 08:00 | 0.8757
CCG | GB | 2018-09-27 09:00 | 0.8757
CCG | GB | 2018-09-27 10:00 | 0.8757
CCG | GB | 2018-09-27 11:00 | 0.8757
CCG | GB | 2018-09-27 12:00 | 0.8757
CCG | GB | 2018-09-27 13:00 | 0.8757
CCG | GB | 2018-09-27 14:00 | 0.8757
CCG | GB | 2018-09-27 15:00 | 0.8757
CCG | GB | 2018-09-27 16:00 | 0.8757
CCG | GB | 2018-09-27 17:00 | 0.8757
CCG | GB | 2018-09-27 18:00 | 0.86447
CCG | GB | 2018-09-27 19:00 | 0.8757
CCG | GB | 2018-09-27 20:00 | 0.8757
CCG | GB | 2018-09-27 21:00 | 0.8757
CCG | GB | 2018-09-27 22:00 | 0.8757
CCG | GB | 2018-09-27 23:00 | 0.8757
CCG | GB | 2018-09-28 | 0.84723
CCG | GB | 2018-09-28 01:00 | 0.86302
CCG | GB | 2018-09-28 02:00 | 0.86302
CCG | GB | 2018-09-28 03:00 | 0.86302
CCG | GB | 2018-09-28 04:00 | 0.86302
CCG | GB | 2018-09-28 05:00 | 0.8757
CCG | GB | 2018-09-28 06:00 | 0.8757
CCG | GB | 2018-09-28 07:00 | 0.84467
CCG | GB | 2018-09-28 08:00 | 0.8486
CCG | GB | 2018-09-28 09:00 | 0.85195
CCG | GB | 2018-09-28 10:00 | 0.85195
CCG | GB | 2018-09-28 11:00 | 0.86308
CCG | GB | 2018-09-28 12:00 | 0.86308
CCG | GB | 2018-09-28 13:00 | 0.85287
CCG | GB | 2018-09-28 14:00 | 0.85287
CCG | GB | 2018-09-28 15:00 | 0.85287
CCG | GB | 2018-09-28 16:00 | 0.85287
CCG | GB | 2018-09-28 17:00 | 0.83154
CCG | GB | 2018-09-28 18:00 | 0.84793
CCG | GB | 2018-09-28 19:00 | 0.86372
CCG | GB | 2018-09-28 20:00 | 0.86372
CCG | GB | 2018-09-28 21:00 | 0.86386
CCG | GB | 2018-09-28 22:00 | 0.86386
CCG | GB | 2018-09-28 23:00 | 0.86549
CCG | GB | 2018-09-29 | 0.86498
CCG | GB | 2018-09-29 01:00 | 0.87519
CCG | GB | 2018-09-29 02:00 | 0.87519
CCG | GB | 2018-09-29 03:00 | 0.87519
CCG | GB | 2018-09-29 04:00 | 0.87519
CCG | GB | 2018-09-29 05:00 | 0.88596
CCG | GB | 2018-09-29 06:00 | 0.88596
CCG | GB | 2018-09-29 07:00 | 0.88596
CCG | GB | 2018-09-29 08:00 | 0.88596
CCG | GB | 2018-09-29 09:00 | 0.88596
CCG | GB | 2018-09-29 10:00 | 0.88596
CCG | GB | 2018-09-29 11:00 | 0.88596
CCG | GB | 2018-09-29 12:00 | 0.88596
CCG | GB | 2018-09-29 13:00 | 0.88596
CCG | GB | 2018-09-29 14:00 | 0.88596
CCG | GB | 2018-09-29 15:00 | 0.88596
CCG | GB | 2018-09-29 16:00 | 0.88596
CCG | GB | 2018-09-29 17:00 | 0.88596
CCG | GB | 2018-09-29 18:00 | 0.88596
CCG | GB | 2018-09-29 19:00 | 0.87656
CCG | GB | 2018-09-29 20:00 | 0.87656
CCG | GB | 2018-09-29 21:00 | 0.88059
CCG | GB | 2018-09-29 22:00 | 0.8865
CCG | GB | 2018-09-29 23:00 | 0.8865
CCG | GB | 2018-09-30 | 0.84755
CCG | GB | 2018-09-30 01:00 | 0.80854
CCG | GB | 2018-09-30 02:00 | 0.80854
CCG | GB | 2018-09-30 03:00 | 0.80854
CCG | GB | 2018-09-30 04:00 | 0.80854
CCG | GB | 2018-09-30 05:00 | 0.82103
CCG | GB | 2018-09-30 06:00 | 0.872
CCG | GB | 2018-09-30 07:00 | 0.87251
CCG | GB | 2018-09-30 08:00 | 0.87251
CCG | GB | 2018-09-30 09:00 | 0.87251
CCG | GB | 2018-09-30 10:00 | 0.86928
CCG | GB | 2018-09-30 11:00 | 0.87132
CCG | GB | 2018-09-30 12:00 | 0.87251
CCG | GB | 2018-09-30 13:00 | 0.87251
CCG | GB | 2018-09-30 14:00 | 0.87251
CCG | GB | 2018-09-30 15:00 | 0.87251
CCG | GB | 2018-09-30 16:00 | 0.87251
CCG | GB | 2018-09-30 17:00 | 0.87251
CCG | GB | 2018-09-30 18:00 | 0.87251
CCG | GB | 2018-09-30 19:00 | 0.87272
CCG | GB | 2018-09-30 20:00 | 0.87272
CCG | GB | 2018-09-30 21:00 | 0.87272
CCG | GB | 2018-09-30 22:00 | 0.87272
CCG | GB | 2018-09-30 23:00 | 0.87272
CCG | GB | 2018-10-01 | 0.87272
CCG | GB | 2018-10-01 01:00 | 0.87398
CCG | GB | 2018-10-01 02:00 | 0.87398
CCG | GB | 2018-10-01 03:00 | 0.87398
CCG | GB | 2018-10-01 04:00 | 0.87474
CCG | GB | 2018-10-01 05:00 | 0.87474
CCG | GB | 2018-10-01 06:00 | 0.87474
CCG | GB | 2018-10-01 07:00 | 0.86762
CCG | GB | 2018-10-01 08:00 | 0.86762
CCG | GB | 2018-10-01 09:00 | 0.86783
CCG | GB | 2018-10-01 10:00 | 0.87474
CCG | GB | 2018-10-01 11:00 | 0.86399
CCG | GB | 2018-10-01 12:00 | 0.86399
CCG | GB | 2018-10-01 13:00 | 0.86399
CCG | GB | 2018-10-01 14:00 | 0.86399
CCG | GB | 2018-10-01 15:00 | 0.87345
CCG | GB | 2018-10-01 16:00 | 0.87097
CCG | GB | 2018-10-01 17:00 | 0.87474
CCG | GB | 2018-10-01 18:00 | 0.87474
CCG | GB | 2018-10-01 19:00 | 0.87474
CCG | GB | 2018-10-01 20:00 | 0.87474
CCG | GB | 2018-10-01 21:00 | 0.87474
CCG | GB | 2018-10-01 22:00 | 0.87474
CCG | GB | 2018-10-01 23:00 | 0.87474
CCG | GB | 2018-10-02 | 0.84975
CCG | GB | 2018-10-02 01:00 | 0.80175
CCG | GB | 2018-10-02 02:00 | 0.80175
CCG | GB | 2018-10-02 03:00 | 0.80175
CCG | GB | 2018-10-02 04:00 | 0.82813
CCG | GB | 2018-10-02 05:00 | 0.85311
CCG | GB | 2018-10-02 06:00 | 0.85311
CCG | GB | 2018-10-02 07:00 | 0.85311
CCG | GB | 2018-10-02 08:00 | 0.85311
CCG | GB | 2018-10-02 09:00 | 0.85311
CCG | GB | 2018-10-02 10:00 | 0.85311
CCG | GB | 2018-10-02 11:00 | 0.85311
CCG | GB | 2018-10-02 12:00 | 0.85311
CCG | GB | 2018-10-02 13:00 | 0.85311
CCG | GB | 2018-10-02 14:00 | 0.85311
CCG | GB | 2018-10-02 15:00 | 0.87474
CCG | GB | 2018-10-02 16:00 | 0.87339
CCG | GB | 2018-10-02 17:00 | 0.87339
CCG | GB | 2018-10-02 18:00 | 0.87474
CCG | GB | 2018-10-02 19:00 | 0.87474
CCG | GB | 2018-10-02 20:00 | 0.87474
CCG | GB | 2018-10-02 21:00 | 0.87474
CCG | GB | 2018-10-02 22:00 | 0.87474
CCG | GB | 2018-10-02 23:00 | 0.87474
CCG | GB | 2018-10-03 | 0.8887
CCG | GB | 2018-10-03 01:00 | 0.86447
CCG | GB | 2018-10-03 02:00 | 0.87742
CCG | GB | 2018-10-03 03:00 | 0.8887
CCG | GB | 2018-10-03 04:00 | 0.8887
CCG | GB | 2018-10-03 05:00 | 0.8887
CCG | GB | 2018-10-03 06:00 | 0.8887
CCG | GB | 2018-10-03 07:00 | 0.89703
CCG | GB | 2018-10-03 08:00 | 0.88935
CCG | GB | 2018-10-03 09:00 | 0.89703
CCG | GB | 2018-10-03 10:00 | 0.88245
CCG | GB | 2018-10-03 11:00 | 0.88245
CCG | GB | 2018-10-03 12:00 | 0.88245
CCG | GB | 2018-10-03 13:00 | 0.88245
CCG | GB | 2018-10-03 14:00 | 0.88245
CCG | GB | 2018-10-03 15:00 | 0.85558
CCG | GB | 2018-10-03 16:00 | 0.84054
CCG | GB | 2018-10-03 17:00 | 0.84672
CCG | GB | 2018-10-03 18:00 | 0.84672
CCG | GB | 2018-10-03 19:00 | 0.84672
CCG | GB | 2018-10-03 20:00 | 0.83503
CCG | GB | 2018-10-03 21:00 | 0.84685
CCG | GB | 2018-10-03 22:00 | 0.84685
CCG | GB | 2018-10-03 23:00 | 0.84752
CCG | GB | 2018-10-04 | 0.79777
CCG | GB | 2018-10-04 01:00 | 0.75046
CCG | GB | 2018-10-04 02:00 | 0.73819
CCG | GB | 2018-10-04 03:00 | 0.73819
CCG | GB | 2018-10-04 04:00 | 0.75046
CCG | GB | 2018-10-04 05:00 | 0.80121
CCG | GB | 2018-10-04 06:00 | 0.83868
CCG | GB | 2018-10-04 07:00 | 0.83868
CCG | GB | 2018-10-04 08:00 | 0.83868
CCG | GB | 2018-10-04 09:00 | 0.83868
CCG | GB | 2018-10-04 10:00 | 0.83868
CCG | GB | 2018-10-04 11:00 | 0.83868
CCG | GB | 2018-10-04 12:00 | 0.83868
CCG | GB | 2018-10-04 13:00 | 0.83868
CCG | GB | 2018-10-04 14:00 | 0.83304
CCG | GB | 2018-10-04 15:00 | 0.87224
CCG | GB | 2018-10-04 16:00 | 0.87479
CCG | GB | 2018-10-04 17:00 | 0.86807
CCG | GB | 2018-10-04 18:00 | 0.86807
CCG | GB | 2018-10-04 19:00 | 0.86807
CCG | GB | 2018-10-04 20:00 | 0.86807
CCG | GB | 2018-10-04 21:00 | 0.86807
CCG | GB | 2018-10-04 22:00 | 0.85558
CCG | GB | 2018-10-04 23:00 | 0.85558
CCG | GB | 2018-10-05 | 0.85558
CCG | GB | 2018-10-05 01:00 | 0.83906
CCG | GB | 2018-10-05 02:00 | 0.85558
CCG | GB | 2018-10-05 03:00 | 0.86807
CCG | GB | 2018-10-05 04:00 | 0.86807
CCG | GB | 2018-10-05 05:00 | 0.86807
CCG | GB | 2018-10-05 06:00 | 0.85198
CCG | GB | 2018-10-05 07:00 | 0.86673
CCG | GB | 2018-10-05 08:00 | 0.87815
CCG | GB | 2018-10-05 09:00 | 0.87605
CCG | GB | 2018-10-05 10:00 | 0.876
CCG | GB | 2018-10-05 11:00 | 0.876
CCG | GB | 2018-10-05 12:00 | 0.87586
CCG | GB | 2018-10-05 13:00 | 0.87302
CCG | GB | 2018-10-05 14:00 | 0.87269
CCG | GB | 2018-10-05 15:00 | 0.87283
CCG | GB | 2018-10-05 16:00 | 0.87076
CCG | GB | 2018-10-05 17:00 | 0.86627
CCG | GB | 2018-10-05 18:00 | 0.86627
CCG | GB | 2018-10-05 19:00 | 0.86899
CCG | GB | 2018-10-05 20:00 | 0.86907
CCG | GB | 2018-10-05 21:00 | 0.86912
CCG | GB | 2018-10-05 22:00 | 0.86912
CCG | GB | 2018-10-05 23:00 | 0.86783
CCG | GB | 2018-10-06 | 0.86783
CCG | GB | 2018-10-06 01:00 | 0.87014
CCG | GB | 2018-10-06 02:00 | 0.87014
CCG | GB | 2018-10-06 03:00 | 0.87014
CCG | GB | 2018-10-06 04:00 | 0.87014
CCG | GB | 2018-10-06 05:00 | 0.87014
CCG | GB | 2018-10-06 06:00 | 0.88406
CCG | GB | 2018-10-06 07:00 | 0.88406
CCG | GB | 2018-10-06 08:00 | 0.88406
CCG | GB | 2018-10-06 09:00 | 0.88091
CCG | GB | 2018-10-06 10:00 | 0.88406
CCG | GB | 2018-10-06 11:00 | 0.88406
CCG | GB | 2018-10-06 12:00 | 0.88406
CCG | GB | 2018-10-06 13:00 | 0.87503
CCG | GB | 2018-10-06 14:00 | 0.86071
CCG | GB | 2018-10-06 15:00 | 0.86974
CCG | GB | 2018-10-06 16:00 | 0.86974
CCG | GB | 2018-10-06 17:00 | 0.86974
CCG | GB | 2018-10-06 18:00 | 0.86974
CCG | GB | 2018-10-06 19:00 | 0.86974
CCG | GB | 2018-10-06 20:00 | 0.86974
CCG | GB | 2018-10-06 21:00 | 0.85862
CCG | GB | 2018-10-06 22:00 | 0.85862
CCG | GB | 2018-10-06 23:00 | 0.85862
CCG | GB | 2018-10-07 | 0.8645
CCG | GB | 2018-10-07 01:00 | 0.84242
CCG | GB | 2018-10-07 02:00 | 0.84242
CCG | GB | 2018-10-07 03:00 | 0.84242
CCG | GB | 2018-10-07 04:00 | 0.84242
CCG | GB | 2018-10-07 05:00 | 0.8645
CCG | GB | 2018-10-07 06:00 | 0.86579
CCG | GB | 2018-10-07 07:00 | 0.86579
CCG | GB | 2018-10-07 08:00 | 0.86579
CCG | GB | 2018-10-07 09:00 | 0.85566
CCG | GB | 2018-10-07 10:00 | 0.86023
CCG | GB | 2018-10-07 11:00 | 0.86579
CCG | GB | 2018-10-07 12:00 | 0.86579
CCG | GB | 2018-10-07 13:00 | 0.86579
CCG | GB | 2018-10-07 14:00 | 0.86579
CCG | GB | 2018-10-07 15:00 | 0.86955
CCG | GB | 2018-10-07 16:00 | 0.86955
CCG | GB | 2018-10-07 17:00 | 0.86955
CCG | GB | 2018-10-07 18:00 | 0.85142
CCG | GB | 2018-10-07 19:00 | 0.86069
CCG | GB | 2018-10-07 20:00 | 0.86716
CCG | GB | 2018-10-07 21:00 | 0.86716
CCG | GB | 2018-10-07 22:00 | 0.86955
CCG | GB | 2018-10-07 23:00 | 0.86955
CCG | GB | 2018-10-08 | 0.86955
CCG | GB | 2018-10-08 01:00 | 0.86955
CCG | GB | 2018-10-08 02:00 | 0.86955
CCG | GB | 2018-10-08 03:00 | 0.86955
CCG | GB | 2018-10-08 04:00 | 0.86955
CCG | GB | 2018-10-08 05:00 | 0.86955
CCG | GB | 2018-10-08 06:00 | 0.84467
CCG | GB | 2018-10-08 07:00 | 0.84263
CCG | GB | 2018-10-08 08:00 | 0.84467
CCG | GB | 2018-10-08 09:00 | 0.84467
CCG | GB | 2018-10-08 10:00 | 0.84467
CCG | GB | 2018-10-08 11:00 | 0.82042
CCG | GB | 2018-10-08 12:00 | 0.82042
CCG | GB | 2018-10-08 13:00 | 0.78356
CCG | GB | 2018-10-08 14:00 | 0.77158
CCG | GB | 2018-10-08 15:00 | 0.79941
CCG | GB | 2018-10-08 16:00 | 0.79941
CCG | GB | 2018-10-08 17:00 | 0.78829
CCG | GB | 2018-10-08 18:00 | 0.80387
CCG | GB | 2018-10-08 19:00 | 0.81279
CCG | GB | 2018-10-08 20:00 | 0.81268
CCG | GB | 2018-10-08 21:00 | 0.81273
CCG | GB | 2018-10-08 22:00 | 0.81276
CCG | GB | 2018-10-08 23:00 | 0.81276
CCG | GB | 2018-10-09 | 0.81276
CCG | GB | 2018-10-09 01:00 | 0.81499
CCG | GB | 2018-10-09 02:00 | 0.82042
CCG | GB | 2018-10-09 03:00 | 0.82042
CCG | GB | 2018-10-09 04:00 | 0.82042
CCG | GB | 2018-10-09 05:00 | 0.82042
CCG | GB | 2018-10-09 06:00 | 0.82042
CCG | GB | 2018-10-09 07:00 | 0.80967
CCG | GB | 2018-10-09 08:00 | 0.80234
CCG | GB | 2018-10-09 09:00 | 0.81308
CCG | GB | 2018-10-09 10:00 | 0.82042
CCG | GB | 2018-10-09 11:00 | 0.82042
CCG | GB | 2018-10-09 12:00 | 0.82042
CCG | GB | 2018-10-09 13:00 | 0.82042
CCG | GB | 2018-10-09 14:00 | 0.82042
CCG | GB | 2018-10-09 15:00 | 0.80596
CCG | GB | 2018-10-09 16:00 | 0.80596
CCG | GB | 2018-10-09 17:00 | 0.79844
CCG | GB | 2018-10-09 18:00 | 0.79549
CCG | GB | 2018-10-09 19:00 | 0.79562
CCG | GB | 2018-10-09 20:00 | 0.79844
CCG | GB | 2018-10-09 21:00 | 0.79844
CCG | GB | 2018-10-09 22:00 | 0.79844
CCG | GB | 2018-10-09 23:00 | 0.79844
CCG | GB | 2018-10-10 | 0.79844
CCG | GB | 2018-10-10 01:00 | 0.78208
CCG | GB | 2018-10-10 02:00 | 0.78208
CCG | GB | 2018-10-10 03:00 | 0.78208
CCG | GB | 2018-10-10 04:00 | 0.78208
CCG | GB | 2018-10-10 05:00 | 0.78208
CCG | GB | 2018-10-10 06:00 | 0.80261
CCG | GB | 2018-10-10 07:00 | 0.81276
CCG | GB | 2018-10-10 08:00 | 0.81276
CCG | GB | 2018-10-10 09:00 | 0.818
CCG | GB | 2018-10-10 10:00 | 0.818
CCG | GB | 2018-10-10 11:00 | 0.8141
CCG | GB | 2018-10-10 12:00 | 0.8141
CCG | GB | 2018-10-10 13:00 | 0.81271
CCG | GB | 2018-10-10 14:00 | 0.81464
CCG | GB | 2018-10-10 15:00 | 0.81271
CCG | GB | 2018-10-10 16:00 | 0.81271
CCG | GB | 2018-10-10 17:00 | 0.82031
CCG | GB | 2018-10-10 18:00 | 0.82214
CCG | GB | 2018-10-10 19:00 | 0.84024
CCG | GB | 2018-10-10 20:00 | 0.84024
CCG | GB | 2018-10-10 21:00 | 0.84167
CCG | GB | 2018-10-10 22:00 | 0.82023
CCG | GB | 2018-10-10 23:00 | 0.84161
CCG | GB | 2018-10-11 | 0.80822
CCG | GB | 2018-10-11 01:00 | 0.77867
CCG | GB | 2018-10-11 02:00 | 0.79613
CCG | GB | 2018-10-11 03:00 | 0.77499
CCG | GB | 2018-10-11 04:00 | 0.77499
CCG | GB | 2018-10-11 05:00 | 0.77499
CCG | GB | 2018-10-11 06:00 | 0.79954
CCG | GB | 2018-10-11 07:00 | 0.77886
CCG | GB | 2018-10-11 08:00 | 0.80406
CCG | GB | 2018-10-11 09:00 | 0.8101
CCG | GB | 2018-10-11 10:00 | 0.8101
CCG | GB | 2018-10-11 11:00 | 0.8101
CCG | GB | 2018-10-11 12:00 | 0.8101
CCG | GB | 2018-10-11 13:00 | 0.80994
CCG | GB | 2018-10-11 14:00 | 0.80994
CCG | GB | 2018-10-11 15:00 | 0.79237
CCG | GB | 2018-10-11 16:00 | 0.79237
CCG | GB | 2018-10-11 17:00 | 0.80285
CCG | GB | 2018-10-11 18:00 | 0.79487
CCG | GB | 2018-10-11 19:00 | 0.81096
CCG | GB | 2018-10-11 20:00 | 0.82391
CCG | GB | 2018-10-11 21:00 | 0.83562
CCG | GB | 2018-10-11 22:00 | 0.83594
CCG | GB | 2018-10-11 23:00 | 0.83197
CCG | GB | 2018-10-12 | 0.83116
CCG | GB | 2018-10-12 01:00 | 0.78157
CCG | GB | 2018-10-12 02:00 | 0.78125
CCG | GB | 2018-10-12 03:00 | 0.78125
CCG | GB | 2018-10-12 04:00 | 0.78125
CCG | GB | 2018-10-12 05:00 | 0.78125
CCG | GB | 2018-10-12 06:00 | 0.80282
CCG | GB | 2018-10-12 07:00 | 0.79089
CCG | GB | 2018-10-12 08:00 | 0.78407
CCG | GB | 2018-10-12 09:00 | 0.78415
CCG | GB | 2018-10-12 10:00 | 0.78404
CCG | GB | 2018-10-12 11:00 | 0.78404
CCG | GB | 2018-10-12 12:00 | 0.78404
CCG | GB | 2018-10-12 13:00 | 0.80271
CCG | GB | 2018-10-12 14:00 | 0.79954
CCG | GB | 2018-10-12 15:00 | 0.79949
CCG | GB | 2018-10-12 16:00 | 0.79941
CCG | GB | 2018-10-12 17:00 | 0.80014
CCG | GB | 2018-10-12 18:00 | 0.80038
CCG | GB | 2018-10-12 19:00 | 0.80059
CCG | GB | 2018-10-12 20:00 | 0.80073
CCG | GB | 2018-10-12 21:00 | 0.8021
CCG | GB | 2018-10-12 22:00 | 0.80164
CCG | GB | 2018-10-12 23:00 | 0.8104
CCG | GB | 2018-10-13 | 0.82909
CCG | GB | 2018-10-13 01:00 | 0.82611
CCG | GB | 2018-10-13 02:00 | 0.82611
CCG | GB | 2018-10-13 03:00 | 0.82614
CCG | GB | 2018-10-13 04:00 | 0.82909
CCG | GB | 2018-10-13 05:00 | 0.82909
CCG | GB | 2018-10-13 06:00 | 0.82909
CCG | GB | 2018-10-13 07:00 | 0.82896
CCG | GB | 2018-10-13 08:00 | 0.82896
CCG | GB | 2018-10-13 09:00 | 0.82598
CCG | GB | 2018-10-13 10:00 | 0.82595
CCG | GB | 2018-10-13 11:00 | 0.82555
CCG | GB | 2018-10-13 12:00 | 0.8227
CCG | GB | 2018-10-13 13:00 | 0.81937
CCG | GB | 2018-10-13 14:00 | 0.81932
CCG | GB | 2018-10-13 15:00 | 0.81926
CCG | GB | 2018-10-13 16:00 | 0.81918
CCG | GB | 2018-10-13 17:00 | 0.82238
CCG | GB | 2018-10-13 18:00 | 0.82238
CCG | GB | 2018-10-13 19:00 | 0.82243
CCG | GB | 2018-10-13 20:00 | 0.82251
CCG | GB | 2018-10-13 21:00 | 0.81349
CCG | GB | 2018-10-13 22:00 | 0.81359
CCG | GB | 2018-10-13 23:00 | 0.8137
CCG | GB | 2018-10-14 | 0.81381
CCG | GB | 2018-10-14 01:00 | 0.81671
CCG | GB | 2018-10-14 02:00 | 0.81652
CCG | GB | 2018-10-14 03:00 | 0.81666
CCG | GB | 2018-10-14 04:00 | 0.792
CCG | GB | 2018-10-14 05:00 | 0.81969
CCG | GB | 2018-10-14 06:00 | 0.81969
CCG | GB | 2018-10-14 07:00 | 0.83191
CCG | GB | 2018-10-14 08:00 | 0.83191
CCG | GB | 2018-10-14 09:00 | 0.83191
CCG | GB | 2018-10-14 10:00 | 0.83191
CCG | GB | 2018-10-14 11:00 | 0.83191
CCG | GB | 2018-10-14 12:00 | 0.83191
CCG | GB | 2018-10-14 13:00 | 0.81953
CCG | GB | 2018-10-14 14:00 | 0.81953
CCG | GB | 2018-10-14 15:00 | 0.80946
CCG | GB | 2018-10-14 16:00 | 0.81107
CCG | GB | 2018-10-14 17:00 | 0.81741
CCG | GB | 2018-10-14 18:00 | 0.81942
CCG | GB | 2018-10-14 19:00 | 0.83191
CCG | GB | 2018-10-14 20:00 | 0.83299
CCG | GB | 2018-10-14 21:00 | 0.83299
CCG | GB | 2018-10-14 22:00 | 0.83299
CCG | GB | 2018-10-14 23:00 | 0.83299
CCG | GB | 2018-10-15 | 0.83299
CCG | GB | 2018-10-15 01:00 | 0.83299
CCG | GB | 2018-10-15 02:00 | 0.84239
CCG | GB | 2018-10-15 03:00 | 0.84239
CCG | GB | 2018-10-15 04:00 | 0.84239
CCG | GB | 2018-10-15 05:00 | 0.84239
CCG | GB | 2018-10-15 06:00 | 0.83111
CCG | GB | 2018-10-15 07:00 | 0.83111
CCG | GB | 2018-10-15 08:00 | 0.83111
CCG | GB | 2018-10-15 09:00 | 0.84991
CCG | GB | 2018-10-15 10:00 | 0.86079
CCG | GB | 2018-10-15 11:00 | 0.86069
CCG | GB | 2018-10-15 12:00 | 0.86071
CCG | GB | 2018-10-15 13:00 | 0.85897
CCG | GB | 2018-10-15 14:00 | 0.85897
CCG | GB | 2018-10-15 15:00 | 0.85894
CCG | GB | 2018-10-15 16:00 | 0.84887
CCG | GB | 2018-10-15 17:00 | 0.85056
CCG | GB | 2018-10-15 18:00 | 0.85058
CCG | GB | 2018-10-15 19:00 | 0.85905
CCG | GB | 2018-10-15 20:00 | 0.85905
CCG | GB | 2018-10-15 21:00 | 0.8591
CCG | GB | 2018-10-15 22:00 | 0.85899
CCG | GB | 2018-10-15 23:00 | 0.86066
CCG | GB | 2018-10-16 | 0.83739
CCG | GB | 2018-10-16 01:00 | 0.80991
CCG | GB | 2018-10-16 02:00 | 0.80991
CCG | GB | 2018-10-16 03:00 | 0.80991
CCG | GB | 2018-10-16 04:00 | 0.80991
CCG | GB | 2018-10-16 05:00 | 0.83766
CCG | GB | 2018-10-16 06:00 | 0.83049
CCG | GB | 2018-10-16 07:00 | 0.82383
CCG | GB | 2018-10-16 08:00 | 0.8159
CCG | GB | 2018-10-16 09:00 | 0.82678
CCG | GB | 2018-10-16 10:00 | 0.82678
CCG | GB | 2018-10-16 11:00 | 0.82678
CCG | GB | 2018-10-16 12:00 | 0.82678
CCG | GB | 2018-10-16 13:00 | 0.82678
CCG | GB | 2018-10-16 14:00 | 0.82678
CCG | GB | 2018-10-16 15:00 | 0.84035
CCG | GB | 2018-10-16 16:00 | 0.84035
CCG | GB | 2018-10-16 17:00 | 0.8511
CCG | GB | 2018-10-16 18:00 | 0.8511
CCG | GB | 2018-10-16 19:00 | 0.8511
CCG | GB | 2018-10-16 20:00 | 0.8511
CCG | GB | 2018-10-16 21:00 | 0.8511
CCG | GB | 2018-10-16 22:00 | 0.86222
CCG | GB | 2018-10-16 23:00 | 0.86222
CCG | GB | 2018-10-17 | 0.86222
CCG | GB | 2018-10-17 01:00 | 0.86222
CCG | GB | 2018-10-17 02:00 | 0.86222
CCG | GB | 2018-10-17 03:00 | 0.86222
CCG | GB | 2018-10-17 04:00 | 0.85886
CCG | GB | 2018-10-17 05:00 | 0.84664
CCG | GB | 2018-10-17 06:00 | 0.85886
CCG | GB | 2018-10-17 07:00 | 0.85886
CCG | GB | 2018-10-17 08:00 | 0.85797
CCG | GB | 2018-10-17 09:00 | 0.85757
CCG | GB | 2018-10-17 10:00 | 0.85762
CCG | GB | 2018-10-17 11:00 | 0.8501
CCG | GB | 2018-10-17 12:00 | 0.85002
CCG | GB | 2018-10-17 13:00 | 0.85002
CCG | GB | 2018-10-17 14:00 | 0.84999
CCG | GB | 2018-10-17 15:00 | 0.84989
CCG | GB | 2018-10-17 16:00 | 0.82866
CCG | GB | 2018-10-17 17:00 | 0.83782
CCG | GB | 2018-10-17 18:00 | 0.84242
CCG | GB | 2018-10-17 19:00 | 0.84253
CCG | GB | 2018-10-17 20:00 | 0.84255
CCG | GB | 2018-10-17 21:00 | 0.85021
CCG | GB | 2018-10-17 22:00 | 0.85026
CCG | GB | 2018-10-17 23:00 | 0.85042
CCG | GB | 2018-10-18 | 0.82891
CCG | GB | 2018-10-18 01:00 | 0.80325
CCG | GB | 2018-10-18 02:00 | 0.80325
CCG | GB | 2018-10-18 03:00 | 0.80328
CCG | GB | 2018-10-18 04:00 | 0.81555
CCG | GB | 2018-10-18 05:00 | 0.80836
CCG | GB | 2018-10-18 06:00 | 0.79868
CCG | GB | 2018-10-18 07:00 | 0.81641
CCG | GB | 2018-10-18 08:00 | 0.81843
CCG | GB | 2018-10-18 09:00 | 0.81843
CCG | GB | 2018-10-18 10:00 | 0.81843
CCG | GB | 2018-10-18 11:00 | 0.81843
CCG | GB | 2018-10-18 12:00 | 0.81738
CCG | GB | 2018-10-18 13:00 | 0.82418
CCG | GB | 2018-10-18 14:00 | 0.82418
CCG | GB | 2018-10-18 15:00 | 0.82528
CCG | GB | 2018-10-18 16:00 | 0.82528
CCG | GB | 2018-10-18 17:00 | 0.82528
CCG | GB | 2018-10-18 18:00 | 0.82528
CCG | GB | 2018-10-18 19:00 | 0.83428
CCG | GB | 2018-10-18 20:00 | 0.83433
CCG | GB | 2018-10-18 21:00 | 0.83323
CCG | GB | 2018-10-18 22:00 | 0.83331
CCG | GB | 2018-10-18 23:00 | 0.83441
CCG | GB | 2018-10-19 | 0.83441
CCG | GB | 2018-10-19 01:00 | 0.83562
CCG | GB | 2018-10-19 02:00 | 0.83562
CCG | GB | 2018-10-19 03:00 | 0.83562
CCG | GB | 2018-10-19 04:00 | 0.83562
CCG | GB | 2018-10-19 05:00 | 0.83562
CCG | GB | 2018-10-19 06:00 | 0.83562
CCG | GB | 2018-10-19 07:00 | 0.83562
CCG | GB | 2018-10-19 08:00 | 0.83409
CCG | GB | 2018-10-19 09:00 | 0.82367
CCG | GB | 2018-10-19 10:00 | 0.82367
CCG | GB | 2018-10-19 11:00 | 0.82367
CCG | GB | 2018-10-19 12:00 | 0.82251
CCG | GB | 2018-10-19 13:00 | 0.82227
CCG | GB | 2018-10-19 14:00 | 0.81053
CCG | GB | 2018-10-19 15:00 | 0.81075
CCG | GB | 2018-10-19 16:00 | 0.81064
CCG | GB | 2018-10-19 17:00 | 0.81064
CCG | GB | 2018-10-19 18:00 | 0.81069
CCG | GB | 2018-10-19 19:00 | 0.80341
CCG | GB | 2018-10-19 20:00 | 0.80349
CCG | GB | 2018-10-19 21:00 | 0.80365
CCG | GB | 2018-10-19 22:00 | 0.80368
CCG | GB | 2018-10-19 23:00 | 0.79272
CCG | GB | 2018-10-20 | 0.79183
CCG | GB | 2018-10-20 01:00 | 0.79302
CCG | GB | 2018-10-20 02:00 | 0.79302
CCG | GB | 2018-10-20 03:00 | 0.79302
CCG | GB | 2018-10-20 04:00 | 0.79302
CCG | GB | 2018-10-20 05:00 | 0.79302
CCG | GB | 2018-10-20 06:00 | 0.79302
CCG | GB | 2018-10-20 07:00 | 0.79302
CCG | GB | 2018-10-20 08:00 | 0.79302
CCG | GB | 2018-10-20 09:00 | 0.77972
CCG | GB | 2018-10-20 10:00 | 0.79054
CCG | GB | 2018-10-20 11:00 | 0.79054
CCG | GB | 2018-10-20 12:00 | 0.78829
CCG | GB | 2018-10-20 13:00 | 0.78732
CCG | GB | 2018-10-20 14:00 | 0.78732
CCG | GB | 2018-10-20 15:00 | 0.7863
CCG | GB | 2018-10-20 16:00 | 0.78635
CCG | GB | 2018-10-20 17:00 | 0.78549
CCG | GB | 2018-10-20 18:00 | 0.79302
CCG | GB | 2018-10-20 19:00 | 0.79302
CCG | GB | 2018-10-20 20:00 | 0.79302
CCG | GB | 2018-10-20 21:00 | 0.81733
CCG | GB | 2018-10-20 22:00 | 0.81733
CCG | GB | 2018-10-20 23:00 | 0.81733
CCG | GB | 2018-10-21 | 0.81733
CCG | GB | 2018-10-21 01:00 | 0.81733
CCG | GB | 2018-10-21 02:00 | 0.81733
CCG | GB | 2018-10-21 03:00 | 0.81733
CCG | GB | 2018-10-21 04:00 | 0.81733
CCG | GB | 2018-10-21 05:00 | 0.81733
CCG | GB | 2018-10-21 06:00 | 0.81733
CCG | GB | 2018-10-21 07:00 | 0.81733
CCG | GB | 2018-10-21 08:00 | 0.79852
CCG | GB | 2018-10-21 09:00 | 0.79852
CCG | GB | 2018-10-21 10:00 | 0.79251
CCG | GB | 2018-10-21 11:00 | 0.79154
CCG | GB | 2018-10-21 12:00 | 0.79218
CCG | GB | 2018-10-21 13:00 | 0.80223
CCG | GB | 2018-10-21 14:00 | 0.8213
CCG | GB | 2018-10-21 15:00 | 0.8205
CCG | GB | 2018-10-21 16:00 | 0.82163
CCG | GB | 2018-10-21 17:00 | 0.80814
CCG | GB | 2018-10-21 18:00 | 0.81566
CCG | GB | 2018-10-21 19:00 | 0.81625
CCG | GB | 2018-10-21 20:00 | 0.81625
CCG | GB | 2018-10-21 21:00 | 0.82829
CCG | GB | 2018-10-21 22:00 | 0.81625
CCG | GB | 2018-10-21 23:00 | 0.82829
CCG | GB | 2018-10-22 | 0.82829
CCG | GB | 2018-10-22 01:00 | 0.81475
CCG | GB | 2018-10-22 02:00 | 0.81475
CCG | GB | 2018-10-22 03:00 | 0.81701
CCG | GB | 2018-10-22 04:00 | 0.81701
CCG | GB | 2018-10-22 05:00 | 0.81453
CCG | GB | 2018-10-22 06:00 | 0.81521
CCG | GB | 2018-10-22 07:00 | 0.81453
CCG | GB | 2018-10-22 08:00 | 0.81453
CCG | GB | 2018-10-22 09:00 | 0.81789
CCG | GB | 2018-10-22 10:00 | 0.81789
CCG | GB | 2018-10-22 11:00 | 0.81789
CCG | GB | 2018-10-22 12:00 | 0.81789
CCG | GB | 2018-10-22 13:00 | 0.81789
CCG | GB | 2018-10-22 14:00 | 0.81856
CCG | GB | 2018-10-22 15:00 | 0.81496
CCG | GB | 2018-10-22 16:00 | 0.82917
CCG | GB | 2018-10-22 17:00 | 0.82917
CCG | GB | 2018-10-22 18:00 | 0.82917
CCG | GB | 2018-10-22 19:00 | 0.82917
CCG | GB | 2018-10-22 20:00 | 0.82917
CCG | GB | 2018-10-22 21:00 | 0.80943
CCG | GB | 2018-10-22 22:00 | 0.80943
CCG | GB | 2018-10-22 23:00 | 0.82112
CCG | GB | 2018-10-23 | 0.81005
CCG | GB | 2018-10-23 01:00 | 0.769
CCG | GB | 2018-10-23 02:00 | 0.769
CCG | GB | 2018-10-23 03:00 | 0.769
CCG | GB | 2018-10-23 04:00 | 0.769
CCG | GB | 2018-10-23 05:00 | 0.78874
CCG | GB | 2018-10-23 06:00 | 0.80414
CCG | GB | 2018-10-23 07:00 | 0.81265
CCG | GB | 2018-10-23 08:00 | 0.81265
CCG | GB | 2018-10-23 09:00 | 0.80535
CCG | GB | 2018-10-23 10:00 | 0.80567
CCG | GB | 2018-10-23 11:00 | 0.81601
CCG | GB | 2018-10-23 12:00 | 0.81601
CCG | GB | 2018-10-23 13:00 | 0.81574
CCG | GB | 2018-10-23 14:00 | 0.81574
CCG | GB | 2018-10-23 15:00 | 0.81574
CCG | GB | 2018-10-23 16:00 | 0.81574
CCG | GB | 2018-10-23 17:00 | 0.80916
CCG | GB | 2018-10-23 18:00 | 0.80916
CCG | GB | 2018-10-23 19:00 | 0.80707
CCG | GB | 2018-10-23 20:00 | 0.80707
CCG | GB | 2018-10-23 21:00 | 0.78751
CCG | GB | 2018-10-23 22:00 | 0.78942
CCG | GB | 2018-10-23 23:00 | 0.80191
CCG | GB | 2018-10-24 | 0.77746
CCG | GB | 2018-10-24 01:00 | 0.75054
CCG | GB | 2018-10-24 02:00 | 0.75054
CCG | GB | 2018-10-24 03:00 | 0.77746
CCG | GB | 2018-10-24 04:00 | 0.80191
CCG | GB | 2018-10-24 05:00 | 0.80191
CCG | GB | 2018-10-24 06:00 | 0.80709
CCG | GB | 2018-10-24 07:00 | 0.81238
CCG | GB | 2018-10-24 08:00 | 0.82488
CCG | GB | 2018-10-24 09:00 | 0.82823
CCG | GB | 2018-10-24 10:00 | 0.82823
CCG | GB | 2018-10-24 11:00 | 0.82823
CCG | GB | 2018-10-24 12:00 | 0.82823
CCG | GB | 2018-10-24 13:00 | 0.8277
CCG | GB | 2018-10-24 14:00 | 0.8277
CCG | GB | 2018-10-24 15:00 | 0.82044
CCG | GB | 2018-10-24 16:00 | 0.8277
CCG | GB | 2018-10-24 17:00 | 0.82348
CCG | GB | 2018-10-24 18:00 | 0.82598
CCG | GB | 2018-10-24 19:00 | 0.82635
CCG | GB | 2018-10-24 20:00 | 0.83538
CCG | GB | 2018-10-24 21:00 | 0.83546
CCG | GB | 2018-10-24 22:00 | 0.83543
CCG | GB | 2018-10-24 23:00 | 0.83546
CCG | GB | 2018-10-25 | 0.81118
CCG | GB | 2018-10-25 01:00 | 0.81228
CCG | GB | 2018-10-25 02:00 | 0.81228
CCG | GB | 2018-10-25 03:00 | 0.81228
CCG | GB | 2018-10-25 04:00 | 0.81228
CCG | GB | 2018-10-25 05:00 | 0.81228
CCG | GB | 2018-10-25 06:00 | 0.83683
CCG | GB | 2018-10-25 07:00 | 0.83683
CCG | GB | 2018-10-25 08:00 | 0.83683
CCG | GB | 2018-10-25 09:00 | 0.83683
CCG | GB | 2018-10-25 10:00 | 0.83683
CCG | GB | 2018-10-25 11:00 | 0.83578
CCG | GB | 2018-10-25 12:00 | 0.83573
CCG | GB | 2018-10-25 13:00 | 0.83097
CCG | GB | 2018-10-25 14:00 | 0.83573
CCG | GB | 2018-10-25 15:00 | 0.83573
CCG | GB | 2018-10-25 16:00 | 0.83683
CCG | GB | 2018-10-25 17:00 | 0.83535
CCG | GB | 2018-10-25 18:00 | 0.83535
CCG | GB | 2018-10-25 19:00 | 0.83538
CCG | GB | 2018-10-25 20:00 | 0.83538
CCG | GB | 2018-10-25 21:00 | 0.83683
CCG | GB | 2018-10-25 22:00 | 0.83683
CCG | GB | 2018-10-25 23:00 | 0.80043
CCG | GB | 2018-10-26 | 0.80043
CCG | GB | 2018-10-26 01:00 | 0.68519
CCG | GB | 2018-10-26 02:00 | 0.68519
CCG | GB | 2018-10-26 03:00 | 0.67269
CCG | GB | 2018-10-26 04:00 | 0.67269
CCG | GB | 2018-10-26 05:00 | 0.66047
CCG | GB | 2018-10-26 06:00 | 0.72239
CCG | GB | 2018-10-26 07:00 | 0.79707
CCG | GB | 2018-10-26 08:00 | 0.80043
CCG | GB | 2018-10-26 09:00 | 0.80043
CCG | GB | 2018-10-26 10:00 | 0.80043
CCG | GB | 2018-10-26 11:00 | 0.80043
CCG | GB | 2018-10-26 12:00 | 0.80043
CCG | GB | 2018-10-26 13:00 | 0.82206
CCG | GB | 2018-10-26 14:00 | 0.82206
CCG | GB | 2018-10-26 15:00 | 0.82206
CCG | GB | 2018-10-26 16:00 | 0.82206
CCG | GB | 2018-10-26 17:00 | 0.82206
CCG | GB | 2018-10-26 18:00 | 0.83414
CCG | GB | 2018-10-26 19:00 | 0.83414
CCG | GB | 2018-10-26 20:00 | 0.83414
CCG | GB | 2018-10-26 21:00 | 0.83414
CCG | GB | 2018-10-26 22:00 | 0.83414
CCG | GB | 2018-10-26 23:00 | 0.82192
CCG | GB | 2018-10-27 | 0.80889
CCG | GB | 2018-10-27 01:00 | 0.82098
CCG | GB | 2018-10-27 02:00 | 0.82098
CCG | GB | 2018-10-27 03:00 | 0.82098
CCG | GB | 2018-10-27 04:00 | 0.82098
CCG | GB | 2018-10-27 05:00 | 0.82098
CCG | GB | 2018-10-27 06:00 | 0.81762
CCG | GB | 2018-10-27 07:00 | 0.79788
CCG | GB | 2018-10-27 08:00 | 0.79124
CCG | GB | 2018-10-27 09:00 | 0.79173
CCG | GB | 2018-10-27 10:00 | 0.79624
CCG | GB | 2018-10-27 11:00 | 0.78915
CCG | GB | 2018-10-27 12:00 | 0.78915
CCG | GB | 2018-10-27 13:00 | 0.78915
CCG | GB | 2018-10-27 14:00 | 0.80889
CCG | GB | 2018-10-27 15:00 | 0.81158
CCG | GB | 2018-10-27 16:00 | 0.83723
CCG | GB | 2018-10-27 17:00 | 0.84261
CCG | GB | 2018-10-27 18:00 | 0.83111
CCG | GB | 2018-10-27 19:00 | 0.84543
CCG | GB | 2018-10-27 20:00 | 0.84543
CCG | GB | 2018-10-27 21:00 | 0.84543
CCG | GB | 2018-10-27 22:00 | 0.84543
CCG | GB | 2018-10-27 23:00 | 0.84543
CCG | GB | 2018-10-28 | 0.84543
CCG | GB | 2018-10-28 01:00 | 0.84328
CCG | GB | 2018-10-28 02:00 | 0.84328
CCG | GB | 2018-10-28 03:00 | 0.84328
CCG | GB | 2018-10-28 04:00 | 0.84446
CCG | GB | 2018-10-28 05:00 | 0.84543
CCG | GB | 2018-10-28 06:00 | 0.84543
CCG | GB | 2018-10-28 07:00 | 0.81566
CCG | GB | 2018-10-28 08:00 | 0.81566
CCG | GB | 2018-10-28 09:00 | 0.82036
CCG | GB | 2018-10-28 10:00 | 0.82662
CCG | GB | 2018-10-28 11:00 | 0.82662
CCG | GB | 2018-10-28 12:00 | 0.82662
CCG | GB | 2018-10-28 13:00 | 0.82662
CCG | GB | 2018-10-28 14:00 | 0.82662
CCG | GB | 2018-10-28 15:00 | 0.84543
CCG | GB | 2018-10-28 16:00 | 0.84543
CCG | GB | 2018-10-28 17:00 | 0.84433
CCG | GB | 2018-10-28 18:00 | 0.83815
CCG | GB | 2018-10-28 19:00 | 0.84637
CCG | GB | 2018-10-28 20:00 | 0.84637
CCG | GB | 2018-10-28 21:00 | 0.84637
CCG | GB | 2018-10-28 22:00 | 0.84637
CCG | GB | 2018-10-28 23:00 | 0.84637
CCG | GB | 2018-10-29 | 0.84637
CCG | GB | 2018-10-29 01:00 | 0.85846
CCG | GB | 2018-10-29 02:00 | 0.85846
CCG | GB | 2018-10-29 03:00 | 0.85846
CCG | GB | 2018-10-29 04:00 | 0.85762
CCG | GB | 2018-10-29 05:00 | 0.85762
CCG | GB | 2018-10-29 06:00 | 0.85762
CCG | GB | 2018-10-29 07:00 | 0.85762
CCG | GB | 2018-10-29 08:00 | 0.81733
CCG | GB | 2018-10-29 09:00 | 0.81816
CCG | GB | 2018-10-29 10:00 | 0.81684
CCG | GB | 2018-10-29 11:00 | 0.84529
CCG | GB | 2018-10-29 12:00 | 0.84529
CCG | GB | 2018-10-29 13:00 | 0.85427
CCG | GB | 2018-10-29 14:00 | 0.85427
CCG | GB | 2018-10-29 15:00 | 0.85142
CCG | GB | 2018-10-29 16:00 | 0.85566
CCG | GB | 2018-10-29 17:00 | 0.84758
CCG | GB | 2018-10-29 18:00 | 0.8476
CCG | GB | 2018-10-29 19:00 | 0.85585
CCG | GB | 2018-10-29 20:00 | 0.85601
CCG | GB | 2018-10-29 21:00 | 0.85703
CCG | GB | 2018-10-29 22:00 | 0.85703
CCG | GB | 2018-10-29 23:00 | 0.85703
CCG | GB | 2018-10-30 | 0.85703
CCG | GB | 2018-10-30 01:00 | 0.85703
CCG | GB | 2018-10-30 02:00 | 0.85703
CCG | GB | 2018-10-30 03:00 | 0.85703
CCG | GB | 2018-10-30 04:00 | 0.85703
CCG | GB | 2018-10-30 05:00 | 0.85703
CCG | GB | 2018-10-30 06:00 | 0.85601
CCG | GB | 2018-10-30 07:00 | 0.80191
CCG | GB | 2018-10-30 08:00 | 0.80535
CCG | GB | 2018-10-30 09:00 | 0.81273
CCG | GB | 2018-10-30 10:00 | 0.81273
CCG | GB | 2018-10-30 11:00 | 0.83095
CCG | GB | 2018-10-30 12:00 | 0.82517
CCG | GB | 2018-10-30 13:00 | 0.82517
CCG | GB | 2018-10-30 14:00 | 0.83038
CCG | GB | 2018-10-30 15:00 | 0.8306
CCG | GB | 2018-10-30 16:00 | 0.8306
CCG | GB | 2018-10-30 17:00 | 0.83073
CCG | GB | 2018-10-30 18:00 | 0.83073
CCG | GB | 2018-10-30 19:00 | 0.83138
CCG | GB | 2018-10-30 20:00 | 0.83154
CCG | GB | 2018-10-30 21:00 | 0.81969
CCG | GB | 2018-10-30 22:00 | 0.81969
CCG | GB | 2018-10-30 23:00 | 0.81975
CCG | GB | 2018-10-31 | 0.832
CCG | GB | 2018-10-31 01:00 | 0.82106
CCG | GB | 2018-10-31 02:00 | 0.84484
CCG | GB | 2018-10-31 03:00 | 0.84435
CCG | GB | 2018-10-31 04:00 | 0.84435
CCG | GB | 2018-10-31 05:00 | 0.84435
CCG | GB | 2018-10-31 06:00 | 0.84435
CCG | GB | 2018-10-31 07:00 | 0.83288
CCG | GB | 2018-10-31 08:00 | 0.83304
CCG | GB | 2018-10-31 09:00 | 0.83326
CCG | GB | 2018-10-31 10:00 | 0.83307
CCG | GB | 2018-10-31 11:00 | 0.79697
CCG | GB | 2018-10-31 12:00 | 0.79672
CCG | GB | 2018-10-31 13:00 | 0.78423
CCG | GB | 2018-10-31 14:00 | 0.7841
CCG | GB | 2018-10-31 15:00 | 0.81945
CCG | GB | 2018-10-31 16:00 | 0.80758
CCG | GB | 2018-10-31 17:00 | 0.8068
CCG | GB | 2018-10-31 18:00 | 0.81899
CCG | GB | 2018-10-31 19:00 | 0.8191
CCG | GB | 2018-10-31 20:00 | 0.8191
CCG | GB | 2018-10-31 21:00 | 0.81996
CCG | GB | 2018-10-31 22:00 | 0.81996
CCG | GB | 2018-10-31 23:00 | 0.84441
CCG | GB | 2018-11-01 | 0.84441
CCG | GB | 2018-11-01 01:00 | 0.85703
CCG | GB | 2018-11-01 02:00 | 0.85703
CCG | GB | 2018-11-01 03:00 | 0.85703
CCG | GB | 2018-11-01 04:00 | 0.85703
CCG | GB | 2018-11-01 05:00 | 0.85703
CCG | GB | 2018-11-01 06:00 | 0.84575
CCG | GB | 2018-11-01 07:00 | 0.84575
CCG | GB | 2018-11-01 08:00 | 0.83568
CCG | GB | 2018-11-01 09:00 | 0.83568
CCG | GB | 2018-11-01 10:00 | 0.83568
CCG | GB | 2018-11-01 11:00 | 0.83568
CCG | GB | 2018-11-01 12:00 | 0.83393
CCG | GB | 2018-11-01 13:00 | 0.844
CCG | GB | 2018-11-01 14:00 | 0.84406
CCG | GB | 2018-11-01 15:00 | 0.84408
CCG | GB | 2018-11-01 16:00 | 0.84408
CCG | GB | 2018-11-01 17:00 | 0.83678
CCG | GB | 2018-11-01 18:00 | 0.8368
CCG | GB | 2018-11-01 19:00 | 0.84425
CCG | GB | 2018-11-01 20:00 | 0.84575
CCG | GB | 2018-11-01 21:00 | 0.84575
CCG | GB | 2018-11-01 22:00 | 0.84575
CCG | GB | 2018-11-01 23:00 | 0.84575
CCG | GB | 2018-11-02 | 0.84494
CCG | GB | 2018-11-02 01:00 | 0.83361
CCG | GB | 2018-11-02 02:00 | 0.83361
CCG | GB | 2018-11-02 03:00 | 0.83361
CCG | GB | 2018-11-02 04:00 | 0.83361
CCG | GB | 2018-11-02 05:00 | 0.83361
CCG | GB | 2018-11-02 06:00 | 0.83441
CCG | GB | 2018-11-02 07:00 | 0.83396
CCG | GB | 2018-11-02 08:00 | 0.83345
CCG | GB | 2018-11-02 09:00 | 0.83396
CCG | GB | 2018-11-02 10:00 | 0.83396
CCG | GB | 2018-11-02 11:00 | 0.83396
CCG | GB | 2018-11-02 12:00 | 0.83441
CCG | GB | 2018-11-02 13:00 | 0.83208
CCG | GB | 2018-11-02 14:00 | 0.83208
CCG | GB | 2018-11-02 15:00 | 0.83323
CCG | GB | 2018-11-02 16:00 | 0.83323
CCG | GB | 2018-11-02 17:00 | 0.83441
CCG | GB | 2018-11-02 18:00 | 0.83441
CCG | GB | 2018-11-02 19:00 | 0.83441
CCG | GB | 2018-11-02 20:00 | 0.83441
CCG | GB | 2018-11-02 21:00 | 0.83441
CCG | GB | 2018-11-02 22:00 | 0.83441
CCG | GB | 2018-11-02 23:00 | 0.81427
CCG | GB | 2018-11-03 | 0.83519
CCG | GB | 2018-11-03 01:00 | 0.8266
CCG | GB | 2018-11-03 02:00 | 0.82576
CCG | GB | 2018-11-03 03:00 | 0.82576
CCG | GB | 2018-11-03 04:00 | 0.82576
CCG | GB | 2018-11-03 05:00 | 0.82576
CCG | GB | 2018-11-03 06:00 | 0.8266
CCG | GB | 2018-11-03 07:00 | 0.8266
CCG | GB | 2018-11-03 08:00 | 0.82592
CCG | GB | 2018-11-03 09:00 | 0.82592
CCG | GB | 2018-11-03 10:00 | 0.8266
CCG | GB | 2018-11-03 11:00 | 0.8266
CCG | GB | 2018-11-03 12:00 | 0.8266
CCG | GB | 2018-11-03 13:00 | 0.8266
CCG | GB | 2018-11-03 14:00 | 0.8266
CCG | GB | 2018-11-03 15:00 | 0.82391
CCG | GB | 2018-11-03 16:00 | 0.82525
CCG | GB | 2018-11-03 17:00 | 0.82649
CCG | GB | 2018-11-03 18:00 | 0.82649
CCG | GB | 2018-11-03 19:00 | 0.84527
CCG | GB | 2018-11-03 20:00 | 0.84527
CCG | GB | 2018-11-03 21:00 | 0.84527
CCG | GB | 2018-11-03 22:00 | 0.84527
CCG | GB | 2018-11-03 23:00 | 0.84527
CCG | GB | 2018-11-04 | 0.84527
CCG | GB | 2018-11-04 01:00 | 0.84527
CCG | GB | 2018-11-04 02:00 | 0.83385
CCG | GB | 2018-11-04 03:00 | 0.82122
CCG | GB | 2018-11-04 04:00 | 0.82122
CCG | GB | 2018-11-04 05:00 | 0.80981
CCG | GB | 2018-11-04 06:00 | 0.80981
CCG | GB | 2018-11-04 07:00 | 0.80981
CCG | GB | 2018-11-04 08:00 | 0.809
CCG | GB | 2018-11-04 09:00 | 0.79718
CCG | GB | 2018-11-04 10:00 | 0.79799
CCG | GB | 2018-11-04 11:00 | 0.79046
CCG | GB | 2018-11-04 12:00 | 0.80739
CCG | GB | 2018-11-04 13:00 | 0.83385
CCG | GB | 2018-11-04 14:00 | 0.83385
CCG | GB | 2018-11-04 15:00 | 0.85709
CCG | GB | 2018-11-04 16:00 | 0.84446
CCG | GB | 2018-11-04 17:00 | 0.85709
CCG | GB | 2018-11-04 18:00 | 0.86716
CCG | GB | 2018-11-04 19:00 | 0.86716
CCG | GB | 2018-11-04 20:00 | 0.86716
CCG | GB | 2018-11-04 21:00 | 0.86716
CCG | GB | 2018-11-04 22:00 | 0.86716
CCG | GB | 2018-11-04 23:00 | 0.86716
CCG | GB | 2018-11-05 | 0.86716
CCG | GB | 2018-11-05 01:00 | 0.86826
CCG | GB | 2018-11-05 02:00 | 0.86826
CCG | GB | 2018-11-05 03:00 | 0.86826
CCG | GB | 2018-11-05 04:00 | 0.86826
CCG | GB | 2018-11-05 05:00 | 0.86826
CCG | GB | 2018-11-05 06:00 | 0.86826
CCG | GB | 2018-11-05 07:00 | 0.86826
CCG | GB | 2018-11-05 08:00 | 0.86743
CCG | GB | 2018-11-05 09:00 | 0.86633
CCG | GB | 2018-11-05 10:00 | 0.86633
CCG | GB | 2018-11-05 11:00 | 0.8663
CCG | GB | 2018-11-05 12:00 | 0.86396
CCG | GB | 2018-11-05 13:00 | 0.86826
CCG | GB | 2018-11-05 14:00 | 0.86826
CCG | GB | 2018-11-05 15:00 | 0.8465
CCG | GB | 2018-11-05 16:00 | 0.8465
CCG | GB | 2018-11-05 17:00 | 0.84175
CCG | GB | 2018-11-05 18:00 | 0.84175
CCG | GB | 2018-11-05 19:00 | 0.84193
CCG | GB | 2018-11-05 20:00 | 0.84193
CCG | GB | 2018-11-05 21:00 | 0.84433
CCG | GB | 2018-11-05 22:00 | 0.85104
CCG | GB | 2018-11-05 23:00 | 0.85322
CCG | GB | 2018-11-06 | 0.85416
CCG | GB | 2018-11-06 01:00 | 0.85416
CCG | GB | 2018-11-06 02:00 | 0.85416
CCG | GB | 2018-11-06 03:00 | 0.85322
CCG | GB | 2018-11-06 04:00 | 0.85322
CCG | GB | 2018-11-06 05:00 | 0.85322
CCG | GB | 2018-11-06 06:00 | 0.85322
CCG | GB | 2018-11-06 07:00 | 0.85322
CCG | GB | 2018-11-06 08:00 | 0.85279
CCG | GB | 2018-11-06 09:00 | 0.85279
CCG | GB | 2018-11-06 10:00 | 0.85322
CCG | GB | 2018-11-06 11:00 | 0.85322
CCG | GB | 2018-11-06 12:00 | 0.85322
CCG | GB | 2018-11-06 13:00 | 0.85322
CCG | GB | 2018-11-06 14:00 | 0.85322
CCG | GB | 2018-11-06 15:00 | 0.85322
CCG | GB | 2018-11-06 16:00 | 0.85322
CCG | GB | 2018-11-06 17:00 | 0.85322
CCG | GB | 2018-11-06 18:00 | 0.85322
CCG | GB | 2018-11-06 19:00 | 0.85322
CCG | GB | 2018-11-06 20:00 | 0.85322
CCG | GB | 2018-11-06 21:00 | 0.85322
CCG | GB | 2018-11-06 22:00 | 0.85322
CCG | GB | 2018-11-06 23:00 | 0.85322
CCG | GB | 2018-11-07 | 0.85322
CCG | GB | 2018-11-07 01:00 | 0.85322
CCG | GB | 2018-11-07 02:00 | 0.84094
CCG | GB | 2018-11-07 03:00 | 0.84094
CCG | GB | 2018-11-07 04:00 | 0.84094
CCG | GB | 2018-11-07 05:00 | 0.84094
CCG | GB | 2018-11-07 06:00 | 0.84094
CCG | GB | 2018-11-07 07:00 | 0.81797
CCG | GB | 2018-11-07 08:00 | 0.81719
CCG | GB | 2018-11-07 09:00 | 0.81792
CCG | GB | 2018-11-07 10:00 | 0.81752
CCG | GB | 2018-11-07 11:00 | 0.81752
CCG | GB | 2018-11-07 12:00 | 0.81752
CCG | GB | 2018-11-07 13:00 | 0.83981
CCG | GB | 2018-11-07 14:00 | 0.83981
CCG | GB | 2018-11-07 15:00 | 0.83683
CCG | GB | 2018-11-07 16:00 | 0.84099
CCG | GB | 2018-11-07 17:00 | 0.84099
CCG | GB | 2018-11-07 18:00 | 0.84099
CCG | GB | 2018-11-07 19:00 | 0.84099
CCG | GB | 2018-11-07 20:00 | 0.84099
CCG | GB | 2018-11-07 21:00 | 0.84099
CCG | GB | 2018-11-07 22:00 | 0.84099
CCG | GB | 2018-11-07 23:00 | 0.82686
CCG | GB | 2018-11-08 | 0.84159
CCG | GB | 2018-11-08 01:00 | 0.85233
CCG | GB | 2018-11-08 02:00 | 0.85233
CCG | GB | 2018-11-08 03:00 | 0.85233
CCG | GB | 2018-11-08 04:00 | 0.85233
CCG | GB | 2018-11-08 05:00 | 0.85233
CCG | GB | 2018-11-08 06:00 | 0.85322
CCG | GB | 2018-11-08 07:00 | 0.8422
CCG | GB | 2018-11-08 08:00 | 0.84247
CCG | GB | 2018-11-08 09:00 | 0.84247
CCG | GB | 2018-11-08 10:00 | 0.84247
CCG | GB | 2018-11-08 11:00 | 0.84247
CCG | GB | 2018-11-08 12:00 | 0.83645
CCG | GB | 2018-11-08 13:00 | 0.84301
CCG | GB | 2018-11-08 14:00 | 0.84261
CCG | GB | 2018-11-08 15:00 | 0.82904
CCG | GB | 2018-11-08 16:00 | 0.82453
CCG | GB | 2018-11-08 17:00 | 0.83815
CCG | GB | 2018-11-08 18:00 | 0.83979
CCG | GB | 2018-11-08 19:00 | 0.85335
CCG | GB | 2018-11-08 20:00 | 0.85335
CCG | GB | 2018-11-08 21:00 | 0.85335
CCG | GB | 2018-11-08 22:00 | 0.83428
CCG | GB | 2018-11-08 23:00 | 0.83428
CCG | GB | 2018-11-09 | 0.83264
CCG | GB | 2018-11-09 01:00 | 0.83264
CCG | GB | 2018-11-09 02:00 | 0.83264
CCG | GB | 2018-11-09 03:00 | 0.83264
CCG | GB | 2018-11-09 04:00 | 0.83264
CCG | GB | 2018-11-09 05:00 | 0.83358
CCG | GB | 2018-11-09 06:00 | 0.83358
CCG | GB | 2018-11-09 07:00 | 0.83358
CCG | GB | 2018-11-09 08:00 | 0.83358
CCG | GB | 2018-11-09 09:00 | 0.83428
CCG | GB | 2018-11-09 10:00 | 0.83428
CCG | GB | 2018-11-09 11:00 | 0.83428
CCG | GB | 2018-11-09 12:00 | 0.83428
CCG | GB | 2018-11-09 13:00 | 0.82461
CCG | GB | 2018-11-09 14:00 | 0.83468
CCG | GB | 2018-11-09 15:00 | 0.83428
CCG | GB | 2018-11-09 16:00 | 0.81252
CCG | GB | 2018-11-09 17:00 | 0.81252
CCG | GB | 2018-11-09 18:00 | 0.81252
CCG | GB | 2018-11-09 19:00 | 0.81252
CCG | GB | 2018-11-09 20:00 | 0.81252
CCG | GB | 2018-11-09 21:00 | 0.81252
CCG | GB | 2018-11-09 22:00 | 0.81252
CCG | GB | 2018-11-09 23:00 | 0.81252
CCG | GB | 2018-11-10 | 0.84516
CCG | GB | 2018-11-10 01:00 | 0.79425
CCG | GB | 2018-11-10 02:00 | 0.79425
CCG | GB | 2018-11-10 03:00 | 0.79425
CCG | GB | 2018-11-10 04:00 | 0.79425
CCG | GB | 2018-11-10 05:00 | 0.79425
CCG | GB | 2018-11-10 06:00 | 0.79425
CCG | GB | 2018-11-10 07:00 | 0.78329
CCG | GB | 2018-11-10 08:00 | 0.76325
CCG | GB | 2018-11-10 09:00 | 0.78635
CCG | GB | 2018-11-10 10:00 | 0.78907
CCG | GB | 2018-11-10 11:00 | 0.78369
CCG | GB | 2018-11-10 12:00 | 0.78826
CCG | GB | 2018-11-10 13:00 | 0.80032
CCG | GB | 2018-11-10 14:00 | 0.80032
CCG | GB | 2018-11-10 15:00 | 0.81418
CCG | GB | 2018-11-10 16:00 | 0.81265
CCG | GB | 2018-11-10 17:00 | 0.81265
CCG | GB | 2018-11-10 18:00 | 0.81265
CCG | GB | 2018-11-10 19:00 | 0.81265
CCG | GB | 2018-11-10 20:00 | 0.80137
CCG | GB | 2018-11-10 21:00 | 0.77948
CCG | GB | 2018-11-10 22:00 | 0.77209
CCG | GB | 2018-11-10 23:00 | 0.78337
CCG | GB | 2018-11-11 | 0.78378
CCG | GB | 2018-11-11 01:00 | 0.78378
CCG | GB | 2018-11-11 02:00 | 0.78378
CCG | GB | 2018-11-11 03:00 | 0.78378
CCG | GB | 2018-11-11 04:00 | 0.77281
CCG | GB | 2018-11-11 05:00 | 0.77281
CCG | GB | 2018-11-11 06:00 | 0.77281
CCG | GB | 2018-11-11 07:00 | 0.80908
CCG | GB | 2018-11-11 08:00 | 0.80908
CCG | GB | 2018-11-11 09:00 | 0.80908
CCG | GB | 2018-11-11 10:00 | 0.80908
CCG | GB | 2018-11-11 11:00 | 0.80908
CCG | GB | 2018-11-11 12:00 | 0.80908
CCG | GB | 2018-11-11 13:00 | 0.83132
CCG | GB | 2018-11-11 14:00 | 0.83132
CCG | GB | 2018-11-11 15:00 | 0.83132
CCG | GB | 2018-11-11 16:00 | 0.83132
CCG | GB | 2018-11-11 17:00 | 0.83132
CCG | GB | 2018-11-11 18:00 | 0.83132
CCG | GB | 2018-11-11 19:00 | 0.83132
CCG | GB | 2018-11-11 20:00 | 0.83132
CCG | GB | 2018-11-11 21:00 | 0.83132
CCG | GB | 2018-11-11 22:00 | 0.83871
CCG | GB | 2018-11-11 23:00 | 0.83871
CCG | GB | 2018-11-12 | 0.83871
CCG | GB | 2018-11-12 01:00 | 0.81781
CCG | GB | 2018-11-12 02:00 | 0.81781
CCG | GB | 2018-11-12 03:00 | 0.81781
CCG | GB | 2018-11-12 04:00 | 0.81781
CCG | GB | 2018-11-12 05:00 | 0.80559
CCG | GB | 2018-11-12 06:00 | 0.82686
CCG | GB | 2018-11-12 07:00 | 0.81813
CCG | GB | 2018-11-12 08:00 | 0.8349
CCG | GB | 2018-11-12 09:00 | 0.85322
CCG | GB | 2018-11-12 10:00 | 0.85322
CCG | GB | 2018-11-12 11:00 | 0.85322
CCG | GB | 2018-11-12 12:00 | 0.85322
CCG | GB | 2018-11-12 13:00 | 0.84226
CCG | GB | 2018-11-12 14:00 | 0.84226
CCG | GB | 2018-11-12 15:00 | 0.84226
CCG | GB | 2018-11-12 16:00 | 0.84226
CCG | GB | 2018-11-12 17:00 | 0.84226
CCG | GB | 2018-11-12 18:00 | 0.84078
CCG | GB | 2018-11-12 19:00 | 0.85099
CCG | GB | 2018-11-12 20:00 | 0.85099
CCG | GB | 2018-11-12 21:00 | 0.85099
CCG | GB | 2018-11-12 22:00 | 0.85099
CCG | GB | 2018-11-12 23:00 | 0.85099
CCG | GB | 2018-11-13 | 0.85099
CCG | GB | 2018-11-13 01:00 | 0.85099
CCG | GB | 2018-11-13 02:00 | 0.85099
CCG | GB | 2018-11-13 03:00 | 0.85099
CCG | GB | 2018-11-13 04:00 | 0.85153
CCG | GB | 2018-11-13 05:00 | 0.85153
CCG | GB | 2018-11-13 06:00 | 0.85153
CCG | GB | 2018-11-13 07:00 | 0.85153
CCG | GB | 2018-11-13 08:00 | 0.85155
CCG | GB | 2018-11-13 09:00 | 0.85153
CCG | GB | 2018-11-13 10:00 | 0.85048
CCG | GB | 2018-11-13 11:00 | 0.84293
CCG | GB | 2018-11-13 12:00 | 0.85153
CCG | GB | 2018-11-13 13:00 | 0.84782
CCG | GB | 2018-11-13 14:00 | 0.85153
CCG | GB | 2018-11-13 15:00 | 0.85153
CCG | GB | 2018-11-13 16:00 | 0.84078
CCG | GB | 2018-11-13 17:00 | 0.84078
CCG | GB | 2018-11-13 18:00 | 0.85174
CCG | GB | 2018-11-13 19:00 | 0.85174
CCG | GB | 2018-11-13 20:00 | 0.85174
CCG | GB | 2018-11-13 21:00 | 0.85174
CCG | GB | 2018-11-13 22:00 | 0.85174
CCG | GB | 2018-11-13 23:00 | 0.85174
CCG | GB | 2018-11-14 | 0.84774
CCG | GB | 2018-11-14 01:00 | 0.81612
CCG | GB | 2018-11-14 02:00 | 0.81612
CCG | GB | 2018-11-14 03:00 | 0.83844
CCG | GB | 2018-11-14 04:00 | 0.83844
CCG | GB | 2018-11-14 05:00 | 0.83938
CCG | GB | 2018-11-14 06:00 | 0.83146
CCG | GB | 2018-11-14 07:00 | 0.83726
CCG | GB | 2018-11-14 08:00 | 0.84043
CCG | GB | 2018-11-14 09:00 | 0.84078
CCG | GB | 2018-11-14 10:00 | 0.84078
CCG | GB | 2018-11-14 11:00 | 0.82641
CCG | GB | 2018-11-14 12:00 | 0.82641
CCG | GB | 2018-11-14 13:00 | 0.82681
CCG | GB | 2018-11-14 14:00 | 0.81821
CCG | GB | 2018-11-14 15:00 | 0.8295
CCG | GB | 2018-11-14 16:00 | 0.8295
CCG | GB | 2018-11-14 17:00 | 0.84118
CCG | GB | 2018-11-14 18:00 | 0.84118
CCG | GB | 2018-11-14 19:00 | 0.84118
CCG | GB | 2018-11-14 20:00 | 0.84118
CCG | GB | 2018-11-14 21:00 | 0.84118
CCG | GB | 2018-11-14 22:00 | 0.83949
CCG | GB | 2018-11-14 23:00 | 0.83949
CCG | GB | 2018-11-15 | 0.8367
CCG | GB | 2018-11-15 01:00 | 0.78805
CCG | GB | 2018-11-15 02:00 | 0.78805
CCG | GB | 2018-11-15 03:00 | 0.78805
CCG | GB | 2018-11-15 04:00 | 0.81612
CCG | GB | 2018-11-15 05:00 | 0.81504
CCG | GB | 2018-11-15 06:00 | 0.81316
CCG | GB | 2018-11-15 07:00 | 0.78369
CCG | GB | 2018-11-15 08:00 | 0.78746
CCG | GB | 2018-11-15 09:00 | 0.82133
CCG | GB | 2018-11-15 10:00 | 0.82592
CCG | GB | 2018-11-15 11:00 | 0.8266
CCG | GB | 2018-11-15 12:00 | 0.8266
CCG | GB | 2018-11-15 13:00 | 0.81564
CCG | GB | 2018-11-15 14:00 | 0.81564
CCG | GB | 2018-11-15 15:00 | 0.81564
CCG | GB | 2018-11-15 16:00 | 0.81564
CCG | GB | 2018-11-15 17:00 | 0.81564
CCG | GB | 2018-11-15 18:00 | 0.81564
CCG | GB | 2018-11-15 19:00 | 0.81564
CCG | GB | 2018-11-15 20:00 | 0.81564
CCG | GB | 2018-11-15 21:00 | 0.82786
CCG | GB | 2018-11-15 22:00 | 0.82786
CCG | GB | 2018-11-15 23:00 | 0.82786
CCG | GB | 2018-11-16 | 0.80427
CCG | GB | 2018-11-16 01:00 | 0.77343
CCG | GB | 2018-11-16 02:00 | 0.77343
CCG | GB | 2018-11-16 03:00 | 0.78439
CCG | GB | 2018-11-16 04:00 | 0.79514
CCG | GB | 2018-11-16 05:00 | 0.81067
CCG | GB | 2018-11-16 06:00 | 0.81067
CCG | GB | 2018-11-16 07:00 | 0.79535
CCG | GB | 2018-11-16 08:00 | 0.78993
CCG | GB | 2018-11-16 09:00 | 0.78818
CCG | GB | 2018-11-16 10:00 | 0.78829
CCG | GB | 2018-11-16 11:00 | 0.78829
CCG | GB | 2018-11-16 12:00 | 0.77674
CCG | GB | 2018-11-16 13:00 | 0.77303
CCG | GB | 2018-11-16 14:00 | 0.77303
CCG | GB | 2018-11-16 15:00 | 0.77488
CCG | GB | 2018-11-16 16:00 | 0.77529
CCG | GB | 2018-11-16 17:00 | 0.82028
CCG | GB | 2018-11-16 18:00 | 0.8263
CCG | GB | 2018-11-16 19:00 | 0.85126
CCG | GB | 2018-11-16 20:00 | 0.85131
CCG | GB | 2018-11-16 21:00 | 0.82579
CCG | GB | 2018-11-16 22:00 | 0.82727
CCG | GB | 2018-11-16 23:00 | 0.82732
CCG | GB | 2018-11-17 | 0.85015
CCG | GB | 2018-11-17 01:00 | 0.85015
CCG | GB | 2018-11-17 02:00 | 0.85015
CCG | GB | 2018-11-17 03:00 | 0.85015
CCG | GB | 2018-11-17 04:00 | 0.85015
CCG | GB | 2018-11-17 05:00 | 0.8472
CCG | GB | 2018-11-17 06:00 | 0.8468
CCG | GB | 2018-11-17 07:00 | 0.8468
CCG | GB | 2018-11-17 08:00 | 0.8468
CCG | GB | 2018-11-17 09:00 | 0.83782
CCG | GB | 2018-11-17 10:00 | 0.84228
CCG | GB | 2018-11-17 11:00 | 0.8472
CCG | GB | 2018-11-17 12:00 | 0.8472
CCG | GB | 2018-11-17 13:00 | 0.8472
CCG | GB | 2018-11-17 14:00 | 0.8472
CCG | GB | 2018-11-17 15:00 | 0.8472
CCG | GB | 2018-11-17 16:00 | 0.8472
CCG | GB | 2018-11-17 17:00 | 0.8472
CCG | GB | 2018-11-17 18:00 | 0.8472
CCG | GB | 2018-11-17 19:00 | 0.8472
CCG | GB | 2018-11-17 20:00 | 0.83659
CCG | GB | 2018-11-17 21:00 | 0.83954
CCG | GB | 2018-11-17 22:00 | 0.83954
CCG | GB | 2018-11-17 23:00 | 0.83954
CCG | GB | 2018-11-18 | 0.83632
CCG | GB | 2018-11-18 01:00 | 0.83632
CCG | GB | 2018-11-18 02:00 | 0.83632
CCG | GB | 2018-11-18 03:00 | 0.836
CCG | GB | 2018-11-18 04:00 | 0.836
CCG | GB | 2018-11-18 05:00 | 0.836
CCG | GB | 2018-11-18 06:00 | 0.836
CCG | GB | 2018-11-18 07:00 | 0.83922
CCG | GB | 2018-11-18 08:00 | 0.83922
CCG | GB | 2018-11-18 09:00 | 0.83922
CCG | GB | 2018-11-18 10:00 | 0.83954
CCG | GB | 2018-11-18 11:00 | 0.83954
CCG | GB | 2018-11-18 12:00 | 0.83954
CCG | GB | 2018-11-18 13:00 | 0.85015
CCG | GB | 2018-11-18 14:00 | 0.85015
CCG | GB | 2018-11-18 15:00 | 0.85015
CCG | GB | 2018-11-18 16:00 | 0.8378
CCG | GB | 2018-11-18 17:00 | 0.83441
CCG | GB | 2018-11-18 18:00 | 0.83401
CCG | GB | 2018-11-18 19:00 | 0.83267
CCG | GB | 2018-11-18 20:00 | 0.83267
CCG | GB | 2018-11-18 21:00 | 0.84637
CCG | GB | 2018-11-18 22:00 | 0.84849
CCG | GB | 2018-11-18 23:00 | 0.84997
CCG | GB | 2018-11-19 | 0.84997
CCG | GB | 2018-11-19 01:00 | 0.85037
CCG | GB | 2018-11-19 02:00 | 0.85037
CCG | GB | 2018-11-19 03:00 | 0.85037
CCG | GB | 2018-11-19 04:00 | 0.85037
CCG | GB | 2018-11-19 05:00 | 0.84964
CCG | GB | 2018-11-19 06:00 | 0.82837
CCG | GB | 2018-11-19 07:00 | 0.82751
CCG | GB | 2018-11-19 08:00 | 0.84819
CCG | GB | 2018-11-19 09:00 | 0.84964
CCG | GB | 2018-11-19 10:00 | 0.85037
CCG | GB | 2018-11-19 11:00 | 0.85037
CCG | GB | 2018-11-19 12:00 | 0.85037
CCG | GB | 2018-11-19 13:00 | 0.85037
CCG | GB | 2018-11-19 14:00 | 0.85037
CCG | GB | 2018-11-19 15:00 | 0.85037
CCG | GB | 2018-11-19 16:00 | 0.85037
CCG | GB | 2018-11-19 17:00 | 0.85037
CCG | GB | 2018-11-19 18:00 | 0.85037
CCG | GB | 2018-11-19 19:00 | 0.85037
CCG | GB | 2018-11-19 20:00 | 0.85037
CCG | GB | 2018-11-19 21:00 | 0.85037
CCG | GB | 2018-11-19 22:00 | 0.85037
CCG | GB | 2018-11-19 23:00 | 0.85037
CCG | GB | 2018-11-20 | 0.84849
CCG | GB | 2018-11-20 01:00 | 0.80231
CCG | GB | 2018-11-20 02:00 | 0.8021
CCG | GB | 2018-11-20 03:00 | 0.8021
CCG | GB | 2018-11-20 04:00 | 0.8021
CCG | GB | 2018-11-20 05:00 | 0.8021
CCG | GB | 2018-11-20 06:00 | 0.8021
CCG | GB | 2018-11-20 07:00 | 0.8007
CCG | GB | 2018-11-20 08:00 | 0.84876
CCG | GB | 2018-11-20 09:00 | 0.84897
CCG | GB | 2018-11-20 10:00 | 0.84897
CCG | GB | 2018-11-20 11:00 | 0.84897
CCG | GB | 2018-11-20 12:00 | 0.84897
CCG | GB | 2018-11-20 13:00 | 0.85037
CCG | GB | 2018-11-20 14:00 | 0.85037
CCG | GB | 2018-11-20 15:00 | 0.85037
CCG | GB | 2018-11-20 16:00 | 0.85037
CCG | GB | 2018-11-20 17:00 | 0.85037
CCG | GB | 2018-11-20 18:00 | 0.85037
CCG | GB | 2018-11-20 19:00 | 0.85037
CCG | GB | 2018-11-20 20:00 | 0.85037
CCG | GB | 2018-11-20 21:00 | 0.85037
CCG | GB | 2018-11-20 22:00 | 0.85037
CCG | GB | 2018-11-20 23:00 | 0.84419
CCG | GB | 2018-11-21 | 0.85488
CCG | GB | 2018-11-21 01:00 | 0.83936
CCG | GB | 2018-11-21 02:00 | 0.83936
CCG | GB | 2018-11-21 03:00 | 0.83936
CCG | GB | 2018-11-21 04:00 | 0.83882
CCG | GB | 2018-11-21 05:00 | 0.83882
CCG | GB | 2018-11-21 06:00 | 0.83882
CCG | GB | 2018-11-21 07:00 | 0.83882
CCG | GB | 2018-11-21 08:00 | 0.85142
CCG | GB | 2018-11-21 09:00 | 0.86133
CCG | GB | 2018-11-21 10:00 | 0.86133
CCG | GB | 2018-11-21 11:00 | 0.86133
CCG | GB | 2018-11-21 12:00 | 0.86133
CCG | GB | 2018-11-21 13:00 | 0.86133
CCG | GB | 2018-11-21 14:00 | 0.86133
CCG | GB | 2018-11-21 15:00 | 0.86536
CCG | GB | 2018-11-21 16:00 | 0.86536
CCG | GB | 2018-11-21 17:00 | 0.86536
CCG | GB | 2018-11-21 18:00 | 0.86536
CCG | GB | 2018-11-21 19:00 | 0.86536
CCG | GB | 2018-11-21 20:00 | 0.86536
CCG | GB | 2018-11-21 21:00 | 0.86536
CCG | GB | 2018-11-21 22:00 | 0.86536
CCG | GB | 2018-11-21 23:00 | 0.86536
CCG | GB | 2018-11-22 | 0.86536
CCG | GB | 2018-11-22 01:00 | 0.86536
CCG | GB | 2018-11-22 02:00 | 0.86536
CCG | GB | 2018-11-22 03:00 | 0.8523
CCG | GB | 2018-11-22 04:00 | 0.8523
CCG | GB | 2018-11-22 05:00 | 0.8523
CCG | GB | 2018-11-22 06:00 | 0.8523
CCG | GB | 2018-11-22 07:00 | 0.8523
CCG | GB | 2018-11-22 08:00 | 0.8523
CCG | GB | 2018-11-22 09:00 | 0.8523
CCG | GB | 2018-11-22 10:00 | 0.8523
CCG | GB | 2018-11-22 11:00 | 0.8523
CCG | GB | 2018-11-22 12:00 | 0.83976
CCG | GB | 2018-11-22 13:00 | 0.85091
CCG | GB | 2018-11-22 14:00 | 0.8523
CCG | GB | 2018-11-22 15:00 | 0.8523
CCG | GB | 2018-11-22 16:00 | 0.8523
CCG | GB | 2018-11-22 17:00 | 0.86536
CCG | GB | 2018-11-22 18:00 | 0.86536
CCG | GB | 2018-11-22 19:00 | 0.86536
CCG | GB | 2018-11-22 20:00 | 0.86536
CCG | GB | 2018-11-22 21:00 | 0.86536
CCG | GB | 2018-11-22 22:00 | 0.86536
CCG | GB | 2018-11-22 23:00 | 0.86536
CCG | GB | 2018-11-23 | 0.86536
CCG | GB | 2018-11-23 01:00 | 0.86536
CCG | GB | 2018-11-23 02:00 | 0.86536
CCG | GB | 2018-11-23 03:00 | 0.86536
CCG | GB | 2018-11-23 04:00 | 0.86536
CCG | GB | 2018-11-23 05:00 | 0.86536
CCG | GB | 2018-11-23 06:00 | 0.86536
CCG | GB | 2018-11-23 07:00 | 0.86536
CCG | GB | 2018-11-23 08:00 | 0.86412
CCG | GB | 2018-11-23 09:00 | 0.86536
CCG | GB | 2018-11-23 10:00 | 0.86536
CCG | GB | 2018-11-23 11:00 | 0.86536
CCG | GB | 2018-11-23 12:00 | 0.86431
CCG | GB | 2018-11-23 13:00 | 0.86418
CCG | GB | 2018-11-23 14:00 | 0.86415
CCG | GB | 2018-11-23 15:00 | 0.86412
CCG | GB | 2018-11-23 16:00 | 0.85848
CCG | GB | 2018-11-23 17:00 | 0.85848
CCG | GB | 2018-11-23 18:00 | 0.86412
CCG | GB | 2018-11-23 19:00 | 0.8641
CCG | GB | 2018-11-23 20:00 | 0.8641
CCG | GB | 2018-11-23 21:00 | 0.8641
CCG | GB | 2018-11-23 22:00 | 0.86168
CCG | GB | 2018-11-23 23:00 | 0.86294
CCG | GB | 2018-11-24 | 0.86219
CCG | GB | 2018-11-24 01:00 | 0.86219
CCG | GB | 2018-11-24 02:00 | 0.86219
CCG | GB | 2018-11-24 03:00 | 0.86219
CCG | GB | 2018-11-24 04:00 | 0.86219
CCG | GB | 2018-11-24 05:00 | 0.86219
CCG | GB | 2018-11-24 06:00 | 0.86219
CCG | GB | 2018-11-24 07:00 | 0.86219
CCG | GB | 2018-11-24 08:00 | 0.85521
CCG | GB | 2018-11-24 09:00 | 0.85521
CCG | GB | 2018-11-24 10:00 | 0.85521
CCG | GB | 2018-11-24 11:00 | 0.85521
CCG | GB | 2018-11-24 12:00 | 0.85521
CCG | GB | 2018-11-24 13:00 | 0.85521
CCG | GB | 2018-11-24 14:00 | 0.86219
CCG | GB | 2018-11-24 15:00 | 0.86219
CCG | GB | 2018-11-24 16:00 | 0.8624
CCG | GB | 2018-11-24 17:00 | 0.8624
CCG | GB | 2018-11-24 18:00 | 0.8624
CCG | GB | 2018-11-24 19:00 | 0.85166
CCG | GB | 2018-11-24 20:00 | 0.85166
CCG | GB | 2018-11-24 21:00 | 0.8624
CCG | GB | 2018-11-24 22:00 | 0.84172
CCG | GB | 2018-11-24 23:00 | 0.84013
CCG | GB | 2018-11-25 | 0.84013
CCG | GB | 2018-11-25 01:00 | 0.84011
CCG | GB | 2018-11-25 02:00 | 0.84011
CCG | GB | 2018-11-25 03:00 | 0.84011
CCG | GB | 2018-11-25 04:00 | 0.84013
CCG | GB | 2018-11-25 05:00 | 0.84013
CCG | GB | 2018-11-25 06:00 | 0.84013
CCG | GB | 2018-11-25 07:00 | 0.84013
CCG | GB | 2018-11-25 08:00 | 0.84016
CCG | GB | 2018-11-25 09:00 | 0.84016
CCG | GB | 2018-11-25 10:00 | 0.84013
CCG | GB | 2018-11-25 11:00 | 0.84011
CCG | GB | 2018-11-25 12:00 | 0.84011
CCG | GB | 2018-11-25 13:00 | 0.84008
CCG | GB | 2018-11-25 14:00 | 0.85015
CCG | GB | 2018-11-25 15:00 | 0.85015
CCG | GB | 2018-11-25 16:00 | 0.85015
CCG | GB | 2018-11-25 17:00 | 0.85827
CCG | GB | 2018-11-25 18:00 | 0.85827
CCG | GB | 2018-11-25 19:00 | 0.85829
CCG | GB | 2018-11-25 20:00 | 0.85829
CCG | GB | 2018-11-25 21:00 | 0.87073
CCG | GB | 2018-11-25 22:00 | 0.87073
CCG | GB | 2018-11-25 23:00 | 0.87073
CCG | GB | 2018-11-26 | 0.8624
CCG | GB | 2018-11-26 01:00 | 0.8624
CCG | GB | 2018-11-26 02:00 | 0.8624
CCG | GB | 2018-11-26 03:00 | 0.8624
CCG | GB | 2018-11-26 04:00 | 0.8624
CCG | GB | 2018-11-26 05:00 | 0.85144
CCG | GB | 2018-11-26 06:00 | 0.85402
CCG | GB | 2018-11-26 07:00 | 0.84763
CCG | GB | 2018-11-26 08:00 | 0.86149
CCG | GB | 2018-11-26 09:00 | 0.85744
CCG | GB | 2018-11-26 10:00 | 0.85851
CCG | GB | 2018-11-26 11:00 | 0.85155
CCG | GB | 2018-11-26 12:00 | 0.85155
CCG | GB | 2018-11-26 13:00 | 0.85746
CCG | GB | 2018-11-26 14:00 | 0.85746
CCG | GB | 2018-11-26 15:00 | 0.85746
CCG | GB | 2018-11-26 16:00 | 0.85746
CCG | GB | 2018-11-26 17:00 | 0.85851
CCG | GB | 2018-11-26 18:00 | 0.85851
CCG | GB | 2018-11-26 19:00 | 0.85851
CCG | GB | 2018-11-26 20:00 | 0.85851
CCG | GB | 2018-11-26 21:00 | 0.85851
CCG | GB | 2018-11-26 22:00 | 0.85851
CCG | GB | 2018-11-26 23:00 | 0.85851
CCG | GB | 2018-11-27 | 0.85851
CCG | GB | 2018-11-27 01:00 | 0.85851
CCG | GB | 2018-11-27 02:00 | 0.85851
CCG | GB | 2018-11-27 03:00 | 0.85851
CCG | GB | 2018-11-27 04:00 | 0.85851
CCG | GB | 2018-11-27 05:00 | 0.85851
CCG | GB | 2018-11-27 06:00 | 0.85851
CCG | GB | 2018-11-27 07:00 | 0.85851
CCG | GB | 2018-11-27 08:00 | 0.85851
CCG | GB | 2018-11-27 09:00 | 0.85851
CCG | GB | 2018-11-27 10:00 | 0.85824
CCG | GB | 2018-11-27 11:00 | 0.85824
CCG | GB | 2018-11-27 12:00 | 0.84336
CCG | GB | 2018-11-27 13:00 | 0.84287
CCG | GB | 2018-11-27 14:00 | 0.8447
CCG | GB | 2018-11-27 15:00 | 0.84457
CCG | GB | 2018-11-27 16:00 | 0.84596
CCG | GB | 2018-11-27 17:00 | 0.83707
CCG | GB | 2018-11-27 18:00 | 0.83707
CCG | GB | 2018-11-27 19:00 | 0.8386
CCG | GB | 2018-11-27 20:00 | 0.8386
CCG | GB | 2018-11-27 21:00 | 0.8386
CCG | GB | 2018-11-27 22:00 | 0.85018
CCG | GB | 2018-11-27 23:00 | 0.85018
CCG | GB | 2018-11-28 | 0.83836
CCG | GB | 2018-11-28 01:00 | 0.84521
CCG | GB | 2018-11-28 02:00 | 0.84521
CCG | GB | 2018-11-28 03:00 | 0.84459
CCG | GB | 2018-11-28 04:00 | 0.84459
CCG | GB | 2018-11-28 05:00 | 0.84459
CCG | GB | 2018-11-28 06:00 | 0.84459
CCG | GB | 2018-11-28 07:00 | 0.84271
CCG | GB | 2018-11-28 08:00 | 0.83801
CCG | GB | 2018-11-28 09:00 | 0.83444
CCG | GB | 2018-11-28 10:00 | 0.83444
CCG | GB | 2018-11-28 11:00 | 0.83444
CCG | GB | 2018-11-28 12:00 | 0.83444
CCG | GB | 2018-11-28 13:00 | 0.83887
CCG | GB | 2018-11-28 14:00 | 0.83887
CCG | GB | 2018-11-28 15:00 | 0.84451
CCG | GB | 2018-11-28 16:00 | 0.84451
CCG | GB | 2018-11-28 17:00 | 0.84451
CCG | GB | 2018-11-28 18:00 | 0.84451
CCG | GB | 2018-11-28 19:00 | 0.84841
CCG | GB | 2018-11-28 20:00 | 0.84841
CCG | GB | 2018-11-28 21:00 | 0.84951
CCG | GB | 2018-11-28 22:00 | 0.84951
CCG | GB | 2018-11-28 23:00 | 0.83608
CCG | GB | 2018-11-29 | 0.81921
CCG | GB | 2018-11-29 01:00 | 0.792
CCG | GB | 2018-11-29 02:00 | 0.792
CCG | GB | 2018-11-29 03:00 | 0.83261
CCG | GB | 2018-11-29 04:00 | 0.83261
CCG | GB | 2018-11-29 05:00 | 0.83264
CCG | GB | 2018-11-29 06:00 | 0.83428
CCG | GB | 2018-11-29 07:00 | 0.79197
CCG | GB | 2018-11-29 08:00 | 0.8057
CCG | GB | 2018-11-29 09:00 | 0.80836
CCG | GB | 2018-11-29 10:00 | 0.80836
CCG | GB | 2018-11-29 11:00 | 0.80836
CCG | GB | 2018-11-29 12:00 | 0.80836
CCG | GB | 2018-11-29 13:00 | 0.80836
CCG | GB | 2018-11-29 14:00 | 0.80836
CCG | GB | 2018-11-29 15:00 | 0.80836
CCG | GB | 2018-11-29 16:00 | 0.81024
CCG | GB | 2018-11-29 17:00 | 0.81024
CCG | GB | 2018-11-29 18:00 | 0.81024
CCG | GB | 2018-11-29 19:00 | 0.81024
CCG | GB | 2018-11-29 20:00 | 0.81024
CCG | GB | 2018-11-29 21:00 | 0.79758
CCG | GB | 2018-11-29 22:00 | 0.79758
CCG | GB | 2018-11-29 23:00 | 0.80833
CCG | GB | 2018-11-30 | 0.80833
CCG | GB | 2018-11-30 01:00 | 0.79936
CCG | GB | 2018-11-30 02:00 | 0.79936
CCG | GB | 2018-11-30 03:00 | 0.79936
CCG | GB | 2018-11-30 04:00 | 0.83482
CCG | GB | 2018-11-30 05:00 | 0.83482
CCG | GB | 2018-11-30 06:00 | 0.81287
CCG | GB | 2018-11-30 07:00 | 0.82286
CCG | GB | 2018-11-30 08:00 | 0.81569
CCG | GB | 2018-11-30 09:00 | 0.81674
CCG | GB | 2018-11-30 10:00 | 0.8234
CCG | GB | 2018-11-30 11:00 | 0.81797
CCG | GB | 2018-11-30 12:00 | 0.81797
CCG | GB | 2018-11-30 13:00 | 0.81797
CCG | GB | 2018-11-30 14:00 | 0.83992
CCG | GB | 2018-11-30 15:00 | 0.84747
CCG | GB | 2018-11-30 16:00 | 0.84747
CCG | GB | 2018-11-30 17:00 | 0.84747
CCG | GB | 2018-11-30 18:00 | 0.84747
CCG | GB | 2018-11-30 19:00 | 0.84747
CCG | GB | 2018-11-30 20:00 | 0.84747
CCG | GB | 2018-11-30 21:00 | 0.84747
CCG | GB | 2018-11-30 22:00 | 0.84747
CCG | GB | 2018-11-30 23:00 | 0.84747
CCG | GB | 2018-12-01 | 0.854
CCG | GB | 2018-12-01 01:00 | 0.84486
CCG | GB | 2018-12-01 02:00 | 0.84486
CCG | GB | 2018-12-01 03:00 | 0.85709
CCG | GB | 2018-12-01 04:00 | 0.85709
CCG | GB | 2018-12-01 05:00 | 0.85709
CCG | GB | 2018-12-01 06:00 | 0.85709
CCG | GB | 2018-12-01 07:00 | 0.85709
CCG | GB | 2018-12-01 08:00 | 0.83398
CCG | GB | 2018-12-01 09:00 | 0.84634
CCG | GB | 2018-12-01 10:00 | 0.84634
CCG | GB | 2018-12-01 11:00 | 0.84634
CCG | GB | 2018-12-01 12:00 | 0.84634
CCG | GB | 2018-12-01 13:00 | 0.85091
CCG | GB | 2018-12-01 14:00 | 0.85091
CCG | GB | 2018-12-01 15:00 | 0.86165
CCG | GB | 2018-12-01 16:00 | 0.86165
CCG | GB | 2018-12-01 17:00 | 0.8259
CCG | GB | 2018-12-01 18:00 | 0.8284
CCG | GB | 2018-12-01 19:00 | 0.83404
CCG | GB | 2018-12-01 20:00 | 0.83511
CCG | GB | 2018-12-01 21:00 | 0.85069
CCG | GB | 2018-12-01 22:00 | 0.83807
CCG | GB | 2018-12-01 23:00 | 0.83807
CCG | GB | 2018-12-02 | 0.83807
CCG | GB | 2018-12-02 01:00 | 0.84903
CCG | GB | 2018-12-02 02:00 | 0.84903
CCG | GB | 2018-12-02 03:00 | 0.84903
CCG | GB | 2018-12-02 04:00 | 0.84903
CCG | GB | 2018-12-02 05:00 | 0.84903
CCG | GB | 2018-12-02 06:00 | 0.84903
CCG | GB | 2018-12-02 07:00 | 0.84903
CCG | GB | 2018-12-02 08:00 | 0.84903
CCG | GB | 2018-12-02 09:00 | 0.84903
CCG | GB | 2018-12-02 10:00 | 0.84903
CCG | GB | 2018-12-02 11:00 | 0.84959
CCG | GB | 2018-12-02 12:00 | 0.84959
CCG | GB | 2018-12-02 13:00 | 0.84959
CCG | GB | 2018-12-02 14:00 | 0.84959
CCG | GB | 2018-12-02 15:00 | 0.84959
CCG | GB | 2018-12-02 16:00 | 0.84959
CCG | GB | 2018-12-02 17:00 | 0.84959
CCG | GB | 2018-12-02 18:00 | 0.84959
CCG | GB | 2018-12-02 19:00 | 0.84959
CCG | GB | 2018-12-02 20:00 | 0.84959
CCG | GB | 2018-12-02 21:00 | 0.84959
CCG | GB | 2018-12-02 22:00 | 0.84959
CCG | GB | 2018-12-02 23:00 | 0.84959
CCG | GB | 2018-12-03 | 0.84959
CCG | GB | 2018-12-03 01:00 | 0.86222
CCG | GB | 2018-12-03 02:00 | 0.86222
CCG | GB | 2018-12-03 03:00 | 0.86222
CCG | GB | 2018-12-03 04:00 | 0.86222
CCG | GB | 2018-12-03 05:00 | 0.863
CCG | GB | 2018-12-03 06:00 | 0.863
CCG | GB | 2018-12-03 07:00 | 0.85934
CCG | GB | 2018-12-03 08:00 | 0.86015
CCG | GB | 2018-12-03 09:00 | 0.86109
CCG | GB | 2018-12-03 10:00 | 0.86117
CCG | GB | 2018-12-03 11:00 | 0.85827
CCG | GB | 2018-12-03 12:00 | 0.8587
CCG | GB | 2018-12-03 13:00 | 0.85867
CCG | GB | 2018-12-03 14:00 | 0.84849
CCG | GB | 2018-12-03 15:00 | 0.85964
CCG | GB | 2018-12-03 16:00 | 0.85964
CCG | GB | 2018-12-03 17:00 | 0.86219
CCG | GB | 2018-12-03 18:00 | 0.86219
CCG | GB | 2018-12-03 19:00 | 0.86251
CCG | GB | 2018-12-03 20:00 | 0.86254
CCG | GB | 2018-12-03 21:00 | 0.86273
CCG | GB | 2018-12-03 22:00 | 0.86238
CCG | GB | 2018-12-03 23:00 | 0.86238
CCG | GB | 2018-12-04 | 0.86238
CCG | GB | 2018-12-04 01:00 | 0.86361
CCG | GB | 2018-12-04 02:00 | 0.86402
CCG | GB | 2018-12-04 03:00 | 0.86402
CCG | GB | 2018-12-04 04:00 | 0.86402
CCG | GB | 2018-12-04 05:00 | 0.86402
CCG | GB | 2018-12-04 06:00 | 0.86402
CCG | GB | 2018-12-04 07:00 | 0.8429
CCG | GB | 2018-12-04 08:00 | 0.85811
CCG | GB | 2018-12-04 09:00 | 0.86402
CCG | GB | 2018-12-04 10:00 | 0.86289
CCG | GB | 2018-12-04 11:00 | 0.86289
CCG | GB | 2018-12-04 12:00 | 0.86289
CCG | GB | 2018-12-04 13:00 | 0.86289
CCG | GB | 2018-12-04 14:00 | 0.86289
CCG | GB | 2018-12-04 15:00 | 0.86289
CCG | GB | 2018-12-04 16:00 | 0.86289
CCG | GB | 2018-12-04 17:00 | 0.86402
CCG | GB | 2018-12-04 18:00 | 0.86402
CCG | GB | 2018-12-04 19:00 | 0.86402
CCG | GB | 2018-12-04 20:00 | 0.86402
CCG | GB | 2018-12-04 21:00 | 0.86402
CCG | GB | 2018-12-04 22:00 | 0.86402
CCG | GB | 2018-12-04 23:00 | 0.86402
CCG | GB | 2018-12-05 | 0.85153
CCG | GB | 2018-12-05 01:00 | 0.85099
CCG | GB | 2018-12-05 02:00 | 0.83616
CCG | GB | 2018-12-05 03:00 | 0.8367
CCG | GB | 2018-12-05 04:00 | 0.8367
CCG | GB | 2018-12-05 05:00 | 0.86302
CCG | GB | 2018-12-05 06:00 | 0.86302
CCG | GB | 2018-12-05 07:00 | 0.86302
CCG | GB | 2018-12-05 08:00 | 0.86402
CCG | GB | 2018-12-05 09:00 | 0.86402
CCG | GB | 2018-12-05 10:00 | 0.86246
CCG | GB | 2018-12-05 11:00 | 0.86246
CCG | GB | 2018-12-05 12:00 | 0.86246
CCG | GB | 2018-12-05 13:00 | 0.86246
CCG | GB | 2018-12-05 14:00 | 0.86246
CCG | GB | 2018-12-05 15:00 | 0.86246
CCG | GB | 2018-12-05 16:00 | 0.86246
CCG | GB | 2018-12-05 17:00 | 0.86402
CCG | GB | 2018-12-05 18:00 | 0.86402
CCG | GB | 2018-12-05 19:00 | 0.86402
CCG | GB | 2018-12-05 20:00 | 0.86402
CCG | GB | 2018-12-05 21:00 | 0.86402
CCG | GB | 2018-12-05 22:00 | 0.86402
CCG | GB | 2018-12-05 23:00 | 0.86254
CCG | GB | 2018-12-06 | 0.86254
CCG | GB | 2018-12-06 01:00 | 0.86254
CCG | GB | 2018-12-06 02:00 | 0.85032
CCG | GB | 2018-12-06 03:00 | 0.85032
CCG | GB | 2018-12-06 04:00 | 0.85032
CCG | GB | 2018-12-06 05:00 | 0.85179
CCG | GB | 2018-12-06 06:00 | 0.85179
CCG | GB | 2018-12-06 07:00 | 0.83597
CCG | GB | 2018-12-06 08:00 | 0.86335
CCG | GB | 2018-12-06 09:00 | 0.87772
CCG | GB | 2018-12-06 10:00 | 0.87731
CCG | GB | 2018-12-06 11:00 | 0.87678
CCG | GB | 2018-12-06 12:00 | 0.87678
CCG | GB | 2018-12-06 13:00 | 0.87457
CCG | GB | 2018-12-06 14:00 | 0.87457
CCG | GB | 2018-12-06 15:00 | 0.87511
CCG | GB | 2018-12-06 16:00 | 0.87678
CCG | GB | 2018-12-06 17:00 | 0.87799
CCG | GB | 2018-12-06 18:00 | 0.87799
CCG | GB | 2018-12-06 19:00 | 0.87799
CCG | GB | 2018-12-06 20:00 | 0.87799
CCG | GB | 2018-12-06 21:00 | 0.87799
CCG | GB | 2018-12-06 22:00 | 0.87799
CCG | GB | 2018-12-06 23:00 | 0.87799
CCG | GB | 2018-12-07 | 0.84038
CCG | GB | 2018-12-07 01:00 | 0.84038
CCG | GB | 2018-12-07 02:00 | 0.84038
CCG | GB | 2018-12-07 03:00 | 0.84038
CCG | GB | 2018-12-07 04:00 | 0.84038
CCG | GB | 2018-12-07 05:00 | 0.84038
CCG | GB | 2018-12-07 06:00 | 0.83979
CCG | GB | 2018-12-07 07:00 | 0.83858
CCG | GB | 2018-12-07 08:00 | 0.81069
CCG | GB | 2018-12-07 09:00 | 0.80121
CCG | GB | 2018-12-07 10:00 | 0.82909
CCG | GB | 2018-12-07 11:00 | 0.82909
CCG | GB | 2018-12-07 12:00 | 0.82909
CCG | GB | 2018-12-07 13:00 | 0.83103
CCG | GB | 2018-12-07 14:00 | 0.82998
CCG | GB | 2018-12-07 15:00 | 0.83285
CCG | GB | 2018-12-07 16:00 | 0.83285
CCG | GB | 2018-12-07 17:00 | 0.83285
CCG | GB | 2018-12-07 18:00 | 0.83285
CCG | GB | 2018-12-07 19:00 | 0.83285
CCG | GB | 2018-12-07 20:00 | 0.82547
CCG | GB | 2018-12-07 21:00 | 0.82547
CCG | GB | 2018-12-07 22:00 | 0.82547
CCG | GB | 2018-12-07 23:00 | 0.82547
CCG | GB | 2018-12-08 | 0.80328
CCG | GB | 2018-12-08 01:00 | 0.76306
CCG | GB | 2018-12-08 02:00 | 0.76548
CCG | GB | 2018-12-08 03:00 | 0.76548
CCG | GB | 2018-12-08 04:00 | 0.76548
CCG | GB | 2018-12-08 05:00 | 0.76548
CCG | GB | 2018-12-08 06:00 | 0.76548
CCG | GB | 2018-12-08 07:00 | 0.76548
CCG | GB | 2018-12-08 08:00 | 0.76505
CCG | GB | 2018-12-08 09:00 | 0.77676
CCG | GB | 2018-12-08 10:00 | 0.77676
CCG | GB | 2018-12-08 11:00 | 0.77676
CCG | GB | 2018-12-08 12:00 | 0.77676
CCG | GB | 2018-12-08 13:00 | 0.77676
CCG | GB | 2018-12-08 14:00 | 0.77676
CCG | GB | 2018-12-08 15:00 | 0.79906
CCG | GB | 2018-12-08 16:00 | 0.79654
CCG | GB | 2018-12-08 17:00 | 0.80685
CCG | GB | 2018-12-08 18:00 | 0.80685
CCG | GB | 2018-12-08 19:00 | 0.80685
CCG | GB | 2018-12-08 20:00 | 0.81424
CCG | GB | 2018-12-08 21:00 | 0.84202
CCG | GB | 2018-12-08 22:00 | 0.84202
CCG | GB | 2018-12-08 23:00 | 0.84202
CCG | GB | 2018-12-09 | 0.84202
CCG | GB | 2018-12-09 01:00 | 0.84202
CCG | GB | 2018-12-09 02:00 | 0.84202
CCG | GB | 2018-12-09 03:00 | 0.84202
CCG | GB | 2018-12-09 04:00 | 0.84202
CCG | GB | 2018-12-09 05:00 | 0.84202
CCG | GB | 2018-12-09 06:00 | 0.84202
CCG | GB | 2018-12-09 07:00 | 0.84202
CCG | GB | 2018-12-09 08:00 | 0.8425
CCG | GB | 2018-12-09 09:00 | 0.8425
CCG | GB | 2018-12-09 10:00 | 0.84255
CCG | GB | 2018-12-09 11:00 | 0.84255
CCG | GB | 2018-12-09 12:00 | 0.84255
CCG | GB | 2018-12-09 13:00 | 0.84255
CCG | GB | 2018-12-09 14:00 | 0.82203
CCG | GB | 2018-12-09 15:00 | 0.84255
CCG | GB | 2018-12-09 16:00 | 0.84255
CCG | GB | 2018-12-09 17:00 | 0.83143
CCG | GB | 2018-12-09 18:00 | 0.83143
CCG | GB | 2018-12-09 19:00 | 0.84255
CCG | GB | 2018-12-09 20:00 | 0.84255
CCG | GB | 2018-12-09 21:00 | 0.84255
CCG | GB | 2018-12-09 22:00 | 0.84255
CCG | GB | 2018-12-09 23:00 | 0.84255
CCG | GB | 2018-12-10 | 0.82335
CCG | GB | 2018-12-10 01:00 | 0.82335
CCG | GB | 2018-12-10 02:00 | 0.82335
CCG | GB | 2018-12-10 03:00 | 0.82335
CCG | GB | 2018-12-10 04:00 | 0.82335
CCG | GB | 2018-12-10 05:00 | 0.81206
CCG | GB | 2018-12-10 06:00 | 0.81206
CCG | GB | 2018-12-10 07:00 | 0.85263
CCG | GB | 2018-12-10 08:00 | 0.83605
CCG | GB | 2018-12-10 09:00 | 0.83876
CCG | GB | 2018-12-10 10:00 | 0.84075
CCG | GB | 2018-12-10 11:00 | 0.86117
CCG | GB | 2018-12-10 12:00 | 0.85714
CCG | GB | 2018-12-10 13:00 | 0.85714
CCG | GB | 2018-12-10 14:00 | 0.85714
CCG | GB | 2018-12-10 15:00 | 0.85687
CCG | GB | 2018-12-10 16:00 | 0.85687
CCG | GB | 2018-12-10 17:00 | 0.85784
CCG | GB | 2018-12-10 18:00 | 0.85942
CCG | GB | 2018-12-10 19:00 | 0.85942
CCG | GB | 2018-12-10 20:00 | 0.84083
CCG | GB | 2018-12-10 21:00 | 0.83135
CCG | GB | 2018-12-10 22:00 | 0.85056
CCG | GB | 2018-12-10 23:00 | 0.82638
CCG | GB | 2018-12-11 | 0.84451
CCG | GB | 2018-12-11 01:00 | 0.8259
CCG | GB | 2018-12-11 02:00 | 0.8259
CCG | GB | 2018-12-11 03:00 | 0.81461
CCG | GB | 2018-12-11 04:00 | 0.8346
CCG | GB | 2018-12-11 05:00 | 0.82815
CCG | GB | 2018-12-11 06:00 | 0.8299
CCG | GB | 2018-12-11 07:00 | 0.82815
CCG | GB | 2018-12-11 08:00 | 0.84588
CCG | GB | 2018-12-11 09:00 | 0.8346
CCG | GB | 2018-12-11 10:00 | 0.8346
CCG | GB | 2018-12-11 11:00 | 0.83514
CCG | GB | 2018-12-11 12:00 | 0.83514
CCG | GB | 2018-12-11 13:00 | 0.84588
CCG | GB | 2018-12-11 14:00 | 0.84588
CCG | GB | 2018-12-11 15:00 | 0.84484
CCG | GB | 2018-12-11 16:00 | 0.84484
CCG | GB | 2018-12-11 17:00 | 0.84478
CCG | GB | 2018-12-11 18:00 | 0.84478
CCG | GB | 2018-12-11 19:00 | 0.84478
CCG | GB | 2018-12-11 20:00 | 0.84433
CCG | GB | 2018-12-11 21:00 | 0.84543
CCG | GB | 2018-12-11 22:00 | 0.84543
CCG | GB | 2018-12-11 23:00 | 0.84717
CCG | GB | 2018-12-12 | 0.84717
CCG | GB | 2018-12-12 01:00 | 0.84634
CCG | GB | 2018-12-12 02:00 | 0.84634
CCG | GB | 2018-12-12 03:00 | 0.8415
CCG | GB | 2018-12-12 04:00 | 0.8415
CCG | GB | 2018-12-12 05:00 | 0.84634
CCG | GB | 2018-12-12 06:00 | 0.84634
CCG | GB | 2018-12-12 07:00 | 0.8403
CCG | GB | 2018-12-12 08:00 | 0.83022
CCG | GB | 2018-12-12 09:00 | 0.83291
CCG | GB | 2018-12-12 10:00 | 0.8458
CCG | GB | 2018-12-12 11:00 | 0.8458
CCG | GB | 2018-12-12 12:00 | 0.8458
CCG | GB | 2018-12-12 13:00 | 0.84285
CCG | GB | 2018-12-12 14:00 | 0.84285
CCG | GB | 2018-12-12 15:00 | 0.8314
CCG | GB | 2018-12-12 16:00 | 0.83194
CCG | GB | 2018-12-12 17:00 | 0.84763
CCG | GB | 2018-12-12 18:00 | 0.84763
CCG | GB | 2018-12-12 19:00 | 0.84763
CCG | GB | 2018-12-12 20:00 | 0.84747
CCG | GB | 2018-12-12 21:00 | 0.84747
CCG | GB | 2018-12-12 22:00 | 0.84747
CCG | GB | 2018-12-12 23:00 | 0.84747
CCG | GB | 2018-12-13 | 0.84747
CCG | GB | 2018-12-13 01:00 | 0.82899
CCG | GB | 2018-12-13 02:00 | 0.81663
CCG | GB | 2018-12-13 03:00 | 0.81663
CCG | GB | 2018-12-13 04:00 | 0.81679
CCG | GB | 2018-12-13 05:00 | 0.81679
CCG | GB | 2018-12-13 06:00 | 0.82915
CCG | GB | 2018-12-13 07:00 | 0.82915
CCG | GB | 2018-12-13 08:00 | 0.82896
CCG | GB | 2018-12-13 09:00 | 0.82896
CCG | GB | 2018-12-13 10:00 | 0.82915
CCG | GB | 2018-12-13 11:00 | 0.82915
CCG | GB | 2018-12-13 12:00 | 0.82915
CCG | GB | 2018-12-13 13:00 | 0.82915
CCG | GB | 2018-12-13 14:00 | 0.84938
CCG | GB | 2018-12-13 15:00 | 0.83917
CCG | GB | 2018-12-13 16:00 | 0.83917
CCG | GB | 2018-12-13 17:00 | 0.83917
CCG | GB | 2018-12-13 18:00 | 0.83917
CCG | GB | 2018-12-13 19:00 | 0.83917
CCG | GB | 2018-12-13 20:00 | 0.83917
CCG | GB | 2018-12-13 21:00 | 0.83917
CCG | GB | 2018-12-13 22:00 | 0.83917
CCG | GB | 2018-12-13 23:00 | 0.83917
CCG | GB | 2018-12-14 | 0.83823
CCG | GB | 2018-12-14 01:00 | 0.83823
CCG | GB | 2018-12-14 02:00 | 0.83823
CCG | GB | 2018-12-14 03:00 | 0.83823
CCG | GB | 2018-12-14 04:00 | 0.83823
CCG | GB | 2018-12-14 05:00 | 0.82815
CCG | GB | 2018-12-14 06:00 | 0.83017
CCG | GB | 2018-12-14 07:00 | 0.83691
CCG | GB | 2018-12-14 08:00 | 0.83823
CCG | GB | 2018-12-14 09:00 | 0.83823
CCG | GB | 2018-12-14 10:00 | 0.83823
CCG | GB | 2018-12-14 11:00 | 0.83823
CCG | GB | 2018-12-14 12:00 | 0.83823
CCG | GB | 2018-12-14 13:00 | 0.83823
CCG | GB | 2018-12-14 14:00 | 0.83823
CCG | GB | 2018-12-14 15:00 | 0.83782
CCG | GB | 2018-12-14 16:00 | 0.83782
CCG | GB | 2018-12-14 17:00 | 0.83782
CCG | GB | 2018-12-14 18:00 | 0.83782
CCG | GB | 2018-12-14 19:00 | 0.83782
CCG | GB | 2018-12-14 20:00 | 0.83782
CCG | GB | 2018-12-14 21:00 | 0.83782
CCG | GB | 2018-12-14 22:00 | 0.83782
CCG | GB | 2018-12-14 23:00 | 0.83782
CCG | GB | 2018-12-15 | 0.82815
CCG | GB | 2018-12-15 01:00 | 0.82815
CCG | GB | 2018-12-15 02:00 | 0.82815
CCG | GB | 2018-12-15 03:00 | 0.8278
CCG | GB | 2018-12-15 04:00 | 0.82735
CCG | GB | 2018-12-15 05:00 | 0.83863
CCG | GB | 2018-12-15 06:00 | 0.83863
CCG | GB | 2018-12-15 07:00 | 0.83909
CCG | GB | 2018-12-15 08:00 | 0.83909
CCG | GB | 2018-12-15 09:00 | 0.81768
CCG | GB | 2018-12-15 10:00 | 0.8248
CCG | GB | 2018-12-15 11:00 | 0.83191
CCG | GB | 2018-12-15 12:00 | 0.83944
CCG | GB | 2018-12-15 13:00 | 0.83944
CCG | GB | 2018-12-15 14:00 | 0.83944
CCG | GB | 2018-12-15 15:00 | 0.83944
CCG | GB | 2018-12-15 16:00 | 0.83944
CCG | GB | 2018-12-15 17:00 | 0.83944
CCG | GB | 2018-12-15 18:00 | 0.83944
CCG | GB | 2018-12-15 19:00 | 0.83944
CCG | GB | 2018-12-15 20:00 | 0.83944
CCG | GB | 2018-12-15 21:00 | 0.83944
CCG | GB | 2018-12-15 22:00 | 0.83944
CCG | GB | 2018-12-15 23:00 | 0.83944
CCG | GB | 2018-12-16 | 0.85958
CCG | GB | 2018-12-16 01:00 | 0.82063
CCG | GB | 2018-12-16 02:00 | 0.82063
CCG | GB | 2018-12-16 03:00 | 0.82063
CCG | GB | 2018-12-16 04:00 | 0.82063
CCG | GB | 2018-12-16 05:00 | 0.82211
CCG | GB | 2018-12-16 06:00 | 0.82152
CCG | GB | 2018-12-16 07:00 | 0.82152
CCG | GB | 2018-12-16 08:00 | 0.81056
CCG | GB | 2018-12-16 09:00 | 0.82184
CCG | GB | 2018-12-16 10:00 | 0.81733
CCG | GB | 2018-12-16 11:00 | 0.85332
CCG | GB | 2018-12-16 12:00 | 0.83774
CCG | GB | 2018-12-16 13:00 | 0.83452
CCG | GB | 2018-12-16 14:00 | 0.83452
CCG | GB | 2018-12-16 15:00 | 0.83452
CCG | GB | 2018-12-16 16:00 | 0.82931
CCG | GB | 2018-12-16 17:00 | 0.85273
CCG | GB | 2018-12-16 18:00 | 0.85279
CCG | GB | 2018-12-16 19:00 | 0.85284
CCG | GB | 2018-12-16 20:00 | 0.85281
CCG | GB | 2018-12-16 21:00 | 0.86447
CCG | GB | 2018-12-16 22:00 | 0.86447
CCG | GB | 2018-12-16 23:00 | 0.86931
CCG | GB | 2018-12-17 | 0.85923
CCG | GB | 2018-12-17 01:00 | 0.85923
CCG | GB | 2018-12-17 02:00 | 0.85923
CCG | GB | 2018-12-17 03:00 | 0.85923
CCG | GB | 2018-12-17 04:00 | 0.85923
CCG | GB | 2018-12-17 05:00 | 0.85923
CCG | GB | 2018-12-17 06:00 | 0.85923
CCG | GB | 2018-12-17 07:00 | 0.8544
CCG | GB | 2018-12-17 08:00 | 0.85408
CCG | GB | 2018-12-17 09:00 | 0.85483
CCG | GB | 2018-12-17 10:00 | 0.85684
CCG | GB | 2018-12-17 11:00 | 0.85714
CCG | GB | 2018-12-17 12:00 | 0.85714
CCG | GB | 2018-12-17 13:00 | 0.85819
CCG | GB | 2018-12-17 14:00 | 0.85679
CCG | GB | 2018-12-17 15:00 | 0.85679
CCG | GB | 2018-12-17 16:00 | 0.85854
CCG | GB | 2018-12-17 17:00 | 0.85991
CCG | GB | 2018-12-17 18:00 | 0.85991
CCG | GB | 2018-12-17 19:00 | 0.85988
CCG | GB | 2018-12-17 20:00 | 0.86018
CCG | GB | 2018-12-17 21:00 | 0.86018
CCG | GB | 2018-12-17 22:00 | 0.86018
CCG | GB | 2018-12-17 23:00 | 0.86018
CCG | GB | 2018-12-18 | 0.85757
CCG | GB | 2018-12-18 01:00 | 0.80081
CCG | GB | 2018-12-18 02:00 | 0.80081
CCG | GB | 2018-12-18 03:00 | 0.80175
CCG | GB | 2018-12-18 04:00 | 0.82904
CCG | GB | 2018-12-18 05:00 | 0.85238
CCG | GB | 2018-12-18 06:00 | 0.86074
CCG | GB | 2018-12-18 07:00 | 0.86074
CCG | GB | 2018-12-18 08:00 | 0.86074
CCG | GB | 2018-12-18 09:00 | 0.86125
CCG | GB | 2018-12-18 10:00 | 0.86125
CCG | GB | 2018-12-18 11:00 | 0.86125
CCG | GB | 2018-12-18 12:00 | 0.86125
CCG | GB | 2018-12-18 13:00 | 0.849
CCG | GB | 2018-12-18 14:00 | 0.83893
CCG | GB | 2018-12-18 15:00 | 0.83893
CCG | GB | 2018-12-18 16:00 | 0.83893
CCG | GB | 2018-12-18 17:00 | 0.83893
CCG | GB | 2018-12-18 18:00 | 0.83893
CCG | GB | 2018-12-18 19:00 | 0.83893
CCG | GB | 2018-12-18 20:00 | 0.83154
CCG | GB | 2018-12-18 21:00 | 0.83154
CCG | GB | 2018-12-18 22:00 | 0.83154
CCG | GB | 2018-12-18 23:00 | 0.83154
CCG | GB | 2018-12-19 | 0.82979
CCG | GB | 2018-12-19 01:00 | 0.81437
CCG | GB | 2018-12-19 02:00 | 0.81437
CCG | GB | 2018-12-19 03:00 | 0.82979
CCG | GB | 2018-12-19 04:00 | 0.82979
CCG | GB | 2018-12-19 05:00 | 0.82979
CCG | GB | 2018-12-19 06:00 | 0.82979
CCG | GB | 2018-12-19 07:00 | 0.82979
CCG | GB | 2018-12-19 08:00 | 0.82643
CCG | GB | 2018-12-19 09:00 | 0.83049
CCG | GB | 2018-12-19 10:00 | 0.83049
CCG | GB | 2018-12-19 11:00 | 0.83049
CCG | GB | 2018-12-19 12:00 | 0.83049
CCG | GB | 2018-12-19 13:00 | 0.8295
CCG | GB | 2018-12-19 14:00 | 0.8295
CCG | GB | 2018-12-19 15:00 | 0.8295
CCG | GB | 2018-12-19 16:00 | 0.8295
CCG | GB | 2018-12-19 17:00 | 0.83688
CCG | GB | 2018-12-19 18:00 | 0.83688
CCG | GB | 2018-12-19 19:00 | 0.83688
CCG | GB | 2018-12-19 20:00 | 0.83648
CCG | GB | 2018-12-19 21:00 | 0.84795
CCG | GB | 2018-12-19 22:00 | 0.84795
CCG | GB | 2018-12-19 23:00 | 0.84795
CCG | GB | 2018-12-20 | 0.84553
CCG | GB | 2018-12-20 01:00 | 0.82936
CCG | GB | 2018-12-20 02:00 | 0.82936
CCG | GB | 2018-12-20 03:00 | 0.84398
CCG | GB | 2018-12-20 04:00 | 0.8454
CCG | GB | 2018-12-20 05:00 | 0.8454
CCG | GB | 2018-12-20 06:00 | 0.8454
CCG | GB | 2018-12-20 07:00 | 0.8454
CCG | GB | 2018-12-20 08:00 | 0.83987
CCG | GB | 2018-12-20 09:00 | 0.8454
CCG | GB | 2018-12-20 10:00 | 0.8454
CCG | GB | 2018-12-20 11:00 | 0.8454
CCG | GB | 2018-12-20 12:00 | 0.8454
CCG | GB | 2018-12-20 13:00 | 0.8454
CCG | GB | 2018-12-20 14:00 | 0.8454
CCG | GB | 2018-12-20 15:00 | 0.8454
CCG | GB | 2018-12-20 16:00 | 0.8454
CCG | GB | 2018-12-20 17:00 | 0.8454
CCG | GB | 2018-12-20 18:00 | 0.8454
CCG | GB | 2018-12-20 19:00 | 0.85547
CCG | GB | 2018-12-20 20:00 | 0.85547
CCG | GB | 2018-12-20 21:00 | 0.85547
CCG | GB | 2018-12-20 22:00 | 0.85547
CCG | GB | 2018-12-20 23:00 | 0.85547
CCG | GB | 2018-12-21 | 0.85547
CCG | GB | 2018-12-21 01:00 | 0.85547
CCG | GB | 2018-12-21 02:00 | 0.85547
CCG | GB | 2018-12-21 03:00 | 0.85547
CCG | GB | 2018-12-21 04:00 | 0.85652
CCG | GB | 2018-12-21 05:00 | 0.85652
CCG | GB | 2018-12-21 06:00 | 0.85652
CCG | GB | 2018-12-21 07:00 | 0.85636
CCG | GB | 2018-12-21 08:00 | 0.85636
CCG | GB | 2018-12-21 09:00 | 0.82157
CCG | GB | 2018-12-21 10:00 | 0.82171
CCG | GB | 2018-12-21 11:00 | 0.82173
CCG | GB | 2018-12-21 12:00 | 0.81171
CCG | GB | 2018-12-21 13:00 | 0.82179
CCG | GB | 2018-12-21 14:00 | 0.82181
CCG | GB | 2018-12-21 15:00 | 0.82187
CCG | GB | 2018-12-21 16:00 | 0.85373
CCG | GB | 2018-12-21 17:00 | 0.83251
CCG | GB | 2018-12-21 18:00 | 0.85378
CCG | GB | 2018-12-21 19:00 | 0.85381
CCG | GB | 2018-12-21 20:00 | 0.85566
CCG | GB | 2018-12-21 21:00 | 0.85566
CCG | GB | 2018-12-21 22:00 | 0.85566
CCG | GB | 2018-12-21 23:00 | 0.85566
CCG | GB | 2018-12-22 | 0.85582
CCG | GB | 2018-12-22 01:00 | 0.75401
CCG | GB | 2018-12-22 02:00 | 0.75401
CCG | GB | 2018-12-22 03:00 | 0.74289
CCG | GB | 2018-12-22 04:00 | 0.74289
CCG | GB | 2018-12-22 05:00 | 0.74289
CCG | GB | 2018-12-22 06:00 | 0.72288
CCG | GB | 2018-12-22 07:00 | 0.79809
CCG | GB | 2018-12-22 08:00 | 0.79809
CCG | GB | 2018-12-22 09:00 | 0.79503
CCG | GB | 2018-12-22 10:00 | 0.79903
CCG | GB | 2018-12-22 11:00 | 0.79903
CCG | GB | 2018-12-22 12:00 | 0.79903
CCG | GB | 2018-12-22 13:00 | 0.81112
CCG | GB | 2018-12-22 14:00 | 0.81112
CCG | GB | 2018-12-22 15:00 | 0.8385
CCG | GB | 2018-12-22 16:00 | 0.8385
CCG | GB | 2018-12-22 17:00 | 0.81018
CCG | GB | 2018-12-22 18:00 | 0.81107
CCG | GB | 2018-12-22 19:00 | 0.81107
CCG | GB | 2018-12-22 20:00 | 0.82343
CCG | GB | 2018-12-22 21:00 | 0.82343
CCG | GB | 2018-12-22 22:00 | 0.82343
CCG | GB | 2018-12-22 23:00 | 0.82343
CCG | GB | 2018-12-23 | 0.8385
CCG | GB | 2018-12-23 01:00 | 0.8385
CCG | GB | 2018-12-23 02:00 | 0.8385
CCG | GB | 2018-12-23 03:00 | 0.81021
CCG | GB | 2018-12-23 04:00 | 0.81255
CCG | GB | 2018-12-23 05:00 | 0.81687
CCG | GB | 2018-12-23 06:00 | 0.81687
CCG | GB | 2018-12-23 07:00 | 0.81687
CCG | GB | 2018-12-23 08:00 | 0.81456
CCG | GB | 2018-12-23 09:00 | 0.80639
CCG | GB | 2018-12-23 10:00 | 0.80672
CCG | GB | 2018-12-23 11:00 | 0.79941
CCG | GB | 2018-12-23 12:00 | 0.80102
CCG | GB | 2018-12-23 13:00 | 0.80142
CCG | GB | 2018-12-23 14:00 | 0.81343
CCG | GB | 2018-12-23 15:00 | 0.80575
CCG | GB | 2018-12-23 16:00 | 0.81518
CCG | GB | 2018-12-23 17:00 | 0.81687
CCG | GB | 2018-12-23 18:00 | 0.81687
CCG | GB | 2018-12-23 19:00 | 0.81687
CCG | GB | 2018-12-23 20:00 | 0.81687
CCG | GB | 2018-12-23 21:00 | 0.82783
CCG | GB | 2018-12-23 22:00 | 0.82783
CCG | GB | 2018-12-23 23:00 | 0.82783
CCG | GB | 2018-12-24 | 0.82783
CCG | GB | 2018-12-24 01:00 | 0.81843
CCG | GB | 2018-12-24 02:00 | 0.81843
CCG | GB | 2018-12-24 03:00 | 0.81843
CCG | GB | 2018-12-24 04:00 | 0.81843
CCG | GB | 2018-12-24 05:00 | 0.81843
CCG | GB | 2018-12-24 06:00 | 0.81843
CCG | GB | 2018-12-24 07:00 | 0.81843
CCG | GB | 2018-12-24 08:00 | 0.80854
CCG | GB | 2018-12-24 09:00 | 0.80908
CCG | GB | 2018-12-24 10:00 | 0.81016
CCG | GB | 2018-12-24 11:00 | 0.81577
CCG | GB | 2018-12-24 12:00 | 0.81843
CCG | GB | 2018-12-24 13:00 | 0.81843
CCG | GB | 2018-12-24 14:00 | 0.81843
CCG | GB | 2018-12-24 15:00 | 0.81843
CCG | GB | 2018-12-24 16:00 | 0.81843
CCG | GB | 2018-12-24 17:00 | 0.81843
CCG | GB | 2018-12-24 18:00 | 0.81843
CCG | GB | 2018-12-24 19:00 | 0.81843
CCG | GB | 2018-12-24 20:00 | 0.81843
CCG | GB | 2018-12-24 21:00 | 0.81843
CCG | GB | 2018-12-24 22:00 | 0.81843
CCG | GB | 2018-12-24 23:00 | 0.81843
CCG | GB | 2018-12-25 | 0.81843
CCG | GB | 2018-12-25 01:00 | 0.81843
CCG | GB | 2018-12-25 02:00 | 0.81843
CCG | GB | 2018-12-25 03:00 | 0.81843
CCG | GB | 2018-12-25 04:00 | 0.81843
CCG | GB | 2018-12-25 05:00 | 0.81843
CCG | GB | 2018-12-25 06:00 | 0.81843
CCG | GB | 2018-12-25 07:00 | 0.81843
CCG | GB | 2018-12-25 08:00 | 0.81843
CCG | GB | 2018-12-25 09:00 | 0.81843
CCG | GB | 2018-12-25 10:00 | 0.81843
CCG | GB | 2018-12-25 11:00 | 0.81843
CCG | GB | 2018-12-25 12:00 | 0.81843
CCG | GB | 2018-12-25 13:00 | 0.81843
CCG | GB | 2018-12-25 14:00 | 0.81843
CCG | GB | 2018-12-25 15:00 | 0.81843
CCG | GB | 2018-12-25 16:00 | 0.81843
CCG | GB | 2018-12-25 17:00 | 0.80661
CCG | GB | 2018-12-25 18:00 | 0.8093
CCG | GB | 2018-12-25 19:00 | 0.8093
CCG | GB | 2018-12-25 20:00 | 0.81843
CCG | GB | 2018-12-25 21:00 | 0.81843
CCG | GB | 2018-12-25 22:00 | 0.81843
CCG | GB | 2018-12-25 23:00 | 0.81843
CCG | GB | 2018-12-26 | 0.81843
CCG | GB | 2018-12-26 01:00 | 0.81843
CCG | GB | 2018-12-26 02:00 | 0.81843
CCG | GB | 2018-12-26 03:00 | 0.81843
CCG | GB | 2018-12-26 04:00 | 0.81843
CCG | GB | 2018-12-26 05:00 | 0.81843
CCG | GB | 2018-12-26 06:00 | 0.81843
CCG | GB | 2018-12-26 07:00 | 0.81843
CCG | GB | 2018-12-26 08:00 | 0.81843
CCG | GB | 2018-12-26 09:00 | 0.80771
CCG | GB | 2018-12-26 10:00 | 0.81158
CCG | GB | 2018-12-26 11:00 | 0.81843
CCG | GB | 2018-12-26 12:00 | 0.81843
CCG | GB | 2018-12-26 13:00 | 0.81843
CCG | GB | 2018-12-26 14:00 | 0.81843
CCG | GB | 2018-12-26 15:00 | 0.81843
CCG | GB | 2018-12-26 16:00 | 0.81843
CCG | GB | 2018-12-26 17:00 | 0.80199
CCG | GB | 2018-12-26 18:00 | 0.80199
CCG | GB | 2018-12-26 19:00 | 0.79645
CCG | GB | 2018-12-26 20:00 | 0.79645
CCG | GB | 2018-12-26 21:00 | 0.79645
CCG | GB | 2018-12-26 22:00 | 0.79645
CCG | GB | 2018-12-26 23:00 | 0.79645
CCG | GB | 2018-12-27 | 0.79645
CCG | GB | 2018-12-27 01:00 | 0.81185
CCG | GB | 2018-12-27 02:00 | 0.81185
CCG | GB | 2018-12-27 03:00 | 0.81185
CCG | GB | 2018-12-27 04:00 | 0.81185
CCG | GB | 2018-12-27 05:00 | 0.81185
CCG | GB | 2018-12-27 06:00 | 0.81185
CCG | GB | 2018-12-27 07:00 | 0.79046
CCG | GB | 2018-12-27 08:00 | 0.77765
CCG | GB | 2018-12-27 09:00 | 0.78042
CCG | GB | 2018-12-27 10:00 | 0.78249
CCG | GB | 2018-12-27 11:00 | 0.78249
CCG | GB | 2018-12-27 12:00 | 0.78249
CCG | GB | 2018-12-27 13:00 | 0.78249
CCG | GB | 2018-12-27 14:00 | 0.79645
CCG | GB | 2018-12-27 15:00 | 0.81185
CCG | GB | 2018-12-27 16:00 | 0.81088
CCG | GB | 2018-12-27 17:00 | 0.81104
CCG | GB | 2018-12-27 18:00 | 0.81104
CCG | GB | 2018-12-27 19:00 | 0.8093
CCG | GB | 2018-12-27 20:00 | 0.83092
CCG | GB | 2018-12-27 21:00 | 0.83092
CCG | GB | 2018-12-27 22:00 | 0.83092
CCG | GB | 2018-12-27 23:00 | 0.82797
CCG | GB | 2018-12-28 | 0.81701
CCG | GB | 2018-12-28 01:00 | 0.81456
CCG | GB | 2018-12-28 02:00 | 0.81456
CCG | GB | 2018-12-28 03:00 | 0.81429
CCG | GB | 2018-12-28 04:00 | 0.81429
CCG | GB | 2018-12-28 05:00 | 0.81429
CCG | GB | 2018-12-28 06:00 | 0.81429
CCG | GB | 2018-12-28 07:00 | 0.82638
CCG | GB | 2018-12-28 08:00 | 0.82517
CCG | GB | 2018-12-28 09:00 | 0.82517
CCG | GB | 2018-12-28 10:00 | 0.82517
CCG | GB | 2018-12-28 11:00 | 0.81375
CCG | GB | 2018-12-28 12:00 | 0.81496
CCG | GB | 2018-12-28 13:00 | 0.81384
CCG | GB | 2018-12-28 14:00 | 0.80169
CCG | GB | 2018-12-28 15:00 | 0.80062
CCG | GB | 2018-12-28 16:00 | 0.80051
CCG | GB | 2018-12-28 17:00 | 0.80159
CCG | GB | 2018-12-28 18:00 | 0.80159
CCG | GB | 2018-12-28 19:00 | 0.80231
CCG | GB | 2018-12-28 20:00 | 0.80231
CCG | GB | 2018-12-28 21:00 | 0.80236
CCG | GB | 2018-12-28 22:00 | 0.80236
CCG | GB | 2018-12-28 23:00 | 0.80312
CCG | GB | 2018-12-29 | 0.80301
CCG | GB | 2018-12-29 01:00 | 0.80301
CCG | GB | 2018-12-29 02:00 | 0.80301
CCG | GB | 2018-12-29 03:00 | 0.80301
CCG | GB | 2018-12-29 04:00 | 0.80271
CCG | GB | 2018-12-29 05:00 | 0.80271
CCG | GB | 2018-12-29 06:00 | 0.80199
CCG | GB | 2018-12-29 07:00 | 0.80226
CCG | GB | 2018-12-29 08:00 | 0.78689
CCG | GB | 2018-12-29 09:00 | 0.78657
CCG | GB | 2018-12-29 10:00 | 0.80156
CCG | GB | 2018-12-29 11:00 | 0.80153
CCG | GB | 2018-12-29 12:00 | 0.80153
CCG | GB | 2018-12-29 13:00 | 0.80102
CCG | GB | 2018-12-29 14:00 | 0.80102
CCG | GB | 2018-12-29 15:00 | 0.78684
CCG | GB | 2018-12-29 16:00 | 0.78748
CCG | GB | 2018-12-29 17:00 | 0.81029
CCG | GB | 2018-12-29 18:00 | 0.81045
CCG | GB | 2018-12-29 19:00 | 0.82152
CCG | GB | 2018-12-29 20:00 | 0.82152
CCG | GB | 2018-12-29 21:00 | 0.82431
CCG | GB | 2018-12-29 22:00 | 0.82431
CCG | GB | 2018-12-29 23:00 | 0.82466
CCG | GB | 2018-12-30 | 0.82579
CCG | GB | 2018-12-30 01:00 | 0.82582
CCG | GB | 2018-12-30 02:00 | 0.82563
CCG | GB | 2018-12-30 03:00 | 0.81007
CCG | GB | 2018-12-30 04:00 | 0.81007
CCG | GB | 2018-12-30 05:00 | 0.82203
CCG | GB | 2018-12-30 06:00 | 0.82203
CCG | GB | 2018-12-30 07:00 | 0.82203
CCG | GB | 2018-12-30 08:00 | 0.82203
CCG | GB | 2018-12-30 09:00 | 0.82176
CCG | GB | 2018-12-30 10:00 | 0.82176
CCG | GB | 2018-12-30 11:00 | 0.82176
CCG | GB | 2018-12-30 12:00 | 0.80956
CCG | GB | 2018-12-30 13:00 | 0.80951
CCG | GB | 2018-12-30 14:00 | 0.80946
CCG | GB | 2018-12-30 15:00 | 0.80838
CCG | GB | 2018-12-30 16:00 | 0.79253
CCG | GB | 2018-12-30 17:00 | 0.79707
CCG | GB | 2018-12-30 18:00 | 0.80876
CCG | GB | 2018-12-30 19:00 | 0.80884
CCG | GB | 2018-12-30 20:00 | 0.80884
CCG | GB | 2018-12-30 21:00 | 0.80852
CCG | GB | 2018-12-30 22:00 | 0.79791
CCG | GB | 2018-12-30 23:00 | 0.79852
CCG | GB | 2018-12-31 | 0.79825
CCG | GB | 2018-12-31 01:00 | 0.77819
CCG | GB | 2018-12-31 02:00 | 0.77819
CCG | GB | 2018-12-31 03:00 | 0.77819
CCG | GB | 2018-12-31 04:00 | 0.77819
CCG | GB | 2018-12-31 05:00 | 0.77819
CCG | GB | 2018-12-31 06:00 | 0.77889
CCG | GB | 2018-12-31 07:00 | 0.77889
CCG | GB | 2018-12-31 08:00 | 0.77889
CCG | GB | 2018-12-31 09:00 | 0.77722
CCG | GB | 2018-12-31 10:00 | 0.7744
CCG | GB | 2018-12-31 11:00 | 0.76747
CCG | GB | 2018-12-31 12:00 | 0.76747
CCG | GB | 2018-12-31 13:00 | 0.76747
CCG | GB | 2018-12-31 14:00 | 0.76747
CCG | GB | 2018-12-31 15:00 | 0.77886
CCG | GB | 2018-12-31 16:00 | 0.77886
CCG | GB | 2018-12-31 17:00 | 0.77886
CCG | GB | 2018-12-31 18:00 | 0.77886
CCG | GB | 2018-12-31 19:00 | 0.78144
CCG | GB | 2018-12-31 20:00 | 0.78144
CCG | GB | 2018-12-31 21:00 | 0.78144
CCG | GB | 2018-12-31 22:00 | 0.80258
CCG | GB | 2018-12-31 23:00 | 0.80263
Coal | FR | 2018-01-01 | 0.85398
Coal | FR | 2018-01-01 01:00 | 0.85398
Coal | FR | 2018-01-01 02:00 | 0.85398
Coal | FR | 2018-01-01 03:00 | 0.85398
Coal | FR | 2018-01-01 04:00 | 0.85398
Coal | FR | 2018-01-01 05:00 | 0.85398
Coal | FR | 2018-01-01 06:00 | 0.85398
Coal | FR | 2018-01-01 07:00 | 0.85398
Coal | FR | 2018-01-01 08:00 | 0.85398
Coal | FR | 2018-01-01 09:00 | 0.85398
Coal | FR | 2018-01-01 10:00 | 0.85398
Coal | FR | 2018-01-01 11:00 | 0.85398
Coal | FR | 2018-01-01 12:00 | 0.85398
Coal | FR | 2018-01-01 13:00 | 0.85398
Coal | FR | 2018-01-01 14:00 | 0.85398
Coal | FR | 2018-01-01 15:00 | 0.85398
Coal | FR | 2018-01-01 16:00 | 0.85398
Coal | FR | 2018-01-01 17:00 | 0.85398
Coal | FR | 2018-01-01 18:00 | 0.85398
Coal | FR | 2018-01-01 19:00 | 0.85398
Coal | FR | 2018-01-01 20:00 | 0.85398
Coal | FR | 2018-01-01 21:00 | 0.85398
Coal | FR | 2018-01-01 22:00 | 0.85398
Coal | FR | 2018-01-01 23:00 | 0.85398
Coal | FR | 2018-01-02 | 0.85398
Coal | FR | 2018-01-02 01:00 | 0.85398
Coal | FR | 2018-01-02 02:00 | 0.85398
Coal | FR | 2018-01-02 03:00 | 0.85398
Coal | FR | 2018-01-02 04:00 | 0.85398
Coal | FR | 2018-01-02 05:00 | 0.85398
Coal | FR | 2018-01-02 06:00 | 0.85398
Coal | FR | 2018-01-02 07:00 | 0.85398
Coal | FR | 2018-01-02 08:00 | 0.85398
Coal | FR | 2018-01-02 09:00 | 0.85398
Coal | FR | 2018-01-02 10:00 | 0.85398
Coal | FR | 2018-01-02 11:00 | 0.85398
Coal | FR | 2018-01-02 12:00 | 0.85398
Coal | FR | 2018-01-02 13:00 | 0.85398
Coal | FR | 2018-01-02 14:00 | 0.85398
Coal | FR | 2018-01-02 15:00 | 0.85398
Coal | FR | 2018-01-02 16:00 | 0.85398
Coal | FR | 2018-01-02 17:00 | 0.85398
Coal | FR | 2018-01-02 18:00 | 0.85398
Coal | FR | 2018-01-02 19:00 | 0.85398
Coal | FR | 2018-01-02 20:00 | 0.85398
Coal | FR | 2018-01-02 21:00 | 0.85398
Coal | FR | 2018-01-02 22:00 | 0.85398
Coal | FR | 2018-01-02 23:00 | 0.85398
Coal | FR | 2018-01-03 | 0.85398
Coal | FR | 2018-01-03 01:00 | 0.85398
Coal | FR | 2018-01-03 02:00 | 0.85398
Coal | FR | 2018-01-03 03:00 | 0.85398
Coal | FR | 2018-01-03 04:00 | 0.85398
Coal | FR | 2018-01-03 05:00 | 0.85398
Coal | FR | 2018-01-03 06:00 | 0.85398
Coal | FR | 2018-01-03 07:00 | 0.85398
Coal | FR | 2018-01-03 08:00 | 0.85398
Coal | FR | 2018-01-03 09:00 | 0.85398
Coal | FR | 2018-01-03 10:00 | 0.85398
Coal | FR | 2018-01-03 11:00 | 0.85398
Coal | FR | 2018-01-03 12:00 | 0.85398
Coal | FR | 2018-01-03 13:00 | 0.85398
Coal | FR | 2018-01-03 14:00 | 0.85398
Coal | FR | 2018-01-03 15:00 | 0.85398
Coal | FR | 2018-01-03 16:00 | 0.85398
Coal | FR | 2018-01-03 17:00 | 0.85398
Coal | FR | 2018-01-03 18:00 | 0.85398
Coal | FR | 2018-01-03 19:00 | 0.85398
Coal | FR | 2018-01-03 20:00 | 0.85398
Coal | FR | 2018-01-03 21:00 | 0.85398
Coal | FR | 2018-01-03 22:00 | 0.85398
Coal | FR | 2018-01-03 23:00 | 0.85398
Coal | FR | 2018-01-04 | 0.85398
Coal | FR | 2018-01-04 01:00 | 0.85398
Coal | FR | 2018-01-04 02:00 | 0.85398
Coal | FR | 2018-01-04 03:00 | 0.85398
Coal | FR | 2018-01-04 04:00 | 0.85398
Coal | FR | 2018-01-04 05:00 | 0.85398
Coal | FR | 2018-01-04 06:00 | 0.85398
Coal | FR | 2018-01-04 07:00 | 0.85398
Coal | FR | 2018-01-04 08:00 | 0.85398
Coal | FR | 2018-01-04 09:00 | 0.85398
Coal | FR | 2018-01-04 10:00 | 0.85398
Coal | FR | 2018-01-04 11:00 | 0.85398
Coal | FR | 2018-01-04 12:00 | 0.85398
Coal | FR | 2018-01-04 13:00 | 0.85398
Coal | FR | 2018-01-04 14:00 | 0.85398
Coal | FR | 2018-01-04 15:00 | 0.85398
Coal | FR | 2018-01-04 16:00 | 0.85398
Coal | FR | 2018-01-04 17:00 | 0.85398
Coal | FR | 2018-01-04 18:00 | 0.85398
Coal | FR | 2018-01-04 19:00 | 0.85398
Coal | FR | 2018-01-04 20:00 | 0.85398
Coal | FR | 2018-01-04 21:00 | 0.85398
Coal | FR | 2018-01-04 22:00 | 0.85398
Coal | FR | 2018-01-04 23:00 | 0.85398
Coal | FR | 2018-01-05 | 0.85398
Coal | FR | 2018-01-05 01:00 | 0.85398
Coal | FR | 2018-01-05 02:00 | 0.85398
Coal | FR | 2018-01-05 03:00 | 0.85398
Coal | FR | 2018-01-05 04:00 | 0.85398
Coal | FR | 2018-01-05 05:00 | 0.85398
Coal | FR | 2018-01-05 06:00 | 0.85398
Coal | FR | 2018-01-05 07:00 | 0.70418
Coal | FR | 2018-01-05 08:00 | 0.70418
Coal | FR | 2018-01-05 09:00 | 0.70418
Coal | FR | 2018-01-05 10:00 | 0.70418
Coal | FR | 2018-01-05 11:00 | 0.70418
Coal | FR | 2018-01-05 12:00 | 0.70418
Coal | FR | 2018-01-05 13:00 | 0.70418
Coal | FR | 2018-01-05 14:00 | 0.70418
Coal | FR | 2018-01-05 15:00 | 0.70418
Coal | FR | 2018-01-05 16:00 | 0.70418
Coal | FR | 2018-01-05 17:00 | 0.85398
Coal | FR | 2018-01-05 18:00 | 0.85398
Coal | FR | 2018-01-05 19:00 | 0.85398
Coal | FR | 2018-01-05 20:00 | 0.85398
Coal | FR | 2018-01-05 21:00 | 0.85398
Coal | FR | 2018-01-05 22:00 | 0.85398
Coal | FR | 2018-01-05 23:00 | 0.85398
Coal | FR | 2018-01-06 | 0.85398
Coal | FR | 2018-01-06 01:00 | 0.85398
Coal | FR | 2018-01-06 02:00 | 0.85398
Coal | FR | 2018-01-06 03:00 | 0.85398
Coal | FR | 2018-01-06 04:00 | 0.85398
Coal | FR | 2018-01-06 05:00 | 0.85398
Coal | FR | 2018-01-06 06:00 | 0.85398
Coal | FR | 2018-01-06 07:00 | 0.85398
Coal | FR | 2018-01-06 08:00 | 0.85398
Coal | FR | 2018-01-06 09:00 | 0.85398
Coal | FR | 2018-01-06 10:00 | 0.85398
Coal | FR | 2018-01-06 11:00 | 0.85398
Coal | FR | 2018-01-06 12:00 | 0.85398
Coal | FR | 2018-01-06 13:00 | 0.85398
Coal | FR | 2018-01-06 14:00 | 0.85398
Coal | FR | 2018-01-06 15:00 | 0.85398
Coal | FR | 2018-01-06 16:00 | 0.85398
Coal | FR | 2018-01-06 17:00 | 0.85398
Coal | FR | 2018-01-06 18:00 | 0.85398
Coal | FR | 2018-01-06 19:00 | 0.85398
Coal | FR | 2018-01-06 20:00 | 0.85398
Coal | FR | 2018-01-06 21:00 | 0.85398
Coal | FR | 2018-01-06 22:00 | 0.85398
Coal | FR | 2018-01-06 23:00 | 0.85398
Coal | FR | 2018-01-07 | 0.85398
Coal | FR | 2018-01-07 01:00 | 0.85398
Coal | FR | 2018-01-07 02:00 | 0.85398
Coal | FR | 2018-01-07 03:00 | 0.85398
Coal | FR | 2018-01-07 04:00 | 0.85398
Coal | FR | 2018-01-07 05:00 | 0.85398
Coal | FR | 2018-01-07 06:00 | 0.85398
Coal | FR | 2018-01-07 07:00 | 0.85398
Coal | FR | 2018-01-07 08:00 | 0.85398
Coal | FR | 2018-01-07 09:00 | 0.85398
Coal | FR | 2018-01-07 10:00 | 0.85398
Coal | FR | 2018-01-07 11:00 | 0.85398
Coal | FR | 2018-01-07 12:00 | 0.85398
Coal | FR | 2018-01-07 13:00 | 0.85398
Coal | FR | 2018-01-07 14:00 | 0.85398
Coal | FR | 2018-01-07 15:00 | 0.85398
Coal | FR | 2018-01-07 16:00 | 0.85398
Coal | FR | 2018-01-07 17:00 | 0.85398
Coal | FR | 2018-01-07 18:00 | 0.85398
Coal | FR | 2018-01-07 19:00 | 0.85398
Coal | FR | 2018-01-07 20:00 | 0.85398
Coal | FR | 2018-01-07 21:00 | 0.85398
Coal | FR | 2018-01-07 22:00 | 0.85398
Coal | FR | 2018-01-07 23:00 | 0.85398
Coal | FR | 2018-01-08 | 0.85398
Coal | FR | 2018-01-08 01:00 | 0.85398
Coal | FR | 2018-01-08 02:00 | 0.85398
Coal | FR | 2018-01-08 03:00 | 0.85398
Coal | FR | 2018-01-08 04:00 | 0.70796
Coal | FR | 2018-01-08 05:00 | 0.70796
Coal | FR | 2018-01-08 06:00 | 0.70796
Coal | FR | 2018-01-08 07:00 | 0.70796
Coal | FR | 2018-01-08 08:00 | 0.85398
Coal | FR | 2018-01-08 09:00 | 0.85398
Coal | FR | 2018-01-08 10:00 | 0.85398
Coal | FR | 2018-01-08 11:00 | 0.85398
Coal | FR | 2018-01-08 12:00 | 0.85398
Coal | FR | 2018-01-08 13:00 | 0.85398
Coal | FR | 2018-01-08 14:00 | 0.85398
Coal | FR | 2018-01-08 15:00 | 0.85398
Coal | FR | 2018-01-08 16:00 | 0.85398
Coal | FR | 2018-01-08 17:00 | 0.85398
Coal | FR | 2018-01-08 18:00 | 0.70796
Coal | FR | 2018-01-08 19:00 | 0.85398
Coal | FR | 2018-01-08 20:00 | 0.85398
Coal | FR | 2018-01-08 21:00 | 0.85398
Coal | FR | 2018-01-08 22:00 | 0.85398
Coal | FR | 2018-01-08 23:00 | 0.85398
Coal | FR | 2018-01-09 | 0.85398
Coal | FR | 2018-01-09 01:00 | 0.85398
Coal | FR | 2018-01-09 02:00 | 0.85398
Coal | FR | 2018-01-09 03:00 | 0.85398
Coal | FR | 2018-01-09 04:00 | 0.85398
Coal | FR | 2018-01-09 05:00 | 0.85398
Coal | FR | 2018-01-09 06:00 | 0.85398
Coal | FR | 2018-01-09 07:00 | 0.85398
Coal | FR | 2018-01-09 08:00 | 0.85398
Coal | FR | 2018-01-09 09:00 | 0.85398
Coal | FR | 2018-01-09 10:00 | 0.85398
Coal | FR | 2018-01-09 11:00 | 0.85398
Coal | FR | 2018-01-09 12:00 | 0.85398
Coal | FR | 2018-01-09 13:00 | 0.85398
Coal | FR | 2018-01-09 14:00 | 0.85398
Coal | FR | 2018-01-09 15:00 | 0.85398
Coal | FR | 2018-01-09 16:00 | 0.85398
Coal | FR | 2018-01-09 17:00 | 0.85398
Coal | FR | 2018-01-09 18:00 | 0.85398
Coal | FR | 2018-01-09 19:00 | 0.85398
Coal | FR | 2018-01-09 20:00 | 0.85398
Coal | FR | 2018-01-09 21:00 | 0.85398
Coal | FR | 2018-01-09 22:00 | 0.85398
Coal | FR | 2018-01-09 23:00 | 0.85398
Coal | FR | 2018-01-10 | 0.85398
Coal | FR | 2018-01-10 01:00 | 0.85398
Coal | FR | 2018-01-10 02:00 | 0.85398
Coal | FR | 2018-01-10 03:00 | 0.85398
Coal | FR | 2018-01-10 04:00 | 0.70418
Coal | FR | 2018-01-10 05:00 | 0.70418
Coal | FR | 2018-01-10 06:00 | 0.70418
Coal | FR | 2018-01-10 07:00 | 0.70418
Coal | FR | 2018-01-10 08:00 | 0.70418
Coal | FR | 2018-01-10 09:00 | 0.70418
Coal | FR | 2018-01-10 10:00 | 0.70418
Coal | FR | 2018-01-10 11:00 | 0.85398
Coal | FR | 2018-01-10 12:00 | 0.85398
Coal | FR | 2018-01-10 13:00 | 0.85398
Coal | FR | 2018-01-10 14:00 | 0.85398
Coal | FR | 2018-01-10 15:00 | 0.85398
Coal | FR | 2018-01-10 16:00 | 0.85398
Coal | FR | 2018-01-10 17:00 | 0.85398
Coal | FR | 2018-01-10 18:00 | 0.85398
Coal | FR | 2018-01-10 19:00 | 0.85398
Coal | FR | 2018-01-10 20:00 | 0.85398
Coal | FR | 2018-01-10 21:00 | 0.85398
Coal | FR | 2018-01-10 22:00 | 0.85398
Coal | FR | 2018-01-10 23:00 | 0.85398
Coal | FR | 2018-01-11 | 0.85398
Coal | FR | 2018-01-11 01:00 | 0.85398
Coal | FR | 2018-01-11 02:00 | 0.85398
Coal | FR | 2018-01-11 03:00 | 0.85398
Coal | FR | 2018-01-11 04:00 | 0.85398
Coal | FR | 2018-01-11 05:00 | 0.85398
Coal | FR | 2018-01-11 06:00 | 0.85398
Coal | FR | 2018-01-11 07:00 | 0.85398
Coal | FR | 2018-01-11 08:00 | 0.85398
Coal | FR | 2018-01-11 09:00 | 0.85398
Coal | FR | 2018-01-11 10:00 | 0.85398
Coal | FR | 2018-01-11 11:00 | 0.85398
Coal | FR | 2018-01-11 12:00 | 0.85398
Coal | FR | 2018-01-11 13:00 | 0.85398
Coal | FR | 2018-01-11 14:00 | 0.85398
Coal | FR | 2018-01-11 15:00 | 0.85398
Coal | FR | 2018-01-11 16:00 | 0.85398
Coal | FR | 2018-01-11 17:00 | 0.85398
Coal | FR | 2018-01-11 18:00 | 0.85398
Coal | FR | 2018-01-11 19:00 | 0.85398
Coal | FR | 2018-01-11 20:00 | 0.85398
Coal | FR | 2018-01-11 21:00 | 0.85398
Coal | FR | 2018-01-11 22:00 | 0.85398
Coal | FR | 2018-01-11 23:00 | 0.85398
Coal | FR | 2018-01-12 | 0.85398
Coal | FR | 2018-01-12 01:00 | 0.85398
Coal | FR | 2018-01-12 02:00 | 0.85398
Coal | FR | 2018-01-12 03:00 | 0.85398
Coal | FR | 2018-01-12 04:00 | 0.85398
Coal | FR | 2018-01-12 05:00 | 0.85398
Coal | FR | 2018-01-12 06:00 | 0.85398
Coal | FR | 2018-01-12 07:00 | 0.85398
Coal | FR | 2018-01-12 08:00 | 0.85398
Coal | FR | 2018-01-12 09:00 | 0.85398
Coal | FR | 2018-01-12 10:00 | 0.85398
Coal | FR | 2018-01-12 11:00 | 0.85398
Coal | FR | 2018-01-12 12:00 | 0.85398
Coal | FR | 2018-01-12 13:00 | 0.85398
Coal | FR | 2018-01-12 14:00 | 0.85398
Coal | FR | 2018-01-12 15:00 | 0.85398
Coal | FR | 2018-01-12 16:00 | 0.85398
Coal | FR | 2018-01-12 17:00 | 0.85398
Coal | FR | 2018-01-12 18:00 | 0.85398
Coal | FR | 2018-01-12 19:00 | 0.85398
Coal | FR | 2018-01-12 20:00 | 0.85398
Coal | FR | 2018-01-12 21:00 | 0.85398
Coal | FR | 2018-01-12 22:00 | 0.85398
Coal | FR | 2018-01-12 23:00 | 0.85398
Coal | FR | 2018-01-13 | 0.85398
Coal | FR | 2018-01-13 01:00 | 0.85398
Coal | FR | 2018-01-13 02:00 | 0.85398
Coal | FR | 2018-01-13 03:00 | 0.85398
Coal | FR | 2018-01-13 04:00 | 0.85398
Coal | FR | 2018-01-13 05:00 | 0.85398
Coal | FR | 2018-01-13 06:00 | 0.85398
Coal | FR | 2018-01-13 07:00 | 0.85398
Coal | FR | 2018-01-13 08:00 | 0.85398
Coal | FR | 2018-01-13 09:00 | 0.85398
Coal | FR | 2018-01-13 10:00 | 0.85398
Coal | FR | 2018-01-13 11:00 | 0.85398
Coal | FR | 2018-01-13 12:00 | 0.85398
Coal | FR | 2018-01-13 13:00 | 0.85398
Coal | FR | 2018-01-13 14:00 | 0.85398
Coal | FR | 2018-01-13 15:00 | 0.85398
Coal | FR | 2018-01-13 16:00 | 0.85398
Coal | FR | 2018-01-13 17:00 | 0.85398
Coal | FR | 2018-01-13 18:00 | 0.85398
Coal | FR | 2018-01-13 19:00 | 0.85398
Coal | FR | 2018-01-13 20:00 | 0.85398
Coal | FR | 2018-01-13 21:00 | 0.85398
Coal | FR | 2018-01-13 22:00 | 0.85398
Coal | FR | 2018-01-13 23:00 | 0.85398
Coal | FR | 2018-01-14 | 0.85398
Coal | FR | 2018-01-14 01:00 | 0.85398
Coal | FR | 2018-01-14 02:00 | 0.85398
Coal | FR | 2018-01-14 03:00 | 0.85398
Coal | FR | 2018-01-14 04:00 | 0.85398
Coal | FR | 2018-01-14 05:00 | 0.85398
Coal | FR | 2018-01-14 06:00 | 0.85398
Coal | FR | 2018-01-14 07:00 | 0.85398
Coal | FR | 2018-01-14 08:00 | 0.85398
Coal | FR | 2018-01-14 09:00 | 0.85398
Coal | FR | 2018-01-14 10:00 | 0.85398
Coal | FR | 2018-01-14 11:00 | 0.85398
Coal | FR | 2018-01-14 12:00 | 0.85398
Coal | FR | 2018-01-14 13:00 | 0.85398
Coal | FR | 2018-01-14 14:00 | 0.85398
Coal | FR | 2018-01-14 15:00 | 0.85398
Coal | FR | 2018-01-14 16:00 | 0.85398
Coal | FR | 2018-01-14 17:00 | 0.85398
Coal | FR | 2018-01-14 18:00 | 0.85398
Coal | FR | 2018-01-14 19:00 | 0.85398
Coal | FR | 2018-01-14 20:00 | 0.85398
Coal | FR | 2018-01-14 21:00 | 0.85398
Coal | FR | 2018-01-14 22:00 | 0.85398
Coal | FR | 2018-01-14 23:00 | 0.85398
Coal | FR | 2018-01-15 | 0.85398
Coal | FR | 2018-01-15 01:00 | 0.85398
Coal | FR | 2018-01-15 02:00 | 0.85398
Coal | FR | 2018-01-15 03:00 | 0.85398
Coal | FR | 2018-01-15 04:00 | 0.85398
Coal | FR | 2018-01-15 05:00 | 0.85398
Coal | FR | 2018-01-15 06:00 | 0.85398
Coal | FR | 2018-01-15 07:00 | 0.83384
Coal | FR | 2018-01-15 08:00 | 0.83384
Coal | FR | 2018-01-15 09:00 | 0.83384
Coal | FR | 2018-01-15 10:00 | 0.85398
Coal | FR | 2018-01-15 11:00 | 0.85398
Coal | FR | 2018-01-15 12:00 | 0.85398
Coal | FR | 2018-01-15 13:00 | 0.85398
Coal | FR | 2018-01-15 14:00 | 0.85398
Coal | FR | 2018-01-15 15:00 | 0.85398
Coal | FR | 2018-01-15 16:00 | 0.85398
Coal | FR | 2018-01-15 17:00 | 0.85398
Coal | FR | 2018-01-15 18:00 | 0.85398
Coal | FR | 2018-01-15 19:00 | 0.85398
Coal | FR | 2018-01-15 20:00 | 0.85398
Coal | FR | 2018-01-15 21:00 | 0.85398
Coal | FR | 2018-01-15 22:00 | 0.85398
Coal | FR | 2018-01-15 23:00 | 0.85398
Coal | FR | 2018-01-16 | 0.85398
Coal | FR | 2018-01-16 01:00 | 0.85398
Coal | FR | 2018-01-16 02:00 | 0.85398
Coal | FR | 2018-01-16 03:00 | 0.85398
Coal | FR | 2018-01-16 04:00 | 0.85398
Coal | FR | 2018-01-16 05:00 | 0.85398
Coal | FR | 2018-01-16 06:00 | 0.80363
Coal | FR | 2018-01-16 07:00 | 0.80363
Coal | FR | 2018-01-16 08:00 | 0.80363
Coal | FR | 2018-01-16 09:00 | 0.80363
Coal | FR | 2018-01-16 10:00 | 0.80363
Coal | FR | 2018-01-16 11:00 | 0.85398
Coal | FR | 2018-01-16 12:00 | 0.85398
Coal | FR | 2018-01-16 13:00 | 0.85398
Coal | FR | 2018-01-16 14:00 | 0.85398
Coal | FR | 2018-01-16 15:00 | 0.85398
Coal | FR | 2018-01-16 16:00 | 0.85398
Coal | FR | 2018-01-16 17:00 | 0.85398
Coal | FR | 2018-01-16 18:00 | 0.85398
Coal | FR | 2018-01-16 19:00 | 0.85398
Coal | FR | 2018-01-16 20:00 | 0.85398
Coal | FR | 2018-01-16 21:00 | 0.85398
Coal | FR | 2018-01-16 22:00 | 0.85398
Coal | FR | 2018-01-16 23:00 | 0.85398
Coal | FR | 2018-01-17 | 0.85398
Coal | FR | 2018-01-17 01:00 | 0.85398
Coal | FR | 2018-01-17 02:00 | 0.85398
Coal | FR | 2018-01-17 03:00 | 0.85398
Coal | FR | 2018-01-17 04:00 | 0.85398
Coal | FR | 2018-01-17 05:00 | 0.85398
Coal | FR | 2018-01-17 06:00 | 0.85398
Coal | FR | 2018-01-17 07:00 | 0.85398
Coal | FR | 2018-01-17 08:00 | 0.85398
Coal | FR | 2018-01-17 09:00 | 0.85398
Coal | FR | 2018-01-17 10:00 | 0.85398
Coal | FR | 2018-01-17 11:00 | 0.85398
Coal | FR | 2018-01-17 12:00 | 0.85398
Coal | FR | 2018-01-17 13:00 | 0.85398
Coal | FR | 2018-01-17 14:00 | 0.85398
Coal | FR | 2018-01-17 15:00 | 0.85398
Coal | FR | 2018-01-17 16:00 | 1
Coal | FR | 2018-01-17 17:00 | 1
Coal | FR | 2018-01-17 18:00 | 1
Coal | FR | 2018-01-17 19:00 | 1
Coal | FR | 2018-01-17 20:00 | 1
Coal | FR | 2018-01-17 21:00 | 1
Coal | FR | 2018-01-17 22:00 | 1
Coal | FR | 2018-01-17 23:00 | 1
Coal | FR | 2018-01-18 | 1
Coal | FR | 2018-01-18 01:00 | 1
Coal | FR | 2018-01-18 02:00 | 1
Coal | FR | 2018-01-18 03:00 | 1
Coal | FR | 2018-01-18 04:00 | 1
Coal | FR | 2018-01-18 05:00 | 1
Coal | FR | 2018-01-18 06:00 | 1
Coal | FR | 2018-01-18 07:00 | 1
Coal | FR | 2018-01-18 08:00 | 1
Coal | FR | 2018-01-18 09:00 | 1
Coal | FR | 2018-01-18 10:00 | 1
Coal | FR | 2018-01-18 11:00 | 1
Coal | FR | 2018-01-18 12:00 | 1
Coal | FR | 2018-01-18 13:00 | 1
Coal | FR | 2018-01-18 14:00 | 1
Coal | FR | 2018-01-18 15:00 | 1
Coal | FR | 2018-01-18 16:00 | 1
Coal | FR | 2018-01-18 17:00 | 1
Coal | FR | 2018-01-18 18:00 | 1
Coal | FR | 2018-01-18 19:00 | 1
Coal | FR | 2018-01-18 20:00 | 1
Coal | FR | 2018-01-18 21:00 | 1
Coal | FR | 2018-01-18 22:00 | 1
Coal | FR | 2018-01-18 23:00 | 1
Coal | FR | 2018-01-19 | 1
Coal | FR | 2018-01-19 01:00 | 1
Coal | FR | 2018-01-19 02:00 | 1
Coal | FR | 2018-01-19 03:00 | 1
Coal | FR | 2018-01-19 04:00 | 1
Coal | FR | 2018-01-19 05:00 | 1
Coal | FR | 2018-01-19 06:00 | 1
Coal | FR | 2018-01-19 07:00 | 1
Coal | FR | 2018-01-19 08:00 | 1
Coal | FR | 2018-01-19 09:00 | 1
Coal | FR | 2018-01-19 10:00 | 1
Coal | FR | 2018-01-19 11:00 | 1
Coal | FR | 2018-01-19 12:00 | 1
Coal | FR | 2018-01-19 13:00 | 1
Coal | FR | 2018-01-19 14:00 | 1
Coal | FR | 2018-01-19 15:00 | 1
Coal | FR | 2018-01-19 16:00 | 1
Coal | FR | 2018-01-19 17:00 | 1
Coal | FR | 2018-01-19 18:00 | 1
Coal | FR | 2018-01-19 19:00 | 1
Coal | FR | 2018-01-19 20:00 | 1
Coal | FR | 2018-01-19 21:00 | 1
Coal | FR | 2018-01-19 22:00 | 1
Coal | FR | 2018-01-19 23:00 | 1
Coal | FR | 2018-01-20 | 1
Coal | FR | 2018-01-20 01:00 | 1
Coal | FR | 2018-01-20 02:00 | 1
Coal | FR | 2018-01-20 03:00 | 1
Coal | FR | 2018-01-20 04:00 | 1
Coal | FR | 2018-01-20 05:00 | 1
Coal | FR | 2018-01-20 06:00 | 1
Coal | FR | 2018-01-20 07:00 | 1
Coal | FR | 2018-01-20 08:00 | 1
Coal | FR | 2018-01-20 09:00 | 1
Coal | FR | 2018-01-20 10:00 | 1
Coal | FR | 2018-01-20 11:00 | 1
Coal | FR | 2018-01-20 12:00 | 1
Coal | FR | 2018-01-20 13:00 | 1
Coal | FR | 2018-01-20 14:00 | 1
Coal | FR | 2018-01-20 15:00 | 1
Coal | FR | 2018-01-20 16:00 | 1
Coal | FR | 2018-01-20 17:00 | 1
Coal | FR | 2018-01-20 18:00 | 1
Coal | FR | 2018-01-20 19:00 | 1
Coal | FR | 2018-01-20 20:00 | 1
Coal | FR | 2018-01-20 21:00 | 1
Coal | FR | 2018-01-20 22:00 | 1
Coal | FR | 2018-01-20 23:00 | 1
Coal | FR | 2018-01-21 | 1
Coal | FR | 2018-01-21 01:00 | 1
Coal | FR | 2018-01-21 02:00 | 1
Coal | FR | 2018-01-21 03:00 | 1
Coal | FR | 2018-01-21 04:00 | 1
Coal | FR | 2018-01-21 05:00 | 1
Coal | FR | 2018-01-21 06:00 | 1
Coal | FR | 2018-01-21 07:00 | 1
Coal | FR | 2018-01-21 08:00 | 1
Coal | FR | 2018-01-21 09:00 | 1
Coal | FR | 2018-01-21 10:00 | 1
Coal | FR | 2018-01-21 11:00 | 1
Coal | FR | 2018-01-21 12:00 | 1
Coal | FR | 2018-01-21 13:00 | 1
Coal | FR | 2018-01-21 14:00 | 1
Coal | FR | 2018-01-21 15:00 | 1
Coal | FR | 2018-01-21 16:00 | 1
Coal | FR | 2018-01-21 17:00 | 1
Coal | FR | 2018-01-21 18:00 | 1
Coal | FR | 2018-01-21 19:00 | 1
Coal | FR | 2018-01-21 20:00 | 1
Coal | FR | 2018-01-21 21:00 | 1
Coal | FR | 2018-01-21 22:00 | 1
Coal | FR | 2018-01-21 23:00 | 1
Coal | FR | 2018-01-22 | 1
Coal | FR | 2018-01-22 01:00 | 1
Coal | FR | 2018-01-22 02:00 | 1
Coal | FR | 2018-01-22 03:00 | 1
Coal | FR | 2018-01-22 04:00 | 1
Coal | FR | 2018-01-22 05:00 | 1
Coal | FR | 2018-01-22 06:00 | 1
Coal | FR | 2018-01-22 07:00 | 1
Coal | FR | 2018-01-22 08:00 | 1
Coal | FR | 2018-01-22 09:00 | 1
Coal | FR | 2018-01-22 10:00 | 1
Coal | FR | 2018-01-22 11:00 | 1
Coal | FR | 2018-01-22 12:00 | 1
Coal | FR | 2018-01-22 13:00 | 1
Coal | FR | 2018-01-22 14:00 | 1
Coal | FR | 2018-01-22 15:00 | 1
Coal | FR | 2018-01-22 16:00 | 1
Coal | FR | 2018-01-22 17:00 | 1
Coal | FR | 2018-01-22 18:00 | 1
Coal | FR | 2018-01-22 19:00 | 1
Coal | FR | 2018-01-22 20:00 | 1
Coal | FR | 2018-01-22 21:00 | 1
Coal | FR | 2018-01-22 22:00 | 1
Coal | FR | 2018-01-22 23:00 | 1
Coal | FR | 2018-01-23 | 1
Coal | FR | 2018-01-23 01:00 | 1
Coal | FR | 2018-01-23 02:00 | 1
Coal | FR | 2018-01-23 03:00 | 1
Coal | FR | 2018-01-23 04:00 | 1
Coal | FR | 2018-01-23 05:00 | 1
Coal | FR | 2018-01-23 06:00 | 1
Coal | FR | 2018-01-23 07:00 | 1
Coal | FR | 2018-01-23 08:00 | 1
Coal | FR | 2018-01-23 09:00 | 1
Coal | FR | 2018-01-23 10:00 | 1
Coal | FR | 2018-01-23 11:00 | 1
Coal | FR | 2018-01-23 12:00 | 1
Coal | FR | 2018-01-23 13:00 | 1
Coal | FR | 2018-01-23 14:00 | 1
Coal | FR | 2018-01-23 15:00 | 1
Coal | FR | 2018-01-23 16:00 | 1
Coal | FR | 2018-01-23 17:00 | 1
Coal | FR | 2018-01-23 18:00 | 1
Coal | FR | 2018-01-23 19:00 | 1
Coal | FR | 2018-01-23 20:00 | 1
Coal | FR | 2018-01-23 21:00 | 1
Coal | FR | 2018-01-23 22:00 | 1
Coal | FR | 2018-01-23 23:00 | 1
Coal | FR | 2018-01-24 | 1
Coal | FR | 2018-01-24 01:00 | 1
Coal | FR | 2018-01-24 02:00 | 1
Coal | FR | 2018-01-24 03:00 | 1
Coal | FR | 2018-01-24 04:00 | 1
Coal | FR | 2018-01-24 05:00 | 1
Coal | FR | 2018-01-24 06:00 | 1
Coal | FR | 2018-01-24 07:00 | 1
Coal | FR | 2018-01-24 08:00 | 1
Coal | FR | 2018-01-24 09:00 | 1
Coal | FR | 2018-01-24 10:00 | 1
Coal | FR | 2018-01-24 11:00 | 1
Coal | FR | 2018-01-24 12:00 | 1
Coal | FR | 2018-01-24 13:00 | 1
Coal | FR | 2018-01-24 14:00 | 1
Coal | FR | 2018-01-24 15:00 | 1
Coal | FR | 2018-01-24 16:00 | 1
Coal | FR | 2018-01-24 17:00 | 1
Coal | FR | 2018-01-24 18:00 | 1
Coal | FR | 2018-01-24 19:00 | 1
Coal | FR | 2018-01-24 20:00 | 1
Coal | FR | 2018-01-24 21:00 | 1
Coal | FR | 2018-01-24 22:00 | 1
Coal | FR | 2018-01-24 23:00 | 1
Coal | FR | 2018-01-25 | 0.8502
Coal | FR | 2018-01-25 01:00 | 0.8502
Coal | FR | 2018-01-25 02:00 | 0.8502
Coal | FR | 2018-01-25 03:00 | 0.8502
Coal | FR | 2018-01-25 04:00 | 0.8502
Coal | FR | 2018-01-25 05:00 | 0.8502
Coal | FR | 2018-01-25 06:00 | 0.8502
Coal | FR | 2018-01-25 07:00 | 0.8502
Coal | FR | 2018-01-25 08:00 | 0.8502
Coal | FR | 2018-01-25 09:00 | 0.8502
Coal | FR | 2018-01-25 10:00 | 0.8502
Coal | FR | 2018-01-25 11:00 | 0.8502
Coal | FR | 2018-01-25 12:00 | 0.8502
Coal | FR | 2018-01-25 13:00 | 0.8502
Coal | FR | 2018-01-25 14:00 | 0.8502
Coal | FR | 2018-01-25 15:00 | 0.8502
Coal | FR | 2018-01-25 16:00 | 0.8502
Coal | FR | 2018-01-25 17:00 | 0.8502
Coal | FR | 2018-01-25 18:00 | 0.8502
Coal | FR | 2018-01-25 19:00 | 1
Coal | FR | 2018-01-25 20:00 | 1
Coal | FR | 2018-01-25 21:00 | 1
Coal | FR | 2018-01-25 22:00 | 1
Coal | FR | 2018-01-25 23:00 | 1
Coal | FR | 2018-01-26 | 1
Coal | FR | 2018-01-26 01:00 | 1
Coal | FR | 2018-01-26 02:00 | 1
Coal | FR | 2018-01-26 03:00 | 1
Coal | FR | 2018-01-26 04:00 | 1
Coal | FR | 2018-01-26 05:00 | 1
Coal | FR | 2018-01-26 06:00 | 1
Coal | FR | 2018-01-26 07:00 | 1
Coal | FR | 2018-01-26 08:00 | 1
Coal | FR | 2018-01-26 09:00 | 1
Coal | FR | 2018-01-26 10:00 | 1
Coal | FR | 2018-01-26 11:00 | 1
Coal | FR | 2018-01-26 12:00 | 1
Coal | FR | 2018-01-26 13:00 | 1
Coal | FR | 2018-01-26 14:00 | 1
Coal | FR | 2018-01-26 15:00 | 1
Coal | FR | 2018-01-26 16:00 | 1
Coal | FR | 2018-01-26 17:00 | 1
Coal | FR | 2018-01-26 18:00 | 1
Coal | FR | 2018-01-26 19:00 | 1
Coal | FR | 2018-01-26 20:00 | 1
Coal | FR | 2018-01-26 21:00 | 1
Coal | FR | 2018-01-26 22:00 | 1
Coal | FR | 2018-01-26 23:00 | 1
Coal | FR | 2018-01-27 | 1
Coal | FR | 2018-01-27 01:00 | 1
Coal | FR | 2018-01-27 02:00 | 1
Coal | FR | 2018-01-27 03:00 | 1
Coal | FR | 2018-01-27 04:00 | 1
Coal | FR | 2018-01-27 05:00 | 1
Coal | FR | 2018-01-27 06:00 | 1
Coal | FR | 2018-01-27 07:00 | 1
Coal | FR | 2018-01-27 08:00 | 1
Coal | FR | 2018-01-27 09:00 | 1
Coal | FR | 2018-01-27 10:00 | 1
Coal | FR | 2018-01-27 11:00 | 1
Coal | FR | 2018-01-27 12:00 | 1
Coal | FR | 2018-01-27 13:00 | 1
Coal | FR | 2018-01-27 14:00 | 1
Coal | FR | 2018-01-27 15:00 | 1
Coal | FR | 2018-01-27 16:00 | 1
Coal | FR | 2018-01-27 17:00 | 1
Coal | FR | 2018-01-27 18:00 | 1
Coal | FR | 2018-01-27 19:00 | 1
Coal | FR | 2018-01-27 20:00 | 1
Coal | FR | 2018-01-27 21:00 | 1
Coal | FR | 2018-01-27 22:00 | 1
Coal | FR | 2018-01-27 23:00 | 1
Coal | FR | 2018-01-28 | 1
Coal | FR | 2018-01-28 01:00 | 1
Coal | FR | 2018-01-28 02:00 | 1
Coal | FR | 2018-01-28 03:00 | 1
Coal | FR | 2018-01-28 04:00 | 1
Coal | FR | 2018-01-28 05:00 | 1
Coal | FR | 2018-01-28 06:00 | 1
Coal | FR | 2018-01-28 07:00 | 1
Coal | FR | 2018-01-28 08:00 | 1
Coal | FR | 2018-01-28 09:00 | 1
Coal | FR | 2018-01-28 10:00 | 1
Coal | FR | 2018-01-28 11:00 | 1
Coal | FR | 2018-01-28 12:00 | 1
Coal | FR | 2018-01-28 13:00 | 1
Coal | FR | 2018-01-28 14:00 | 1
Coal | FR | 2018-01-28 15:00 | 1
Coal | FR | 2018-01-28 16:00 | 1
Coal | FR | 2018-01-28 17:00 | 1
Coal | FR | 2018-01-28 18:00 | 1
Coal | FR | 2018-01-28 19:00 | 1
Coal | FR | 2018-01-28 20:00 | 1
Coal | FR | 2018-01-28 21:00 | 1
Coal | FR | 2018-01-28 22:00 | 1
Coal | FR | 2018-01-28 23:00 | 1
Coal | FR | 2018-01-29 | 1
Coal | FR | 2018-01-29 01:00 | 1
Coal | FR | 2018-01-29 02:00 | 1
Coal | FR | 2018-01-29 03:00 | 1
Coal | FR | 2018-01-29 04:00 | 0.85398
Coal | FR | 2018-01-29 05:00 | 0.85398
Coal | FR | 2018-01-29 06:00 | 0.70796
Coal | FR | 2018-01-29 07:00 | 0.70796
Coal | FR | 2018-01-29 08:00 | 0.85398
Coal | FR | 2018-01-29 09:00 | 0.85398
Coal | FR | 2018-01-29 10:00 | 0.85398
Coal | FR | 2018-01-29 11:00 | 0.85398
Coal | FR | 2018-01-29 12:00 | 0.85398
Coal | FR | 2018-01-29 13:00 | 0.85398
Coal | FR | 2018-01-29 14:00 | 0.85398
Coal | FR | 2018-01-29 15:00 | 0.85398
Coal | FR | 2018-01-29 16:00 | 0.85398
Coal | FR | 2018-01-29 17:00 | 0.85398
Coal | FR | 2018-01-29 18:00 | 0.85398
Coal | FR | 2018-01-29 19:00 | 0.85398
Coal | FR | 2018-01-29 20:00 | 0.85398
Coal | FR | 2018-01-29 21:00 | 0.85398
Coal | FR | 2018-01-29 22:00 | 1
Coal | FR | 2018-01-29 23:00 | 1
Coal | FR | 2018-01-30 | 1
Coal | FR | 2018-01-30 01:00 | 1
Coal | FR | 2018-01-30 02:00 | 1
Coal | FR | 2018-01-30 03:00 | 1
Coal | FR | 2018-01-30 04:00 | 0.85398
Coal | FR | 2018-01-30 05:00 | 0.85398
Coal | FR | 2018-01-30 06:00 | 0.85398
Coal | FR | 2018-01-30 07:00 | 0.85398
Coal | FR | 2018-01-30 08:00 | 0.85398
Coal | FR | 2018-01-30 09:00 | 0.85398
Coal | FR | 2018-01-30 10:00 | 0.85398
Coal | FR | 2018-01-30 11:00 | 0.85398
Coal | FR | 2018-01-30 12:00 | 1
Coal | FR | 2018-01-30 13:00 | 0.96727
Coal | FR | 2018-01-30 14:00 | 0.96727
Coal | FR | 2018-01-30 15:00 | 0.96727
Coal | FR | 2018-01-30 16:00 | 0.96727
Coal | FR | 2018-01-30 17:00 | 0.96727
Coal | FR | 2018-01-30 18:00 | 0.96727
Coal | FR | 2018-01-30 19:00 | 0.96727
Coal | FR | 2018-01-30 20:00 | 0.96727
Coal | FR | 2018-01-30 21:00 | 0.96727
Coal | FR | 2018-01-30 22:00 | 0.96727
Coal | FR | 2018-01-30 23:00 | 0.96727
Coal | FR | 2018-01-31 | 0.97482
Coal | FR | 2018-01-31 01:00 | 0.97482
Coal | FR | 2018-01-31 02:00 | 0.97482
Coal | FR | 2018-01-31 03:00 | 0.97482
Coal | FR | 2018-01-31 04:00 | 0.97482
Coal | FR | 2018-01-31 05:00 | 0.97482
Coal | FR | 2018-01-31 06:00 | 0.97482
Coal | FR | 2018-01-31 07:00 | 0.92447
Coal | FR | 2018-01-31 08:00 | 0.92447
Coal | FR | 2018-01-31 09:00 | 0.92447
Coal | FR | 2018-01-31 10:00 | 0.94965
Coal | FR | 2018-01-31 11:00 | 0.94965
Coal | FR | 2018-01-31 12:00 | 0.94965
Coal | FR | 2018-01-31 13:00 | 0.94965
Coal | FR | 2018-01-31 14:00 | 0.94965
Coal | FR | 2018-01-31 15:00 | 0.94965
Coal | FR | 2018-01-31 16:00 | 0.94965
Coal | FR | 2018-01-31 17:00 | 0.94965
Coal | FR | 2018-01-31 18:00 | 1
Coal | FR | 2018-01-31 19:00 | 1
Coal | FR | 2018-01-31 20:00 | 1
Coal | FR | 2018-01-31 21:00 | 1
Coal | FR | 2018-01-31 22:00 | 1
Coal | FR | 2018-01-31 23:00 | 1
Coal | FR | 2018-02-01 | 1
Coal | FR | 2018-02-01 01:00 | 1
Coal | FR | 2018-02-01 02:00 | 1
Coal | FR | 2018-02-01 03:00 | 1
Coal | FR | 2018-02-01 04:00 | 1
Coal | FR | 2018-02-01 05:00 | 1
Coal | FR | 2018-02-01 06:00 | 1
Coal | FR | 2018-02-01 07:00 | 1
Coal | FR | 2018-02-01 08:00 | 1
Coal | FR | 2018-02-01 09:00 | 1
Coal | FR | 2018-02-01 10:00 | 0.95317
Coal | FR | 2018-02-01 11:00 | 0.95317
Coal | FR | 2018-02-01 12:00 | 0.95317
Coal | FR | 2018-02-01 13:00 | 0.95317
Coal | FR | 2018-02-01 14:00 | 0.95317
Coal | FR | 2018-02-01 15:00 | 0.95317
Coal | FR | 2018-02-01 16:00 | 0.95317
Coal | FR | 2018-02-01 17:00 | 1
Coal | FR | 2018-02-01 18:00 | 1
Coal | FR | 2018-02-01 19:00 | 1
Coal | FR | 2018-02-01 20:00 | 1
Coal | FR | 2018-02-01 21:00 | 1
Coal | FR | 2018-02-01 22:00 | 1
Coal | FR | 2018-02-01 23:00 | 1
Coal | FR | 2018-02-02 | 1
Coal | FR | 2018-02-02 01:00 | 1
Coal | FR | 2018-02-02 02:00 | 0.94965
Coal | FR | 2018-02-02 03:00 | 0.94965
Coal | FR | 2018-02-02 04:00 | 0.80363
Coal | FR | 2018-02-02 05:00 | 0.80363
Coal | FR | 2018-02-02 06:00 | 0.80363
Coal | FR | 2018-02-02 07:00 | 0.94965
Coal | FR | 2018-02-02 08:00 | 0.94965
Coal | FR | 2018-02-02 09:00 | 1
Coal | FR | 2018-02-02 10:00 | 1
Coal | FR | 2018-02-02 11:00 | 1
Coal | FR | 2018-02-02 12:00 | 1
Coal | FR | 2018-02-02 13:00 | 1
Coal | FR | 2018-02-02 14:00 | 1
Coal | FR | 2018-02-02 15:00 | 1
Coal | FR | 2018-02-02 16:00 | 1
Coal | FR | 2018-02-02 17:00 | 1
Coal | FR | 2018-02-02 18:00 | 1
Coal | FR | 2018-02-02 19:00 | 0.92447
Coal | FR | 2018-02-02 20:00 | 0.92447
Coal | FR | 2018-02-02 21:00 | 0.92447
Coal | FR | 2018-02-02 22:00 | 0.92447
Coal | FR | 2018-02-02 23:00 | 0.92447
Coal | FR | 2018-02-03 | 0.92447
Coal | FR | 2018-02-03 01:00 | 0.92447
Coal | FR | 2018-02-03 02:00 | 0.77845
Coal | FR | 2018-02-03 03:00 | 0.77845
Coal | FR | 2018-02-03 04:00 | 0.77845
Coal | FR | 2018-02-03 05:00 | 0.77845
Coal | FR | 2018-02-03 06:00 | 0.77845
Coal | FR | 2018-02-03 07:00 | 0.77845
Coal | FR | 2018-02-03 08:00 | 0.77845
Coal | FR | 2018-02-03 09:00 | 0.77845
Coal | FR | 2018-02-03 10:00 | 0.77845
Coal | FR | 2018-02-03 11:00 | 0.77845
Coal | FR | 2018-02-03 12:00 | 0.85398
Coal | FR | 2018-02-03 13:00 | 0.85398
Coal | FR | 2018-02-03 14:00 | 0.85398
Coal | FR | 2018-02-03 15:00 | 0.81168
Coal | FR | 2018-02-03 16:00 | 0.81168
Coal | FR | 2018-02-03 17:00 | 0.81168
Coal | FR | 2018-02-03 18:00 | 0.81168
Coal | FR | 2018-02-03 19:00 | 0.81168
Coal | FR | 2018-02-03 20:00 | 0.81168
Coal | FR | 2018-02-03 21:00 | 0.81168
Coal | FR | 2018-02-03 22:00 | 0.81168
Coal | FR | 2018-02-03 23:00 | 0.81168
Coal | FR | 2018-02-04 | 0.81168
Coal | FR | 2018-02-04 01:00 | 0.81168
Coal | FR | 2018-02-04 02:00 | 0.81168
Coal | FR | 2018-02-04 03:00 | 0.81168
Coal | FR | 2018-02-04 04:00 | 0.81168
Coal | FR | 2018-02-04 05:00 | 0.81168
Coal | FR | 2018-02-04 06:00 | 0.81168
Coal | FR | 2018-02-04 07:00 | 0.81168
Coal | FR | 2018-02-04 08:00 | 0.81168
Coal | FR | 2018-02-04 09:00 | 0.81168
Coal | FR | 2018-02-04 10:00 | 0.81168
Coal | FR | 2018-02-04 11:00 | 0.81168
Coal | FR | 2018-02-04 12:00 | 0.81168
Coal | FR | 2018-02-04 13:00 | 0.81168
Coal | FR | 2018-02-04 14:00 | 0.81168
Coal | FR | 2018-02-04 15:00 | 0.81168
Coal | FR | 2018-02-04 16:00 | 0.81168
Coal | FR | 2018-02-04 17:00 | 0.81168
Coal | FR | 2018-02-04 18:00 | 0.9577
Coal | FR | 2018-02-04 19:00 | 0.9577
Coal | FR | 2018-02-04 20:00 | 0.9577
Coal | FR | 2018-02-04 21:00 | 0.9577
Coal | FR | 2018-02-04 22:00 | 0.9577
Coal | FR | 2018-02-04 23:00 | 0.9577
Coal | FR | 2018-02-05 | 0.9577
Coal | FR | 2018-02-05 01:00 | 0.9577
Coal | FR | 2018-02-05 02:00 | 0.9577
Coal | FR | 2018-02-05 03:00 | 0.9577
Coal | FR | 2018-02-05 04:00 | 0.9577
Coal | FR | 2018-02-05 05:00 | 0.9577
Coal | FR | 2018-02-05 06:00 | 0.9577
Coal | FR | 2018-02-05 07:00 | 0.9577
Coal | FR | 2018-02-05 08:00 | 0.9577
Coal | FR | 2018-02-05 09:00 | 0.9577
Coal | FR | 2018-02-05 10:00 | 0.9577
Coal | FR | 2018-02-05 11:00 | 0.9577
Coal | FR | 2018-02-05 12:00 | 0.9577
Coal | FR | 2018-02-05 13:00 | 0.9577
Coal | FR | 2018-02-05 14:00 | 0.9577
Coal | FR | 2018-02-05 15:00 | 0.9577
Coal | FR | 2018-02-05 16:00 | 0.9577
Coal | FR | 2018-02-05 17:00 | 1
Coal | FR | 2018-02-05 18:00 | 1
Coal | FR | 2018-02-05 19:00 | 1
Coal | FR | 2018-02-05 20:00 | 1
Coal | FR | 2018-02-05 21:00 | 1
Coal | FR | 2018-02-05 22:00 | 1
Coal | FR | 2018-02-05 23:00 | 1
Coal | FR | 2018-02-06 | 1
Coal | FR | 2018-02-06 01:00 | 1
Coal | FR | 2018-02-06 02:00 | 1
Coal | FR | 2018-02-06 03:00 | 1
Coal | FR | 2018-02-06 04:00 | 1
Coal | FR | 2018-02-06 05:00 | 1
Coal | FR | 2018-02-06 06:00 | 1
Coal | FR | 2018-02-06 07:00 | 1
Coal | FR | 2018-02-06 08:00 | 1
Coal | FR | 2018-02-06 09:00 | 0.97986
Coal | FR | 2018-02-06 10:00 | 0.97986
Coal | FR | 2018-02-06 11:00 | 0.97986
Coal | FR | 2018-02-06 12:00 | 1
Coal | FR | 2018-02-06 13:00 | 1
Coal | FR | 2018-02-06 14:00 | 1
Coal | FR | 2018-02-06 15:00 | 1
Coal | FR | 2018-02-06 16:00 | 0.97608
Coal | FR | 2018-02-06 17:00 | 0.97608
Coal | FR | 2018-02-06 18:00 | 1
Coal | FR | 2018-02-06 19:00 | 1
Coal | FR | 2018-02-06 20:00 | 1
Coal | FR | 2018-02-06 21:00 | 1
Coal | FR | 2018-02-06 22:00 | 1
Coal | FR | 2018-02-06 23:00 | 1
Coal | FR | 2018-02-07 | 0.9577
Coal | FR | 2018-02-07 01:00 | 0.9577
Coal | FR | 2018-02-07 02:00 | 0.9577
Coal | FR | 2018-02-07 03:00 | 0.9577
Coal | FR | 2018-02-07 04:00 | 0.9577
Coal | FR | 2018-02-07 05:00 | 0.9577
Coal | FR | 2018-02-07 06:00 | 0.9577
Coal | FR | 2018-02-07 07:00 | 0.9577
Coal | FR | 2018-02-07 08:00 | 0.93379
Coal | FR | 2018-02-07 09:00 | 0.93379
Coal | FR | 2018-02-07 10:00 | 0.9577
Coal | FR | 2018-02-07 11:00 | 0.9577
Coal | FR | 2018-02-07 12:00 | 0.9577
Coal | FR | 2018-02-07 13:00 | 0.9577
Coal | FR | 2018-02-07 14:00 | 0.9577
Coal | FR | 2018-02-07 15:00 | 0.9577
Coal | FR | 2018-02-07 16:00 | 0.9577
Coal | FR | 2018-02-07 17:00 | 0.9577
Coal | FR | 2018-02-07 18:00 | 0.9577
Coal | FR | 2018-02-07 19:00 | 0.9577
Coal | FR | 2018-02-07 20:00 | 0.9577
Coal | FR | 2018-02-07 21:00 | 0.9577
Coal | FR | 2018-02-07 22:00 | 0.80791
Coal | FR | 2018-02-07 23:00 | 0.80791
Coal | FR | 2018-02-08 | 0.80791
Coal | FR | 2018-02-08 01:00 | 0.80791
Coal | FR | 2018-02-08 02:00 | 0.80791
Coal | FR | 2018-02-08 03:00 | 0.80791
Coal | FR | 2018-02-08 04:00 | 0.80791
Coal | FR | 2018-02-08 05:00 | 0.80791
Coal | FR | 2018-02-08 06:00 | 0.80791
Coal | FR | 2018-02-08 07:00 | 0.80791
Coal | FR | 2018-02-08 08:00 | 0.80791
Coal | FR | 2018-02-08 09:00 | 0.80791
Coal | FR | 2018-02-08 10:00 | 0.80791
Coal | FR | 2018-02-08 11:00 | 0.80791
Coal | FR | 2018-02-08 12:00 | 0.80791
Coal | FR | 2018-02-08 13:00 | 0.80791
Coal | FR | 2018-02-08 14:00 | 0.80791
Coal | FR | 2018-02-08 15:00 | 0.78399
Coal | FR | 2018-02-08 16:00 | 0.78399
Coal | FR | 2018-02-08 17:00 | 0.71349
Coal | FR | 2018-02-08 18:00 | 0.73741
Coal | FR | 2018-02-08 19:00 | 0.73741
Coal | FR | 2018-02-08 20:00 | 0.80791
Coal | FR | 2018-02-08 21:00 | 0.80791
Coal | FR | 2018-02-08 22:00 | 0.80791
Coal | FR | 2018-02-08 23:00 | 0.80791
Coal | FR | 2018-02-09 | 0.80791
Coal | FR | 2018-02-09 01:00 | 0.70418
Coal | FR | 2018-02-09 02:00 | 0.70418
Coal | FR | 2018-02-09 03:00 | 0.70418
Coal | FR | 2018-02-09 04:00 | 0.70418
Coal | FR | 2018-02-09 05:00 | 0.70418
Coal | FR | 2018-02-09 06:00 | 0.70418
Coal | FR | 2018-02-09 07:00 | 0.70418
Coal | FR | 2018-02-09 08:00 | 0.70418
Coal | FR | 2018-02-09 09:00 | 0.70418
Coal | FR | 2018-02-09 10:00 | 0.85398
Coal | FR | 2018-02-09 11:00 | 0.85398
Coal | FR | 2018-02-09 12:00 | 0.85398
Coal | FR | 2018-02-09 13:00 | 0.85398
Coal | FR | 2018-02-09 14:00 | 0.85398
Coal | FR | 2018-02-09 15:00 | 0.85398
Coal | FR | 2018-02-09 16:00 | 0.85398
Coal | FR | 2018-02-09 17:00 | 0.85398
Coal | FR | 2018-02-09 18:00 | 0.85398
Coal | FR | 2018-02-09 19:00 | 0.85398
Coal | FR | 2018-02-09 20:00 | 0.85398
Coal | FR | 2018-02-09 21:00 | 0.85398
Coal | FR | 2018-02-09 22:00 | 0.85398
Coal | FR | 2018-02-09 23:00 | 0.85398
Coal | FR | 2018-02-10 | 0.55438
Coal | FR | 2018-02-10 01:00 | 0.55438
Coal | FR | 2018-02-10 02:00 | 0.55438
Coal | FR | 2018-02-10 03:00 | 0.55438
Coal | FR | 2018-02-10 04:00 | 0.55438
Coal | FR | 2018-02-10 05:00 | 0.55438
Coal | FR | 2018-02-10 06:00 | 0.52165
Coal | FR | 2018-02-10 07:00 | 0.52165
Coal | FR | 2018-02-10 08:00 | 0.52165
Coal | FR | 2018-02-10 09:00 | 0.55438
Coal | FR | 2018-02-10 10:00 | 0.55438
Coal | FR | 2018-02-10 11:00 | 0.55438
Coal | FR | 2018-02-10 12:00 | 0.55438
Coal | FR | 2018-02-10 13:00 | 0.70418
Coal | FR | 2018-02-10 14:00 | 0.70418
Coal | FR | 2018-02-10 15:00 | 0.70418
Coal | FR | 2018-02-10 16:00 | 0.70418
Coal | FR | 2018-02-10 17:00 | 0.70418
Coal | FR | 2018-02-10 18:00 | 0.70418
Coal | FR | 2018-02-10 19:00 | 0.70418
Coal | FR | 2018-02-10 20:00 | 0.70418
Coal | FR | 2018-02-10 21:00 | 0.70418
Coal | FR | 2018-02-10 22:00 | 0.70418
Coal | FR | 2018-02-10 23:00 | 0.70418
Coal | FR | 2018-02-11 | 0.70418
Coal | FR | 2018-02-11 01:00 | 0.70418
Coal | FR | 2018-02-11 02:00 | 0.70418
Coal | FR | 2018-02-11 03:00 | 0.70418
Coal | FR | 2018-02-11 04:00 | 0.70418
Coal | FR | 2018-02-11 05:00 | 0.70418
Coal | FR | 2018-02-11 06:00 | 0.70418
Coal | FR | 2018-02-11 07:00 | 0.70418
Coal | FR | 2018-02-11 08:00 | 0.70418
Coal | FR | 2018-02-11 09:00 | 0.70418
Coal | FR | 2018-02-11 10:00 | 0.70418
Coal | FR | 2018-02-11 11:00 | 0.67145
Coal | FR | 2018-02-11 12:00 | 0.67145
Coal | FR | 2018-02-11 13:00 | 0.67145
Coal | FR | 2018-02-11 14:00 | 0.67145
Coal | FR | 2018-02-11 15:00 | 0.67145
Coal | FR | 2018-02-11 16:00 | 0.67145
Coal | FR | 2018-02-11 17:00 | 0.67145
Coal | FR | 2018-02-11 18:00 | 0.67145
Coal | FR | 2018-02-11 19:00 | 0.70418
Coal | FR | 2018-02-11 20:00 | 0.70418
Coal | FR | 2018-02-11 21:00 | 0.70418
Coal | FR | 2018-02-11 22:00 | 0.70418
Coal | FR | 2018-02-11 23:00 | 0.63369
Coal | FR | 2018-02-12 | 0.63369
Coal | FR | 2018-02-12 01:00 | 0.70418
Coal | FR | 2018-02-12 02:00 | 0.70418
Coal | FR | 2018-02-12 03:00 | 0.70418
Coal | FR | 2018-02-12 04:00 | 0.70418
Coal | FR | 2018-02-12 05:00 | 0.85398
Coal | FR | 2018-02-12 06:00 | 0.85398
Coal | FR | 2018-02-12 07:00 | 0.85398
Coal | FR | 2018-02-12 08:00 | 0.85398
Coal | FR | 2018-02-12 09:00 | 0.85398
Coal | FR | 2018-02-12 10:00 | 0.85398
Coal | FR | 2018-02-12 11:00 | 0.85398
Coal | FR | 2018-02-12 12:00 | 0.85398
Coal | FR | 2018-02-12 13:00 | 0.85398
Coal | FR | 2018-02-12 14:00 | 0.85398
Coal | FR | 2018-02-12 15:00 | 0.85398
Coal | FR | 2018-02-12 16:00 | 0.85398
Coal | FR | 2018-02-12 17:00 | 0.85398
Coal | FR | 2018-02-12 18:00 | 0.85398
Coal | FR | 2018-02-12 19:00 | 0.70418
Coal | FR | 2018-02-12 20:00 | 0.85398
Coal | FR | 2018-02-12 21:00 | 0.85398
Coal | FR | 2018-02-12 22:00 | 0.77845
Coal | FR | 2018-02-12 23:00 | 0.77845
Coal | FR | 2018-02-13 | 0.77845
Coal | FR | 2018-02-13 01:00 | 0.77845
Coal | FR | 2018-02-13 02:00 | 0.77845
Coal | FR | 2018-02-13 03:00 | 0.77845
Coal | FR | 2018-02-13 04:00 | 0.77845
Coal | FR | 2018-02-13 05:00 | 0.77845
Coal | FR | 2018-02-13 06:00 | 0.77845
Coal | FR | 2018-02-13 07:00 | 0.77845
Coal | FR | 2018-02-13 08:00 | 0.77845
Coal | FR | 2018-02-13 09:00 | 0.85398
Coal | FR | 2018-02-13 10:00 | 0.85398
Coal | FR | 2018-02-13 11:00 | 0.85398
Coal | FR | 2018-02-13 12:00 | 0.85398
Coal | FR | 2018-02-13 13:00 | 0.85398
Coal | FR | 2018-02-13 14:00 | 0.85398
Coal | FR | 2018-02-13 15:00 | 0.85398
Coal | FR | 2018-02-13 16:00 | 0.85398
Coal | FR | 2018-02-13 17:00 | 0.85398
Coal | FR | 2018-02-13 18:00 | 0.85398
Coal | FR | 2018-02-13 19:00 | 0.85398
Coal | FR | 2018-02-13 20:00 | 0.85398
Coal | FR | 2018-02-13 21:00 | 0.85398
Coal | FR | 2018-02-13 22:00 | 0.85398
Coal | FR | 2018-02-13 23:00 | 0.85398
Coal | FR | 2018-02-14 | 0.85398
Coal | FR | 2018-02-14 01:00 | 0.85398
Coal | FR | 2018-02-14 02:00 | 0.85398
Coal | FR | 2018-02-14 03:00 | 0.85398
Coal | FR | 2018-02-14 04:00 | 0.85398
Coal | FR | 2018-02-14 05:00 | 0.85398
Coal | FR | 2018-02-14 06:00 | 0.85398
Coal | FR | 2018-02-14 07:00 | 0.85398
Coal | FR | 2018-02-14 08:00 | 0.85398
Coal | FR | 2018-02-14 09:00 | 0.85398
Coal | FR | 2018-02-14 10:00 | 0.85398
Coal | FR | 2018-02-14 11:00 | 0.85398
Coal | FR | 2018-02-14 12:00 | 0.85398
Coal | FR | 2018-02-14 13:00 | 0.85398
Coal | FR | 2018-02-14 14:00 | 0.80488
Coal | FR | 2018-02-14 15:00 | 0.80488
Coal | FR | 2018-02-14 16:00 | 0.80488
Coal | FR | 2018-02-14 17:00 | 0.80488
Coal | FR | 2018-02-14 18:00 | 0.85398
Coal | FR | 2018-02-14 19:00 | 0.85398
Coal | FR | 2018-02-14 20:00 | 0.85398
Coal | FR | 2018-02-14 21:00 | 0.81747
Coal | FR | 2018-02-14 22:00 | 0.81747
Coal | FR | 2018-02-14 23:00 | 0.67145
Coal | FR | 2018-02-15 | 0.70796
Coal | FR | 2018-02-15 01:00 | 0.70796
Coal | FR | 2018-02-15 02:00 | 0.70796
Coal | FR | 2018-02-15 03:00 | 0.70796
Coal | FR | 2018-02-15 04:00 | 0.70796
Coal | FR | 2018-02-15 05:00 | 0.70796
Coal | FR | 2018-02-15 06:00 | 0.70796
Coal | FR | 2018-02-15 07:00 | 0.70796
Coal | FR | 2018-02-15 08:00 | 0.70796
Coal | FR | 2018-02-15 09:00 | 0.70796
Coal | FR | 2018-02-15 10:00 | 0.70796
Coal | FR | 2018-02-15 11:00 | 0.70796
Coal | FR | 2018-02-15 12:00 | 0.68404
Coal | FR | 2018-02-15 13:00 | 0.68404
Coal | FR | 2018-02-15 14:00 | 0.68404
Coal | FR | 2018-02-15 15:00 | 0.68404
Coal | FR | 2018-02-15 16:00 | 0.68404
Coal | FR | 2018-02-15 17:00 | 0.68404
Coal | FR | 2018-02-15 18:00 | 0.70796
Coal | FR | 2018-02-15 19:00 | 0.70796
Coal | FR | 2018-02-15 20:00 | 0.70796
Coal | FR | 2018-02-15 21:00 | 0.70796
Coal | FR | 2018-02-15 22:00 | 0.70796
Coal | FR | 2018-02-15 23:00 | 0.70796
Coal | FR | 2018-02-16 | 0.70796
Coal | FR | 2018-02-16 01:00 | 0.70796
Coal | FR | 2018-02-16 02:00 | 0.70796
Coal | FR | 2018-02-16 03:00 | 0.70796
Coal | FR | 2018-02-16 04:00 | 0.70796
Coal | FR | 2018-02-16 05:00 | 0.70796
Coal | FR | 2018-02-16 06:00 | 0.70796
Coal | FR | 2018-02-16 07:00 | 0.70796
Coal | FR | 2018-02-16 08:00 | 0.70796
Coal | FR | 2018-02-16 09:00 | 0.70796
Coal | FR | 2018-02-16 10:00 | 0.70796
Coal | FR | 2018-02-16 11:00 | 0.70796
Coal | FR | 2018-02-16 12:00 | 0.70796
Coal | FR | 2018-02-16 13:00 | 0.70796
Coal | FR | 2018-02-16 14:00 | 0.70796
Coal | FR | 2018-02-16 15:00 | 0.70796
Coal | FR | 2018-02-16 16:00 | 0.70796
Coal | FR | 2018-02-16 17:00 | 0.70796
Coal | FR | 2018-02-16 18:00 | 0.56193
Coal | FR | 2018-02-16 19:00 | 0.56193
Coal | FR | 2018-02-16 20:00 | 0.41213
Coal | FR | 2018-02-16 21:00 | 0.41213
Coal | FR | 2018-02-16 22:00 | 0.41213
Coal | FR | 2018-02-16 23:00 | 0.41213
Coal | FR | 2018-02-17 | 0.41213
Coal | FR | 2018-02-17 01:00 | 0.41213
Coal | FR | 2018-02-17 02:00 | 0.41213
Coal | FR | 2018-02-17 03:00 | 0.41213
Coal | FR | 2018-02-17 04:00 | 0.41213
Coal | FR | 2018-02-17 05:00 | 0.41213
Coal | FR | 2018-02-17 06:00 | 0.41213
Coal | FR | 2018-02-17 07:00 | 0.41213
Coal | FR | 2018-02-17 08:00 | 0.41213
Coal | FR | 2018-02-17 09:00 | 0.41213
Coal | FR | 2018-02-17 10:00 | 0.41213
Coal | FR | 2018-02-17 11:00 | 0.41213
Coal | FR | 2018-02-17 12:00 | 0.41213
Coal | FR | 2018-02-17 13:00 | 0.41213
Coal | FR | 2018-02-17 14:00 | 0.41213
Coal | FR | 2018-02-17 15:00 | 0.41213
Coal | FR | 2018-02-17 16:00 | 0.41213
Coal | FR | 2018-02-17 17:00 | 0.41213
Coal | FR | 2018-02-17 18:00 | 0.41213
Coal | FR | 2018-02-17 19:00 | 0.41213
Coal | FR | 2018-02-17 20:00 | 0.41213
Coal | FR | 2018-02-17 21:00 | 0.41213
Coal | FR | 2018-02-17 22:00 | 0.41213
Coal | FR | 2018-02-17 23:00 | 0.41213
Coal | FR | 2018-02-18 | 0.41213
Coal | FR | 2018-02-18 01:00 | 0.41213
Coal | FR | 2018-02-18 02:00 | 0.41213
Coal | FR | 2018-02-18 03:00 | 0.41213
Coal | FR | 2018-02-18 04:00 | 0.41213
Coal | FR | 2018-02-18 05:00 | 0.41213
Coal | FR | 2018-02-18 06:00 | 0.41213
Coal | FR | 2018-02-18 07:00 | 0.41213
Coal | FR | 2018-02-18 08:00 | 0.41213
Coal | FR | 2018-02-18 09:00 | 0.41213
Coal | FR | 2018-02-18 10:00 | 0.56193
Coal | FR | 2018-02-18 11:00 | 0.56193
Coal | FR | 2018-02-18 12:00 | 0.56193
Coal | FR | 2018-02-18 13:00 | 0.56193
Coal | FR | 2018-02-18 14:00 | 0.56193
Coal | FR | 2018-02-18 15:00 | 0.56193
Coal | FR | 2018-02-18 16:00 | 0.56193
Coal | FR | 2018-02-18 17:00 | 0.56193
Coal | FR | 2018-02-18 18:00 | 0.56193
Coal | FR | 2018-02-18 19:00 | 0.56193
Coal | FR | 2018-02-18 20:00 | 0.41213
Coal | FR | 2018-02-18 21:00 | 0.41213
Coal | FR | 2018-02-18 22:00 | 0.41213
Coal | FR | 2018-02-18 23:00 | 0.41213
Coal | FR | 2018-02-19 | 0.41213
Coal | FR | 2018-02-19 01:00 | 0.55816
Coal | FR | 2018-02-19 02:00 | 0.55816
Coal | FR | 2018-02-19 03:00 | 0.55816
Coal | FR | 2018-02-19 04:00 | 0.70418
Coal | FR | 2018-02-19 05:00 | 0.70418
Coal | FR | 2018-02-19 06:00 | 0.70418
Coal | FR | 2018-02-19 07:00 | 0.70418
Coal | FR | 2018-02-19 08:00 | 0.70418
Coal | FR | 2018-02-19 09:00 | 0.70418
Coal | FR | 2018-02-19 10:00 | 0.70418
Coal | FR | 2018-02-19 11:00 | 0.70418
Coal | FR | 2018-02-19 12:00 | 0.70418
Coal | FR | 2018-02-19 13:00 | 0.70418
Coal | FR | 2018-02-19 14:00 | 0.679
Coal | FR | 2018-02-19 15:00 | 0.70418
Coal | FR | 2018-02-19 16:00 | 0.70418
Coal | FR | 2018-02-19 17:00 | 0.85398
Coal | FR | 2018-02-19 18:00 | 0.85398
Coal | FR | 2018-02-19 19:00 | 0.85398
Coal | FR | 2018-02-19 20:00 | 0.85398
Coal | FR | 2018-02-19 21:00 | 0.85398
Coal | FR | 2018-02-19 22:00 | 0.85398
Coal | FR | 2018-02-19 23:00 | 0.85398
Coal | FR | 2018-02-20 | 0.85398
Coal | FR | 2018-02-20 01:00 | 0.85398
Coal | FR | 2018-02-20 02:00 | 0.85398
Coal | FR | 2018-02-20 03:00 | 0.85398
Coal | FR | 2018-02-20 04:00 | 0.85398
Coal | FR | 2018-02-20 05:00 | 0.85398
Coal | FR | 2018-02-20 06:00 | 0.85398
Coal | FR | 2018-02-20 07:00 | 0.85398
Coal | FR | 2018-02-20 08:00 | 0.85398
Coal | FR | 2018-02-20 09:00 | 0.85398
Coal | FR | 2018-02-20 10:00 | 0.85398
Coal | FR | 2018-02-20 11:00 | 0.85398
Coal | FR | 2018-02-20 12:00 | 0.85398
Coal | FR | 2018-02-20 13:00 | 0.85398
Coal | FR | 2018-02-20 14:00 | 0.85398
Coal | FR | 2018-02-20 15:00 | 0.85398
Coal | FR | 2018-02-20 16:00 | 0.85398
Coal | FR | 2018-02-20 17:00 | 0.85398
Coal | FR | 2018-02-20 18:00 | 0.85398
Coal | FR | 2018-02-20 19:00 | 0.85398
Coal | FR | 2018-02-20 20:00 | 0.85398
Coal | FR | 2018-02-20 21:00 | 0.85398
Coal | FR | 2018-02-20 22:00 | 0.85398
Coal | FR | 2018-02-20 23:00 | 0.85398
Coal | FR | 2018-02-21 | 0.85398
Coal | FR | 2018-02-21 01:00 | 0.85398
Coal | FR | 2018-02-21 02:00 | 0.85398
Coal | FR | 2018-02-21 03:00 | 0.85398
Coal | FR | 2018-02-21 04:00 | 0.85398
Coal | FR | 2018-02-21 05:00 | 0.85398
Coal | FR | 2018-02-21 06:00 | 0.85398
Coal | FR | 2018-02-21 07:00 | 0.85398
Coal | FR | 2018-02-21 08:00 | 0.85398
Coal | FR | 2018-02-21 09:00 | 0.85398
Coal | FR | 2018-02-21 10:00 | 0.85398
Coal | FR | 2018-02-21 11:00 | 0.80992
Coal | FR | 2018-02-21 12:00 | 0.80992
Coal | FR | 2018-02-21 13:00 | 0.80992
Coal | FR | 2018-02-21 14:00 | 0.85398
Coal | FR | 2018-02-21 15:00 | 0.85398
Coal | FR | 2018-02-21 16:00 | 0.85398
Coal | FR | 2018-02-21 17:00 | 0.85398
Coal | FR | 2018-02-21 18:00 | 0.85398
Coal | FR | 2018-02-21 19:00 | 0.85398
Coal | FR | 2018-02-21 20:00 | 0.70418
Coal | FR | 2018-02-21 21:00 | 0.70418
Coal | FR | 2018-02-21 22:00 | 0.70418
Coal | FR | 2018-02-21 23:00 | 0.70418
Coal | FR | 2018-02-22 | 0.55438
Coal | FR | 2018-02-22 01:00 | 0.55438
Coal | FR | 2018-02-22 02:00 | 0.55438
Coal | FR | 2018-02-22 03:00 | 0.55438
Coal | FR | 2018-02-22 04:00 | 0.55438
Coal | FR | 2018-02-22 05:00 | 0.70418
Coal | FR | 2018-02-22 06:00 | 0.70418
Coal | FR | 2018-02-22 07:00 | 0.70418
Coal | FR | 2018-02-22 08:00 | 0.70418
Coal | FR | 2018-02-22 09:00 | 0.70418
Coal | FR | 2018-02-22 10:00 | 0.70418
Coal | FR | 2018-02-22 11:00 | 0.70418
Coal | FR | 2018-02-22 12:00 | 0.68026
Coal | FR | 2018-02-22 13:00 | 0.68026
Coal | FR | 2018-02-22 14:00 | 0.68026
Coal | FR | 2018-02-22 15:00 | 0.68026
Coal | FR | 2018-02-22 16:00 | 0.70418
Coal | FR | 2018-02-22 17:00 | 0.70418
Coal | FR | 2018-02-22 18:00 | 0.68026
Coal | FR | 2018-02-22 19:00 | 0.68026
Coal | FR | 2018-02-22 20:00 | 0.68026
Coal | FR | 2018-02-22 21:00 | 0.68026
Coal | FR | 2018-02-22 22:00 | 0.68026
Coal | FR | 2018-02-22 23:00 | 0.68026
Coal | FR | 2018-02-23 | 0.68026
Coal | FR | 2018-02-23 01:00 | 0.70418
Coal | FR | 2018-02-23 02:00 | 0.70418
Coal | FR | 2018-02-23 03:00 | 0.70418
Coal | FR | 2018-02-23 04:00 | 0.70418
Coal | FR | 2018-02-23 05:00 | 0.70418
Coal | FR | 2018-02-23 06:00 | 0.85398
Coal | FR | 2018-02-23 07:00 | 0.85398
Coal | FR | 2018-02-23 08:00 | 0.85398
Coal | FR | 2018-02-23 09:00 | 0.85398
Coal | FR | 2018-02-23 10:00 | 0.85398
Coal | FR | 2018-02-23 11:00 | 0.85398
Coal | FR | 2018-02-23 12:00 | 0.85398
Coal | FR | 2018-02-23 13:00 | 0.85398
Coal | FR | 2018-02-23 14:00 | 0.85398
Coal | FR | 2018-02-23 15:00 | 0.85398
Coal | FR | 2018-02-23 16:00 | 0.85398
Coal | FR | 2018-02-23 17:00 | 0.85398
Coal | FR | 2018-02-23 18:00 | 0.85398
Coal | FR | 2018-02-23 19:00 | 0.85398
Coal | FR | 2018-02-23 20:00 | 0.85398
Coal | FR | 2018-02-23 21:00 | 0.85398
Coal | FR | 2018-02-23 22:00 | 0.85398
Coal | FR | 2018-02-23 23:00 | 0.85398
Coal | FR | 2018-02-24 | 0.70418
Coal | FR | 2018-02-24 01:00 | 0.70418
Coal | FR | 2018-02-24 02:00 | 0.70418
Coal | FR | 2018-02-24 03:00 | 0.70418
Coal | FR | 2018-02-24 04:00 | 0.70418
Coal | FR | 2018-02-24 05:00 | 0.679
Coal | FR | 2018-02-24 06:00 | 0.70418
Coal | FR | 2018-02-24 07:00 | 0.70418
Coal | FR | 2018-02-24 08:00 | 0.70418
Coal | FR | 2018-02-24 09:00 | 0.8502
Coal | FR | 2018-02-24 10:00 | 0.8502
Coal | FR | 2018-02-24 11:00 | 0.80791
Coal | FR | 2018-02-24 12:00 | 0.80791
Coal | FR | 2018-02-24 13:00 | 0.8502
Coal | FR | 2018-02-24 14:00 | 0.80791
Coal | FR | 2018-02-24 15:00 | 0.9577
Coal | FR | 2018-02-24 16:00 | 0.9577
Coal | FR | 2018-02-24 17:00 | 0.9577
Coal | FR | 2018-02-24 18:00 | 0.88218
Coal | FR | 2018-02-24 19:00 | 0.88218
Coal | FR | 2018-02-24 20:00 | 0.88218
Coal | FR | 2018-02-24 21:00 | 0.9577
Coal | FR | 2018-02-24 22:00 | 0.9577
Coal | FR | 2018-02-24 23:00 | 0.9577
Coal | FR | 2018-02-25 | 0.9577
Coal | FR | 2018-02-25 01:00 | 0.9577
Coal | FR | 2018-02-25 02:00 | 0.9577
Coal | FR | 2018-02-25 03:00 | 0.9577
Coal | FR | 2018-02-25 04:00 | 0.9577
Coal | FR | 2018-02-25 05:00 | 0.9577
Coal | FR | 2018-02-25 06:00 | 0.9577
Coal | FR | 2018-02-25 07:00 | 0.9577
Coal | FR | 2018-02-25 08:00 | 0.85398
Coal | FR | 2018-02-25 09:00 | 0.85398
Coal | FR | 2018-02-25 10:00 | 0.85398
Coal | FR | 2018-02-25 11:00 | 0.85398
Coal | FR | 2018-02-25 12:00 | 0.85398
Coal | FR | 2018-02-25 13:00 | 0.85398
Coal | FR | 2018-02-25 14:00 | 0.85398
Coal | FR | 2018-02-25 15:00 | 0.85398
Coal | FR | 2018-02-25 16:00 | 0.85398
Coal | FR | 2018-02-25 17:00 | 0.85398
Coal | FR | 2018-02-25 18:00 | 0.85398
Coal | FR | 2018-02-25 19:00 | 0.85398
Coal | FR | 2018-02-25 20:00 | 0.85398
Coal | FR | 2018-02-25 21:00 | 0.85398
Coal | FR | 2018-02-25 22:00 | 0.85398
Coal | FR | 2018-02-25 23:00 | 0.85398
Coal | FR | 2018-02-26 | 0.85398
Coal | FR | 2018-02-26 01:00 | 0.85398
Coal | FR | 2018-02-26 02:00 | 0.85398
Coal | FR | 2018-02-26 03:00 | 0.85398
Coal | FR | 2018-02-26 04:00 | 0.85398
Coal | FR | 2018-02-26 05:00 | 0.85398
Coal | FR | 2018-02-26 06:00 | 0.85398
Coal | FR | 2018-02-26 07:00 | 0.85398
Coal | FR | 2018-02-26 08:00 | 0.85398
Coal | FR | 2018-02-26 09:00 | 0.85398
Coal | FR | 2018-02-26 10:00 | 0.85398
Coal | FR | 2018-02-26 11:00 | 0.85398
Coal | FR | 2018-02-26 12:00 | 0.85398
Coal | FR | 2018-02-26 13:00 | 0.85398
Coal | FR | 2018-02-26 14:00 | 0.85398
Coal | FR | 2018-02-26 15:00 | 0.85398
Coal | FR | 2018-02-26 16:00 | 0.85398
Coal | FR | 2018-02-26 17:00 | 0.85398
Coal | FR | 2018-02-26 18:00 | 0.85398
Coal | FR | 2018-02-26 19:00 | 0.85398
Coal | FR | 2018-02-26 20:00 | 0.85398
Coal | FR | 2018-02-26 21:00 | 0.80791
Coal | FR | 2018-02-26 22:00 | 0.80791
Coal | FR | 2018-02-26 23:00 | 0.80791
Coal | FR | 2018-02-27 | 0.80791
Coal | FR | 2018-02-27 01:00 | 0.80791
Coal | FR | 2018-02-27 02:00 | 0.80791
Coal | FR | 2018-02-27 03:00 | 0.80791
Coal | FR | 2018-02-27 04:00 | 0.80791
Coal | FR | 2018-02-27 05:00 | 0.80791
Coal | FR | 2018-02-27 06:00 | 0.80791
Coal | FR | 2018-02-27 07:00 | 0.80791
Coal | FR | 2018-02-27 08:00 | 0.80791
Coal | FR | 2018-02-27 09:00 | 0.80791
Coal | FR | 2018-02-27 10:00 | 0.80791
Coal | FR | 2018-02-27 11:00 | 0.80791
Coal | FR | 2018-02-27 12:00 | 0.80791
Coal | FR | 2018-02-27 13:00 | 0.80791
Coal | FR | 2018-02-27 14:00 | 0.80791
Coal | FR | 2018-02-27 15:00 | 0.80791
Coal | FR | 2018-02-27 16:00 | 0.80791
Coal | FR | 2018-02-27 17:00 | 0.80791
Coal | FR | 2018-02-27 18:00 | 0.80791
Coal | FR | 2018-02-27 19:00 | 0.80791
Coal | FR | 2018-02-27 20:00 | 0.80791
Coal | FR | 2018-02-27 21:00 | 0.80791
Coal | FR | 2018-02-27 22:00 | 0.80791
Coal | FR | 2018-02-27 23:00 | 0.80791
Coal | FR | 2018-02-28 | 0.73439
Coal | FR | 2018-02-28 01:00 | 0.73439
Coal | FR | 2018-02-28 02:00 | 0.73439
Coal | FR | 2018-02-28 03:00 | 0.73439
Coal | FR | 2018-02-28 04:00 | 0.73439
Coal | FR | 2018-02-28 05:00 | 0.73439
Coal | FR | 2018-02-28 06:00 | 0.73439
Coal | FR | 2018-02-28 07:00 | 0.73439
Coal | FR | 2018-02-28 08:00 | 0.73439
Coal | FR | 2018-02-28 09:00 | 0.73439
Coal | FR | 2018-02-28 10:00 | 0.73439
Coal | FR | 2018-02-28 11:00 | 0.73439
Coal | FR | 2018-02-28 12:00 | 0.73439
Coal | FR | 2018-02-28 13:00 | 0.73439
Coal | FR | 2018-02-28 14:00 | 0.73439
Coal | FR | 2018-02-28 15:00 | 0.73439
Coal | FR | 2018-02-28 16:00 | 0.73439
Coal | FR | 2018-02-28 17:00 | 0.73439
Coal | FR | 2018-02-28 18:00 | 0.66012
Coal | FR | 2018-02-28 19:00 | 0.66012
Coal | FR | 2018-02-28 20:00 | 0.68706
Coal | FR | 2018-02-28 21:00 | 0.68706
Coal | FR | 2018-02-28 22:00 | 0.68706
Coal | FR | 2018-02-28 23:00 | 0.68706
Coal | FR | 2018-03-01 | 0.70418
Coal | FR | 2018-03-01 01:00 | 0.70418
Coal | FR | 2018-03-01 02:00 | 0.65383
Coal | FR | 2018-03-01 03:00 | 0.65383
Coal | FR | 2018-03-01 04:00 | 0.65383
Coal | FR | 2018-03-01 05:00 | 0.65383
Coal | FR | 2018-03-01 06:00 | 0.70418
Coal | FR | 2018-03-01 07:00 | 0.70418
Coal | FR | 2018-03-01 08:00 | 0.70418
Coal | FR | 2018-03-01 09:00 | 0.70418
Coal | FR | 2018-03-01 10:00 | 0.70418
Coal | FR | 2018-03-01 11:00 | 0.70418
Coal | FR | 2018-03-01 12:00 | 0.70418
Coal | FR | 2018-03-01 13:00 | 0.70418
Coal | FR | 2018-03-01 14:00 | 0.70418
Coal | FR | 2018-03-01 15:00 | 0.70418
Coal | FR | 2018-03-01 16:00 | 0.70418
Coal | FR | 2018-03-01 17:00 | 0.70418
Coal | FR | 2018-03-01 18:00 | 0.70418
Coal | FR | 2018-03-01 19:00 | 0.70418
Coal | FR | 2018-03-01 20:00 | 0.70418
Coal | FR | 2018-03-01 21:00 | 0.70418
Coal | FR | 2018-03-01 22:00 | 0.70418
Coal | FR | 2018-03-01 23:00 | 0.70418
Coal | FR | 2018-03-02 | 0.70418
Coal | FR | 2018-03-02 01:00 | 0.70418
Coal | FR | 2018-03-02 02:00 | 0.65383
Coal | FR | 2018-03-02 03:00 | 0.65383
Coal | FR | 2018-03-02 04:00 | 0.65383
Coal | FR | 2018-03-02 05:00 | 0.65383
Coal | FR | 2018-03-02 06:00 | 0.70418
Coal | FR | 2018-03-02 07:00 | 0.70418
Coal | FR | 2018-03-02 08:00 | 0.70418
Coal | FR | 2018-03-02 09:00 | 0.70418
Coal | FR | 2018-03-02 10:00 | 0.70418
Coal | FR | 2018-03-02 11:00 | 0.70418
Coal | FR | 2018-03-02 12:00 | 0.70418
Coal | FR | 2018-03-02 13:00 | 0.70418
Coal | FR | 2018-03-02 14:00 | 0.70418
Coal | FR | 2018-03-02 15:00 | 0.70418
Coal | FR | 2018-03-02 16:00 | 0.70418
Coal | FR | 2018-03-02 17:00 | 0.70418
Coal | FR | 2018-03-02 18:00 | 0.70418
Coal | FR | 2018-03-02 19:00 | 0.70418
Coal | FR | 2018-03-02 20:00 | 0.70418
Coal | FR | 2018-03-02 21:00 | 0.70418
Coal | FR | 2018-03-02 22:00 | 0.70418
Coal | FR | 2018-03-02 23:00 | 0.70418
Coal | FR | 2018-03-03 | 0.70418
Coal | FR | 2018-03-03 01:00 | 0.70418
Coal | FR | 2018-03-03 02:00 | 0.65383
Coal | FR | 2018-03-03 03:00 | 0.65383
Coal | FR | 2018-03-03 04:00 | 0.65383
Coal | FR | 2018-03-03 05:00 | 0.65383
Coal | FR | 2018-03-03 06:00 | 0.55816
Coal | FR | 2018-03-03 07:00 | 0.55816
Coal | FR | 2018-03-03 08:00 | 0.41213
Coal | FR | 2018-03-03 09:00 | 0.41213
Coal | FR | 2018-03-03 10:00 | 0.41213
Coal | FR | 2018-03-03 11:00 | 0.41213
Coal | FR | 2018-03-03 12:00 | 0.41213
Coal | FR | 2018-03-03 13:00 | 0.41213
Coal | FR | 2018-03-03 14:00 | 0.55816
Coal | FR | 2018-03-03 15:00 | 0.55816
Coal | FR | 2018-03-03 16:00 | 0.55816
Coal | FR | 2018-03-03 17:00 | 0.55816
Coal | FR | 2018-03-03 18:00 | 0.55816
Coal | FR | 2018-03-03 19:00 | 0.55816
Coal | FR | 2018-03-03 20:00 | 0.55816
Coal | FR | 2018-03-03 21:00 | 0.55816
Coal | FR | 2018-03-03 22:00 | 0.55816
Coal | FR | 2018-03-03 23:00 | 0.55816
Coal | FR | 2018-03-04 | 0.55816
Coal | FR | 2018-03-04 01:00 | 0.55816
Coal | FR | 2018-03-04 02:00 | 0.55816
Coal | FR | 2018-03-04 03:00 | 0.55816
Coal | FR | 2018-03-04 04:00 | 0.55816
Coal | FR | 2018-03-04 05:00 | 0.55816
Coal | FR | 2018-03-04 06:00 | 0.55816
Coal | FR | 2018-03-04 07:00 | 0.55816
Coal | FR | 2018-03-04 08:00 | 0.55816
Coal | FR | 2018-03-04 09:00 | 0.55816
Coal | FR | 2018-03-04 10:00 | 0.55816
Coal | FR | 2018-03-04 11:00 | 0.55816
Coal | FR | 2018-03-04 12:00 | 0.55816
Coal | FR | 2018-03-04 13:00 | 0.55816
Coal | FR | 2018-03-04 14:00 | 0.48263
Coal | FR | 2018-03-04 15:00 | 0.48263
Coal | FR | 2018-03-04 16:00 | 0.55816
Coal | FR | 2018-03-04 17:00 | 0.55816
Coal | FR | 2018-03-04 18:00 | 0.55816
Coal | FR | 2018-03-04 19:00 | 0.55816
Coal | FR | 2018-03-04 20:00 | 0.55816
Coal | FR | 2018-03-04 21:00 | 0.55816
Coal | FR | 2018-03-04 22:00 | 0.55816
Coal | FR | 2018-03-04 23:00 | 0.55816
Coal | FR | 2018-03-05 | 0.55816
Coal | FR | 2018-03-05 01:00 | 0.55816
Coal | FR | 2018-03-05 02:00 | 0.55816
Coal | FR | 2018-03-05 03:00 | 0.55816
Coal | FR | 2018-03-05 04:00 | 0.55816
Coal | FR | 2018-03-05 05:00 | 0.55816
Coal | FR | 2018-03-05 06:00 | 0.55816
Coal | FR | 2018-03-05 07:00 | 0.55816
Coal | FR | 2018-03-05 08:00 | 0.55816
Coal | FR | 2018-03-05 09:00 | 0.55816
Coal | FR | 2018-03-05 10:00 | 0.53424
Coal | FR | 2018-03-05 11:00 | 0.53424
Coal | FR | 2018-03-05 12:00 | 0.53424
Coal | FR | 2018-03-05 13:00 | 0.53424
Coal | FR | 2018-03-05 14:00 | 0.53424
Coal | FR | 2018-03-05 15:00 | 0.53424
Coal | FR | 2018-03-05 16:00 | 0.53424
Coal | FR | 2018-03-05 17:00 | 0.53424
Coal | FR | 2018-03-05 18:00 | 0.53424
Coal | FR | 2018-03-05 19:00 | 0.55816
Coal | FR | 2018-03-05 20:00 | 0.55816
Coal | FR | 2018-03-05 21:00 | 0.55816
Coal | FR | 2018-03-05 22:00 | 0.55816
Coal | FR | 2018-03-05 23:00 | 0.55816
Coal | FR | 2018-03-06 | 0.55816
Coal | FR | 2018-03-06 01:00 | 0.55816
Coal | FR | 2018-03-06 02:00 | 0.55816
Coal | FR | 2018-03-06 03:00 | 0.55816
Coal | FR | 2018-03-06 04:00 | 0.55816
Coal | FR | 2018-03-06 05:00 | 0.55816
Coal | FR | 2018-03-06 06:00 | 0.55816
Coal | FR | 2018-03-06 07:00 | 0.55816
Coal | FR | 2018-03-06 08:00 | 0.55816
Coal | FR | 2018-03-06 09:00 | 0.55816
Coal | FR | 2018-03-06 10:00 | 0.55816
Coal | FR | 2018-03-06 11:00 | 0.55816
Coal | FR | 2018-03-06 12:00 | 0.55816
Coal | FR | 2018-03-06 13:00 | 0.55816
Coal | FR | 2018-03-06 14:00 | 0.55816
Coal | FR | 2018-03-06 15:00 | 0.55816
Coal | FR | 2018-03-06 16:00 | 0.55816
Coal | FR | 2018-03-06 17:00 | 0.55816
Coal | FR | 2018-03-06 18:00 | 0.55816
Coal | FR | 2018-03-06 19:00 | 0.55816
Coal | FR | 2018-03-06 20:00 | 0.55816
Coal | FR | 2018-03-06 21:00 | 0.70796
Coal | FR | 2018-03-06 22:00 | 0.70796
Coal | FR | 2018-03-06 23:00 | 0.70796
Coal | FR | 2018-03-07 | 0.70796
Coal | FR | 2018-03-07 01:00 | 0.70796
Coal | FR | 2018-03-07 02:00 | 0.70796
Coal | FR | 2018-03-07 03:00 | 0.70796
Coal | FR | 2018-03-07 04:00 | 0.70796
Coal | FR | 2018-03-07 05:00 | 0.70796
Coal | FR | 2018-03-07 06:00 | 0.70796
Coal | FR | 2018-03-07 07:00 | 0.70796
Coal | FR | 2018-03-07 08:00 | 0.70796
Coal | FR | 2018-03-07 09:00 | 0.70796
Coal | FR | 2018-03-07 10:00 | 0.70796
Coal | FR | 2018-03-07 11:00 | 0.70796
Coal | FR | 2018-03-07 12:00 | 0.70796
Coal | FR | 2018-03-07 13:00 | 0.70796
Coal | FR | 2018-03-07 14:00 | 0.70796
Coal | FR | 2018-03-07 15:00 | 0.70796
Coal | FR | 2018-03-07 16:00 | 0.70796
Coal | FR | 2018-03-07 17:00 | 0.70796
Coal | FR | 2018-03-07 18:00 | 0.70796
Coal | FR | 2018-03-07 19:00 | 0.70796
Coal | FR | 2018-03-07 20:00 | 0.70796
Coal | FR | 2018-03-07 21:00 | 0.70796
Coal | FR | 2018-03-07 22:00 | 0.70796
Coal | FR | 2018-03-07 23:00 | 0.70796
Coal | FR | 2018-03-08 | 0.70796
Coal | FR | 2018-03-08 01:00 | 0.70796
Coal | FR | 2018-03-08 02:00 | 0.70796
Coal | FR | 2018-03-08 03:00 | 0.70796
Coal | FR | 2018-03-08 04:00 | 0.70796
Coal | FR | 2018-03-08 05:00 | 0.70796
Coal | FR | 2018-03-08 06:00 | 0.70796
Coal | FR | 2018-03-08 07:00 | 0.70796
Coal | FR | 2018-03-08 08:00 | 0.70796
Coal | FR | 2018-03-08 09:00 | 0.70796
Coal | FR | 2018-03-08 10:00 | 0.70796
Coal | FR | 2018-03-08 11:00 | 0.70796
Coal | FR | 2018-03-08 12:00 | 0.70796
Coal | FR | 2018-03-08 13:00 | 0.70796
Coal | FR | 2018-03-08 14:00 | 0.70796
Coal | FR | 2018-03-08 15:00 | 0.70796
Coal | FR | 2018-03-08 16:00 | 0.70796
Coal | FR | 2018-03-08 17:00 | 0.70796
Coal | FR | 2018-03-08 18:00 | 0.70796
Coal | FR | 2018-03-08 19:00 | 0.70796
Coal | FR | 2018-03-08 20:00 | 0.70796
Coal | FR | 2018-03-08 21:00 | 0.70796
Coal | FR | 2018-03-08 22:00 | 0.70796
Coal | FR | 2018-03-08 23:00 | 0.70796
Coal | FR | 2018-03-09 | 0.70796
Coal | FR | 2018-03-09 01:00 | 0.70796
Coal | FR | 2018-03-09 02:00 | 0.70796
Coal | FR | 2018-03-09 03:00 | 0.70796
Coal | FR | 2018-03-09 04:00 | 0.70796
Coal | FR | 2018-03-09 05:00 | 0.70796
Coal | FR | 2018-03-09 06:00 | 0.70796
Coal | FR | 2018-03-09 07:00 | 0.70796
Coal | FR | 2018-03-09 08:00 | 0.70796
Coal | FR | 2018-03-09 09:00 | 0.70796
Coal | FR | 2018-03-09 10:00 | 0.70796
Coal | FR | 2018-03-09 11:00 | 0.70796
Coal | FR | 2018-03-09 12:00 | 0.70796
Coal | FR | 2018-03-09 13:00 | 0.70796
Coal | FR | 2018-03-09 14:00 | 0.70796
Coal | FR | 2018-03-09 15:00 | 0.70796
Coal | FR | 2018-03-09 16:00 | 0.70796
Coal | FR | 2018-03-09 17:00 | 0.70796
Coal | FR | 2018-03-09 18:00 | 0.70796
Coal | FR | 2018-03-09 19:00 | 0.70796
Coal | FR | 2018-03-09 20:00 | 0.70796
Coal | FR | 2018-03-09 21:00 | 0.70796
Coal | FR | 2018-03-09 22:00 | 0.70796
Coal | FR | 2018-03-09 23:00 | 0.70796
Coal | FR | 2018-03-10 | 0.56193
Coal | FR | 2018-03-10 01:00 | 0.56193
Coal | FR | 2018-03-10 02:00 | 0.56193
Coal | FR | 2018-03-10 03:00 | 0.56193
Coal | FR | 2018-03-10 04:00 | 0.56193
Coal | FR | 2018-03-10 05:00 | 0.56193
Coal | FR | 2018-03-10 06:00 | 0.56193
Coal | FR | 2018-03-10 07:00 | 0.56193
Coal | FR | 2018-03-10 08:00 | 0.56193
Coal | FR | 2018-03-10 09:00 | 0.56193
Coal | FR | 2018-03-10 10:00 | 0.56193
Coal | FR | 2018-03-10 11:00 | 0.56193
Coal | FR | 2018-03-10 12:00 | 0.56193
Coal | FR | 2018-03-10 13:00 | 0.56193
Coal | FR | 2018-03-10 14:00 | 0.56193
Coal | FR | 2018-03-10 15:00 | 0.56193
Coal | FR | 2018-03-10 16:00 | 0.56193
Coal | FR | 2018-03-10 17:00 | 0.56193
Coal | FR | 2018-03-10 18:00 | 0.56193
Coal | FR | 2018-03-10 19:00 | 0.56193
Coal | FR | 2018-03-10 20:00 | 0.56193
Coal | FR | 2018-03-10 21:00 | 0.56193
Coal | FR | 2018-03-10 22:00 | 0.56193
Coal | FR | 2018-03-10 23:00 | 0.56193
Coal | FR | 2018-03-11 | 0.56193
Coal | FR | 2018-03-11 01:00 | 0.56193
Coal | FR | 2018-03-11 02:00 | 0.56193
Coal | FR | 2018-03-11 03:00 | 0.56193
Coal | FR | 2018-03-11 04:00 | 0.56193
Coal | FR | 2018-03-11 05:00 | 0.56193
Coal | FR | 2018-03-11 06:00 | 0.56193
Coal | FR | 2018-03-11 07:00 | 0.56193
Coal | FR | 2018-03-11 08:00 | 0.56193
Coal | FR | 2018-03-11 09:00 | 0.56193
Coal | FR | 2018-03-11 10:00 | 0.56193
Coal | FR | 2018-03-11 11:00 | 0.56193
Coal | FR | 2018-03-11 12:00 | 0.56193
Coal | FR | 2018-03-11 13:00 | 0.56193
Coal | FR | 2018-03-11 14:00 | 0.56193
Coal | FR | 2018-03-11 15:00 | 0.56193
Coal | FR | 2018-03-11 16:00 | 0.56193
Coal | FR | 2018-03-11 17:00 | 0.56193
Coal | FR | 2018-03-11 18:00 | 0.56193
Coal | FR | 2018-03-11 19:00 | 0.56193
Coal | FR | 2018-03-11 20:00 | 0.56193
Coal | FR | 2018-03-11 21:00 | 0.56193
Coal | FR | 2018-03-11 22:00 | 0.56193
Coal | FR | 2018-03-11 23:00 | 0.56193
Coal | FR | 2018-03-12 | 0.56193
Coal | FR | 2018-03-12 01:00 | 0.56193
Coal | FR | 2018-03-12 02:00 | 0.56193
Coal | FR | 2018-03-12 03:00 | 0.56193
Coal | FR | 2018-03-12 04:00 | 0.70796
Coal | FR | 2018-03-12 05:00 | 0.70796
Coal | FR | 2018-03-12 06:00 | 0.70796
Coal | FR | 2018-03-12 07:00 | 0.70796
Coal | FR | 2018-03-12 08:00 | 0.70796
Coal | FR | 2018-03-12 09:00 | 0.70796
Coal | FR | 2018-03-12 10:00 | 0.70796
Coal | FR | 2018-03-12 11:00 | 0.70796
Coal | FR | 2018-03-12 12:00 | 0.70796
Coal | FR | 2018-03-12 13:00 | 0.70796
Coal | FR | 2018-03-12 14:00 | 0.70796
Coal | FR | 2018-03-12 15:00 | 0.70796
Coal | FR | 2018-03-12 16:00 | 0.70796
Coal | FR | 2018-03-12 17:00 | 0.70796
Coal | FR | 2018-03-12 18:00 | 0.70796
Coal | FR | 2018-03-12 19:00 | 0.70796
Coal | FR | 2018-03-12 20:00 | 0.70796
Coal | FR | 2018-03-12 21:00 | 0.70796
Coal | FR | 2018-03-12 22:00 | 0.70796
Coal | FR | 2018-03-12 23:00 | 0.70796
Coal | FR | 2018-03-13 | 0.70796
Coal | FR | 2018-03-13 01:00 | 0.70796
Coal | FR | 2018-03-13 02:00 | 0.70796
Coal | FR | 2018-03-13 03:00 | 0.70796
Coal | FR | 2018-03-13 04:00 | 0.70796
Coal | FR | 2018-03-13 05:00 | 0.56193
Coal | FR | 2018-03-13 06:00 | 0.56193
Coal | FR | 2018-03-13 07:00 | 0.56193
Coal | FR | 2018-03-13 08:00 | 0.56193
Coal | FR | 2018-03-13 09:00 | 0.56193
Coal | FR | 2018-03-13 10:00 | 0.70796
Coal | FR | 2018-03-13 11:00 | 0.70796
Coal | FR | 2018-03-13 12:00 | 0.70796
Coal | FR | 2018-03-13 13:00 | 0.70796
Coal | FR | 2018-03-13 14:00 | 0.70796
Coal | FR | 2018-03-13 15:00 | 0.70796
Coal | FR | 2018-03-13 16:00 | 0.70796
Coal | FR | 2018-03-13 17:00 | 0.70796
Coal | FR | 2018-03-13 18:00 | 0.70796
Coal | FR | 2018-03-13 19:00 | 0.70796
Coal | FR | 2018-03-13 20:00 | 0.70796
Coal | FR | 2018-03-13 21:00 | 0.70796
Coal | FR | 2018-03-13 22:00 | 0.70796
Coal | FR | 2018-03-13 23:00 | 0.70796
Coal | FR | 2018-03-14 | 0.70796
Coal | FR | 2018-03-14 01:00 | 0.70796
Coal | FR | 2018-03-14 02:00 | 0.70796
Coal | FR | 2018-03-14 03:00 | 0.70796
Coal | FR | 2018-03-14 04:00 | 0.70796
Coal | FR | 2018-03-14 05:00 | 0.70796
Coal | FR | 2018-03-14 06:00 | 0.70796
Coal | FR | 2018-03-14 07:00 | 0.70796
Coal | FR | 2018-03-14 08:00 | 0.70796
Coal | FR | 2018-03-14 09:00 | 0.70796
Coal | FR | 2018-03-14 10:00 | 0.70796
Coal | FR | 2018-03-14 11:00 | 0.70796
Coal | FR | 2018-03-14 12:00 | 0.70796
Coal | FR | 2018-03-14 13:00 | 0.70796
Coal | FR | 2018-03-14 14:00 | 0.70796
Coal | FR | 2018-03-14 15:00 | 0.70796
Coal | FR | 2018-03-14 16:00 | 0.70796
Coal | FR | 2018-03-14 17:00 | 0.70796
Coal | FR | 2018-03-14 18:00 | 0.70796
Coal | FR | 2018-03-14 19:00 | 0.70796
Coal | FR | 2018-03-14 20:00 | 0.70796
Coal | FR | 2018-03-14 21:00 | 0.70796
Coal | FR | 2018-03-14 22:00 | 0.70796
Coal | FR | 2018-03-14 23:00 | 0.70796
Coal | FR | 2018-03-15 | 0.70796
Coal | FR | 2018-03-15 01:00 | 0.70796
Coal | FR | 2018-03-15 02:00 | 0.70796
Coal | FR | 2018-03-15 03:00 | 0.70796
Coal | FR | 2018-03-15 04:00 | 0.70796
Coal | FR | 2018-03-15 05:00 | 0.70796
Coal | FR | 2018-03-15 06:00 | 0.70796
Coal | FR | 2018-03-15 07:00 | 0.70796
Coal | FR | 2018-03-15 08:00 | 0.70796
Coal | FR | 2018-03-15 09:00 | 0.70796
Coal | FR | 2018-03-15 10:00 | 0.70796
Coal | FR | 2018-03-15 11:00 | 0.70796
Coal | FR | 2018-03-15 12:00 | 0.70796
Coal | FR | 2018-03-15 13:00 | 0.70796
Coal | FR | 2018-03-15 14:00 | 0.70796
Coal | FR | 2018-03-15 15:00 | 0.70796
Coal | FR | 2018-03-15 16:00 | 0.70796
Coal | FR | 2018-03-15 17:00 | 0.70796
Coal | FR | 2018-03-15 18:00 | 0.70796
Coal | FR | 2018-03-15 19:00 | 0.70796
Coal | FR | 2018-03-15 20:00 | 0.70796
Coal | FR | 2018-03-15 21:00 | 0.70796
Coal | FR | 2018-03-15 22:00 | 0.70796
Coal | FR | 2018-03-15 23:00 | 0.70796
Coal | FR | 2018-03-16 | 0.70796
Coal | FR | 2018-03-16 01:00 | 0.70796
Coal | FR | 2018-03-16 02:00 | 0.70796
Coal | FR | 2018-03-16 03:00 | 0.70796
Coal | FR | 2018-03-16 04:00 | 0.70796
Coal | FR | 2018-03-16 05:00 | 0.70796
Coal | FR | 2018-03-16 06:00 | 0.70796
Coal | FR | 2018-03-16 07:00 | 0.70796
Coal | FR | 2018-03-16 08:00 | 0.70796
Coal | FR | 2018-03-16 09:00 | 0.70796
Coal | FR | 2018-03-16 10:00 | 0.70796
Coal | FR | 2018-03-16 11:00 | 0.70796
Coal | FR | 2018-03-16 12:00 | 0.70796
Coal | FR | 2018-03-16 13:00 | 0.70796
Coal | FR | 2018-03-16 14:00 | 0.70796
Coal | FR | 2018-03-16 15:00 | 0.70796
Coal | FR | 2018-03-16 16:00 | 0.70796
Coal | FR | 2018-03-16 17:00 | 0.70796
Coal | FR | 2018-03-16 18:00 | 0.70796
Coal | FR | 2018-03-16 19:00 | 0.70796
Coal | FR | 2018-03-16 20:00 | 0.70796
Coal | FR | 2018-03-16 21:00 | 0.70796
Coal | FR | 2018-03-16 22:00 | 0.70796
Coal | FR | 2018-03-16 23:00 | 0.70796
Coal | FR | 2018-03-17 | 0.70796
Coal | FR | 2018-03-17 01:00 | 0.70796
Coal | FR | 2018-03-17 02:00 | 0.70796
Coal | FR | 2018-03-17 03:00 | 0.70796
Coal | FR | 2018-03-17 04:00 | 0.70796
Coal | FR | 2018-03-17 05:00 | 0.70796
Coal | FR | 2018-03-17 06:00 | 0.70796
Coal | FR | 2018-03-17 07:00 | 0.70796
Coal | FR | 2018-03-17 08:00 | 0.70796
Coal | FR | 2018-03-17 09:00 | 0.70796
Coal | FR | 2018-03-17 10:00 | 0.70796
Coal | FR | 2018-03-17 11:00 | 0.70796
Coal | FR | 2018-03-17 12:00 | 0.70796
Coal | FR | 2018-03-17 13:00 | 0.70796
Coal | FR | 2018-03-17 14:00 | 0.70796
Coal | FR | 2018-03-17 15:00 | 0.70796
Coal | FR | 2018-03-17 16:00 | 0.70796
Coal | FR | 2018-03-17 17:00 | 0.70796
Coal | FR | 2018-03-17 18:00 | 0.70796
Coal | FR | 2018-03-17 19:00 | 0.70796
Coal | FR | 2018-03-17 20:00 | 0.70796
Coal | FR | 2018-03-17 21:00 | 0.70796
Coal | FR | 2018-03-17 22:00 | 0.70796
Coal | FR | 2018-03-17 23:00 | 0.70796
Coal | FR | 2018-03-18 | 0.70796
Coal | FR | 2018-03-18 01:00 | 0.70796
Coal | FR | 2018-03-18 02:00 | 0.70796
Coal | FR | 2018-03-18 03:00 | 0.70796
Coal | FR | 2018-03-18 04:00 | 0.70796
Coal | FR | 2018-03-18 05:00 | 0.70796
Coal | FR | 2018-03-18 06:00 | 0.85398
Coal | FR | 2018-03-18 07:00 | 0.85398
Coal | FR | 2018-03-18 08:00 | 0.80665
Coal | FR | 2018-03-18 09:00 | 0.80665
Coal | FR | 2018-03-18 10:00 | 0.85398
Coal | FR | 2018-03-18 11:00 | 0.85398
Coal | FR | 2018-03-18 12:00 | 0.85398
Coal | FR | 2018-03-18 13:00 | 0.85398
Coal | FR | 2018-03-18 14:00 | 0.85398
Coal | FR | 2018-03-18 15:00 | 0.85398
Coal | FR | 2018-03-18 16:00 | 0.85398
Coal | FR | 2018-03-18 17:00 | 0.85398
Coal | FR | 2018-03-18 18:00 | 0.85398
Coal | FR | 2018-03-18 19:00 | 0.85398
Coal | FR | 2018-03-18 20:00 | 0.85398
Coal | FR | 2018-03-18 21:00 | 0.85398
Coal | FR | 2018-03-18 22:00 | 0.85398
Coal | FR | 2018-03-18 23:00 | 0.85398
Coal | FR | 2018-03-19 | 0.85398
Coal | FR | 2018-03-19 01:00 | 0.85398
Coal | FR | 2018-03-19 02:00 | 0.85398
Coal | FR | 2018-03-19 03:00 | 0.85398
Coal | FR | 2018-03-19 04:00 | 0.85398
Coal | FR | 2018-03-19 05:00 | 0.85398
Coal | FR | 2018-03-19 06:00 | 0.85398
Coal | FR | 2018-03-19 07:00 | 0.85398
Coal | FR | 2018-03-19 08:00 | 0.85398
Coal | FR | 2018-03-19 09:00 | 0.85398
Coal | FR | 2018-03-19 10:00 | 0.85398
Coal | FR | 2018-03-19 11:00 | 0.85398
Coal | FR | 2018-03-19 12:00 | 0.85398
Coal | FR | 2018-03-19 13:00 | 0.85398
Coal | FR | 2018-03-19 14:00 | 0.85398
Coal | FR | 2018-03-19 15:00 | 0.85398
Coal | FR | 2018-03-19 16:00 | 0.85398
Coal | FR | 2018-03-19 17:00 | 0.85398
Coal | FR | 2018-03-19 18:00 | 0.85398
Coal | FR | 2018-03-19 19:00 | 0.85398
Coal | FR | 2018-03-19 20:00 | 0.85398
Coal | FR | 2018-03-19 21:00 | 0.85398
Coal | FR | 2018-03-19 22:00 | 0.85398
Coal | FR | 2018-03-19 23:00 | 0.85398
Coal | FR | 2018-03-20 | 0.85398
Coal | FR | 2018-03-20 01:00 | 0.85398
Coal | FR | 2018-03-20 02:00 | 0.85398
Coal | FR | 2018-03-20 03:00 | 0.85398
Coal | FR | 2018-03-20 04:00 | 0.85398
Coal | FR | 2018-03-20 05:00 | 0.85398
Coal | FR | 2018-03-20 06:00 | 0.85398
Coal | FR | 2018-03-20 07:00 | 0.85398
Coal | FR | 2018-03-20 08:00 | 0.85398
Coal | FR | 2018-03-20 09:00 | 0.70796
Coal | FR | 2018-03-20 10:00 | 0.85398
Coal | FR | 2018-03-20 11:00 | 0.85398
Coal | FR | 2018-03-20 12:00 | 0.85398
Coal | FR | 2018-03-20 13:00 | 0.85398
Coal | FR | 2018-03-20 14:00 | 0.70418
Coal | FR | 2018-03-20 15:00 | 0.70418
Coal | FR | 2018-03-20 16:00 | 0.85398
Coal | FR | 2018-03-20 17:00 | 0.85398
Coal | FR | 2018-03-20 18:00 | 0.85398
Coal | FR | 2018-03-20 19:00 | 0.85398
Coal | FR | 2018-03-20 20:00 | 0.85398
Coal | FR | 2018-03-20 21:00 | 0.85398
Coal | FR | 2018-03-20 22:00 | 0.85398
Coal | FR | 2018-03-20 23:00 | 0.85398
Coal | FR | 2018-03-21 | 0.85398
Coal | FR | 2018-03-21 01:00 | 0.85398
Coal | FR | 2018-03-21 02:00 | 0.85398
Coal | FR | 2018-03-21 03:00 | 0.85398
Coal | FR | 2018-03-21 04:00 | 0.85398
Coal | FR | 2018-03-21 05:00 | 0.85398
Coal | FR | 2018-03-21 06:00 | 0.85398
Coal | FR | 2018-03-21 07:00 | 0.85398
Coal | FR | 2018-03-21 08:00 | 0.85398
Coal | FR | 2018-03-21 09:00 | 0.85398
Coal | FR | 2018-03-21 10:00 | 0.85398
Coal | FR | 2018-03-21 11:00 | 0.85398
Coal | FR | 2018-03-21 12:00 | 0.85398
Coal | FR | 2018-03-21 13:00 | 0.85398
Coal | FR | 2018-03-21 14:00 | 0.85398
Coal | FR | 2018-03-21 15:00 | 0.85398
Coal | FR | 2018-03-21 16:00 | 0.85398
Coal | FR | 2018-03-21 17:00 | 0.85398
Coal | FR | 2018-03-21 18:00 | 0.85398
Coal | FR | 2018-03-21 19:00 | 0.85398
Coal | FR | 2018-03-21 20:00 | 0.85398
Coal | FR | 2018-03-21 21:00 | 0.85398
Coal | FR | 2018-03-21 22:00 | 0.56193
Coal | FR | 2018-03-21 23:00 | 0.56193
Coal | FR | 2018-03-22 | 0.56193
Coal | FR | 2018-03-22 01:00 | 0.56193
Coal | FR | 2018-03-22 02:00 | 0.56193
Coal | FR | 2018-03-22 03:00 | 0.56193
Coal | FR | 2018-03-22 04:00 | 0.56193
Coal | FR | 2018-03-22 05:00 | 0.56193
Coal | FR | 2018-03-22 06:00 | 0.41213
Coal | FR | 2018-03-22 07:00 | 0.41213
Coal | FR | 2018-03-22 08:00 | 0.41213
Coal | FR | 2018-03-22 09:00 | 0.41213
Coal | FR | 2018-03-22 10:00 | 0.41213
Coal | FR | 2018-03-22 11:00 | 0.41213
Coal | FR | 2018-03-22 12:00 | 0.41213
Coal | FR | 2018-03-22 13:00 | 0.41213
Coal | FR | 2018-03-22 14:00 | 0.41213
Coal | FR | 2018-03-22 15:00 | 0.41213
Coal | FR | 2018-03-22 16:00 | 0.41213
Coal | FR | 2018-03-22 17:00 | 0.41213
Coal | FR | 2018-03-22 18:00 | 0.41213
Coal | FR | 2018-03-22 19:00 | 0.41213
Coal | FR | 2018-03-22 20:00 | 0.41213
Coal | FR | 2018-03-22 21:00 | 0.70418
Coal | FR | 2018-03-22 22:00 | 0.70418
Coal | FR | 2018-03-22 23:00 | 0.70418
Coal | FR | 2018-03-23 | 0.70418
Coal | FR | 2018-03-23 01:00 | 0.70418
Coal | FR | 2018-03-23 02:00 | 0.70418
Coal | FR | 2018-03-23 03:00 | 0.70418
Coal | FR | 2018-03-23 04:00 | 0.70418
Coal | FR | 2018-03-23 05:00 | 0.70418
Coal | FR | 2018-03-23 06:00 | 0.85398
Coal | FR | 2018-03-23 07:00 | 0.85398
Coal | FR | 2018-03-23 08:00 | 0.85398
Coal | FR | 2018-03-23 09:00 | 0.85398
Coal | FR | 2018-03-23 10:00 | 0.85398
Coal | FR | 2018-03-23 11:00 | 0.85398
Coal | FR | 2018-03-23 12:00 | 0.85398
Coal | FR | 2018-03-23 13:00 | 0.85398
Coal | FR | 2018-03-23 14:00 | 0.81118
Coal | FR | 2018-03-23 15:00 | 0.81118
Coal | FR | 2018-03-23 16:00 | 0.81118
Coal | FR | 2018-03-23 17:00 | 0.81118
Coal | FR | 2018-03-23 18:00 | 0.81118
Coal | FR | 2018-03-23 19:00 | 0.81118
Coal | FR | 2018-03-23 20:00 | 0.85398
Coal | FR | 2018-03-23 21:00 | 0.85398
Coal | FR | 2018-03-23 22:00 | 0.85398
Coal | FR | 2018-03-23 23:00 | 0.85398
Coal | FR | 2018-03-24 | 0.85398
Coal | FR | 2018-03-24 01:00 | 0.85398
Coal | FR | 2018-03-24 02:00 | 0.85398
Coal | FR | 2018-03-24 03:00 | 0.85398
Coal | FR | 2018-03-24 04:00 | 0.85398
Coal | FR | 2018-03-24 05:00 | 0.85398
Coal | FR | 2018-03-24 06:00 | 0.85398
Coal | FR | 2018-03-24 07:00 | 0.85398
Coal | FR | 2018-03-24 08:00 | 0.85398
Coal | FR | 2018-03-24 09:00 | 0.85398
Coal | FR | 2018-03-24 10:00 | 0.85398
Coal | FR | 2018-03-24 11:00 | 0.85398
Coal | FR | 2018-03-24 12:00 | 0.85398
Coal | FR | 2018-03-24 13:00 | 0.85398
Coal | FR | 2018-03-24 14:00 | 0.85398
Coal | FR | 2018-03-24 15:00 | 0.85398
Coal | FR | 2018-03-24 16:00 | 0.85398
Coal | FR | 2018-03-24 17:00 | 0.85398
Coal | FR | 2018-03-24 18:00 | 0.85398
Coal | FR | 2018-03-24 19:00 | 0.85398
Coal | FR | 2018-03-24 20:00 | 0.85398
Coal | FR | 2018-03-24 21:00 | 0.85398
Coal | FR | 2018-03-24 22:00 | 0.85398
Coal | FR | 2018-03-24 23:00 | 0.85398
Coal | FR | 2018-03-25 | 0.85398
Coal | FR | 2018-03-25 01:00 | 0.70418
Coal | FR | 2018-03-25 02:00 | 0.70418
Coal | FR | 2018-03-25 03:00 | 0.70418
Coal | FR | 2018-03-25 04:00 | 0.65383
Coal | FR | 2018-03-25 05:00 | 0.70418
Coal | FR | 2018-03-25 06:00 | 0.70418
Coal | FR | 2018-03-25 07:00 | 0.70418
Coal | FR | 2018-03-25 08:00 | 0.70418
Coal | FR | 2018-03-25 09:00 | 0.70418
Coal | FR | 2018-03-25 10:00 | 0.70418
Coal | FR | 2018-03-25 11:00 | 0.70418
Coal | FR | 2018-03-25 12:00 | 0.70418
Coal | FR | 2018-03-25 13:00 | 0.70418
Coal | FR | 2018-03-25 14:00 | 0.70418
Coal | FR | 2018-03-25 15:00 | 0.70418
Coal | FR | 2018-03-25 16:00 | 0.70418
Coal | FR | 2018-03-25 17:00 | 0.70418
Coal | FR | 2018-03-25 18:00 | 0.70418
Coal | FR | 2018-03-25 19:00 | 0.70418
Coal | FR | 2018-03-25 20:00 | 0.70418
Coal | FR | 2018-03-25 21:00 | 0.70418
Coal | FR | 2018-03-25 22:00 | 0.70418
Coal | FR | 2018-03-25 23:00 | 0.70418
Coal | FR | 2018-03-26 | 0.70418
Coal | FR | 2018-03-26 01:00 | 0.70418
Coal | FR | 2018-03-26 02:00 | 0.70418
Coal | FR | 2018-03-26 03:00 | 0.70418
Coal | FR | 2018-03-26 04:00 | 0.70418
Coal | FR | 2018-03-26 05:00 | 0.70418
Coal | FR | 2018-03-26 06:00 | 0.70418
Coal | FR | 2018-03-26 07:00 | 0.70418
Coal | FR | 2018-03-26 08:00 | 0.70418
Coal | FR | 2018-03-26 09:00 | 0.70418
Coal | FR | 2018-03-26 10:00 | 0.70418
Coal | FR | 2018-03-26 11:00 | 0.70418
Coal | FR | 2018-03-26 12:00 | 0.70418
Coal | FR | 2018-03-26 13:00 | 0.70418
Coal | FR | 2018-03-26 14:00 | 0.70418
Coal | FR | 2018-03-26 15:00 | 0.70418
Coal | FR | 2018-03-26 16:00 | 0.70418
Coal | FR | 2018-03-26 17:00 | 0.70418
Coal | FR | 2018-03-26 18:00 | 0.70418
Coal | FR | 2018-03-26 19:00 | 0.70418
Coal | FR | 2018-03-26 20:00 | 0.70418
Coal | FR | 2018-03-26 21:00 | 0.70418
Coal | FR | 2018-03-26 22:00 | 0.70418
Coal | FR | 2018-03-26 23:00 | 0.70418
Coal | FR | 2018-03-27 | 0.70418
Coal | FR | 2018-03-27 01:00 | 0.70418
Coal | FR | 2018-03-27 02:00 | 0.70418
Coal | FR | 2018-03-27 03:00 | 0.70418
Coal | FR | 2018-03-27 04:00 | 0.70418
Coal | FR | 2018-03-27 05:00 | 0.70418
Coal | FR | 2018-03-27 06:00 | 0.70418
Coal | FR | 2018-03-27 07:00 | 0.70418
Coal | FR | 2018-03-27 08:00 | 0.70418
Coal | FR | 2018-03-27 09:00 | 0.68656
Coal | FR | 2018-03-27 10:00 | 0.68656
Coal | FR | 2018-03-27 11:00 | 0.68656
Coal | FR | 2018-03-27 12:00 | 0.70418
Coal | FR | 2018-03-27 13:00 | 0.70418
Coal | FR | 2018-03-27 14:00 | 0.70418
Coal | FR | 2018-03-27 15:00 | 0.70418
Coal | FR | 2018-03-27 16:00 | 0.70418
Coal | FR | 2018-03-27 17:00 | 0.70418
Coal | FR | 2018-03-27 18:00 | 0.70418
Coal | FR | 2018-03-27 19:00 | 0.70418
Coal | FR | 2018-03-27 20:00 | 0.70418
Coal | FR | 2018-03-27 21:00 | 0.67724
Coal | FR | 2018-03-27 22:00 | 0.67724
Coal | FR | 2018-03-27 23:00 | 0.67724
Coal | FR | 2018-03-28 | 0.82704
Coal | FR | 2018-03-28 01:00 | 0.82704
Coal | FR | 2018-03-28 02:00 | 0.82704
Coal | FR | 2018-03-28 03:00 | 0.85398
Coal | FR | 2018-03-28 04:00 | 0.85398
Coal | FR | 2018-03-28 05:00 | 0.85398
Coal | FR | 2018-03-28 06:00 | 0.85398
Coal | FR | 2018-03-28 07:00 | 0.85398
Coal | FR | 2018-03-28 08:00 | 0.85398
Coal | FR | 2018-03-28 09:00 | 0.85398
Coal | FR | 2018-03-28 10:00 | 0.85398
Coal | FR | 2018-03-28 11:00 | 0.85398
Coal | FR | 2018-03-28 12:00 | 0.85398
Coal | FR | 2018-03-28 13:00 | 0.85398
Coal | FR | 2018-03-28 14:00 | 0.85398
Coal | FR | 2018-03-28 15:00 | 0.85398
Coal | FR | 2018-03-28 16:00 | 0.85398
Coal | FR | 2018-03-28 17:00 | 0.85398
Coal | FR | 2018-03-28 18:00 | 0.85398
Coal | FR | 2018-03-28 19:00 | 0.85398
Coal | FR | 2018-03-28 20:00 | 0.85398
Coal | FR | 2018-03-28 21:00 | 0.85398
Coal | FR | 2018-03-28 22:00 | 0.56193
Coal | FR | 2018-03-28 23:00 | 0.56193
Coal | FR | 2018-03-29 | 0.56193
Coal | FR | 2018-03-29 01:00 | 0.56193
Coal | FR | 2018-03-29 02:00 | 0.56193
Coal | FR | 2018-03-29 03:00 | 0.56193
Coal | FR | 2018-03-29 04:00 | 0.56193
Coal | FR | 2018-03-29 05:00 | 0.56193
Coal | FR | 2018-03-29 06:00 | 0.56193
Coal | FR | 2018-03-29 07:00 | 0.56193
Coal | FR | 2018-03-29 08:00 | 0.56193
Coal | FR | 2018-03-29 09:00 | 0.56193
Coal | FR | 2018-03-29 10:00 | 0.56193
Coal | FR | 2018-03-29 11:00 | 0.56193
Coal | FR | 2018-03-29 12:00 | 0.56193
Coal | FR | 2018-03-29 13:00 | 0.56193
Coal | FR | 2018-03-29 14:00 | 0.56193
Coal | FR | 2018-03-29 15:00 | 0.56193
Coal | FR | 2018-03-29 16:00 | 0.56193
Coal | FR | 2018-03-29 17:00 | 0.56193
Coal | FR | 2018-03-29 18:00 | 0.56193
Coal | FR | 2018-03-29 19:00 | 0.56193
Coal | FR | 2018-03-29 20:00 | 0.56193
Coal | FR | 2018-03-29 21:00 | 0.85398
Coal | FR | 2018-03-29 22:00 | 0.85398
Coal | FR | 2018-03-29 23:00 | 0.85398
Coal | FR | 2018-03-30 | 0.85398
Coal | FR | 2018-03-30 01:00 | 0.85398
Coal | FR | 2018-03-30 02:00 | 0.85398
Coal | FR | 2018-03-30 03:00 | 0.85398
Coal | FR | 2018-03-30 04:00 | 0.85398
Coal | FR | 2018-03-30 05:00 | 0.85398
Coal | FR | 2018-03-30 06:00 | 0.85398
Coal | FR | 2018-03-30 07:00 | 0.85398
Coal | FR | 2018-03-30 08:00 | 0.80488
Coal | FR | 2018-03-30 09:00 | 0.85398
Coal | FR | 2018-03-30 10:00 | 0.85398
Coal | FR | 2018-03-30 11:00 | 0.85398
Coal | FR | 2018-03-30 12:00 | 0.85398
Coal | FR | 2018-03-30 13:00 | 0.85398
Coal | FR | 2018-03-30 14:00 | 0.85398
Coal | FR | 2018-03-30 15:00 | 0.85398
Coal | FR | 2018-03-30 16:00 | 0.85398
Coal | FR | 2018-03-30 17:00 | 0.85398
Coal | FR | 2018-03-30 18:00 | 0.85398
Coal | FR | 2018-03-30 19:00 | 0.85398
Coal | FR | 2018-03-30 20:00 | 1
Coal | FR | 2018-03-30 21:00 | 1
Coal | FR | 2018-03-30 22:00 | 1
Coal | FR | 2018-03-30 23:00 | 1
Coal | FR | 2018-03-31 | 0.85398
Coal | FR | 2018-03-31 01:00 | 0.70418
Coal | FR | 2018-03-31 02:00 | 0.70418
Coal | FR | 2018-03-31 03:00 | 0.70418
Coal | FR | 2018-03-31 04:00 | 0.70418
Coal | FR | 2018-03-31 05:00 | 0.70418
Coal | FR | 2018-03-31 06:00 | 0.70418
Coal | FR | 2018-03-31 07:00 | 0.70418
Coal | FR | 2018-03-31 08:00 | 0.70418
Coal | FR | 2018-03-31 09:00 | 0.70418
Coal | FR | 2018-03-31 10:00 | 0.70418
Coal | FR | 2018-03-31 11:00 | 0.70418
Coal | FR | 2018-03-31 12:00 | 0.70418
Coal | FR | 2018-03-31 13:00 | 0.70418
Coal | FR | 2018-03-31 14:00 | 0.70418
Coal | FR | 2018-03-31 15:00 | 0.70418
Coal | FR | 2018-03-31 16:00 | 0.70418
Coal | FR | 2018-03-31 17:00 | 0.70418
Coal | FR | 2018-03-31 18:00 | 0.70418
Coal | FR | 2018-03-31 19:00 | 0.70418
Coal | FR | 2018-03-31 20:00 | 0.70418
Coal | FR | 2018-03-31 21:00 | 0.70418
Coal | FR | 2018-03-31 22:00 | 0.70418
Coal | FR | 2018-03-31 23:00 | 0.70418
Coal | FR | 2018-04-01 | 0.70418
Coal | FR | 2018-04-01 01:00 | 0.70418
Coal | FR | 2018-04-01 02:00 | 0.70418
Coal | FR | 2018-04-01 03:00 | 0.70418
Coal | FR | 2018-04-01 04:00 | 0.70418
Coal | FR | 2018-04-01 05:00 | 0.70418
Coal | FR | 2018-04-01 06:00 | 0.70418
Coal | FR | 2018-04-01 07:00 | 0.70418
Coal | FR | 2018-04-01 08:00 | 0.70418
Coal | FR | 2018-04-01 09:00 | 0.70418
Coal | FR | 2018-04-01 10:00 | 0.70418
Coal | FR | 2018-04-01 11:00 | 0.70418
Coal | FR | 2018-04-01 12:00 | 0.70418
Coal | FR | 2018-04-01 13:00 | 0.70418
Coal | FR | 2018-04-01 14:00 | 0.70418
Coal | FR | 2018-04-01 15:00 | 0.70418
Coal | FR | 2018-04-01 16:00 | 0.70418
Coal | FR | 2018-04-01 17:00 | 0.70418
Coal | FR | 2018-04-01 18:00 | 0.70418
Coal | FR | 2018-04-01 19:00 | 0.70418
Coal | FR | 2018-04-01 20:00 | 0.70418
Coal | FR | 2018-04-01 21:00 | 0.70418
Coal | FR | 2018-04-01 22:00 | 0.70418
Coal | FR | 2018-04-01 23:00 | 0.70418
Coal | FR | 2018-04-02 | 0.70418
Coal | FR | 2018-04-02 01:00 | 0.70418
Coal | FR | 2018-04-02 02:00 | 0.70418
Coal | FR | 2018-04-02 03:00 | 0.70418
Coal | FR | 2018-04-02 04:00 | 0.70418
Coal | FR | 2018-04-02 05:00 | 0.70418
Coal | FR | 2018-04-02 06:00 | 0.70418
Coal | FR | 2018-04-02 07:00 | 0.70418
Coal | FR | 2018-04-02 08:00 | 0.70418
Coal | FR | 2018-04-02 09:00 | 0.70418
Coal | FR | 2018-04-02 10:00 | 0.70418
Coal | FR | 2018-04-02 11:00 | 0.70418
Coal | FR | 2018-04-02 12:00 | 0.8502
Coal | FR | 2018-04-02 13:00 | 0.8502
Coal | FR | 2018-04-02 14:00 | 0.8502
Coal | FR | 2018-04-02 15:00 | 0.8502
Coal | FR | 2018-04-02 16:00 | 0.8502
Coal | FR | 2018-04-02 17:00 | 0.8502
Coal | FR | 2018-04-02 18:00 | 1
Coal | FR | 2018-04-02 19:00 | 1
Coal | FR | 2018-04-02 20:00 | 1
Coal | FR | 2018-04-02 21:00 | 1
Coal | FR | 2018-04-02 22:00 | 1
Coal | FR | 2018-04-02 23:00 | 1
Coal | FR | 2018-04-03 | 1
Coal | FR | 2018-04-03 01:00 | 1
Coal | FR | 2018-04-03 02:00 | 1
Coal | FR | 2018-04-03 03:00 | 1
Coal | FR | 2018-04-03 04:00 | 1
Coal | FR | 2018-04-03 05:00 | 1
Coal | FR | 2018-04-03 06:00 | 1
Coal | FR | 2018-04-03 07:00 | 1
Coal | FR | 2018-04-03 08:00 | 1
Coal | FR | 2018-04-03 09:00 | 0.97482
Coal | FR | 2018-04-03 10:00 | 1
Coal | FR | 2018-04-03 11:00 | 1
Coal | FR | 2018-04-03 12:00 | 1
Coal | FR | 2018-04-03 13:00 | 1
Coal | FR | 2018-04-03 14:00 | 1
Coal | FR | 2018-04-03 15:00 | 1
Coal | FR | 2018-04-03 16:00 | 1
Coal | FR | 2018-04-03 17:00 | 1
Coal | FR | 2018-04-03 18:00 | 1
Coal | FR | 2018-04-03 19:00 | 1
Coal | FR | 2018-04-03 20:00 | 1
Coal | FR | 2018-04-03 21:00 | 1
Coal | FR | 2018-04-03 22:00 | 1
Coal | FR | 2018-04-03 23:00 | 1
Coal | FR | 2018-04-04 | 0.8502
Coal | FR | 2018-04-04 01:00 | 0.8502
Coal | FR | 2018-04-04 02:00 | 0.8502
Coal | FR | 2018-04-04 03:00 | 0.8502
Coal | FR | 2018-04-04 04:00 | 0.8502
Coal | FR | 2018-04-04 05:00 | 0.8502
Coal | FR | 2018-04-04 06:00 | 0.8502
Coal | FR | 2018-04-04 07:00 | 0.8502
Coal | FR | 2018-04-04 08:00 | 0.8502
Coal | FR | 2018-04-04 09:00 | 0.8502
Coal | FR | 2018-04-04 10:00 | 0.8502
Coal | FR | 2018-04-04 11:00 | 0.8502
Coal | FR | 2018-04-04 12:00 | 0.8502
Coal | FR | 2018-04-04 13:00 | 0.8502
Coal | FR | 2018-04-04 14:00 | 0.8502
Coal | FR | 2018-04-04 15:00 | 0.8502
Coal | FR | 2018-04-04 16:00 | 0.8502
Coal | FR | 2018-04-04 17:00 | 0.8502
Coal | FR | 2018-04-04 18:00 | 0.70418
Coal | FR | 2018-04-04 19:00 | 0.70418
Coal | FR | 2018-04-04 20:00 | 0.70418
Coal | FR | 2018-04-04 21:00 | 0.70418
Coal | FR | 2018-04-04 22:00 | 0.70418
Coal | FR | 2018-04-04 23:00 | 0.70418
Coal | FR | 2018-04-05 | 0.85398
Coal | FR | 2018-04-05 01:00 | 0.85398
Coal | FR | 2018-04-05 02:00 | 0.85398
Coal | FR | 2018-04-05 03:00 | 0.85398
Coal | FR | 2018-04-05 04:00 | 0.85398
Coal | FR | 2018-04-05 05:00 | 0.85398
Coal | FR | 2018-04-05 06:00 | 0.85398
Coal | FR | 2018-04-05 07:00 | 0.85398
Coal | FR | 2018-04-05 08:00 | 0.85398
Coal | FR | 2018-04-05 09:00 | 0.85398
Coal | FR | 2018-04-05 10:00 | 0.85398
Coal | FR | 2018-04-05 11:00 | 0.85398
Coal | FR | 2018-04-05 12:00 | 0.85398
Coal | FR | 2018-04-05 13:00 | 0.85398
Coal | FR | 2018-04-05 14:00 | 0.85398
Coal | FR | 2018-04-05 15:00 | 0.85398
Coal | FR | 2018-04-05 16:00 | 0.85398
Coal | FR | 2018-04-05 17:00 | 0.85398
Coal | FR | 2018-04-05 18:00 | 0.85398
Coal | FR | 2018-04-05 19:00 | 0.85398
Coal | FR | 2018-04-05 20:00 | 0.85398
Coal | FR | 2018-04-05 21:00 | 0.85398
Coal | FR | 2018-04-05 22:00 | 0.85398
Coal | FR | 2018-04-05 23:00 | 0.85398
Coal | FR | 2018-04-06 | 0.85398
Coal | FR | 2018-04-06 01:00 | 0.85398
Coal | FR | 2018-04-06 02:00 | 0.85398
Coal | FR | 2018-04-06 03:00 | 0.85398
Coal | FR | 2018-04-06 04:00 | 0.85398
Coal | FR | 2018-04-06 05:00 | 0.85398
Coal | FR | 2018-04-06 06:00 | 0.85398
Coal | FR | 2018-04-06 07:00 | 0.85398
Coal | FR | 2018-04-06 08:00 | 0.85398
Coal | FR | 2018-04-06 09:00 | 0.85398
Coal | FR | 2018-04-06 10:00 | 0.85398
Coal | FR | 2018-04-06 11:00 | 0.85398
Coal | FR | 2018-04-06 12:00 | 0.85398
Coal | FR | 2018-04-06 13:00 | 0.85398
Coal | FR | 2018-04-06 14:00 | 0.85398
Coal | FR | 2018-04-06 15:00 | 0.85398
Coal | FR | 2018-04-06 16:00 | 0.85398
Coal | FR | 2018-04-06 17:00 | 0.85398
Coal | FR | 2018-04-06 18:00 | 0.85398
Coal | FR | 2018-04-06 19:00 | 0.85398
Coal | FR | 2018-04-06 20:00 | 0.85398
Coal | FR | 2018-04-06 21:00 | 0.85398
Coal | FR | 2018-04-06 22:00 | 0.85398
Coal | FR | 2018-04-06 23:00 | 0.85398
Coal | FR | 2018-04-07 | 0.85398
Coal | FR | 2018-04-07 01:00 | 0.85398
Coal | FR | 2018-04-07 02:00 | 0.85398
Coal | FR | 2018-04-07 03:00 | 0.85398
Coal | FR | 2018-04-07 04:00 | 0.85398
Coal | FR | 2018-04-07 05:00 | 0.85398
Coal | FR | 2018-04-07 06:00 | 0.85398
Coal | FR | 2018-04-07 07:00 | 0.85398
Coal | FR | 2018-04-07 08:00 | 0.85398
Coal | FR | 2018-04-07 09:00 | 0.85398
Coal | FR | 2018-04-07 10:00 | 0.85398
Coal | FR | 2018-04-07 11:00 | 0.85398
Coal | FR | 2018-04-07 12:00 | 0.85398
Coal | FR | 2018-04-07 13:00 | 0.85398
Coal | FR | 2018-04-07 14:00 | 0.85398
Coal | FR | 2018-04-07 15:00 | 0.85398
Coal | FR | 2018-04-07 16:00 | 0.85398
Coal | FR | 2018-04-07 17:00 | 0.85398
Coal | FR | 2018-04-07 18:00 | 0.85398
Coal | FR | 2018-04-07 19:00 | 0.85398
Coal | FR | 2018-04-07 20:00 | 0.85398
Coal | FR | 2018-04-07 21:00 | 0.85398
Coal | FR | 2018-04-07 22:00 | 0.85398
Coal | FR | 2018-04-07 23:00 | 0.85398
Coal | FR | 2018-04-08 | 0.85398
Coal | FR | 2018-04-08 01:00 | 0.85398
Coal | FR | 2018-04-08 02:00 | 0.85398
Coal | FR | 2018-04-08 03:00 | 0.85398
Coal | FR | 2018-04-08 04:00 | 0.85398
Coal | FR | 2018-04-08 05:00 | 0.85398
Coal | FR | 2018-04-08 06:00 | 0.85398
Coal | FR | 2018-04-08 07:00 | 0.85398
Coal | FR | 2018-04-08 08:00 | 0.85398
Coal | FR | 2018-04-08 09:00 | 0.85398
Coal | FR | 2018-04-08 10:00 | 0.85398
Coal | FR | 2018-04-08 11:00 | 0.85398
Coal | FR | 2018-04-08 12:00 | 0.85398
Coal | FR | 2018-04-08 13:00 | 0.85398
Coal | FR | 2018-04-08 14:00 | 0.85398
Coal | FR | 2018-04-08 15:00 | 0.85398
Coal | FR | 2018-04-08 16:00 | 0.85398
Coal | FR | 2018-04-08 17:00 | 0.85398
Coal | FR | 2018-04-08 18:00 | 0.85398
Coal | FR | 2018-04-08 19:00 | 0.85398
Coal | FR | 2018-04-08 20:00 | 0.85398
Coal | FR | 2018-04-08 21:00 | 0.85398
Coal | FR | 2018-04-08 22:00 | 0.85398
Coal | FR | 2018-04-08 23:00 | 0.85398
Coal | FR | 2018-04-09 | 0.85398
Coal | FR | 2018-04-09 01:00 | 0.85398
Coal | FR | 2018-04-09 02:00 | 0.85398
Coal | FR | 2018-04-09 03:00 | 0.85398
Coal | FR | 2018-04-09 04:00 | 0.81168
Coal | FR | 2018-04-09 05:00 | 0.81168
Coal | FR | 2018-04-09 06:00 | 0.68404
Coal | FR | 2018-04-09 07:00 | 0.68404
Coal | FR | 2018-04-09 08:00 | 0.70796
Coal | FR | 2018-04-09 09:00 | 0.70796
Coal | FR | 2018-04-09 10:00 | 0.70796
Coal | FR | 2018-04-09 11:00 | 0.85398
Coal | FR | 2018-04-09 12:00 | 0.85398
Coal | FR | 2018-04-09 13:00 | 0.70796
Coal | FR | 2018-04-09 14:00 | 0.70796
Coal | FR | 2018-04-09 15:00 | 0.70796
Coal | FR | 2018-04-09 16:00 | 0.70796
Coal | FR | 2018-04-09 17:00 | 0.70796
Coal | FR | 2018-04-09 18:00 | 0.68404
Coal | FR | 2018-04-09 19:00 | 0.85398
Coal | FR | 2018-04-09 20:00 | 0.85398
Coal | FR | 2018-04-09 21:00 | 0.85398
Coal | FR | 2018-04-09 22:00 | 0.70418
Coal | FR | 2018-04-09 23:00 | 0.70418
Coal | FR | 2018-04-10 | 0.70418
Coal | FR | 2018-04-10 01:00 | 0.70418
Coal | FR | 2018-04-10 02:00 | 0.70418
Coal | FR | 2018-04-10 03:00 | 0.70418
Coal | FR | 2018-04-10 04:00 | 0.70418
Coal | FR | 2018-04-10 05:00 | 0.70418
Coal | FR | 2018-04-10 06:00 | 0.70418
Coal | FR | 2018-04-10 07:00 | 0.70418
Coal | FR | 2018-04-10 08:00 | 0.70418
Coal | FR | 2018-04-10 09:00 | 0.679
Coal | FR | 2018-04-10 10:00 | 0.679
Coal | FR | 2018-04-10 11:00 | 0.679
Coal | FR | 2018-04-10 12:00 | 0.679
Coal | FR | 2018-04-10 13:00 | 0.679
Coal | FR | 2018-04-10 14:00 | 0.679
Coal | FR | 2018-04-10 15:00 | 0.70418
Coal | FR | 2018-04-10 16:00 | 0.70418
Coal | FR | 2018-04-10 17:00 | 0.70418
Coal | FR | 2018-04-10 18:00 | 0.70418
Coal | FR | 2018-04-10 19:00 | 0.70418
Coal | FR | 2018-04-10 20:00 | 0.70418
Coal | FR | 2018-04-10 21:00 | 0.70418
Coal | FR | 2018-04-10 22:00 | 0.70418
Coal | FR | 2018-04-10 23:00 | 0.70418
Coal | FR | 2018-04-11 | 0.85398
Coal | FR | 2018-04-11 01:00 | 0.85398
Coal | FR | 2018-04-11 02:00 | 0.85398
Coal | FR | 2018-04-11 03:00 | 0.85398
Coal | FR | 2018-04-11 04:00 | 0.85398
Coal | FR | 2018-04-11 05:00 | 0.70418
Coal | FR | 2018-04-11 06:00 | 0.70418
Coal | FR | 2018-04-11 07:00 | 0.70418
Coal | FR | 2018-04-11 08:00 | 0.679
Coal | FR | 2018-04-11 09:00 | 0.65383
Coal | FR | 2018-04-11 10:00 | 0.65383
Coal | FR | 2018-04-11 11:00 | 0.8288
Coal | FR | 2018-04-11 12:00 | 0.8288
Coal | FR | 2018-04-11 13:00 | 0.8288
Coal | FR | 2018-04-11 14:00 | 0.8288
Coal | FR | 2018-04-11 15:00 | 0.85398
Coal | FR | 2018-04-11 16:00 | 0.85398
Coal | FR | 2018-04-11 17:00 | 0.85398
Coal | FR | 2018-04-11 18:00 | 0.85398
Coal | FR | 2018-04-11 19:00 | 0.85398
Coal | FR | 2018-04-11 20:00 | 0.85398
Coal | FR | 2018-04-11 21:00 | 0.85398
Coal | FR | 2018-04-11 22:00 | 0.85398
Coal | FR | 2018-04-11 23:00 | 0.85398
Coal | FR | 2018-04-12 | 0.85398
Coal | FR | 2018-04-12 01:00 | 0.85398
Coal | FR | 2018-04-12 02:00 | 0.85398
Coal | FR | 2018-04-12 03:00 | 0.85398
Coal | FR | 2018-04-12 04:00 | 0.85398
Coal | FR | 2018-04-12 05:00 | 0.85398
Coal | FR | 2018-04-12 06:00 | 0.85398
Coal | FR | 2018-04-12 07:00 | 0.85398
Coal | FR | 2018-04-12 08:00 | 0.65131
Coal | FR | 2018-04-12 09:00 | 0.65131
Coal | FR | 2018-04-12 10:00 | 0.65131
Coal | FR | 2018-04-12 11:00 | 0.80111
Coal | FR | 2018-04-12 12:00 | 0.80111
Coal | FR | 2018-04-12 13:00 | 0.80111
Coal | FR | 2018-04-12 14:00 | 0.85398
Coal | FR | 2018-04-12 15:00 | 0.85398
Coal | FR | 2018-04-12 16:00 | 0.85398
Coal | FR | 2018-04-12 17:00 | 0.85398
Coal | FR | 2018-04-12 18:00 | 0.85398
Coal | FR | 2018-04-12 19:00 | 0.85398
Coal | FR | 2018-04-12 20:00 | 0.85398
Coal | FR | 2018-04-12 21:00 | 0.85398
Coal | FR | 2018-04-12 22:00 | 0.85398
Coal | FR | 2018-04-12 23:00 | 0.85398
Coal | FR | 2018-04-13 | 0.85398
Coal | FR | 2018-04-13 01:00 | 0.85398
Coal | FR | 2018-04-13 02:00 | 0.85398
Coal | FR | 2018-04-13 03:00 | 0.85398
Coal | FR | 2018-04-13 04:00 | 0.85398
Coal | FR | 2018-04-13 05:00 | 0.85398
Coal | FR | 2018-04-13 06:00 | 0.85398
Coal | FR | 2018-04-13 07:00 | 0.85398
Coal | FR | 2018-04-13 08:00 | 0.85398
Coal | FR | 2018-04-13 09:00 | 0.85398
Coal | FR | 2018-04-13 10:00 | 0.83006
Coal | FR | 2018-04-13 11:00 | 0.83006
Coal | FR | 2018-04-13 12:00 | 0.83006
Coal | FR | 2018-04-13 13:00 | 0.83006
Coal | FR | 2018-04-13 14:00 | 0.83006
Coal | FR | 2018-04-13 15:00 | 0.85398
Coal | FR | 2018-04-13 16:00 | 0.85398
Coal | FR | 2018-04-13 17:00 | 0.85398
Coal | FR | 2018-04-13 18:00 | 0.85398
Coal | FR | 2018-04-13 19:00 | 0.85398
Coal | FR | 2018-04-13 20:00 | 0.85398
Coal | FR | 2018-04-13 21:00 | 0.85398
Coal | FR | 2018-04-13 22:00 | 0.85398
Coal | FR | 2018-04-13 23:00 | 0.85398
Coal | FR | 2018-04-14 | 0.78852
Coal | FR | 2018-04-14 01:00 | 0.78852
Coal | FR | 2018-04-14 02:00 | 0.78852
Coal | FR | 2018-04-14 03:00 | 0.78852
Coal | FR | 2018-04-14 04:00 | 0.85398
Coal | FR | 2018-04-14 05:00 | 0.85398
Coal | FR | 2018-04-14 06:00 | 0.85398
Coal | FR | 2018-04-14 07:00 | 0.85398
Coal | FR | 2018-04-14 08:00 | 0.70418
Coal | FR | 2018-04-14 09:00 | 0.70418
Coal | FR | 2018-04-14 10:00 | 0.70418
Coal | FR | 2018-04-14 11:00 | 0.70418
Coal | FR | 2018-04-14 12:00 | 0.70418
Coal | FR | 2018-04-14 13:00 | 0.70418
Coal | FR | 2018-04-14 14:00 | 0.70418
Coal | FR | 2018-04-14 15:00 | 0.70418
Coal | FR | 2018-04-14 16:00 | 0.70418
Coal | FR | 2018-04-14 17:00 | 0.70418
Coal | FR | 2018-04-14 18:00 | 0.70418
Coal | FR | 2018-04-14 19:00 | 0.70418
Coal | FR | 2018-04-14 20:00 | 0.70418
Coal | FR | 2018-04-14 21:00 | 0.70418
Coal | FR | 2018-04-14 22:00 | 0.70418
Coal | FR | 2018-04-14 23:00 | 0.70418
Coal | FR | 2018-04-15 | 0.70418
Coal | FR | 2018-04-15 01:00 | 0.70418
Coal | FR | 2018-04-15 02:00 | 0.70418
Coal | FR | 2018-04-15 03:00 | 0.70418
Coal | FR | 2018-04-15 04:00 | 0.70418
Coal | FR | 2018-04-15 05:00 | 0.70418
Coal | FR | 2018-04-15 06:00 | 0.70418
Coal | FR | 2018-04-15 07:00 | 0.70418
Coal | FR | 2018-04-15 08:00 | 0.70418
Coal | FR | 2018-04-15 09:00 | 0.70418
Coal | FR | 2018-04-15 10:00 | 0.70418
Coal | FR | 2018-04-15 11:00 | 0.70418
Coal | FR | 2018-04-15 12:00 | 0.70418
Coal | FR | 2018-04-15 13:00 | 0.70418
Coal | FR | 2018-04-15 14:00 | 0.70418
Coal | FR | 2018-04-15 15:00 | 0.70418
Coal | FR | 2018-04-15 16:00 | 0.85398
Coal | FR | 2018-04-15 17:00 | 0.85398
Coal | FR | 2018-04-15 18:00 | 0.85398
Coal | FR | 2018-04-15 19:00 | 0.85398
Coal | FR | 2018-04-15 20:00 | 0.85398
Coal | FR | 2018-04-15 21:00 | 0.85398
Coal | FR | 2018-04-15 22:00 | 0.85398
Coal | FR | 2018-04-15 23:00 | 0.85398
Coal | FR | 2018-04-16 | 0.85398
Coal | FR | 2018-04-16 01:00 | 0.85398
Coal | FR | 2018-04-16 02:00 | 0.85398
Coal | FR | 2018-04-16 03:00 | 0.85398
Coal | FR | 2018-04-16 04:00 | 0.85398
Coal | FR | 2018-04-16 05:00 | 0.85398
Coal | FR | 2018-04-16 06:00 | 0.85398
Coal | FR | 2018-04-16 07:00 | 0.85398
Coal | FR | 2018-04-16 08:00 | 0.85398
Coal | FR | 2018-04-16 09:00 | 0.85398
Coal | FR | 2018-04-16 10:00 | 0.85398
Coal | FR | 2018-04-16 11:00 | 0.85398
Coal | FR | 2018-04-16 12:00 | 0.85398
Coal | FR | 2018-04-16 13:00 | 0.85398
Coal | FR | 2018-04-16 14:00 | 0.85398
Coal | FR | 2018-04-16 15:00 | 0.85398
Coal | FR | 2018-04-16 16:00 | 0.85398
Coal | FR | 2018-04-16 17:00 | 0.85398
Coal | FR | 2018-04-16 18:00 | 0.85398
Coal | FR | 2018-04-16 19:00 | 0.85398
Coal | FR | 2018-04-16 20:00 | 0.85398
Coal | FR | 2018-04-16 21:00 | 0.85398
Coal | FR | 2018-04-16 22:00 | 0.85398
Coal | FR | 2018-04-16 23:00 | 0.85398
Coal | FR | 2018-04-17 | 0.85398
Coal | FR | 2018-04-17 01:00 | 0.85398
Coal | FR | 2018-04-17 02:00 | 0.85398
Coal | FR | 2018-04-17 03:00 | 0.85398
Coal | FR | 2018-04-17 04:00 | 0.85398
Coal | FR | 2018-04-17 05:00 | 0.85398
Coal | FR | 2018-04-17 06:00 | 0.85398
Coal | FR | 2018-04-17 07:00 | 0.85398
Coal | FR | 2018-04-17 08:00 | 0.85398
Coal | FR | 2018-04-17 09:00 | 0.85398
Coal | FR | 2018-04-17 10:00 | 0.85398
Coal | FR | 2018-04-17 11:00 | 0.85398
Coal | FR | 2018-04-17 12:00 | 0.85398
Coal | FR | 2018-04-17 13:00 | 0.85398
Coal | FR | 2018-04-17 14:00 | 0.85398
Coal | FR | 2018-04-17 15:00 | 0.85398
Coal | FR | 2018-04-17 16:00 | 0.85398
Coal | FR | 2018-04-17 17:00 | 0.85398
Coal | FR | 2018-04-17 18:00 | 0.85398
Coal | FR | 2018-04-17 19:00 | 0.85398
Coal | FR | 2018-04-17 20:00 | 0.85398
Coal | FR | 2018-04-17 21:00 | 0.85398
Coal | FR | 2018-04-17 22:00 | 0.85398
Coal | FR | 2018-04-17 23:00 | 0.85398
Coal | FR | 2018-04-18 | 0.85398
Coal | FR | 2018-04-18 01:00 | 0.85398
Coal | FR | 2018-04-18 02:00 | 0.85398
Coal | FR | 2018-04-18 03:00 | 0.85398
Coal | FR | 2018-04-18 04:00 | 0.85398
Coal | FR | 2018-04-18 05:00 | 0.85398
Coal | FR | 2018-04-18 06:00 | 0.85398
Coal | FR | 2018-04-18 07:00 | 0.85398
Coal | FR | 2018-04-18 08:00 | 0.85398
Coal | FR | 2018-04-18 09:00 | 0.85398
Coal | FR | 2018-04-18 10:00 | 0.85398
Coal | FR | 2018-04-18 11:00 | 0.85398
Coal | FR | 2018-04-18 12:00 | 0.85398
Coal | FR | 2018-04-18 13:00 | 0.85398
Coal | FR | 2018-04-18 14:00 | 0.85398
Coal | FR | 2018-04-18 15:00 | 0.85398
Coal | FR | 2018-04-18 16:00 | 0.85398
Coal | FR | 2018-04-18 17:00 | 0.85398
Coal | FR | 2018-04-18 18:00 | 0.85398
Coal | FR | 2018-04-18 19:00 | 0.85398
Coal | FR | 2018-04-18 20:00 | 0.85398
Coal | FR | 2018-04-18 21:00 | 0.85398
Coal | FR | 2018-04-18 22:00 | 0.85398
Coal | FR | 2018-04-18 23:00 | 0.85398
Coal | FR | 2018-04-19 | 0.85398
Coal | FR | 2018-04-19 01:00 | 0.85398
Coal | FR | 2018-04-19 02:00 | 0.85398
Coal | FR | 2018-04-19 03:00 | 0.85398
Coal | FR | 2018-04-19 04:00 | 0.85398
Coal | FR | 2018-04-19 05:00 | 0.85398
Coal | FR | 2018-04-19 06:00 | 0.56193
Coal | FR | 2018-04-19 07:00 | 0.56193
Coal | FR | 2018-04-19 08:00 | 0.56193
Coal | FR | 2018-04-19 09:00 | 0.56193
Coal | FR | 2018-04-19 10:00 | 0.56193
Coal | FR | 2018-04-19 11:00 | 0.56193
Coal | FR | 2018-04-19 12:00 | 0.70796
Coal | FR | 2018-04-19 13:00 | 0.70796
Coal | FR | 2018-04-19 14:00 | 0.70796
Coal | FR | 2018-04-19 15:00 | 0.70796
Coal | FR | 2018-04-19 16:00 | 0.70796
Coal | FR | 2018-04-19 17:00 | 0.70796
Coal | FR | 2018-04-19 18:00 | 0.70796
Coal | FR | 2018-04-19 19:00 | 0.70796
Coal | FR | 2018-04-19 20:00 | 0.70796
Coal | FR | 2018-04-19 21:00 | 1
Coal | FR | 2018-04-19 22:00 | 1
Coal | FR | 2018-04-19 23:00 | 1
Coal | FR | 2018-04-20 | 1
Coal | FR | 2018-04-20 01:00 | 1
Coal | FR | 2018-04-20 02:00 | 1
Coal | FR | 2018-04-20 03:00 | 1
Coal | FR | 2018-04-20 04:00 | 1
Coal | FR | 2018-04-20 05:00 | 1
Coal | FR | 2018-04-20 06:00 | 1
Coal | FR | 2018-04-20 07:00 | 1
Coal | FR | 2018-04-20 08:00 | 1
Coal | FR | 2018-04-20 09:00 | 1
Coal | FR | 2018-04-20 10:00 | 1
Coal | FR | 2018-04-20 11:00 | 1
Coal | FR | 2018-04-20 12:00 | 1
Coal | FR | 2018-04-20 13:00 | 1
Coal | FR | 2018-04-20 14:00 | 1
Coal | FR | 2018-04-20 15:00 | 1
Coal | FR | 2018-04-20 16:00 | 1
Coal | FR | 2018-04-20 17:00 | 1
Coal | FR | 2018-04-20 18:00 | 1
Coal | FR | 2018-04-20 19:00 | 1
Coal | FR | 2018-04-20 20:00 | 1
Coal | FR | 2018-04-20 21:00 | 1
Coal | FR | 2018-04-20 22:00 | 1
Coal | FR | 2018-04-20 23:00 | 1
Coal | FR | 2018-04-21 | 0.85398
Coal | FR | 2018-04-21 01:00 | 0.85398
Coal | FR | 2018-04-21 02:00 | 0.85398
Coal | FR | 2018-04-21 03:00 | 0.85398
Coal | FR | 2018-04-21 04:00 | 0.85398
Coal | FR | 2018-04-21 05:00 | 0.85398
Coal | FR | 2018-04-21 06:00 | 0.85398
Coal | FR | 2018-04-21 07:00 | 0.85398
Coal | FR | 2018-04-21 08:00 | 0.85398
Coal | FR | 2018-04-21 09:00 | 0.85398
Coal | FR | 2018-04-21 10:00 | 0.85398
Coal | FR | 2018-04-21 11:00 | 0.85398
Coal | FR | 2018-04-21 12:00 | 0.85398
Coal | FR | 2018-04-21 13:00 | 0.85398
Coal | FR | 2018-04-21 14:00 | 0.85398
Coal | FR | 2018-04-21 15:00 | 0.85398
Coal | FR | 2018-04-21 16:00 | 0.85398
Coal | FR | 2018-04-21 17:00 | 0.85398
Coal | FR | 2018-04-21 18:00 | 0.85398
Coal | FR | 2018-04-21 19:00 | 0.85398
Coal | FR | 2018-04-21 20:00 | 0.85398
Coal | FR | 2018-04-21 21:00 | 0.85398
Coal | FR | 2018-04-21 22:00 | 0.85398
Coal | FR | 2018-04-21 23:00 | 0.85398
Coal | FR | 2018-04-22 | 0.85398
Coal | FR | 2018-04-22 01:00 | 0.85398
Coal | FR | 2018-04-22 02:00 | 0.85398
Coal | FR | 2018-04-22 03:00 | 0.85398
Coal | FR | 2018-04-22 04:00 | 0.85398
Coal | FR | 2018-04-22 05:00 | 0.85398
Coal | FR | 2018-04-22 06:00 | 0.85398
Coal | FR | 2018-04-22 07:00 | 0.85398
Coal | FR | 2018-04-22 08:00 | 0.85398
Coal | FR | 2018-04-22 09:00 | 0.85398
Coal | FR | 2018-04-22 10:00 | 0.85398
Coal | FR | 2018-04-22 11:00 | 0.85398
Coal | FR | 2018-04-22 12:00 | 0.85398
Coal | FR | 2018-04-22 13:00 | 0.85398
Coal | FR | 2018-04-22 14:00 | 0.85398
Coal | FR | 2018-04-22 15:00 | 0.85398
Coal | FR | 2018-04-22 16:00 | 0.85398
Coal | FR | 2018-04-22 17:00 | 0.85398
Coal | FR | 2018-04-22 18:00 | 0.85398
Coal | FR | 2018-04-22 19:00 | 0.85398
Coal | FR | 2018-04-22 20:00 | 0.85398
Coal | FR | 2018-04-22 21:00 | 0.85398
Coal | FR | 2018-04-22 22:00 | 0.85398
Coal | FR | 2018-04-22 23:00 | 0.85398
Coal | FR | 2018-04-23 | 1
Coal | FR | 2018-04-23 01:00 | 1
Coal | FR | 2018-04-23 02:00 | 1
Coal | FR | 2018-04-23 03:00 | 1
Coal | FR | 2018-04-23 04:00 | 1
Coal | FR | 2018-04-23 05:00 | 1
Coal | FR | 2018-04-23 06:00 | 1
Coal | FR | 2018-04-23 07:00 | 1
Coal | FR | 2018-04-23 08:00 | 1
Coal | FR | 2018-04-23 09:00 | 1
Coal | FR | 2018-04-23 10:00 | 1
Coal | FR | 2018-04-23 11:00 | 1
Coal | FR | 2018-04-23 12:00 | 1
Coal | FR | 2018-04-23 13:00 | 1
Coal | FR | 2018-04-23 14:00 | 1
Coal | FR | 2018-04-23 15:00 | 1
Coal | FR | 2018-04-23 16:00 | 1
Coal | FR | 2018-04-23 17:00 | 1
Coal | FR | 2018-04-23 18:00 | 1
Coal | FR | 2018-04-23 19:00 | 1
Coal | FR | 2018-04-23 20:00 | 1
Coal | FR | 2018-04-23 21:00 | 1
Coal | FR | 2018-04-23 22:00 | 1
Coal | FR | 2018-04-23 23:00 | 1
Coal | FR | 2018-04-24 | 1
Coal | FR | 2018-04-24 01:00 | 1
Coal | FR | 2018-04-24 02:00 | 1
Coal | FR | 2018-04-24 03:00 | 1
Coal | FR | 2018-04-24 04:00 | 1
Coal | FR | 2018-04-24 05:00 | 1
Coal | FR | 2018-04-24 06:00 | 1
Coal | FR | 2018-04-24 07:00 | 1
Coal | FR | 2018-04-24 08:00 | 1
Coal | FR | 2018-04-24 09:00 | 1
Coal | FR | 2018-04-24 10:00 | 1
Coal | FR | 2018-04-24 11:00 | 1
Coal | FR | 2018-04-24 12:00 | 1
Coal | FR | 2018-04-24 13:00 | 1
Coal | FR | 2018-04-24 14:00 | 1
Coal | FR | 2018-04-24 15:00 | 1
Coal | FR | 2018-04-24 16:00 | 1
Coal | FR | 2018-04-24 17:00 | 1
Coal | FR | 2018-04-24 18:00 | 1
Coal | FR | 2018-04-24 19:00 | 1
Coal | FR | 2018-04-24 20:00 | 1
Coal | FR | 2018-04-24 21:00 | 1
Coal | FR | 2018-04-24 22:00 | 1
Coal | FR | 2018-04-24 23:00 | 1
Coal | FR | 2018-04-25 | 1
Coal | FR | 2018-04-25 01:00 | 1
Coal | FR | 2018-04-25 02:00 | 1
Coal | FR | 2018-04-25 03:00 | 1
Coal | FR | 2018-04-25 04:00 | 1
Coal | FR | 2018-04-25 05:00 | 1
Coal | FR | 2018-04-25 06:00 | 1
Coal | FR | 2018-04-25 07:00 | 1
Coal | FR | 2018-04-25 08:00 | 1
Coal | FR | 2018-04-25 09:00 | 1
Coal | FR | 2018-04-25 10:00 | 1
Coal | FR | 2018-04-25 11:00 | 1
Coal | FR | 2018-04-25 12:00 | 1
Coal | FR | 2018-04-25 13:00 | 1
Coal | FR | 2018-04-25 14:00 | 1
Coal | FR | 2018-04-25 15:00 | 1
Coal | FR | 2018-04-25 16:00 | 1
Coal | FR | 2018-04-25 17:00 | 1
Coal | FR | 2018-04-25 18:00 | 1
Coal | FR | 2018-04-25 19:00 | 1
Coal | FR | 2018-04-25 20:00 | 1
Coal | FR | 2018-04-25 21:00 | 1
Coal | FR | 2018-04-25 22:00 | 1
Coal | FR | 2018-04-25 23:00 | 1
Coal | FR | 2018-04-26 | 1
Coal | FR | 2018-04-26 01:00 | 1
Coal | FR | 2018-04-26 02:00 | 1
Coal | FR | 2018-04-26 03:00 | 1
Coal | FR | 2018-04-26 04:00 | 1
Coal | FR | 2018-04-26 05:00 | 1
Coal | FR | 2018-04-26 06:00 | 1
Coal | FR | 2018-04-26 07:00 | 1
Coal | FR | 2018-04-26 08:00 | 1
Coal | FR | 2018-04-26 09:00 | 1
Coal | FR | 2018-04-26 10:00 | 1
Coal | FR | 2018-04-26 11:00 | 1
Coal | FR | 2018-04-26 12:00 | 1
Coal | FR | 2018-04-26 13:00 | 1
Coal | FR | 2018-04-26 14:00 | 1
Coal | FR | 2018-04-26 15:00 | 1
Coal | FR | 2018-04-26 16:00 | 1
Coal | FR | 2018-04-26 17:00 | 1
Coal | FR | 2018-04-26 18:00 | 1
Coal | FR | 2018-04-26 19:00 | 1
Coal | FR | 2018-04-26 20:00 | 1
Coal | FR | 2018-04-26 21:00 | 1
Coal | FR | 2018-04-26 22:00 | 1
Coal | FR | 2018-04-26 23:00 | 1
Coal | FR | 2018-04-27 | 1
Coal | FR | 2018-04-27 01:00 | 1
Coal | FR | 2018-04-27 02:00 | 1
Coal | FR | 2018-04-27 03:00 | 1
Coal | FR | 2018-04-27 04:00 | 1
Coal | FR | 2018-04-27 05:00 | 1
Coal | FR | 2018-04-27 06:00 | 1
Coal | FR | 2018-04-27 07:00 | 1
Coal | FR | 2018-04-27 08:00 | 1
Coal | FR | 2018-04-27 09:00 | 1
Coal | FR | 2018-04-27 10:00 | 1
Coal | FR | 2018-04-27 11:00 | 1
Coal | FR | 2018-04-27 12:00 | 1
Coal | FR | 2018-04-27 13:00 | 1
Coal | FR | 2018-04-27 14:00 | 1
Coal | FR | 2018-04-27 15:00 | 1
Coal | FR | 2018-04-27 16:00 | 1
Coal | FR | 2018-04-27 17:00 | 1
Coal | FR | 2018-04-27 18:00 | 1
Coal | FR | 2018-04-27 19:00 | 1
Coal | FR | 2018-04-27 20:00 | 1
Coal | FR | 2018-04-27 21:00 | 1
Coal | FR | 2018-04-27 22:00 | 1
Coal | FR | 2018-04-27 23:00 | 1
Coal | FR | 2018-04-28 | 1
Coal | FR | 2018-04-28 01:00 | 0.85398
Coal | FR | 2018-04-28 02:00 | 0.85398
Coal | FR | 2018-04-28 03:00 | 0.85398
Coal | FR | 2018-04-28 04:00 | 0.85398
Coal | FR | 2018-04-28 05:00 | 0.85398
Coal | FR | 2018-04-28 06:00 | 0.85398
Coal | FR | 2018-04-28 07:00 | 0.85398
Coal | FR | 2018-04-28 08:00 | 0.85398
Coal | FR | 2018-04-28 09:00 | 0.85398
Coal | FR | 2018-04-28 10:00 | 0.85398
Coal | FR | 2018-04-28 11:00 | 0.85398
Coal | FR | 2018-04-28 12:00 | 0.85398
Coal | FR | 2018-04-28 13:00 | 0.85398
Coal | FR | 2018-04-28 14:00 | 0.85398
Coal | FR | 2018-04-28 15:00 | 0.85398
Coal | FR | 2018-04-28 16:00 | 0.85398
Coal | FR | 2018-04-28 17:00 | 0.85398
Coal | FR | 2018-04-28 18:00 | 0.85398
Coal | FR | 2018-04-28 19:00 | 0.85398
Coal | FR | 2018-04-28 20:00 | 0.85398
Coal | FR | 2018-04-28 21:00 | 0.85398
Coal | FR | 2018-04-28 22:00 | 0.85398
Coal | FR | 2018-04-28 23:00 | 0.85398
Coal | FR | 2018-04-29 | 0.85398
Coal | FR | 2018-04-29 01:00 | 0.85398
Coal | FR | 2018-04-29 02:00 | 0.85398
Coal | FR | 2018-04-29 03:00 | 0.85398
Coal | FR | 2018-04-29 04:00 | 0.85398
Coal | FR | 2018-04-29 05:00 | 0.85398
Coal | FR | 2018-04-29 06:00 | 0.85398
Coal | FR | 2018-04-29 07:00 | 0.85398
Coal | FR | 2018-04-29 08:00 | 0.85398
Coal | FR | 2018-04-29 09:00 | 0.85398
Coal | FR | 2018-04-29 10:00 | 0.85398
Coal | FR | 2018-04-29 11:00 | 0.85398
Coal | FR | 2018-04-29 12:00 | 0.85398
Coal | FR | 2018-04-29 13:00 | 0.85398
Coal | FR | 2018-04-29 14:00 | 0.85398
Coal | FR | 2018-04-29 15:00 | 0.85398
Coal | FR | 2018-04-29 16:00 | 0.85398
Coal | FR | 2018-04-29 17:00 | 0.85398
Coal | FR | 2018-04-29 18:00 | 0.85398
Coal | FR | 2018-04-29 19:00 | 0.85398
Coal | FR | 2018-04-29 20:00 | 0.85398
Coal | FR | 2018-04-29 21:00 | 0.85398
Coal | FR | 2018-04-29 22:00 | 0.85398
Coal | FR | 2018-04-29 23:00 | 0.85398
Coal | FR | 2018-04-30 | 0.85398
Coal | FR | 2018-04-30 01:00 | 0.85398
Coal | FR | 2018-04-30 02:00 | 0.85398
Coal | FR | 2018-04-30 03:00 | 0.85398
Coal | FR | 2018-04-30 04:00 | 0.85398
Coal | FR | 2018-04-30 05:00 | 0.85398
Coal | FR | 2018-04-30 06:00 | 0.85398
Coal | FR | 2018-04-30 07:00 | 0.85398
Coal | FR | 2018-04-30 08:00 | 0.85398
Coal | FR | 2018-04-30 09:00 | 0.85398
Coal | FR | 2018-04-30 10:00 | 0.85398
Coal | FR | 2018-04-30 11:00 | 0.85398
Coal | FR | 2018-04-30 12:00 | 0.85398
Coal | FR | 2018-04-30 13:00 | 0.85398
Coal | FR | 2018-04-30 14:00 | 0.85398
Coal | FR | 2018-04-30 15:00 | 0.85398
Coal | FR | 2018-04-30 16:00 | 0.85398
Coal | FR | 2018-04-30 17:00 | 0.85398
Coal | FR | 2018-04-30 18:00 | 0.85398
Coal | FR | 2018-04-30 19:00 | 0.85398
Coal | FR | 2018-04-30 20:00 | 0.85398
Coal | FR | 2018-04-30 21:00 | 0.85398
Coal | FR | 2018-04-30 22:00 | 0.85398
Coal | FR | 2018-04-30 23:00 | 0.85398
Coal | FR | 2018-05-01 | 0.70418
Coal | FR | 2018-05-01 01:00 | 0.70418
Coal | FR | 2018-05-01 02:00 | 0.70418
Coal | FR | 2018-05-01 03:00 | 0.70418
Coal | FR | 2018-05-01 04:00 | 0.70418
Coal | FR | 2018-05-01 05:00 | 0.70418
Coal | FR | 2018-05-01 06:00 | 0.70418
Coal | FR | 2018-05-01 07:00 | 0.70418
Coal | FR | 2018-05-01 08:00 | 0.70418
Coal | FR | 2018-05-01 09:00 | 0.70418
Coal | FR | 2018-05-01 10:00 | 0.70418
Coal | FR | 2018-05-01 11:00 | 0.70418
Coal | FR | 2018-05-01 12:00 | 0.70418
Coal | FR | 2018-05-01 13:00 | 0.70418
Coal | FR | 2018-05-01 14:00 | 0.70418
Coal | FR | 2018-05-01 15:00 | 0.70418
Coal | FR | 2018-05-01 16:00 | 0.70418
Coal | FR | 2018-05-01 17:00 | 0.70418
Coal | FR | 2018-05-01 18:00 | 0.70418
Coal | FR | 2018-05-01 19:00 | 0.70418
Coal | FR | 2018-05-01 20:00 | 0.70418
Coal | FR | 2018-05-01 21:00 | 0.70418
Coal | FR | 2018-05-01 22:00 | 0.70418
Coal | FR | 2018-05-01 23:00 | 0.70418
Coal | FR | 2018-05-02 | 0.70418
Coal | FR | 2018-05-02 01:00 | 0.70418
Coal | FR | 2018-05-02 02:00 | 0.70418
Coal | FR | 2018-05-02 03:00 | 0.70418
Coal | FR | 2018-05-02 04:00 | 0.70418
Coal | FR | 2018-05-02 05:00 | 0.70418
Coal | FR | 2018-05-02 06:00 | 0.70418
Coal | FR | 2018-05-02 07:00 | 0.70418
Coal | FR | 2018-05-02 08:00 | 0.70418
Coal | FR | 2018-05-02 09:00 | 0.70418
Coal | FR | 2018-05-02 10:00 | 0.70418
Coal | FR | 2018-05-02 11:00 | 0.70418
Coal | FR | 2018-05-02 12:00 | 0.70418
Coal | FR | 2018-05-02 13:00 | 0.70418
Coal | FR | 2018-05-02 14:00 | 0.70418
Coal | FR | 2018-05-02 15:00 | 0.70418
Coal | FR | 2018-05-02 16:00 | 0.70418
Coal | FR | 2018-05-02 17:00 | 0.70418
Coal | FR | 2018-05-02 18:00 | 0.70418
Coal | FR | 2018-05-02 19:00 | 0.70418
Coal | FR | 2018-05-02 20:00 | 0.70418
Coal | FR | 2018-05-02 21:00 | 0.70418
Coal | FR | 2018-05-02 22:00 | 0.70418
Coal | FR | 2018-05-02 23:00 | 0.70418
Coal | FR | 2018-05-03 | 0.70418
Coal | FR | 2018-05-03 01:00 | 0.70418
Coal | FR | 2018-05-03 02:00 | 0.70418
Coal | FR | 2018-05-03 03:00 | 0.70418
Coal | FR | 2018-05-03 04:00 | 0.70418
Coal | FR | 2018-05-03 05:00 | 0.70418
Coal | FR | 2018-05-03 06:00 | 0.70418
Coal | FR | 2018-05-03 07:00 | 0.70418
Coal | FR | 2018-05-03 08:00 | 0.70418
Coal | FR | 2018-05-03 09:00 | 0.70418
Coal | FR | 2018-05-03 10:00 | 0.70418
Coal | FR | 2018-05-03 11:00 | 0.70418
Coal | FR | 2018-05-03 12:00 | 0.70418
Coal | FR | 2018-05-03 13:00 | 0.70418
Coal | FR | 2018-05-03 14:00 | 0.70418
Coal | FR | 2018-05-03 15:00 | 0.70418
Coal | FR | 2018-05-03 16:00 | 0.70418
Coal | FR | 2018-05-03 17:00 | 0.70418
Coal | FR | 2018-05-03 18:00 | 0.70418
Coal | FR | 2018-05-03 19:00 | 0.70418
Coal | FR | 2018-05-03 20:00 | 0.70418
Coal | FR | 2018-05-03 21:00 | 0.70418
Coal | FR | 2018-05-03 22:00 | 0.70418
Coal | FR | 2018-05-03 23:00 | 0.70418
Coal | FR | 2018-05-04 | 0.66188
Coal | FR | 2018-05-04 01:00 | 0.66188
Coal | FR | 2018-05-04 02:00 | 0.70418
Coal | FR | 2018-05-04 03:00 | 0.70418
Coal | FR | 2018-05-04 04:00 | 0.70418
Coal | FR | 2018-05-04 05:00 | 0.70418
Coal | FR | 2018-05-04 06:00 | 0.70418
Coal | FR | 2018-05-04 07:00 | 0.70418
Coal | FR | 2018-05-04 08:00 | 0.70418
Coal | FR | 2018-05-04 09:00 | 0.70418
Coal | FR | 2018-05-04 10:00 | 0.70418
Coal | FR | 2018-05-04 11:00 | 0.70418
Coal | FR | 2018-05-04 12:00 | 0.70418
Coal | FR | 2018-05-04 13:00 | 0.70418
Coal | FR | 2018-05-04 14:00 | 0.70418
Coal | FR | 2018-05-04 15:00 | 0.70418
Coal | FR | 2018-05-04 16:00 | 0.70418
Coal | FR | 2018-05-04 17:00 | 0.70418
Coal | FR | 2018-05-04 18:00 | 0.70418
Coal | FR | 2018-05-04 19:00 | 0.70418
Coal | FR | 2018-05-04 20:00 | 0.70418
Coal | FR | 2018-05-04 21:00 | 0.70418
Coal | FR | 2018-05-04 22:00 | 0.70418
Coal | FR | 2018-05-04 23:00 | 0.70418
Coal | FR | 2018-05-05 | 0.70418
Coal | FR | 2018-05-05 01:00 | 0.70418
Coal | FR | 2018-05-05 02:00 | 0.70418
Coal | FR | 2018-05-05 03:00 | 0.70418
Coal | FR | 2018-05-05 04:00 | 0.70418
Coal | FR | 2018-05-05 05:00 | 0.70418
Coal | FR | 2018-05-05 06:00 | 0.70418
Coal | FR | 2018-05-05 07:00 | 0.70418
Coal | FR | 2018-05-05 08:00 | 0.70418
Coal | FR | 2018-05-05 09:00 | 0.70418
Coal | FR | 2018-05-05 10:00 | 0.70418
Coal | FR | 2018-05-05 11:00 | 0.70418
Coal | FR | 2018-05-05 12:00 | 0.70418
Coal | FR | 2018-05-05 13:00 | 0.70418
Coal | FR | 2018-05-05 14:00 | 0.70418
Coal | FR | 2018-05-05 15:00 | 0.70418
Coal | FR | 2018-05-05 16:00 | 0.70418
Coal | FR | 2018-05-05 17:00 | 0.70418
Coal | FR | 2018-05-05 18:00 | 0.70418
Coal | FR | 2018-05-05 19:00 | 0.70418
Coal | FR | 2018-05-05 20:00 | 0.70418
Coal | FR | 2018-05-05 21:00 | 0.70418
Coal | FR | 2018-05-05 22:00 | 0.70418
Coal | FR | 2018-05-05 23:00 | 0.70418
Coal | FR | 2018-05-06 | 0.70418
Coal | FR | 2018-05-06 01:00 | 0.70418
Coal | FR | 2018-05-06 02:00 | 0.70418
Coal | FR | 2018-05-06 03:00 | 0.70418
Coal | FR | 2018-05-06 04:00 | 0.70418
Coal | FR | 2018-05-06 05:00 | 0.70418
Coal | FR | 2018-05-06 06:00 | 0.70418
Coal | FR | 2018-05-06 07:00 | 0.70418
Coal | FR | 2018-05-06 08:00 | 0.70418
Coal | FR | 2018-05-06 09:00 | 0.70418
Coal | FR | 2018-05-06 10:00 | 0.70418
Coal | FR | 2018-05-06 11:00 | 0.70418
Coal | FR | 2018-05-06 12:00 | 0.70418
Coal | FR | 2018-05-06 13:00 | 0.70418
Coal | FR | 2018-05-06 14:00 | 0.70418
Coal | FR | 2018-05-06 15:00 | 0.70418
Coal | FR | 2018-05-06 16:00 | 0.70418
Coal | FR | 2018-05-06 17:00 | 0.70418
Coal | FR | 2018-05-06 18:00 | 0.70418
Coal | FR | 2018-05-06 19:00 | 0.70418
Coal | FR | 2018-05-06 20:00 | 0.70418
Coal | FR | 2018-05-06 21:00 | 0.70418
Coal | FR | 2018-05-06 22:00 | 0.70418
Coal | FR | 2018-05-06 23:00 | 0.70418
Coal | FR | 2018-05-07 | 0.70418
Coal | FR | 2018-05-07 01:00 | 0.70418
Coal | FR | 2018-05-07 02:00 | 0.70418
Coal | FR | 2018-05-07 03:00 | 0.70418
Coal | FR | 2018-05-07 04:00 | 0.70418
Coal | FR | 2018-05-07 05:00 | 0.70418
Coal | FR | 2018-05-07 06:00 | 0.70418
Coal | FR | 2018-05-07 07:00 | 0.70418
Coal | FR | 2018-05-07 08:00 | 0.70418
Coal | FR | 2018-05-07 09:00 | 0.70418
Coal | FR | 2018-05-07 10:00 | 0.70418
Coal | FR | 2018-05-07 11:00 | 0.70418
Coal | FR | 2018-05-07 12:00 | 0.70418
Coal | FR | 2018-05-07 13:00 | 0.70418
Coal | FR | 2018-05-07 14:00 | 0.70418
Coal | FR | 2018-05-07 15:00 | 0.70418
Coal | FR | 2018-05-07 16:00 | 0.70418
Coal | FR | 2018-05-07 17:00 | 0.70418
Coal | FR | 2018-05-07 18:00 | 0.70418
Coal | FR | 2018-05-07 19:00 | 0.70418
Coal | FR | 2018-05-07 20:00 | 0.70418
Coal | FR | 2018-05-07 21:00 | 0.70418
Coal | FR | 2018-05-07 22:00 | 0.70418
Coal | FR | 2018-05-07 23:00 | 0.70418
Coal | FR | 2018-05-08 | 0.70418
Coal | FR | 2018-05-08 01:00 | 0.70418
Coal | FR | 2018-05-08 02:00 | 0.70418
Coal | FR | 2018-05-08 03:00 | 0.70418
Coal | FR | 2018-05-08 04:00 | 0.70418
Coal | FR | 2018-05-08 05:00 | 0.70418
Coal | FR | 2018-05-08 06:00 | 0.70418
Coal | FR | 2018-05-08 07:00 | 0.70418
Coal | FR | 2018-05-08 08:00 | 0.70418
Coal | FR | 2018-05-08 09:00 | 0.70418
Coal | FR | 2018-05-08 10:00 | 0.70418
Coal | FR | 2018-05-08 11:00 | 0.70418
Coal | FR | 2018-05-08 12:00 | 0.70418
Coal | FR | 2018-05-08 13:00 | 0.70418
Coal | FR | 2018-05-08 14:00 | 0.70418
Coal | FR | 2018-05-08 15:00 | 0.70418
Coal | FR | 2018-05-08 16:00 | 0.70418
Coal | FR | 2018-05-08 17:00 | 0.70418
Coal | FR | 2018-05-08 18:00 | 0.70418
Coal | FR | 2018-05-08 19:00 | 0.70418
Coal | FR | 2018-05-08 20:00 | 0.70418
Coal | FR | 2018-05-08 21:00 | 0.70418
Coal | FR | 2018-05-08 22:00 | 0.70418
Coal | FR | 2018-05-08 23:00 | 0.70418
Coal | FR | 2018-05-09 | 0.70418
Coal | FR | 2018-05-09 01:00 | 0.70418
Coal | FR | 2018-05-09 02:00 | 0.70418
Coal | FR | 2018-05-09 03:00 | 0.70418
Coal | FR | 2018-05-09 04:00 | 0.70418
Coal | FR | 2018-05-09 05:00 | 0.70418
Coal | FR | 2018-05-09 06:00 | 0.70418
Coal | FR | 2018-05-09 07:00 | 0.70418
Coal | FR | 2018-05-09 08:00 | 0.70418
Coal | FR | 2018-05-09 09:00 | 0.70418
Coal | FR | 2018-05-09 10:00 | 0.70418
Coal | FR | 2018-05-09 11:00 | 0.70418
Coal | FR | 2018-05-09 12:00 | 0.70418
Coal | FR | 2018-05-09 13:00 | 0.70418
Coal | FR | 2018-05-09 14:00 | 0.70418
Coal | FR | 2018-05-09 15:00 | 0.70418
Coal | FR | 2018-05-09 16:00 | 0.70418
Coal | FR | 2018-05-09 17:00 | 0.70418
Coal | FR | 2018-05-09 18:00 | 0.70418
Coal | FR | 2018-05-09 19:00 | 0.70418
Coal | FR | 2018-05-09 20:00 | 0.70418
Coal | FR | 2018-05-09 21:00 | 0.70418
Coal | FR | 2018-05-09 22:00 | 0.70418
Coal | FR | 2018-05-09 23:00 | 0.70418
Coal | FR | 2018-05-10 | 0.70418
Coal | FR | 2018-05-10 01:00 | 0.70418
Coal | FR | 2018-05-10 02:00 | 0.70418
Coal | FR | 2018-05-10 03:00 | 0.70418
Coal | FR | 2018-05-10 04:00 | 0.70418
Coal | FR | 2018-05-10 05:00 | 0.70418
Coal | FR | 2018-05-10 06:00 | 0.70418
Coal | FR | 2018-05-10 07:00 | 0.70418
Coal | FR | 2018-05-10 08:00 | 0.70418
Coal | FR | 2018-05-10 09:00 | 0.70418
Coal | FR | 2018-05-10 10:00 | 0.70418
Coal | FR | 2018-05-10 11:00 | 0.70418
Coal | FR | 2018-05-10 12:00 | 0.70418
Coal | FR | 2018-05-10 13:00 | 0.70418
Coal | FR | 2018-05-10 14:00 | 0.70418
Coal | FR | 2018-05-10 15:00 | 0.70418
Coal | FR | 2018-05-10 16:00 | 0.70418
Coal | FR | 2018-05-10 17:00 | 0.70418
Coal | FR | 2018-05-10 18:00 | 0.70418
Coal | FR | 2018-05-10 19:00 | 0.70418
Coal | FR | 2018-05-10 20:00 | 0.70418
Coal | FR | 2018-05-10 21:00 | 0.70418
Coal | FR | 2018-05-10 22:00 | 0.70418
Coal | FR | 2018-05-10 23:00 | 0.70418
Coal | FR | 2018-05-11 | 0.70418
Coal | FR | 2018-05-11 01:00 | 0.70418
Coal | FR | 2018-05-11 02:00 | 0.70418
Coal | FR | 2018-05-11 03:00 | 0.70418
Coal | FR | 2018-05-11 04:00 | 0.70418
Coal | FR | 2018-05-11 05:00 | 0.70418
Coal | FR | 2018-05-11 06:00 | 0.70418
Coal | FR | 2018-05-11 07:00 | 0.70418
Coal | FR | 2018-05-11 08:00 | 0.70418
Coal | FR | 2018-05-11 09:00 | 0.70418
Coal | FR | 2018-05-11 10:00 | 0.70418
Coal | FR | 2018-05-11 11:00 | 0.70418
Coal | FR | 2018-05-11 12:00 | 0.70418
Coal | FR | 2018-05-11 13:00 | 0.70418
Coal | FR | 2018-05-11 14:00 | 0.70418
Coal | FR | 2018-05-11 15:00 | 0.70418
Coal | FR | 2018-05-11 16:00 | 0.70418
Coal | FR | 2018-05-11 17:00 | 0.70418
Coal | FR | 2018-05-11 18:00 | 0.70418
Coal | FR | 2018-05-11 19:00 | 0.70418
Coal | FR | 2018-05-11 20:00 | 0.70418
Coal | FR | 2018-05-11 21:00 | 0.70418
Coal | FR | 2018-05-11 22:00 | 0.70418
Coal | FR | 2018-05-11 23:00 | 0.70418
Coal | FR | 2018-05-12 | 0.70418
Coal | FR | 2018-05-12 01:00 | 0.70418
Coal | FR | 2018-05-12 02:00 | 0.70418
Coal | FR | 2018-05-12 03:00 | 0.70418
Coal | FR | 2018-05-12 04:00 | 0.70418
Coal | FR | 2018-05-12 05:00 | 0.70418
Coal | FR | 2018-05-12 06:00 | 0.70418
Coal | FR | 2018-05-12 07:00 | 0.70418
Coal | FR | 2018-05-12 08:00 | 0.70418
Coal | FR | 2018-05-12 09:00 | 0.70418
Coal | FR | 2018-05-12 10:00 | 0.70418
Coal | FR | 2018-05-12 11:00 | 0.70418
Coal | FR | 2018-05-12 12:00 | 0.70418
Coal | FR | 2018-05-12 13:00 | 0.70418
Coal | FR | 2018-05-12 14:00 | 0.70418
Coal | FR | 2018-05-12 15:00 | 0.70418
Coal | FR | 2018-05-12 16:00 | 0.70418
Coal | FR | 2018-05-12 17:00 | 0.70418
Coal | FR | 2018-05-12 18:00 | 0.70418
Coal | FR | 2018-05-12 19:00 | 0.70418
Coal | FR | 2018-05-12 20:00 | 0.70418
Coal | FR | 2018-05-12 21:00 | 0.70418
Coal | FR | 2018-05-12 22:00 | 0.70418
Coal | FR | 2018-05-12 23:00 | 0.70418
Coal | FR | 2018-05-13 | 0.70418
Coal | FR | 2018-05-13 01:00 | 0.70418
Coal | FR | 2018-05-13 02:00 | 0.70418
Coal | FR | 2018-05-13 03:00 | 0.70418
Coal | FR | 2018-05-13 04:00 | 0.70418
Coal | FR | 2018-05-13 05:00 | 0.70418
Coal | FR | 2018-05-13 06:00 | 0.70418
Coal | FR | 2018-05-13 07:00 | 0.70418
Coal | FR | 2018-05-13 08:00 | 0.70418
Coal | FR | 2018-05-13 09:00 | 0.70418
Coal | FR | 2018-05-13 10:00 | 0.70418
Coal | FR | 2018-05-13 11:00 | 0.70418
Coal | FR | 2018-05-13 12:00 | 0.70418
Coal | FR | 2018-05-13 13:00 | 0.70418
Coal | FR | 2018-05-13 14:00 | 0.70418
Coal | FR | 2018-05-13 15:00 | 0.70418
Coal | FR | 2018-05-13 16:00 | 0.70418
Coal | FR | 2018-05-13 17:00 | 0.70418
Coal | FR | 2018-05-13 18:00 | 0.70418
Coal | FR | 2018-05-13 19:00 | 0.70418
Coal | FR | 2018-05-13 20:00 | 0.55816
Coal | FR | 2018-05-13 21:00 | 0.55816
Coal | FR | 2018-05-13 22:00 | 0.55816
Coal | FR | 2018-05-13 23:00 | 0.55816
Coal | FR | 2018-05-14 | 0.55816
Coal | FR | 2018-05-14 01:00 | 0.55816
Coal | FR | 2018-05-14 02:00 | 0.55816
Coal | FR | 2018-05-14 03:00 | 0.55816
Coal | FR | 2018-05-14 04:00 | 0.55816
Coal | FR | 2018-05-14 05:00 | 0.55816
Coal | FR | 2018-05-14 06:00 | 0.55816
Coal | FR | 2018-05-14 07:00 | 0.55816
Coal | FR | 2018-05-14 08:00 | 0.55816
Coal | FR | 2018-05-14 09:00 | 0.55816
Coal | FR | 2018-05-14 10:00 | 0.55816
Coal | FR | 2018-05-14 11:00 | 0.55816
Coal | FR | 2018-05-14 12:00 | 0.55816
Coal | FR | 2018-05-14 13:00 | 0.55816
Coal | FR | 2018-05-14 14:00 | 0.55816
Coal | FR | 2018-05-14 15:00 | 0.55816
Coal | FR | 2018-05-14 16:00 | 0.55816
Coal | FR | 2018-05-14 17:00 | 0.55816
Coal | FR | 2018-05-14 18:00 | 0.55816
Coal | FR | 2018-05-14 19:00 | 0.55816
Coal | FR | 2018-05-14 20:00 | 0.55816
Coal | FR | 2018-05-14 21:00 | 0.55816
Coal | FR | 2018-05-14 22:00 | 0.55816
Coal | FR | 2018-05-14 23:00 | 0.55816
Coal | FR | 2018-05-15 | 0.55816
Coal | FR | 2018-05-15 01:00 | 0.55816
Coal | FR | 2018-05-15 02:00 | 0.55816
Coal | FR | 2018-05-15 03:00 | 0.55816
Coal | FR | 2018-05-15 04:00 | 0.55816
Coal | FR | 2018-05-15 05:00 | 0.55816
Coal | FR | 2018-05-15 06:00 | 0.55816
Coal | FR | 2018-05-15 07:00 | 0.55816
Coal | FR | 2018-05-15 08:00 | 0.55816
Coal | FR | 2018-05-15 09:00 | 0.55816
Coal | FR | 2018-05-15 10:00 | 0.55816
Coal | FR | 2018-05-15 11:00 | 0.55816
Coal | FR | 2018-05-15 12:00 | 0.55816
Coal | FR | 2018-05-15 13:00 | 0.55816
Coal | FR | 2018-05-15 14:00 | 0.55816
Coal | FR | 2018-05-15 15:00 | 0.55816
Coal | FR | 2018-05-15 16:00 | 0.55816
Coal | FR | 2018-05-15 17:00 | 0.55816
Coal | FR | 2018-05-15 18:00 | 0.55816
Coal | FR | 2018-05-15 19:00 | 0.55816
Coal | FR | 2018-05-15 20:00 | 0.55816
Coal | FR | 2018-05-15 21:00 | 0.55816
Coal | FR | 2018-05-15 22:00 | 0.55816
Coal | FR | 2018-05-15 23:00 | 0.55816
Coal | FR | 2018-05-16 | 0.55816
Coal | FR | 2018-05-16 01:00 | 0.55816
Coal | FR | 2018-05-16 02:00 | 0.55816
Coal | FR | 2018-05-16 03:00 | 0.55816
Coal | FR | 2018-05-16 04:00 | 0.55816
Coal | FR | 2018-05-16 05:00 | 0.51788
Coal | FR | 2018-05-16 06:00 | 0.55816
Coal | FR | 2018-05-16 07:00 | 0.55816
Coal | FR | 2018-05-16 08:00 | 0.55816
Coal | FR | 2018-05-16 09:00 | 0.55816
Coal | FR | 2018-05-16 10:00 | 0.55816
Coal | FR | 2018-05-16 11:00 | 0.55816
Coal | FR | 2018-05-16 12:00 | 0.55816
Coal | FR | 2018-05-16 13:00 | 0.55816
Coal | FR | 2018-05-16 14:00 | 0.55816
Coal | FR | 2018-05-16 15:00 | 0.55816
Coal | FR | 2018-05-16 16:00 | 0.55816
Coal | FR | 2018-05-16 17:00 | 0.55816
Coal | FR | 2018-05-16 18:00 | 0.55816
Coal | FR | 2018-05-16 19:00 | 0.55816
Coal | FR | 2018-05-16 20:00 | 0.55816
Coal | FR | 2018-05-16 21:00 | 0.55816
Coal | FR | 2018-05-16 22:00 | 0.55816
Coal | FR | 2018-05-16 23:00 | 0.55816
Coal | FR | 2018-05-17 | 0.55816
Coal | FR | 2018-05-17 01:00 | 0.55816
Coal | FR | 2018-05-17 02:00 | 0.55816
Coal | FR | 2018-05-17 03:00 | 0.55816
Coal | FR | 2018-05-17 04:00 | 0.55816
Coal | FR | 2018-05-17 05:00 | 0.55816
Coal | FR | 2018-05-17 06:00 | 0.55816
Coal | FR | 2018-05-17 07:00 | 0.48263
Coal | FR | 2018-05-17 08:00 | 0.48263
Coal | FR | 2018-05-17 09:00 | 0.48263
Coal | FR | 2018-05-17 10:00 | 0.48263
Coal | FR | 2018-05-17 11:00 | 0.48263
Coal | FR | 2018-05-17 12:00 | 0.48263
Coal | FR | 2018-05-17 13:00 | 0.48263
Coal | FR | 2018-05-17 14:00 | 0.48263
Coal | FR | 2018-05-17 15:00 | 0.48263
Coal | FR | 2018-05-17 16:00 | 0.55816
Coal | FR | 2018-05-17 17:00 | 0.55816
Coal | FR | 2018-05-17 18:00 | 0.55816
Coal | FR | 2018-05-17 19:00 | 0.55816
Coal | FR | 2018-05-17 20:00 | 0.55816
Coal | FR | 2018-05-17 21:00 | 0.55816
Coal | FR | 2018-05-17 22:00 | 0.55816
Coal | FR | 2018-05-17 23:00 | 0.55816
Coal | FR | 2018-05-18 | 0.55816
Coal | FR | 2018-05-18 01:00 | 0.55816
Coal | FR | 2018-05-18 02:00 | 0.55816
Coal | FR | 2018-05-18 03:00 | 0.55816
Coal | FR | 2018-05-18 04:00 | 0.55816
Coal | FR | 2018-05-18 05:00 | 0.55816
Coal | FR | 2018-05-18 06:00 | 0.55816
Coal | FR | 2018-05-18 07:00 | 0.55816
Coal | FR | 2018-05-18 08:00 | 0.55816
Coal | FR | 2018-05-18 09:00 | 0.55816
Coal | FR | 2018-05-18 10:00 | 0.55816
Coal | FR | 2018-05-18 11:00 | 0.55816
Coal | FR | 2018-05-18 12:00 | 0.55816
Coal | FR | 2018-05-18 13:00 | 0.55816
Coal | FR | 2018-05-18 14:00 | 0.55816
Coal | FR | 2018-05-18 15:00 | 0.55816
Coal | FR | 2018-05-18 16:00 | 0.55816
Coal | FR | 2018-05-18 17:00 | 0.55816
Coal | FR | 2018-05-18 18:00 | 0.55816
Coal | FR | 2018-05-18 19:00 | 0.55816
Coal | FR | 2018-05-18 20:00 | 0.55816
Coal | FR | 2018-05-18 21:00 | 0.55816
Coal | FR | 2018-05-18 22:00 | 0.55816
Coal | FR | 2018-05-18 23:00 | 0.55816
Coal | FR | 2018-05-19 | 0.70418
Coal | FR | 2018-05-19 01:00 | 0.70418
Coal | FR | 2018-05-19 02:00 | 0.70418
Coal | FR | 2018-05-19 03:00 | 0.55816
Coal | FR | 2018-05-19 04:00 | 0.55816
Coal | FR | 2018-05-19 05:00 | 0.55816
Coal | FR | 2018-05-19 06:00 | 0.55816
Coal | FR | 2018-05-19 07:00 | 0.55816
Coal | FR | 2018-05-19 08:00 | 0.55816
Coal | FR | 2018-05-19 09:00 | 0.55816
Coal | FR | 2018-05-19 10:00 | 0.55816
Coal | FR | 2018-05-19 11:00 | 0.55816
Coal | FR | 2018-05-19 12:00 | 0.55816
Coal | FR | 2018-05-19 13:00 | 0.55816
Coal | FR | 2018-05-19 14:00 | 0.55816
Coal | FR | 2018-05-19 15:00 | 0.55816
Coal | FR | 2018-05-19 16:00 | 0.55816
Coal | FR | 2018-05-19 17:00 | 0.55816
Coal | FR | 2018-05-19 18:00 | 0.55816
Coal | FR | 2018-05-19 19:00 | 0.70418
Coal | FR | 2018-05-19 20:00 | 0.70418
Coal | FR | 2018-05-19 21:00 | 0.70418
Coal | FR | 2018-05-19 22:00 | 0.70418
Coal | FR | 2018-05-19 23:00 | 0.70418
Coal | FR | 2018-05-20 | 0.70418
Coal | FR | 2018-05-20 01:00 | 0.70418
Coal | FR | 2018-05-20 02:00 | 0.70418
Coal | FR | 2018-05-20 03:00 | 0.70418
Coal | FR | 2018-05-20 04:00 | 0.70418
Coal | FR | 2018-05-20 05:00 | 0.70418
Coal | FR | 2018-05-20 06:00 | 0.70418
Coal | FR | 2018-05-20 07:00 | 0.70418
Coal | FR | 2018-05-20 08:00 | 0.70418
Coal | FR | 2018-05-20 09:00 | 0.70418
Coal | FR | 2018-05-20 10:00 | 0.70418
Coal | FR | 2018-05-20 11:00 | 0.70418
Coal | FR | 2018-05-20 12:00 | 0.70418
Coal | FR | 2018-05-20 13:00 | 0.70418
Coal | FR | 2018-05-20 14:00 | 0.70418
Coal | FR | 2018-05-20 15:00 | 0.70418
Coal | FR | 2018-05-20 16:00 | 0.70418
Coal | FR | 2018-05-20 17:00 | 0.70418
Coal | FR | 2018-05-20 18:00 | 0.70418
Coal | FR | 2018-05-20 19:00 | 0.70418
Coal | FR | 2018-05-20 20:00 | 0.70418
Coal | FR | 2018-05-20 21:00 | 0.70418
Coal | FR | 2018-05-20 22:00 | 0.70418
Coal | FR | 2018-05-20 23:00 | 0.70418
Coal | FR | 2018-05-21 | 0.70418
Coal | FR | 2018-05-21 01:00 | 0.70418
Coal | FR | 2018-05-21 02:00 | 0.70418
Coal | FR | 2018-05-21 03:00 | 0.70418
Coal | FR | 2018-05-21 04:00 | 0.70418
Coal | FR | 2018-05-21 05:00 | 0.70418
Coal | FR | 2018-05-21 06:00 | 0.70418
Coal | FR | 2018-05-21 07:00 | 0.70418
Coal | FR | 2018-05-21 08:00 | 0.70418
Coal | FR | 2018-05-21 09:00 | 0.70418
Coal | FR | 2018-05-21 10:00 | 0.70418
Coal | FR | 2018-05-21 11:00 | 0.70418
Coal | FR | 2018-05-21 12:00 | 0.70418
Coal | FR | 2018-05-21 13:00 | 0.70418
Coal | FR | 2018-05-21 14:00 | 0.70418
Coal | FR | 2018-05-21 15:00 | 0.70418
Coal | FR | 2018-05-21 16:00 | 0.70418
Coal | FR | 2018-05-21 17:00 | 0.70418
Coal | FR | 2018-05-21 18:00 | 0.70418
Coal | FR | 2018-05-21 19:00 | 0.70418
Coal | FR | 2018-05-21 20:00 | 0.70418
Coal | FR | 2018-05-21 21:00 | 0.70418
Coal | FR | 2018-05-21 22:00 | 0.70418
Coal | FR | 2018-05-21 23:00 | 0.70418
Coal | FR | 2018-05-22 | 0.70418
Coal | FR | 2018-05-22 01:00 | 0.70418
Coal | FR | 2018-05-22 02:00 | 0.70418
Coal | FR | 2018-05-22 03:00 | 0.70418
Coal | FR | 2018-05-22 04:00 | 0.70418
Coal | FR | 2018-05-22 05:00 | 0.70418
Coal | FR | 2018-05-22 06:00 | 0.70418
Coal | FR | 2018-05-22 07:00 | 0.70418
Coal | FR | 2018-05-22 08:00 | 0.70418
Coal | FR | 2018-05-22 09:00 | 0.70418
Coal | FR | 2018-05-22 10:00 | 0.70418
Coal | FR | 2018-05-22 11:00 | 0.70418
Coal | FR | 2018-05-22 12:00 | 0.70418
Coal | FR | 2018-05-22 13:00 | 0.70418
Coal | FR | 2018-05-22 14:00 | 0.70418
Coal | FR | 2018-05-22 15:00 | 0.70418
Coal | FR | 2018-05-22 16:00 | 0.55438
Coal | FR | 2018-05-22 17:00 | 0.55438
Coal | FR | 2018-05-22 18:00 | 0.55438
Coal | FR | 2018-05-22 19:00 | 0.55438
Coal | FR | 2018-05-22 20:00 | 0.55438
Coal | FR | 2018-05-22 21:00 | 0.55438
Coal | FR | 2018-05-22 22:00 | 0.55438
Coal | FR | 2018-05-22 23:00 | 0.55438
Coal | FR | 2018-05-23 | 0.55438
Coal | FR | 2018-05-23 01:00 | 0.55438
Coal | FR | 2018-05-23 02:00 | 0.55438
Coal | FR | 2018-05-23 03:00 | 0.55438
Coal | FR | 2018-05-23 04:00 | 0.55438
Coal | FR | 2018-05-23 05:00 | 0.55438
Coal | FR | 2018-05-23 06:00 | 0.55438
Coal | FR | 2018-05-23 07:00 | 0.55438
Coal | FR | 2018-05-23 08:00 | 0.55438
Coal | FR | 2018-05-23 09:00 | 0.51208
Coal | FR | 2018-05-23 10:00 | 0.51208
Coal | FR | 2018-05-23 11:00 | 0.51208
Coal | FR | 2018-05-23 12:00 | 0.51208
Coal | FR | 2018-05-23 13:00 | 0.55438
Coal | FR | 2018-05-23 14:00 | 0.55438
Coal | FR | 2018-05-23 15:00 | 0.55438
Coal | FR | 2018-05-23 16:00 | 0.55438
Coal | FR | 2018-05-23 17:00 | 0.55438
Coal | FR | 2018-05-23 18:00 | 0.55438
Coal | FR | 2018-05-23 19:00 | 0.55438
Coal | FR | 2018-05-23 20:00 | 0.55438
Coal | FR | 2018-05-23 21:00 | 0.55438
Coal | FR | 2018-05-23 22:00 | 0.55438
Coal | FR | 2018-05-23 23:00 | 0.55438
Coal | FR | 2018-05-24 | 0.55438
Coal | FR | 2018-05-24 01:00 | 0.55438
Coal | FR | 2018-05-24 02:00 | 0.55438
Coal | FR | 2018-05-24 03:00 | 0.55438
Coal | FR | 2018-05-24 04:00 | 0.55438
Coal | FR | 2018-05-24 05:00 | 0.55438
Coal | FR | 2018-05-24 06:00 | 0.55438
Coal | FR | 2018-05-24 07:00 | 0.49396
Coal | FR | 2018-05-24 08:00 | 0.49396
Coal | FR | 2018-05-24 09:00 | 0.49396
Coal | FR | 2018-05-24 10:00 | 0.49396
Coal | FR | 2018-05-24 11:00 | 0.49396
Coal | FR | 2018-05-24 12:00 | 0.64376
Coal | FR | 2018-05-24 13:00 | 0.64376
Coal | FR | 2018-05-24 14:00 | 0.64376
Coal | FR | 2018-05-24 15:00 | 0.64376
Coal | FR | 2018-05-24 16:00 | 0.64376
Coal | FR | 2018-05-24 17:00 | 0.64376
Coal | FR | 2018-05-24 18:00 | 0.64376
Coal | FR | 2018-05-24 19:00 | 0.64376
Coal | FR | 2018-05-24 20:00 | 0.64376
Coal | FR | 2018-05-24 21:00 | 0.64376
Coal | FR | 2018-05-24 22:00 | 0.64376
Coal | FR | 2018-05-24 23:00 | 0.64376
Coal | FR | 2018-05-25 | 0.64376
Coal | FR | 2018-05-25 01:00 | 0.64376
Coal | FR | 2018-05-25 02:00 | 0.64376
Coal | FR | 2018-05-25 03:00 | 0.64376
Coal | FR | 2018-05-25 04:00 | 0.64376
Coal | FR | 2018-05-25 05:00 | 0.64376
Coal | FR | 2018-05-25 06:00 | 0.64376
Coal | FR | 2018-05-25 07:00 | 0.64376
Coal | FR | 2018-05-25 08:00 | 0.64376
Coal | FR | 2018-05-25 09:00 | 0.64376
Coal | FR | 2018-05-25 10:00 | 0.64376
Coal | FR | 2018-05-25 11:00 | 0.64376
Coal | FR | 2018-05-25 12:00 | 0.64376
Coal | FR | 2018-05-25 13:00 | 0.64376
Coal | FR | 2018-05-25 14:00 | 0.64376
Coal | FR | 2018-05-25 15:00 | 0.64376
Coal | FR | 2018-05-25 16:00 | 0.64376
Coal | FR | 2018-05-25 17:00 | 0.64376
Coal | FR | 2018-05-25 18:00 | 0.63872
Coal | FR | 2018-05-25 19:00 | 0.63872
Coal | FR | 2018-05-25 20:00 | 0.63872
Coal | FR | 2018-05-25 21:00 | 0.63872
Coal | FR | 2018-05-25 22:00 | 0.63872
Coal | FR | 2018-05-25 23:00 | 0.63872
Coal | FR | 2018-05-26 | 0.63872
Coal | FR | 2018-05-26 01:00 | 0.63872
Coal | FR | 2018-05-26 02:00 | 0.63872
Coal | FR | 2018-05-26 03:00 | 0.63872
Coal | FR | 2018-05-26 04:00 | 0.63872
Coal | FR | 2018-05-26 05:00 | 0.63872
Coal | FR | 2018-05-26 06:00 | 0.63872
Coal | FR | 2018-05-26 07:00 | 0.63872
Coal | FR | 2018-05-26 08:00 | 0.63872
Coal | FR | 2018-05-26 09:00 | 0.63872
Coal | FR | 2018-05-26 10:00 | 0.63872
Coal | FR | 2018-05-26 11:00 | 0.63872
Coal | FR | 2018-05-26 12:00 | 0.63872
Coal | FR | 2018-05-26 13:00 | 0.63872
Coal | FR | 2018-05-26 14:00 | 0.63872
Coal | FR | 2018-05-26 15:00 | 0.63872
Coal | FR | 2018-05-26 16:00 | 0.63872
Coal | FR | 2018-05-26 17:00 | 0.63872
Coal | FR | 2018-05-26 18:00 | 0.63872
Coal | FR | 2018-05-26 19:00 | 0.63872
Coal | FR | 2018-05-26 20:00 | 0.63872
Coal | FR | 2018-05-26 21:00 | 0.63872
Coal | FR | 2018-05-26 22:00 | 0.63872
Coal | FR | 2018-05-26 23:00 | 0.63872
Coal | FR | 2018-05-27 | 0.63872
Coal | FR | 2018-05-27 01:00 | 0.63872
Coal | FR | 2018-05-27 02:00 | 0.63872
Coal | FR | 2018-05-27 03:00 | 0.63872
Coal | FR | 2018-05-27 04:00 | 0.63872
Coal | FR | 2018-05-27 05:00 | 0.63872
Coal | FR | 2018-05-27 06:00 | 0.63872
Coal | FR | 2018-05-27 07:00 | 0.63872
Coal | FR | 2018-05-27 08:00 | 0.63872
Coal | FR | 2018-05-27 09:00 | 0.63872
Coal | FR | 2018-05-27 10:00 | 0.63872
Coal | FR | 2018-05-27 11:00 | 0.63872
Coal | FR | 2018-05-27 12:00 | 0.63872
Coal | FR | 2018-05-27 13:00 | 0.63872
Coal | FR | 2018-05-27 14:00 | 0.63872
Coal | FR | 2018-05-27 15:00 | 0.63872
Coal | FR | 2018-05-27 16:00 | 0.63872
Coal | FR | 2018-05-27 17:00 | 0.63872
Coal | FR | 2018-05-27 18:00 | 0.63872
Coal | FR | 2018-05-27 19:00 | 0.63872
Coal | FR | 2018-05-27 20:00 | 0.63872
Coal | FR | 2018-05-27 21:00 | 0.63872
Coal | FR | 2018-05-27 22:00 | 0.63872
Coal | FR | 2018-05-27 23:00 | 0.63872
Coal | FR | 2018-05-28 | 0.63872
Coal | FR | 2018-05-28 01:00 | 0.63872
Coal | FR | 2018-05-28 02:00 | 0.63872
Coal | FR | 2018-05-28 03:00 | 0.63872
Coal | FR | 2018-05-28 04:00 | 0.58459
Coal | FR | 2018-05-28 05:00 | 0.58459
Coal | FR | 2018-05-28 06:00 | 0.58459
Coal | FR | 2018-05-28 07:00 | 0.59466
Coal | FR | 2018-05-28 08:00 | 0.59466
Coal | FR | 2018-05-28 09:00 | 0.59466
Coal | FR | 2018-05-28 10:00 | 0.59746
Coal | FR | 2018-05-28 11:00 | 0.62226
Coal | FR | 2018-05-28 12:00 | 0.64879
Coal | FR | 2018-05-28 13:00 | 0.64879
Coal | FR | 2018-05-28 14:00 | 0.49899
Coal | FR | 2018-05-28 15:00 | 0.49899
Coal | FR | 2018-05-28 16:00 | 0.49899
Coal | FR | 2018-05-28 17:00 | 0.49899
Coal | FR | 2018-05-28 18:00 | 0.49899
Coal | FR | 2018-05-28 19:00 | 0.49899
Coal | FR | 2018-05-28 20:00 | 0.49899
Coal | FR | 2018-05-28 21:00 | 0.49899
Coal | FR | 2018-05-28 22:00 | 0.64879
Coal | FR | 2018-05-28 23:00 | 0.64879
Coal | FR | 2018-05-29 | 0.64879
Coal | FR | 2018-05-29 01:00 | 0.64879
Coal | FR | 2018-05-29 02:00 | 0.64879
Coal | FR | 2018-05-29 03:00 | 0.64879
Coal | FR | 2018-05-29 04:00 | 0.64879
Coal | FR | 2018-05-29 05:00 | 0.64879
Coal | FR | 2018-05-29 06:00 | 0.64879
Coal | FR | 2018-05-29 07:00 | 0.64879
Coal | FR | 2018-05-29 08:00 | 0.64879
Coal | FR | 2018-05-29 09:00 | 0.64879
Coal | FR | 2018-05-29 10:00 | 0.64879
Coal | FR | 2018-05-29 11:00 | 0.64879
Coal | FR | 2018-05-29 12:00 | 0.64879
Coal | FR | 2018-05-29 13:00 | 0.64879
Coal | FR | 2018-05-29 14:00 | 0.64879
Coal | FR | 2018-05-29 15:00 | 0.64879
Coal | FR | 2018-05-29 16:00 | 0.64879
Coal | FR | 2018-05-29 17:00 | 0.64879
Coal | FR | 2018-05-29 18:00 | 0.64879
Coal | FR | 2018-05-29 19:00 | 0.64879
Coal | FR | 2018-05-29 20:00 | 0.64879
Coal | FR | 2018-05-29 21:00 | 0.64879
Coal | FR | 2018-05-29 22:00 | 0.64879
Coal | FR | 2018-05-29 23:00 | 0.64879
Coal | FR | 2018-05-30 | 0.64879
Coal | FR | 2018-05-30 01:00 | 0.64879
Coal | FR | 2018-05-30 02:00 | 0.64879
Coal | FR | 2018-05-30 03:00 | 0.64879
Coal | FR | 2018-05-30 04:00 | 0.64879
Coal | FR | 2018-05-30 05:00 | 0.64879
Coal | FR | 2018-05-30 06:00 | 0.49899
Coal | FR | 2018-05-30 07:00 | 0.49899
Coal | FR | 2018-05-30 08:00 | 0.49899
Coal | FR | 2018-05-30 09:00 | 0.49899
Coal | FR | 2018-05-30 10:00 | 0.49899
Coal | FR | 2018-05-30 11:00 | 0.49899
Coal | FR | 2018-05-30 12:00 | 0.51417
Coal | FR | 2018-05-30 13:00 | 0.53693
Coal | FR | 2018-05-30 14:00 | 0.5894
Coal | FR | 2018-05-30 15:00 | 0.64879
Coal | FR | 2018-05-30 16:00 | 0.64879
Coal | FR | 2018-05-30 17:00 | 0.64879
Coal | FR | 2018-05-30 18:00 | 0.64879
Coal | FR | 2018-05-30 19:00 | 0.49899
Coal | FR | 2018-05-30 20:00 | 0.49899
Coal | FR | 2018-05-30 21:00 | 0.49899
Coal | FR | 2018-05-30 22:00 | 0.49899
Coal | FR | 2018-05-30 23:00 | 0.49899
Coal | FR | 2018-05-31 | 0.49899
Coal | FR | 2018-05-31 01:00 | 0.49899
Coal | FR | 2018-05-31 02:00 | 0.49899
Coal | FR | 2018-05-31 03:00 | 0.49899
Coal | FR | 2018-05-31 04:00 | 0.49899
Coal | FR | 2018-05-31 05:00 | 0.49899
Coal | FR | 2018-05-31 06:00 | 0.49899
Coal | FR | 2018-05-31 07:00 | 0.49899
Coal | FR | 2018-05-31 08:00 | 0.49899
Coal | FR | 2018-05-31 09:00 | 0.49899
Coal | FR | 2018-05-31 10:00 | 0.49899
Coal | FR | 2018-05-31 11:00 | 0.49899
Coal | FR | 2018-05-31 12:00 | 0.49899
Coal | FR | 2018-05-31 13:00 | 0.49899
Coal | FR | 2018-05-31 14:00 | 0.49899
Coal | FR | 2018-05-31 15:00 | 0.49899
Coal | FR | 2018-05-31 16:00 | 0.49899
Coal | FR | 2018-05-31 17:00 | 0.49899
Coal | FR | 2018-05-31 18:00 | 0.43353
Coal | FR | 2018-05-31 19:00 | 0.43353
Coal | FR | 2018-05-31 20:00 | 0.43353
Coal | FR | 2018-05-31 21:00 | 0.43353
Coal | FR | 2018-05-31 22:00 | 0.43353
Coal | FR | 2018-05-31 23:00 | 0.43353
Coal | FR | 2018-06-01 | 0.40836
Coal | FR | 2018-06-01 01:00 | 0.40836
Coal | FR | 2018-06-01 02:00 | 0.40836
Coal | FR | 2018-06-01 03:00 | 0.40836
Coal | FR | 2018-06-01 04:00 | 0.40836
Coal | FR | 2018-06-01 05:00 | 0.40836
Coal | FR | 2018-06-01 06:00 | 0.40836
Coal | FR | 2018-06-01 07:00 | 0.40836
Coal | FR | 2018-06-01 08:00 | 0.40836
Coal | FR | 2018-06-01 09:00 | 0.40836
Coal | FR | 2018-06-01 10:00 | 0.40836
Coal | FR | 2018-06-01 11:00 | 0.40836
Coal | FR | 2018-06-01 12:00 | 0.40836
Coal | FR | 2018-06-01 13:00 | 0.40836
Coal | FR | 2018-06-01 14:00 | 0.40836
Coal | FR | 2018-06-01 15:00 | 0.55816
Coal | FR | 2018-06-01 16:00 | 0.55816
Coal | FR | 2018-06-01 17:00 | 0.55816
Coal | FR | 2018-06-01 18:00 | 0.55816
Coal | FR | 2018-06-01 19:00 | 0.55816
Coal | FR | 2018-06-01 20:00 | 0.55816
Coal | FR | 2018-06-01 21:00 | 0.55816
Coal | FR | 2018-06-01 22:00 | 0.55816
Coal | FR | 2018-06-01 23:00 | 0.55816
Coal | FR | 2018-06-02 | 0.55816
Coal | FR | 2018-06-02 01:00 | 0.55816
Coal | FR | 2018-06-02 02:00 | 0.55816
Coal | FR | 2018-06-02 03:00 | 0.55816
Coal | FR | 2018-06-02 04:00 | 0.55816
Coal | FR | 2018-06-02 05:00 | 0.55816
Coal | FR | 2018-06-02 06:00 | 0.55816
Coal | FR | 2018-06-02 07:00 | 0.55816
Coal | FR | 2018-06-02 08:00 | 0.55816
Coal | FR | 2018-06-02 09:00 | 0.55816
Coal | FR | 2018-06-02 10:00 | 0.55816
Coal | FR | 2018-06-02 11:00 | 0.55816
Coal | FR | 2018-06-02 12:00 | 0.55816
Coal | FR | 2018-06-02 13:00 | 0.55816
Coal | FR | 2018-06-02 14:00 | 0.55816
Coal | FR | 2018-06-02 15:00 | 0.55816
Coal | FR | 2018-06-02 16:00 | 0.55816
Coal | FR | 2018-06-02 17:00 | 0.55816
Coal | FR | 2018-06-02 18:00 | 0.55816
Coal | FR | 2018-06-02 19:00 | 0.55816
Coal | FR | 2018-06-02 20:00 | 0.55816
Coal | FR | 2018-06-02 21:00 | 0.55816
Coal | FR | 2018-06-02 22:00 | 0.55816
Coal | FR | 2018-06-02 23:00 | 0.55816
Coal | FR | 2018-06-03 | 0.55816
Coal | FR | 2018-06-03 01:00 | 0.55816
Coal | FR | 2018-06-03 02:00 | 0.55816
Coal | FR | 2018-06-03 03:00 | 0.55816
Coal | FR | 2018-06-03 04:00 | 0.55816
Coal | FR | 2018-06-03 05:00 | 0.55816
Coal | FR | 2018-06-03 06:00 | 0.55816
Coal | FR | 2018-06-03 07:00 | 0.55816
Coal | FR | 2018-06-03 08:00 | 0.55816
Coal | FR | 2018-06-03 09:00 | 0.55816
Coal | FR | 2018-06-03 10:00 | 0.55816
Coal | FR | 2018-06-03 11:00 | 0.55816
Coal | FR | 2018-06-03 12:00 | 0.55816
Coal | FR | 2018-06-03 13:00 | 0.55816
Coal | FR | 2018-06-03 14:00 | 0.55816
Coal | FR | 2018-06-03 15:00 | 0.55816
Coal | FR | 2018-06-03 16:00 | 0.55816
Coal | FR | 2018-06-03 17:00 | 0.55816
Coal | FR | 2018-06-03 18:00 | 0.55816
Coal | FR | 2018-06-03 19:00 | 0.55816
Coal | FR | 2018-06-03 20:00 | 0.55816
Coal | FR | 2018-06-03 21:00 | 0.55816
Coal | FR | 2018-06-03 22:00 | 0.55816
Coal | FR | 2018-06-03 23:00 | 0.55816
Coal | FR | 2018-06-04 | 0.55816
Coal | FR | 2018-06-04 01:00 | 0.55816
Coal | FR | 2018-06-04 02:00 | 0.55816
Coal | FR | 2018-06-04 03:00 | 0.55816
Coal | FR | 2018-06-04 04:00 | 0.55816
Coal | FR | 2018-06-04 05:00 | 0.55816
Coal | FR | 2018-06-04 06:00 | 0.55816
Coal | FR | 2018-06-04 07:00 | 0.55816
Coal | FR | 2018-06-04 08:00 | 0.55816
Coal | FR | 2018-06-04 09:00 | 0.55816
Coal | FR | 2018-06-04 10:00 | 0.55816
Coal | FR | 2018-06-04 11:00 | 0.55816
Coal | FR | 2018-06-04 12:00 | 0.55816
Coal | FR | 2018-06-04 13:00 | 0.55816
Coal | FR | 2018-06-04 14:00 | 0.55816
Coal | FR | 2018-06-04 15:00 | 0.55816
Coal | FR | 2018-06-04 16:00 | 0.55816
Coal | FR | 2018-06-04 17:00 | 0.55816
Coal | FR | 2018-06-04 18:00 | 0.55816
Coal | FR | 2018-06-04 19:00 | 0.55816
Coal | FR | 2018-06-04 20:00 | 0.55816
Coal | FR | 2018-06-04 21:00 | 0.55816
Coal | FR | 2018-06-04 22:00 | 0.55816
Coal | FR | 2018-06-04 23:00 | 0.55816
Coal | FR | 2018-06-05 | 0.70418
Coal | FR | 2018-06-05 01:00 | 0.70418
Coal | FR | 2018-06-05 02:00 | 0.70418
Coal | FR | 2018-06-05 03:00 | 0.70418
Coal | FR | 2018-06-05 04:00 | 0.70418
Coal | FR | 2018-06-05 05:00 | 0.70418
Coal | FR | 2018-06-05 06:00 | 0.70418
Coal | FR | 2018-06-05 07:00 | 0.70418
Coal | FR | 2018-06-05 08:00 | 0.70418
Coal | FR | 2018-06-05 09:00 | 0.70418
Coal | FR | 2018-06-05 10:00 | 0.70418
Coal | FR | 2018-06-05 11:00 | 0.679
Coal | FR | 2018-06-05 12:00 | 0.679
Coal | FR | 2018-06-05 13:00 | 0.679
Coal | FR | 2018-06-05 14:00 | 0.679
Coal | FR | 2018-06-05 15:00 | 0.679
Coal | FR | 2018-06-05 16:00 | 0.679
Coal | FR | 2018-06-05 17:00 | 0.679
Coal | FR | 2018-06-05 18:00 | 0.70418
Coal | FR | 2018-06-05 19:00 | 0.70418
Coal | FR | 2018-06-05 20:00 | 0.70418
Coal | FR | 2018-06-05 21:00 | 0.70418
Coal | FR | 2018-06-05 22:00 | 0.70418
Coal | FR | 2018-06-05 23:00 | 0.70418
Coal | FR | 2018-06-06 | 0.70418
Coal | FR | 2018-06-06 01:00 | 0.70418
Coal | FR | 2018-06-06 02:00 | 0.70418
Coal | FR | 2018-06-06 03:00 | 0.70418
Coal | FR | 2018-06-06 04:00 | 0.70418
Coal | FR | 2018-06-06 05:00 | 0.70418
Coal | FR | 2018-06-06 06:00 | 0.70418
Coal | FR | 2018-06-06 07:00 | 0.70418
Coal | FR | 2018-06-06 08:00 | 0.70418
Coal | FR | 2018-06-06 09:00 | 0.70418
Coal | FR | 2018-06-06 10:00 | 0.70418
Coal | FR | 2018-06-06 11:00 | 0.70418
Coal | FR | 2018-06-06 12:00 | 0.70418
Coal | FR | 2018-06-06 13:00 | 0.70418
Coal | FR | 2018-06-06 14:00 | 0.70418
Coal | FR | 2018-06-06 15:00 | 0.70418
Coal | FR | 2018-06-06 16:00 | 0.70418
Coal | FR | 2018-06-06 17:00 | 0.70418
Coal | FR | 2018-06-06 18:00 | 0.70418
Coal | FR | 2018-06-06 19:00 | 0.70418
Coal | FR | 2018-06-06 20:00 | 0.70418
Coal | FR | 2018-06-06 21:00 | 0.70418
Coal | FR | 2018-06-06 22:00 | 0.70418
Coal | FR | 2018-06-06 23:00 | 0.70418
Coal | FR | 2018-06-07 | 0.70418
Coal | FR | 2018-06-07 01:00 | 0.70418
Coal | FR | 2018-06-07 02:00 | 0.70418
Coal | FR | 2018-06-07 03:00 | 0.70418
Coal | FR | 2018-06-07 04:00 | 0.70418
Coal | FR | 2018-06-07 05:00 | 0.70418
Coal | FR | 2018-06-07 06:00 | 0.70418
Coal | FR | 2018-06-07 07:00 | 0.70418
Coal | FR | 2018-06-07 08:00 | 0.70418
Coal | FR | 2018-06-07 09:00 | 0.70418
Coal | FR | 2018-06-07 10:00 | 0.70418
Coal | FR | 2018-06-07 11:00 | 0.70418
Coal | FR | 2018-06-07 12:00 | 0.70418
Coal | FR | 2018-06-07 13:00 | 0.70418
Coal | FR | 2018-06-07 14:00 | 0.70418
Coal | FR | 2018-06-07 15:00 | 0.70418
Coal | FR | 2018-06-07 16:00 | 0.70418
Coal | FR | 2018-06-07 17:00 | 0.70418
Coal | FR | 2018-06-07 18:00 | 0.70418
Coal | FR | 2018-06-07 19:00 | 0.70418
Coal | FR | 2018-06-07 20:00 | 0.70418
Coal | FR | 2018-06-07 21:00 | 0.70418
Coal | FR | 2018-06-07 22:00 | 0.70418
Coal | FR | 2018-06-07 23:00 | 0.70418
Coal | FR | 2018-06-08 | 0.70418
Coal | FR | 2018-06-08 01:00 | 0.70418
Coal | FR | 2018-06-08 02:00 | 0.70418
Coal | FR | 2018-06-08 03:00 | 0.70418
Coal | FR | 2018-06-08 04:00 | 0.70418
Coal | FR | 2018-06-08 05:00 | 0.70418
Coal | FR | 2018-06-08 06:00 | 0.70418
Coal | FR | 2018-06-08 07:00 | 0.70418
Coal | FR | 2018-06-08 08:00 | 0.70418
Coal | FR | 2018-06-08 09:00 | 0.70418
Coal | FR | 2018-06-08 10:00 | 0.70418
Coal | FR | 2018-06-08 11:00 | 0.70418
Coal | FR | 2018-06-08 12:00 | 0.70418
Coal | FR | 2018-06-08 13:00 | 0.70418
Coal | FR | 2018-06-08 14:00 | 0.70418
Coal | FR | 2018-06-08 15:00 | 0.70418
Coal | FR | 2018-06-08 16:00 | 0.70418
Coal | FR | 2018-06-08 17:00 | 0.70418
Coal | FR | 2018-06-08 18:00 | 0.70418
Coal | FR | 2018-06-08 19:00 | 0.70418
Coal | FR | 2018-06-08 20:00 | 0.70418
Coal | FR | 2018-06-08 21:00 | 0.70418
Coal | FR | 2018-06-08 22:00 | 0.70418
Coal | FR | 2018-06-08 23:00 | 0.70418
Coal | FR | 2018-06-09 | 0.70418
Coal | FR | 2018-06-09 01:00 | 0.70418
Coal | FR | 2018-06-09 02:00 | 0.70418
Coal | FR | 2018-06-09 03:00 | 0.63369
Coal | FR | 2018-06-09 04:00 | 0.63369
Coal | FR | 2018-06-09 05:00 | 0.63369
Coal | FR | 2018-06-09 06:00 | 0.63369
Coal | FR | 2018-06-09 07:00 | 0.70418
Coal | FR | 2018-06-09 08:00 | 0.70418
Coal | FR | 2018-06-09 09:00 | 0.70418
Coal | FR | 2018-06-09 10:00 | 0.70418
Coal | FR | 2018-06-09 11:00 | 0.70418
Coal | FR | 2018-06-09 12:00 | 0.70418
Coal | FR | 2018-06-09 13:00 | 0.70418
Coal | FR | 2018-06-09 14:00 | 0.70418
Coal | FR | 2018-06-09 15:00 | 0.70418
Coal | FR | 2018-06-09 16:00 | 0.70418
Coal | FR | 2018-06-09 17:00 | 0.70418
Coal | FR | 2018-06-09 18:00 | 0.70418
Coal | FR | 2018-06-09 19:00 | 0.70418
Coal | FR | 2018-06-09 20:00 | 0.70418
Coal | FR | 2018-06-09 21:00 | 0.70418
Coal | FR | 2018-06-09 22:00 | 0.70418
Coal | FR | 2018-06-09 23:00 | 0.70418
Coal | FR | 2018-06-10 | 0.70418
Coal | FR | 2018-06-10 01:00 | 0.70418
Coal | FR | 2018-06-10 02:00 | 0.70418
Coal | FR | 2018-06-10 03:00 | 0.70418
Coal | FR | 2018-06-10 04:00 | 0.70418
Coal | FR | 2018-06-10 05:00 | 0.70418
Coal | FR | 2018-06-10 06:00 | 0.70418
Coal | FR | 2018-06-10 07:00 | 0.70418
Coal | FR | 2018-06-10 08:00 | 0.70418
Coal | FR | 2018-06-10 09:00 | 0.70418
Coal | FR | 2018-06-10 10:00 | 0.70418
Coal | FR | 2018-06-10 11:00 | 0.70418
Coal | FR | 2018-06-10 12:00 | 0.70418
Coal | FR | 2018-06-10 13:00 | 0.70418
Coal | FR | 2018-06-10 14:00 | 0.70418
Coal | FR | 2018-06-10 15:00 | 0.70418
Coal | FR | 2018-06-10 16:00 | 0.70418
Coal | FR | 2018-06-10 17:00 | 0.70418
Coal | FR | 2018-06-10 18:00 | 0.70418
Coal | FR | 2018-06-10 19:00 | 0.70418
Coal | FR | 2018-06-10 20:00 | 0.70418
Coal | FR | 2018-06-10 21:00 | 0.70418
Coal | FR | 2018-06-10 22:00 | 0.70418
Coal | FR | 2018-06-10 23:00 | 0.70418
Coal | FR | 2018-06-11 | 0.70418
Coal | FR | 2018-06-11 01:00 | 0.70418
Coal | FR | 2018-06-11 02:00 | 0.70418
Coal | FR | 2018-06-11 03:00 | 0.70418
Coal | FR | 2018-06-11 04:00 | 0.70418
Coal | FR | 2018-06-11 05:00 | 0.70418
Coal | FR | 2018-06-11 06:00 | 0.70418
Coal | FR | 2018-06-11 07:00 | 0.70418
Coal | FR | 2018-06-11 08:00 | 0.70418
Coal | FR | 2018-06-11 09:00 | 0.70418
Coal | FR | 2018-06-11 10:00 | 0.70418
Coal | FR | 2018-06-11 11:00 | 0.70418
Coal | FR | 2018-06-11 12:00 | 0.70418
Coal | FR | 2018-06-11 13:00 | 0.70418
Coal | FR | 2018-06-11 14:00 | 0.70418
Coal | FR | 2018-06-11 15:00 | 0.70418
Coal | FR | 2018-06-11 16:00 | 0.70418
Coal | FR | 2018-06-11 17:00 | 0.70418
Coal | FR | 2018-06-11 18:00 | 0.70418
Coal | FR | 2018-06-11 19:00 | 0.70418
Coal | FR | 2018-06-11 20:00 | 0.70418
Coal | FR | 2018-06-11 21:00 | 0.70418
Coal | FR | 2018-06-11 22:00 | 0.70418
Coal | FR | 2018-06-11 23:00 | 0.70418
Coal | FR | 2018-06-12 | 0.70418
Coal | FR | 2018-06-12 01:00 | 0.70418
Coal | FR | 2018-06-12 02:00 | 0.70418
Coal | FR | 2018-06-12 03:00 | 0.70418
Coal | FR | 2018-06-12 04:00 | 0.70418
Coal | FR | 2018-06-12 05:00 | 0.70418
Coal | FR | 2018-06-12 06:00 | 0.70418
Coal | FR | 2018-06-12 07:00 | 0.70418
Coal | FR | 2018-06-12 08:00 | 0.55438
Coal | FR | 2018-06-12 09:00 | 0.55438
Coal | FR | 2018-06-12 10:00 | 0.55438
Coal | FR | 2018-06-12 11:00 | 0.55438
Coal | FR | 2018-06-12 12:00 | 0.55438
Coal | FR | 2018-06-12 13:00 | 0.70418
Coal | FR | 2018-06-12 14:00 | 0.55438
Coal | FR | 2018-06-12 15:00 | 0.55438
Coal | FR | 2018-06-12 16:00 | 0.55438
Coal | FR | 2018-06-12 17:00 | 0.55438
Coal | FR | 2018-06-12 18:00 | 0.55438
Coal | FR | 2018-06-12 19:00 | 0.55438
Coal | FR | 2018-06-12 20:00 | 0.55438
Coal | FR | 2018-06-12 21:00 | 0.58474
Coal | FR | 2018-06-12 22:00 | 0.70418
Coal | FR | 2018-06-12 23:00 | 0.70418
Coal | FR | 2018-06-13 | 0.70418
Coal | FR | 2018-06-13 01:00 | 0.70418
Coal | FR | 2018-06-13 02:00 | 0.70418
Coal | FR | 2018-06-13 03:00 | 0.70418
Coal | FR | 2018-06-13 04:00 | 0.70418
Coal | FR | 2018-06-13 05:00 | 0.70418
Coal | FR | 2018-06-13 06:00 | 0.70418
Coal | FR | 2018-06-13 07:00 | 0.70418
Coal | FR | 2018-06-13 08:00 | 0.70418
Coal | FR | 2018-06-13 09:00 | 0.70418
Coal | FR | 2018-06-13 10:00 | 0.70418
Coal | FR | 2018-06-13 11:00 | 0.70418
Coal | FR | 2018-06-13 12:00 | 0.62865
Coal | FR | 2018-06-13 13:00 | 0.62865
Coal | FR | 2018-06-13 14:00 | 0.62865
Coal | FR | 2018-06-13 15:00 | 0.62865
Coal | FR | 2018-06-13 16:00 | 0.62865
Coal | FR | 2018-06-13 17:00 | 0.70418
Coal | FR | 2018-06-13 18:00 | 0.70418
Coal | FR | 2018-06-13 19:00 | 0.70418
Coal | FR | 2018-06-13 20:00 | 0.70418
Coal | FR | 2018-06-13 21:00 | 0.70418
Coal | FR | 2018-06-13 22:00 | 0.70418
Coal | FR | 2018-06-13 23:00 | 0.70418
Coal | FR | 2018-06-14 | 0.70418
Coal | FR | 2018-06-14 01:00 | 0.70418
Coal | FR | 2018-06-14 02:00 | 0.70418
Coal | FR | 2018-06-14 03:00 | 0.70418
Coal | FR | 2018-06-14 04:00 | 0.70418
Coal | FR | 2018-06-14 05:00 | 0.70418
Coal | FR | 2018-06-14 06:00 | 0.70418
Coal | FR | 2018-06-14 07:00 | 0.70418
Coal | FR | 2018-06-14 08:00 | 0.70418
Coal | FR | 2018-06-14 09:00 | 0.70418
Coal | FR | 2018-06-14 10:00 | 0.70418
Coal | FR | 2018-06-14 11:00 | 0.70418
Coal | FR | 2018-06-14 12:00 | 0.70418
Coal | FR | 2018-06-14 13:00 | 0.70418
Coal | FR | 2018-06-14 14:00 | 0.70418
Coal | FR | 2018-06-14 15:00 | 0.70418
Coal | FR | 2018-06-14 16:00 | 0.70418
Coal | FR | 2018-06-14 17:00 | 0.70418
Coal | FR | 2018-06-14 18:00 | 0.70418
Coal | FR | 2018-06-14 19:00 | 0.70418
Coal | FR | 2018-06-14 20:00 | 0.70418
Coal | FR | 2018-06-14 21:00 | 0.70418
Coal | FR | 2018-06-14 22:00 | 0.70418
Coal | FR | 2018-06-14 23:00 | 0.70418
Coal | FR | 2018-06-15 | 0.70418
Coal | FR | 2018-06-15 01:00 | 0.70418
Coal | FR | 2018-06-15 02:00 | 0.70418
Coal | FR | 2018-06-15 03:00 | 0.70418
Coal | FR | 2018-06-15 04:00 | 0.70418
Coal | FR | 2018-06-15 05:00 | 0.70418
Coal | FR | 2018-06-15 06:00 | 0.70418
Coal | FR | 2018-06-15 07:00 | 0.70418
Coal | FR | 2018-06-15 08:00 | 0.70418
Coal | FR | 2018-06-15 09:00 | 0.70418
Coal | FR | 2018-06-15 10:00 | 0.70418
Coal | FR | 2018-06-15 11:00 | 0.70418
Coal | FR | 2018-06-15 12:00 | 0.70418
Coal | FR | 2018-06-15 13:00 | 0.70418
Coal | FR | 2018-06-15 14:00 | 0.70418
Coal | FR | 2018-06-15 15:00 | 0.70418
Coal | FR | 2018-06-15 16:00 | 0.70418
Coal | FR | 2018-06-15 17:00 | 0.70418
Coal | FR | 2018-06-15 18:00 | 0.70418
Coal | FR | 2018-06-15 19:00 | 0.70418
Coal | FR | 2018-06-15 20:00 | 0.70418
Coal | FR | 2018-06-15 21:00 | 0.70418
Coal | FR | 2018-06-15 22:00 | 0.70418
Coal | FR | 2018-06-15 23:00 | 0.70418
Coal | FR | 2018-06-16 | 0.70418
Coal | FR | 2018-06-16 01:00 | 0.70418
Coal | FR | 2018-06-16 02:00 | 0.70418
Coal | FR | 2018-06-16 03:00 | 0.70418
Coal | FR | 2018-06-16 04:00 | 0.70418
Coal | FR | 2018-06-16 05:00 | 0.70418
Coal | FR | 2018-06-16 06:00 | 0.70418
Coal | FR | 2018-06-16 07:00 | 0.70418
Coal | FR | 2018-06-16 08:00 | 0.70418
Coal | FR | 2018-06-16 09:00 | 0.8502
Coal | FR | 2018-06-16 10:00 | 0.8502
Coal | FR | 2018-06-16 11:00 | 0.8502
Coal | FR | 2018-06-16 12:00 | 0.8502
Coal | FR | 2018-06-16 13:00 | 0.8502
Coal | FR | 2018-06-16 14:00 | 0.8502
Coal | FR | 2018-06-16 15:00 | 0.8502
Coal | FR | 2018-06-16 16:00 | 0.8502
Coal | FR | 2018-06-16 17:00 | 0.8502
Coal | FR | 2018-06-16 18:00 | 0.8502
Coal | FR | 2018-06-16 19:00 | 0.8502
Coal | FR | 2018-06-16 20:00 | 0.8502
Coal | FR | 2018-06-16 21:00 | 0.8502
Coal | FR | 2018-06-16 22:00 | 0.8502
Coal | FR | 2018-06-16 23:00 | 0.8502
Coal | FR | 2018-06-17 | 0.8502
Coal | FR | 2018-06-17 01:00 | 0.8502
Coal | FR | 2018-06-17 02:00 | 0.8502
Coal | FR | 2018-06-17 03:00 | 0.8502
Coal | FR | 2018-06-17 04:00 | 0.8502
Coal | FR | 2018-06-17 05:00 | 0.8502
Coal | FR | 2018-06-17 06:00 | 0.8502
Coal | FR | 2018-06-17 07:00 | 0.8502
Coal | FR | 2018-06-17 08:00 | 0.8502
Coal | FR | 2018-06-17 09:00 | 0.8502
Coal | FR | 2018-06-17 10:00 | 0.8502
Coal | FR | 2018-06-17 11:00 | 0.8502
Coal | FR | 2018-06-17 12:00 | 0.8502
Coal | FR | 2018-06-17 13:00 | 0.8502
Coal | FR | 2018-06-17 14:00 | 0.8502
Coal | FR | 2018-06-17 15:00 | 0.8502
Coal | FR | 2018-06-17 16:00 | 0.8502
Coal | FR | 2018-06-17 17:00 | 0.8502
Coal | FR | 2018-06-17 18:00 | 0.8502
Coal | FR | 2018-06-17 19:00 | 0.8502
Coal | FR | 2018-06-17 20:00 | 0.8502
Coal | FR | 2018-06-17 21:00 | 0.8502
Coal | FR | 2018-06-17 22:00 | 0.8502
Coal | FR | 2018-06-17 23:00 | 0.8502
Coal | FR | 2018-06-18 | 0.8502
Coal | FR | 2018-06-18 01:00 | 0.8502
Coal | FR | 2018-06-18 02:00 | 0.8502
Coal | FR | 2018-06-18 03:00 | 0.8502
Coal | FR | 2018-06-18 04:00 | 0.8502
Coal | FR | 2018-06-18 05:00 | 0.8502
Coal | FR | 2018-06-18 06:00 | 0.8502
Coal | FR | 2018-06-18 07:00 | 0.8502
Coal | FR | 2018-06-18 08:00 | 0.8502
Coal | FR | 2018-06-18 09:00 | 0.8502
Coal | FR | 2018-06-18 10:00 | 0.8502
Coal | FR | 2018-06-18 11:00 | 0.8502
Coal | FR | 2018-06-18 12:00 | 0.8502
Coal | FR | 2018-06-18 13:00 | 0.8502
Coal | FR | 2018-06-18 14:00 | 0.8502
Coal | FR | 2018-06-18 15:00 | 0.8502
Coal | FR | 2018-06-18 16:00 | 0.8502
Coal | FR | 2018-06-18 17:00 | 0.8502
Coal | FR | 2018-06-18 18:00 | 0.8502
Coal | FR | 2018-06-18 19:00 | 0.8502
Coal | FR | 2018-06-18 20:00 | 0.8502
Coal | FR | 2018-06-18 21:00 | 0.8502
Coal | FR | 2018-06-18 22:00 | 0.8502
Coal | FR | 2018-06-18 23:00 | 0.8502
Coal | FR | 2018-06-19 | 0.8502
Coal | FR | 2018-06-19 01:00 | 0.8502
Coal | FR | 2018-06-19 02:00 | 0.8502
Coal | FR | 2018-06-19 03:00 | 0.8502
Coal | FR | 2018-06-19 04:00 | 0.8502
Coal | FR | 2018-06-19 05:00 | 0.8502
Coal | FR | 2018-06-19 06:00 | 0.8502
Coal | FR | 2018-06-19 07:00 | 0.8502
Coal | FR | 2018-06-19 08:00 | 0.8502
Coal | FR | 2018-06-19 09:00 | 0.8502
Coal | FR | 2018-06-19 10:00 | 0.8502
Coal | FR | 2018-06-19 11:00 | 0.8502
Coal | FR | 2018-06-19 12:00 | 0.8502
Coal | FR | 2018-06-19 13:00 | 0.8502
Coal | FR | 2018-06-19 14:00 | 0.8502
Coal | FR | 2018-06-19 15:00 | 0.8502
Coal | FR | 2018-06-19 16:00 | 0.8502
Coal | FR | 2018-06-19 17:00 | 0.8502
Coal | FR | 2018-06-19 18:00 | 0.8502
Coal | FR | 2018-06-19 19:00 | 0.8502
Coal | FR | 2018-06-19 20:00 | 0.8502
Coal | FR | 2018-06-19 21:00 | 0.8502
Coal | FR | 2018-06-19 22:00 | 0.8502
Coal | FR | 2018-06-19 23:00 | 0.8502
Coal | FR | 2018-06-20 | 0.8502
Coal | FR | 2018-06-20 01:00 | 0.8502
Coal | FR | 2018-06-20 02:00 | 0.8502
Coal | FR | 2018-06-20 03:00 | 0.8502
Coal | FR | 2018-06-20 04:00 | 0.8502
Coal | FR | 2018-06-20 05:00 | 0.8502
Coal | FR | 2018-06-20 06:00 | 0.8502
Coal | FR | 2018-06-20 07:00 | 0.8502
Coal | FR | 2018-06-20 08:00 | 0.8502
Coal | FR | 2018-06-20 09:00 | 0.8502
Coal | FR | 2018-06-20 10:00 | 0.8502
Coal | FR | 2018-06-20 11:00 | 0.8502
Coal | FR | 2018-06-20 12:00 | 0.8502
Coal | FR | 2018-06-20 13:00 | 0.8502
Coal | FR | 2018-06-20 14:00 | 0.8502
Coal | FR | 2018-06-20 15:00 | 0.8502
Coal | FR | 2018-06-20 16:00 | 0.8502
Coal | FR | 2018-06-20 17:00 | 0.8502
Coal | FR | 2018-06-20 18:00 | 0.8502
Coal | FR | 2018-06-20 19:00 | 0.8502
Coal | FR | 2018-06-20 20:00 | 0.8502
Coal | FR | 2018-06-20 21:00 | 0.8502
Coal | FR | 2018-06-20 22:00 | 0.8502
Coal | FR | 2018-06-20 23:00 | 0.8502
Coal | FR | 2018-06-21 | 0.8502
Coal | FR | 2018-06-21 01:00 | 0.8502
Coal | FR | 2018-06-21 02:00 | 0.8502
Coal | FR | 2018-06-21 03:00 | 0.8502
Coal | FR | 2018-06-21 04:00 | 0.8502
Coal | FR | 2018-06-21 05:00 | 0.8502
Coal | FR | 2018-06-21 06:00 | 0.8502
Coal | FR | 2018-06-21 07:00 | 0.8502
Coal | FR | 2018-06-21 08:00 | 0.8502
Coal | FR | 2018-06-21 09:00 | 0.8502
Coal | FR | 2018-06-21 10:00 | 0.8502
Coal | FR | 2018-06-21 11:00 | 0.8502
Coal | FR | 2018-06-21 12:00 | 0.8502
Coal | FR | 2018-06-21 13:00 | 0.8502
Coal | FR | 2018-06-21 14:00 | 0.8502
Coal | FR | 2018-06-21 15:00 | 0.8502
Coal | FR | 2018-06-21 16:00 | 0.8502
Coal | FR | 2018-06-21 17:00 | 0.8502
Coal | FR | 2018-06-21 18:00 | 0.8502
Coal | FR | 2018-06-21 19:00 | 0.8502
Coal | FR | 2018-06-21 20:00 | 0.8502
Coal | FR | 2018-06-21 21:00 | 0.8502
Coal | FR | 2018-06-21 22:00 | 0.8502
Coal | FR | 2018-06-21 23:00 | 0.8502
Coal | FR | 2018-06-22 | 0.8502
Coal | FR | 2018-06-22 01:00 | 0.8502
Coal | FR | 2018-06-22 02:00 | 0.8502
Coal | FR | 2018-06-22 03:00 | 0.8502
Coal | FR | 2018-06-22 04:00 | 0.8502
Coal | FR | 2018-06-22 05:00 | 0.8502
Coal | FR | 2018-06-22 06:00 | 0.8502
Coal | FR | 2018-06-22 07:00 | 0.8502
Coal | FR | 2018-06-22 08:00 | 0.8502
Coal | FR | 2018-06-22 09:00 | 0.70418
Coal | FR | 2018-06-22 10:00 | 0.70418
Coal | FR | 2018-06-22 11:00 | 0.70418
Coal | FR | 2018-06-22 12:00 | 0.70418
Coal | FR | 2018-06-22 13:00 | 0.70418
Coal | FR | 2018-06-22 14:00 | 0.70418
Coal | FR | 2018-06-22 15:00 | 0.70418
Coal | FR | 2018-06-22 16:00 | 0.70418
Coal | FR | 2018-06-22 17:00 | 0.70418
Coal | FR | 2018-06-22 18:00 | 0.70418
Coal | FR | 2018-06-22 19:00 | 0.70418
Coal | FR | 2018-06-22 20:00 | 0.70418
Coal | FR | 2018-06-22 21:00 | 0.70418
Coal | FR | 2018-06-22 22:00 | 0.70418
Coal | FR | 2018-06-22 23:00 | 0.70418
Coal | FR | 2018-06-23 | 0.70418
Coal | FR | 2018-06-23 01:00 | 0.70418
Coal | FR | 2018-06-23 02:00 | 0.70418
Coal | FR | 2018-06-23 03:00 | 0.70418
Coal | FR | 2018-06-23 04:00 | 0.70418
Coal | FR | 2018-06-23 05:00 | 0.70418
Coal | FR | 2018-06-23 06:00 | 0.70418
Coal | FR | 2018-06-23 07:00 | 0.70418
Coal | FR | 2018-06-23 08:00 | 0.55816
Coal | FR | 2018-06-23 09:00 | 0.55816
Coal | FR | 2018-06-23 10:00 | 0.55816
Coal | FR | 2018-06-23 11:00 | 0.70418
Coal | FR | 2018-06-23 12:00 | 0.70418
Coal | FR | 2018-06-23 13:00 | 0.70418
Coal | FR | 2018-06-23 14:00 | 0.70418
Coal | FR | 2018-06-23 15:00 | 0.70418
Coal | FR | 2018-06-23 16:00 | 0.70418
Coal | FR | 2018-06-23 17:00 | 0.70418
Coal | FR | 2018-06-23 18:00 | 0.70418
Coal | FR | 2018-06-23 19:00 | 0.70418
Coal | FR | 2018-06-23 20:00 | 0.70418
Coal | FR | 2018-06-23 21:00 | 0.70418
Coal | FR | 2018-06-23 22:00 | 0.70418
Coal | FR | 2018-06-23 23:00 | 0.70418
Coal | FR | 2018-06-24 | 0.70418
Coal | FR | 2018-06-24 01:00 | 0.70418
Coal | FR | 2018-06-24 02:00 | 0.70418
Coal | FR | 2018-06-24 03:00 | 0.70418
Coal | FR | 2018-06-24 04:00 | 0.8502
Coal | FR | 2018-06-24 05:00 | 0.8502
Coal | FR | 2018-06-24 06:00 | 0.8502
Coal | FR | 2018-06-24 07:00 | 0.8502
Coal | FR | 2018-06-24 08:00 | 0.8502
Coal | FR | 2018-06-24 09:00 | 0.8502
Coal | FR | 2018-06-24 10:00 | 0.8502
Coal | FR | 2018-06-24 11:00 | 0.8502
Coal | FR | 2018-06-24 12:00 | 0.8502
Coal | FR | 2018-06-24 13:00 | 0.8502
Coal | FR | 2018-06-24 14:00 | 0.8502
Coal | FR | 2018-06-24 15:00 | 0.8502
Coal | FR | 2018-06-24 16:00 | 0.8502
Coal | FR | 2018-06-24 17:00 | 0.8502
Coal | FR | 2018-06-24 18:00 | 0.8502
Coal | FR | 2018-06-24 19:00 | 0.8502
Coal | FR | 2018-06-24 20:00 | 0.8502
Coal | FR | 2018-06-24 21:00 | 0.8502
Coal | FR | 2018-06-24 22:00 | 0.8502
Coal | FR | 2018-06-24 23:00 | 0.8502
Coal | FR | 2018-06-25 | 0.8502
Coal | FR | 2018-06-25 01:00 | 0.8502
Coal | FR | 2018-06-25 02:00 | 0.8502
Coal | FR | 2018-06-25 03:00 | 0.8502
Coal | FR | 2018-06-25 04:00 | 0.8502
Coal | FR | 2018-06-25 05:00 | 0.8502
Coal | FR | 2018-06-25 06:00 | 0.8502
Coal | FR | 2018-06-25 07:00 | 0.8502
Coal | FR | 2018-06-25 08:00 | 0.8502
Coal | FR | 2018-06-25 09:00 | 0.8502
Coal | FR | 2018-06-25 10:00 | 0.8502
Coal | FR | 2018-06-25 11:00 | 0.8502
Coal | FR | 2018-06-25 12:00 | 0.8502
Coal | FR | 2018-06-25 13:00 | 0.8502
Coal | FR | 2018-06-25 14:00 | 0.8502
Coal | FR | 2018-06-25 15:00 | 0.8502
Coal | FR | 2018-06-25 16:00 | 0.8502
Coal | FR | 2018-06-25 17:00 | 0.8502
Coal | FR | 2018-06-25 18:00 | 0.8502
Coal | FR | 2018-06-25 19:00 | 0.8502
Coal | FR | 2018-06-25 20:00 | 0.8502
Coal | FR | 2018-06-25 21:00 | 0.8502
Coal | FR | 2018-06-25 22:00 | 0.8502
Coal | FR | 2018-06-25 23:00 | 0.8502
Coal | FR | 2018-06-26 | 0.8502
Coal | FR | 2018-06-26 01:00 | 0.8502
Coal | FR | 2018-06-26 02:00 | 0.8502
Coal | FR | 2018-06-26 03:00 | 0.8502
Coal | FR | 2018-06-26 04:00 | 0.8502
Coal | FR | 2018-06-26 05:00 | 0.8502
Coal | FR | 2018-06-26 06:00 | 0.8502
Coal | FR | 2018-06-26 07:00 | 0.8502
Coal | FR | 2018-06-26 08:00 | 0.8502
Coal | FR | 2018-06-26 09:00 | 0.8502
Coal | FR | 2018-06-26 10:00 | 0.8502
Coal | FR | 2018-06-26 11:00 | 0.8502
Coal | FR | 2018-06-26 12:00 | 0.8502
Coal | FR | 2018-06-26 13:00 | 0.8502
Coal | FR | 2018-06-26 14:00 | 0.8502
Coal | FR | 2018-06-26 15:00 | 0.8502
Coal | FR | 2018-06-26 16:00 | 0.8502
Coal | FR | 2018-06-26 17:00 | 0.8502
Coal | FR | 2018-06-26 18:00 | 0.8502
Coal | FR | 2018-06-26 19:00 | 0.8502
Coal | FR | 2018-06-26 20:00 | 0.8502
Coal | FR | 2018-06-26 21:00 | 0.8502
Coal | FR | 2018-06-26 22:00 | 0.8502
Coal | FR | 2018-06-26 23:00 | 0.8502
Coal | FR | 2018-06-27 | 0.8502
Coal | FR | 2018-06-27 01:00 | 0.8502
Coal | FR | 2018-06-27 02:00 | 0.8502
Coal | FR | 2018-06-27 03:00 | 0.8502
Coal | FR | 2018-06-27 04:00 | 0.8502
Coal | FR | 2018-06-27 05:00 | 0.8502
Coal | FR | 2018-06-27 06:00 | 0.8502
Coal | FR | 2018-06-27 07:00 | 0.8502
Coal | FR | 2018-06-27 08:00 | 0.8502
Coal | FR | 2018-06-27 09:00 | 0.8502
Coal | FR | 2018-06-27 10:00 | 0.8502
Coal | FR | 2018-06-27 11:00 | 0.8502
Coal | FR | 2018-06-27 12:00 | 0.8502
Coal | FR | 2018-06-27 13:00 | 0.8502
Coal | FR | 2018-06-27 14:00 | 0.8502
Coal | FR | 2018-06-27 15:00 | 0.8502
Coal | FR | 2018-06-27 16:00 | 0.8502
Coal | FR | 2018-06-27 17:00 | 0.8502
Coal | FR | 2018-06-27 18:00 | 0.8502
Coal | FR | 2018-06-27 19:00 | 0.8502
Coal | FR | 2018-06-27 20:00 | 0.8502
Coal | FR | 2018-06-27 21:00 | 0.8502
Coal | FR | 2018-06-27 22:00 | 0.8502
Coal | FR | 2018-06-27 23:00 | 0.8502
Coal | FR | 2018-06-28 | 0.8502
Coal | FR | 2018-06-28 01:00 | 0.8502
Coal | FR | 2018-06-28 02:00 | 0.8502
Coal | FR | 2018-06-28 03:00 | 0.8502
Coal | FR | 2018-06-28 04:00 | 0.8502
Coal | FR | 2018-06-28 05:00 | 0.8502
Coal | FR | 2018-06-28 06:00 | 0.8502
Coal | FR | 2018-06-28 07:00 | 0.8502
Coal | FR | 2018-06-28 08:00 | 0.8502
Coal | FR | 2018-06-28 09:00 | 0.8502
Coal | FR | 2018-06-28 10:00 | 0.8502
Coal | FR | 2018-06-28 11:00 | 0.8502
Coal | FR | 2018-06-28 12:00 | 0.8502
Coal | FR | 2018-06-28 13:00 | 0.8502
Coal | FR | 2018-06-28 14:00 | 0.8502
Coal | FR | 2018-06-28 15:00 | 0.8502
Coal | FR | 2018-06-28 16:00 | 0.8502
Coal | FR | 2018-06-28 17:00 | 0.8502
Coal | FR | 2018-06-28 18:00 | 0.8502
Coal | FR | 2018-06-28 19:00 | 0.8502
Coal | FR | 2018-06-28 20:00 | 0.8502
Coal | FR | 2018-06-28 21:00 | 0.8502
Coal | FR | 2018-06-28 22:00 | 0.8502
Coal | FR | 2018-06-28 23:00 | 0.8502
Coal | FR | 2018-06-29 | 0.8502
Coal | FR | 2018-06-29 01:00 | 0.8502
Coal | FR | 2018-06-29 02:00 | 0.8502
Coal | FR | 2018-06-29 03:00 | 0.8502
Coal | FR | 2018-06-29 04:00 | 0.8502
Coal | FR | 2018-06-29 05:00 | 0.8502
Coal | FR | 2018-06-29 06:00 | 0.8502
Coal | FR | 2018-06-29 07:00 | 0.8502
Coal | FR | 2018-06-29 08:00 | 0.8502
Coal | FR | 2018-06-29 09:00 | 0.8502
Coal | FR | 2018-06-29 10:00 | 0.8502
Coal | FR | 2018-06-29 11:00 | 0.8502
Coal | FR | 2018-06-29 12:00 | 0.8502
Coal | FR | 2018-06-29 13:00 | 0.8502
Coal | FR | 2018-06-29 14:00 | 0.8502
Coal | FR | 2018-06-29 15:00 | 0.8502
Coal | FR | 2018-06-29 16:00 | 0.8502
Coal | FR | 2018-06-29 17:00 | 0.8502
Coal | FR | 2018-06-29 18:00 | 0.8502
Coal | FR | 2018-06-29 19:00 | 0.8502
Coal | FR | 2018-06-29 20:00 | 0.8502
Coal | FR | 2018-06-29 21:00 | 0.8502
Coal | FR | 2018-06-29 22:00 | 0.8502
Coal | FR | 2018-06-29 23:00 | 0.8502
Coal | FR | 2018-06-30 | 0.8502
Coal | FR | 2018-06-30 01:00 | 0.8502
Coal | FR | 2018-06-30 02:00 | 0.8502
Coal | FR | 2018-06-30 03:00 | 0.8502
Coal | FR | 2018-06-30 04:00 | 0.8502
Coal | FR | 2018-06-30 05:00 | 0.8502
Coal | FR | 2018-06-30 06:00 | 0.8502
Coal | FR | 2018-06-30 07:00 | 0.8502
Coal | FR | 2018-06-30 08:00 | 0.8502
Coal | FR | 2018-06-30 09:00 | 0.8502
Coal | FR | 2018-06-30 10:00 | 0.8502
Coal | FR | 2018-06-30 11:00 | 0.8502
Coal | FR | 2018-06-30 12:00 | 0.8502
Coal | FR | 2018-06-30 13:00 | 0.8502
Coal | FR | 2018-06-30 14:00 | 0.8502
Coal | FR | 2018-06-30 15:00 | 0.8502
Coal | FR | 2018-06-30 16:00 | 0.8502
Coal | FR | 2018-06-30 17:00 | 0.8502
Coal | FR | 2018-06-30 18:00 | 0.8502
Coal | FR | 2018-06-30 19:00 | 0.8502
Coal | FR | 2018-06-30 20:00 | 0.8502
Coal | FR | 2018-06-30 21:00 | 0.8502
Coal | FR | 2018-06-30 22:00 | 0.8502
Coal | FR | 2018-06-30 23:00 | 0.8502
Coal | FR | 2018-07-01 | 0.8502
Coal | FR | 2018-07-01 01:00 | 0.8502
Coal | FR | 2018-07-01 02:00 | 0.8502
Coal | FR | 2018-07-01 03:00 | 0.8502
Coal | FR | 2018-07-01 04:00 | 0.8502
Coal | FR | 2018-07-01 05:00 | 0.8502
Coal | FR | 2018-07-01 06:00 | 0.8502
Coal | FR | 2018-07-01 07:00 | 0.8502
Coal | FR | 2018-07-01 08:00 | 0.8502
Coal | FR | 2018-07-01 09:00 | 0.8502
Coal | FR | 2018-07-01 10:00 | 0.8502
Coal | FR | 2018-07-01 11:00 | 0.8502
Coal | FR | 2018-07-01 12:00 | 0.8502
Coal | FR | 2018-07-01 13:00 | 0.8502
Coal | FR | 2018-07-01 14:00 | 0.8502
Coal | FR | 2018-07-01 15:00 | 0.7004
Coal | FR | 2018-07-01 16:00 | 0.7004
Coal | FR | 2018-07-01 17:00 | 0.7004
Coal | FR | 2018-07-01 18:00 | 0.7004
Coal | FR | 2018-07-01 19:00 | 0.7004
Coal | FR | 2018-07-01 20:00 | 0.7004
Coal | FR | 2018-07-01 21:00 | 0.7004
Coal | FR | 2018-07-01 22:00 | 0.7004
Coal | FR | 2018-07-01 23:00 | 0.7004
Coal | FR | 2018-07-02 | 0.7004
Coal | FR | 2018-07-02 01:00 | 0.7004
Coal | FR | 2018-07-02 02:00 | 0.7004
Coal | FR | 2018-07-02 03:00 | 0.7004
Coal | FR | 2018-07-02 04:00 | 0.7004
Coal | FR | 2018-07-02 05:00 | 0.7004
Coal | FR | 2018-07-02 06:00 | 0.7004
Coal | FR | 2018-07-02 07:00 | 0.7004
Coal | FR | 2018-07-02 08:00 | 0.7004
Coal | FR | 2018-07-02 09:00 | 0.7004
Coal | FR | 2018-07-02 10:00 | 0.7004
Coal | FR | 2018-07-02 11:00 | 0.7004
Coal | FR | 2018-07-02 12:00 | 0.7004
Coal | FR | 2018-07-02 13:00 | 0.7004
Coal | FR | 2018-07-02 14:00 | 0.7004
Coal | FR | 2018-07-02 15:00 | 0.8502
Coal | FR | 2018-07-02 16:00 | 0.8502
Coal | FR | 2018-07-02 17:00 | 0.8502
Coal | FR | 2018-07-02 18:00 | 0.8502
Coal | FR | 2018-07-02 19:00 | 0.8502
Coal | FR | 2018-07-02 20:00 | 0.8502
Coal | FR | 2018-07-02 21:00 | 0.8502
Coal | FR | 2018-07-02 22:00 | 0.8502
Coal | FR | 2018-07-02 23:00 | 0.8502
Coal | FR | 2018-07-03 | 0.8502
Coal | FR | 2018-07-03 01:00 | 0.8502
Coal | FR | 2018-07-03 02:00 | 0.8502
Coal | FR | 2018-07-03 03:00 | 0.8502
Coal | FR | 2018-07-03 04:00 | 0.8502
Coal | FR | 2018-07-03 05:00 | 0.8502
Coal | FR | 2018-07-03 06:00 | 0.7004
Coal | FR | 2018-07-03 07:00 | 0.7004
Coal | FR | 2018-07-03 08:00 | 0.73051
Coal | FR | 2018-07-03 09:00 | 0.7004
Coal | FR | 2018-07-03 10:00 | 0.7004
Coal | FR | 2018-07-03 11:00 | 0.7004
Coal | FR | 2018-07-03 12:00 | 0.7004
Coal | FR | 2018-07-03 13:00 | 0.72669
Coal | FR | 2018-07-03 14:00 | 0.80959
Coal | FR | 2018-07-03 15:00 | 0.8502
Coal | FR | 2018-07-03 16:00 | 0.8502
Coal | FR | 2018-07-03 17:00 | 0.8502
Coal | FR | 2018-07-03 18:00 | 0.8502
Coal | FR | 2018-07-03 19:00 | 0.8502
Coal | FR | 2018-07-03 20:00 | 0.8502
Coal | FR | 2018-07-03 21:00 | 0.8502
Coal | FR | 2018-07-03 22:00 | 0.70418
Coal | FR | 2018-07-03 23:00 | 0.63117
Coal | FR | 2018-07-04 | 0.70418
Coal | FR | 2018-07-04 01:00 | 0.70418
Coal | FR | 2018-07-04 02:00 | 0.70418
Coal | FR | 2018-07-04 03:00 | 0.70418
Coal | FR | 2018-07-04 04:00 | 0.70418
Coal | FR | 2018-07-04 05:00 | 0.70418
Coal | FR | 2018-07-04 06:00 | 0.70418
Coal | FR | 2018-07-04 07:00 | 0.62362
Coal | FR | 2018-07-04 08:00 | 0.62362
Coal | FR | 2018-07-04 09:00 | 0.62362
Coal | FR | 2018-07-04 10:00 | 0.62362
Coal | FR | 2018-07-04 11:00 | 0.62362
Coal | FR | 2018-07-04 12:00 | 0.62362
Coal | FR | 2018-07-04 13:00 | 0.62362
Coal | FR | 2018-07-04 14:00 | 0.62362
Coal | FR | 2018-07-04 15:00 | 0.62362
Coal | FR | 2018-07-04 16:00 | 0.62362
Coal | FR | 2018-07-04 17:00 | 0.62362
Coal | FR | 2018-07-04 18:00 | 0.62362
Coal | FR | 2018-07-04 19:00 | 0.57326
Coal | FR | 2018-07-04 20:00 | 0.52417
Coal | FR | 2018-07-04 21:00 | 0.52417
Coal | FR | 2018-07-04 22:00 | 0.52417
Coal | FR | 2018-07-04 23:00 | 0.53676
Coal | FR | 2018-07-05 | 0.53676
Coal | FR | 2018-07-05 01:00 | 0.53676
Coal | FR | 2018-07-05 02:00 | 0.53676
Coal | FR | 2018-07-05 03:00 | 0.54431
Coal | FR | 2018-07-05 04:00 | 0.54431
Coal | FR | 2018-07-05 05:00 | 0.54431
Coal | FR | 2018-07-05 06:00 | 0.54431
Coal | FR | 2018-07-05 07:00 | 0.54431
Coal | FR | 2018-07-05 08:00 | 0.54431
Coal | FR | 2018-07-05 09:00 | 0.54431
Coal | FR | 2018-07-05 10:00 | 0.54431
Coal | FR | 2018-07-05 11:00 | 0.54431
Coal | FR | 2018-07-05 12:00 | 0.54431
Coal | FR | 2018-07-05 13:00 | 0.54431
Coal | FR | 2018-07-05 14:00 | 0.62487
Coal | FR | 2018-07-05 15:00 | 0.62487
Coal | FR | 2018-07-05 16:00 | 0.62487
Coal | FR | 2018-07-05 17:00 | 0.62487
Coal | FR | 2018-07-05 18:00 | 0.62487
Coal | FR | 2018-07-05 19:00 | 0.62487
Coal | FR | 2018-07-05 20:00 | 0.65383
Coal | FR | 2018-07-05 21:00 | 0.65383
Coal | FR | 2018-07-05 22:00 | 0.65383
Coal | FR | 2018-07-05 23:00 | 0.65383
Coal | FR | 2018-07-06 | 0.65383
Coal | FR | 2018-07-06 01:00 | 0.65383
Coal | FR | 2018-07-06 02:00 | 0.65383
Coal | FR | 2018-07-06 03:00 | 0.65383
Coal | FR | 2018-07-06 04:00 | 0.65383
Coal | FR | 2018-07-06 05:00 | 0.65383
Coal | FR | 2018-07-06 06:00 | 0.65383
Coal | FR | 2018-07-06 07:00 | 0.65383
Coal | FR | 2018-07-06 08:00 | 0.65383
Coal | FR | 2018-07-06 09:00 | 0.65383
Coal | FR | 2018-07-06 10:00 | 0.65383
Coal | FR | 2018-07-06 11:00 | 0.65383
Coal | FR | 2018-07-06 12:00 | 0.65383
Coal | FR | 2018-07-06 13:00 | 0.65383
Coal | FR | 2018-07-06 14:00 | 0.65383
Coal | FR | 2018-07-06 15:00 | 0.65383
Coal | FR | 2018-07-06 16:00 | 0.65383
Coal | FR | 2018-07-06 17:00 | 0.65383
Coal | FR | 2018-07-06 18:00 | 0.65383
Coal | FR | 2018-07-06 19:00 | 0.65383
Coal | FR | 2018-07-06 20:00 | 0.65383
Coal | FR | 2018-07-06 21:00 | 0.65383
Coal | FR | 2018-07-06 22:00 | 0.65383
Coal | FR | 2018-07-06 23:00 | 0.65383
Coal | FR | 2018-07-07 | 0.65383
Coal | FR | 2018-07-07 01:00 | 0.65383
Coal | FR | 2018-07-07 02:00 | 0.65383
Coal | FR | 2018-07-07 03:00 | 0.65383
Coal | FR | 2018-07-07 04:00 | 0.65383
Coal | FR | 2018-07-07 05:00 | 0.65383
Coal | FR | 2018-07-07 06:00 | 0.65383
Coal | FR | 2018-07-07 07:00 | 0.65383
Coal | FR | 2018-07-07 08:00 | 0.65383
Coal | FR | 2018-07-07 09:00 | 0.50403
Coal | FR | 2018-07-07 10:00 | 0.50403
Coal | FR | 2018-07-07 11:00 | 0.50403
Coal | FR | 2018-07-07 12:00 | 0.50403
Coal | FR | 2018-07-07 13:00 | 0.50403
Coal | FR | 2018-07-07 14:00 | 0.50403
Coal | FR | 2018-07-07 15:00 | 0.50403
Coal | FR | 2018-07-07 16:00 | 0.50403
Coal | FR | 2018-07-07 17:00 | 0.50403
Coal | FR | 2018-07-07 18:00 | 0.50403
Coal | FR | 2018-07-07 19:00 | 0.50403
Coal | FR | 2018-07-07 20:00 | 0.50403
Coal | FR | 2018-07-07 21:00 | 0.50403
Coal | FR | 2018-07-07 22:00 | 0.50403
Coal | FR | 2018-07-07 23:00 | 0.50403
Coal | FR | 2018-07-08 | 0.50403
Coal | FR | 2018-07-08 01:00 | 0.50403
Coal | FR | 2018-07-08 02:00 | 0.50403
Coal | FR | 2018-07-08 03:00 | 0.50403
Coal | FR | 2018-07-08 04:00 | 0.50403
Coal | FR | 2018-07-08 05:00 | 0.50403
Coal | FR | 2018-07-08 06:00 | 0.50403
Coal | FR | 2018-07-08 07:00 | 0.50403
Coal | FR | 2018-07-08 08:00 | 0.50403
Coal | FR | 2018-07-08 09:00 | 0.50403
Coal | FR | 2018-07-08 10:00 | 0.50403
Coal | FR | 2018-07-08 11:00 | 0.50403
Coal | FR | 2018-07-08 12:00 | 0.5078
Coal | FR | 2018-07-08 13:00 | 0.5078
Coal | FR | 2018-07-08 14:00 | 0.5078
Coal | FR | 2018-07-08 15:00 | 0.5078
Coal | FR | 2018-07-08 16:00 | 0.5078
Coal | FR | 2018-07-08 17:00 | 0.5078
Coal | FR | 2018-07-08 18:00 | 0.5078
Coal | FR | 2018-07-08 19:00 | 0.5078
Coal | FR | 2018-07-08 20:00 | 0.5078
Coal | FR | 2018-07-08 21:00 | 0.5078
Coal | FR | 2018-07-08 22:00 | 0.5078
Coal | FR | 2018-07-08 23:00 | 0.5078
Coal | FR | 2018-07-09 | 0.5078
Coal | FR | 2018-07-09 01:00 | 0.5078
Coal | FR | 2018-07-09 02:00 | 0.5078
Coal | FR | 2018-07-09 03:00 | 0.5078
Coal | FR | 2018-07-09 04:00 | 0.5078
Coal | FR | 2018-07-09 05:00 | 0.5078
Coal | FR | 2018-07-09 06:00 | 0.5078
Coal | FR | 2018-07-09 07:00 | 0.5078
Coal | FR | 2018-07-09 08:00 | 0.5078
Coal | FR | 2018-07-09 09:00 | 0.5078
Coal | FR | 2018-07-09 10:00 | 0.5078
Coal | FR | 2018-07-09 11:00 | 0.5078
Coal | FR | 2018-07-09 12:00 | 0.5078
Coal | FR | 2018-07-09 13:00 | 0.5078
Coal | FR | 2018-07-09 14:00 | 0.65383
Coal | FR | 2018-07-09 15:00 | 0.65383
Coal | FR | 2018-07-09 16:00 | 0.65383
Coal | FR | 2018-07-09 17:00 | 0.65383
Coal | FR | 2018-07-09 18:00 | 0.65383
Coal | FR | 2018-07-09 19:00 | 0.65383
Coal | FR | 2018-07-09 20:00 | 0.65383
Coal | FR | 2018-07-09 21:00 | 0.65383
Coal | FR | 2018-07-09 22:00 | 0.65383
Coal | FR | 2018-07-09 23:00 | 0.65383
Coal | FR | 2018-07-10 | 0.65383
Coal | FR | 2018-07-10 01:00 | 0.65383
Coal | FR | 2018-07-10 02:00 | 0.65383
Coal | FR | 2018-07-10 03:00 | 0.65383
Coal | FR | 2018-07-10 04:00 | 0.79985
Coal | FR | 2018-07-10 05:00 | 0.79985
Coal | FR | 2018-07-10 06:00 | 0.65005
Coal | FR | 2018-07-10 07:00 | 0.59215
Coal | FR | 2018-07-10 08:00 | 0.59215
Coal | FR | 2018-07-10 09:00 | 0.54683
Coal | FR | 2018-07-10 10:00 | 0.59215
Coal | FR | 2018-07-10 11:00 | 0.74194
Coal | FR | 2018-07-10 12:00 | 0.74194
Coal | FR | 2018-07-10 13:00 | 0.74194
Coal | FR | 2018-07-10 14:00 | 0.74194
Coal | FR | 2018-07-10 15:00 | 0.74194
Coal | FR | 2018-07-10 16:00 | 0.74194
Coal | FR | 2018-07-10 17:00 | 0.74194
Coal | FR | 2018-07-10 18:00 | 0.79985
Coal | FR | 2018-07-10 19:00 | 0.79985
Coal | FR | 2018-07-10 20:00 | 0.79985
Coal | FR | 2018-07-10 21:00 | 0.79985
Coal | FR | 2018-07-10 22:00 | 0.79985
Coal | FR | 2018-07-10 23:00 | 0.72432
Coal | FR | 2018-07-11 | 0.72432
Coal | FR | 2018-07-11 01:00 | 0.72432
Coal | FR | 2018-07-11 02:00 | 0.72432
Coal | FR | 2018-07-11 03:00 | 0.72432
Coal | FR | 2018-07-11 04:00 | 0.68202
Coal | FR | 2018-07-11 05:00 | 0.68202
Coal | FR | 2018-07-11 06:00 | 0.75755
Coal | FR | 2018-07-11 07:00 | 0.74194
Coal | FR | 2018-07-11 08:00 | 0.74194
Coal | FR | 2018-07-11 09:00 | 0.74194
Coal | FR | 2018-07-11 10:00 | 0.74194
Coal | FR | 2018-07-11 11:00 | 0.74194
Coal | FR | 2018-07-11 12:00 | 0.74194
Coal | FR | 2018-07-11 13:00 | 0.74194
Coal | FR | 2018-07-11 14:00 | 0.73565
Coal | FR | 2018-07-11 15:00 | 0.76712
Coal | FR | 2018-07-11 16:00 | 0.76712
Coal | FR | 2018-07-11 17:00 | 0.76712
Coal | FR | 2018-07-11 18:00 | 0.76712
Coal | FR | 2018-07-11 19:00 | 0.76712
Coal | FR | 2018-07-11 20:00 | 0.66012
Coal | FR | 2018-07-11 21:00 | 0.66012
Coal | FR | 2018-07-11 22:00 | 0.66012
Coal | FR | 2018-07-11 23:00 | 0.6211
Coal | FR | 2018-07-12 | 0.6211
Coal | FR | 2018-07-12 01:00 | 0.6211
Coal | FR | 2018-07-12 02:00 | 0.6211
Coal | FR | 2018-07-12 03:00 | 0.6211
Coal | FR | 2018-07-12 04:00 | 0.6211
Coal | FR | 2018-07-12 05:00 | 0.6211
Coal | FR | 2018-07-12 06:00 | 0.6211
Coal | FR | 2018-07-12 07:00 | 0.59592
Coal | FR | 2018-07-12 08:00 | 0.59592
Coal | FR | 2018-07-12 09:00 | 0.59592
Coal | FR | 2018-07-12 10:00 | 0.59592
Coal | FR | 2018-07-12 11:00 | 0.59592
Coal | FR | 2018-07-12 12:00 | 0.59592
Coal | FR | 2018-07-12 13:00 | 0.59592
Coal | FR | 2018-07-12 14:00 | 0.59592
Coal | FR | 2018-07-12 15:00 | 0.59592
Coal | FR | 2018-07-12 16:00 | 0.59592
Coal | FR | 2018-07-12 17:00 | 0.59592
Coal | FR | 2018-07-12 18:00 | 0.6211
Coal | FR | 2018-07-12 19:00 | 0.6211
Coal | FR | 2018-07-12 20:00 | 0.6211
Coal | FR | 2018-07-12 21:00 | 0.6211
Coal | FR | 2018-07-12 22:00 | 0.6211
Coal | FR | 2018-07-12 23:00 | 0.6211
Coal | FR | 2018-07-13 | 0.6211
Coal | FR | 2018-07-13 01:00 | 0.6211
Coal | FR | 2018-07-13 02:00 | 0.6211
Coal | FR | 2018-07-13 03:00 | 0.6211
Coal | FR | 2018-07-13 04:00 | 0.6211
Coal | FR | 2018-07-13 05:00 | 0.6211
Coal | FR | 2018-07-13 06:00 | 0.6211
Coal | FR | 2018-07-13 07:00 | 0.59592
Coal | FR | 2018-07-13 08:00 | 0.59592
Coal | FR | 2018-07-13 09:00 | 0.59592
Coal | FR | 2018-07-13 10:00 | 0.59592
Coal | FR | 2018-07-13 11:00 | 0.64627
Coal | FR | 2018-07-13 12:00 | 0.64627
Coal | FR | 2018-07-13 13:00 | 0.64627
Coal | FR | 2018-07-13 14:00 | 0.64627
Coal | FR | 2018-07-13 15:00 | 0.64627
Coal | FR | 2018-07-13 16:00 | 0.64627
Coal | FR | 2018-07-13 17:00 | 0.64627
Coal | FR | 2018-07-13 18:00 | 0.64627
Coal | FR | 2018-07-13 19:00 | 0.67145
Coal | FR | 2018-07-13 20:00 | 0.67145
Coal | FR | 2018-07-13 21:00 | 0.67145
Coal | FR | 2018-07-13 22:00 | 0.67145
Coal | FR | 2018-07-13 23:00 | 0.67145
Coal | FR | 2018-07-14 | 0.67145
Coal | FR | 2018-07-14 01:00 | 0.67145
Coal | FR | 2018-07-14 02:00 | 0.67145
Coal | FR | 2018-07-14 03:00 | 0.67145
Coal | FR | 2018-07-14 04:00 | 0.67145
Coal | FR | 2018-07-14 05:00 | 0.67145
Coal | FR | 2018-07-14 06:00 | 0.67145
Coal | FR | 2018-07-14 07:00 | 0.67145
Coal | FR | 2018-07-14 08:00 | 0.67145
Coal | FR | 2018-07-14 09:00 | 0.70418
Coal | FR | 2018-07-14 10:00 | 0.70418
Coal | FR | 2018-07-14 11:00 | 0.70418
Coal | FR | 2018-07-14 12:00 | 0.70418
Coal | FR | 2018-07-14 13:00 | 0.70418
Coal | FR | 2018-07-14 14:00 | 0.70418
Coal | FR | 2018-07-14 15:00 | 0.70418
Coal | FR | 2018-07-14 16:00 | 0.70418
Coal | FR | 2018-07-14 17:00 | 0.70418
Coal | FR | 2018-07-14 18:00 | 0.70418
Coal | FR | 2018-07-14 19:00 | 0.70418
Coal | FR | 2018-07-14 20:00 | 0.70418
Coal | FR | 2018-07-14 21:00 | 0.70418
Coal | FR | 2018-07-14 22:00 | 0.55816
Coal | FR | 2018-07-14 23:00 | 0.55816
Coal | FR | 2018-07-15 | 0.55816
Coal | FR | 2018-07-15 01:00 | 0.55816
Coal | FR | 2018-07-15 02:00 | 0.55816
Coal | FR | 2018-07-15 03:00 | 0.55816
Coal | FR | 2018-07-15 04:00 | 0.55816
Coal | FR | 2018-07-15 05:00 | 0.55816
Coal | FR | 2018-07-15 06:00 | 0.55816
Coal | FR | 2018-07-15 07:00 | 0.55816
Coal | FR | 2018-07-15 08:00 | 0.55816
Coal | FR | 2018-07-15 09:00 | 0.55816
Coal | FR | 2018-07-15 10:00 | 0.55816
Coal | FR | 2018-07-15 11:00 | 0.55816
Coal | FR | 2018-07-15 12:00 | 0.55816
Coal | FR | 2018-07-15 13:00 | 0.55816
Coal | FR | 2018-07-15 14:00 | 0.55816
Coal | FR | 2018-07-15 15:00 | 0.55816
Coal | FR | 2018-07-15 16:00 | 0.55816
Coal | FR | 2018-07-15 17:00 | 0.55816
Coal | FR | 2018-07-15 18:00 | 0.55816
Coal | FR | 2018-07-15 19:00 | 0.55816
Coal | FR | 2018-07-15 20:00 | 0.52543
Coal | FR | 2018-07-15 21:00 | 0.52543
Coal | FR | 2018-07-15 22:00 | 0.52543
Coal | FR | 2018-07-15 23:00 | 0.52543
Coal | FR | 2018-07-16 | 0.52543
Coal | FR | 2018-07-16 01:00 | 0.52543
Coal | FR | 2018-07-16 02:00 | 0.52543
Coal | FR | 2018-07-16 03:00 | 0.52543
Coal | FR | 2018-07-16 04:00 | 0.37563
Coal | FR | 2018-07-16 05:00 | 0.37563
Coal | FR | 2018-07-16 06:00 | 0.55438
Coal | FR | 2018-07-16 07:00 | 0.64627
Coal | FR | 2018-07-16 08:00 | 0.64627
Coal | FR | 2018-07-16 09:00 | 0.64627
Coal | FR | 2018-07-16 10:00 | 0.64627
Coal | FR | 2018-07-16 11:00 | 0.64627
Coal | FR | 2018-07-16 12:00 | 0.64627
Coal | FR | 2018-07-16 13:00 | 0.64627
Coal | FR | 2018-07-16 14:00 | 0.64627
Coal | FR | 2018-07-16 15:00 | 0.64627
Coal | FR | 2018-07-16 16:00 | 0.64627
Coal | FR | 2018-07-16 17:00 | 0.67145
Coal | FR | 2018-07-16 18:00 | 0.67145
Coal | FR | 2018-07-16 19:00 | 0.67145
Coal | FR | 2018-07-16 20:00 | 0.67145
Coal | FR | 2018-07-16 21:00 | 0.67145
Coal | FR | 2018-07-16 22:00 | 0.67145
Coal | FR | 2018-07-16 23:00 | 0.67145
Coal | FR | 2018-07-17 | 0.67145
Coal | FR | 2018-07-17 01:00 | 0.67145
Coal | FR | 2018-07-17 02:00 | 0.67145
Coal | FR | 2018-07-17 03:00 | 0.67145
Coal | FR | 2018-07-17 04:00 | 0.67145
Coal | FR | 2018-07-17 05:00 | 0.61229
Coal | FR | 2018-07-17 06:00 | 0.61229
Coal | FR | 2018-07-17 07:00 | 0.58711
Coal | FR | 2018-07-17 08:00 | 0.64502
Coal | FR | 2018-07-17 09:00 | 0.64502
Coal | FR | 2018-07-17 10:00 | 0.64502
Coal | FR | 2018-07-17 11:00 | 0.64502
Coal | FR | 2018-07-17 12:00 | 0.64627
Coal | FR | 2018-07-17 13:00 | 0.64627
Coal | FR | 2018-07-17 14:00 | 0.64627
Coal | FR | 2018-07-17 15:00 | 0.64627
Coal | FR | 2018-07-17 16:00 | 0.64627
Coal | FR | 2018-07-17 17:00 | 0.64627
Coal | FR | 2018-07-17 18:00 | 0.64627
Coal | FR | 2018-07-17 19:00 | 0.60725
Coal | FR | 2018-07-17 20:00 | 0.60725
Coal | FR | 2018-07-17 21:00 | 0.60725
Coal | FR | 2018-07-17 22:00 | 0.60725
Coal | FR | 2018-07-17 23:00 | 0.60725
Coal | FR | 2018-07-18 | 0.67145
Coal | FR | 2018-07-18 01:00 | 0.67145
Coal | FR | 2018-07-18 02:00 | 0.67145
Coal | FR | 2018-07-18 03:00 | 0.67145
Coal | FR | 2018-07-18 04:00 | 0.67145
Coal | FR | 2018-07-18 05:00 | 0.67145
Coal | FR | 2018-07-18 06:00 | 0.67145
Coal | FR | 2018-07-18 07:00 | 0.67145
Coal | FR | 2018-07-18 08:00 | 0.67145
Coal | FR | 2018-07-18 09:00 | 0.67145
Coal | FR | 2018-07-18 10:00 | 0.67145
Coal | FR | 2018-07-18 11:00 | 0.67145
Coal | FR | 2018-07-18 12:00 | 0.67145
Coal | FR | 2018-07-18 13:00 | 0.67145
Coal | FR | 2018-07-18 14:00 | 0.67145
Coal | FR | 2018-07-18 15:00 | 0.67145
Coal | FR | 2018-07-18 16:00 | 0.67145
Coal | FR | 2018-07-18 17:00 | 0.67145
Coal | FR | 2018-07-18 18:00 | 0.67145
Coal | FR | 2018-07-18 19:00 | 0.67145
Coal | FR | 2018-07-18 20:00 | 0.67145
Coal | FR | 2018-07-18 21:00 | 0.67145
Coal | FR | 2018-07-18 22:00 | 0.67145
Coal | FR | 2018-07-18 23:00 | 0.67145
Coal | FR | 2018-07-19 | 0.59844
Coal | FR | 2018-07-19 01:00 | 0.67145
Coal | FR | 2018-07-19 02:00 | 0.67145
Coal | FR | 2018-07-19 03:00 | 0.67145
Coal | FR | 2018-07-19 04:00 | 0.52165
Coal | FR | 2018-07-19 05:00 | 0.52165
Coal | FR | 2018-07-19 06:00 | 0.52165
Coal | FR | 2018-07-19 07:00 | 0.52165
Coal | FR | 2018-07-19 08:00 | 0.49144
Coal | FR | 2018-07-19 09:00 | 0.49144
Coal | FR | 2018-07-19 10:00 | 0.49144
Coal | FR | 2018-07-19 11:00 | 0.49144
Coal | FR | 2018-07-19 12:00 | 0.49144
Coal | FR | 2018-07-19 13:00 | 0.52165
Coal | FR | 2018-07-19 14:00 | 0.52165
Coal | FR | 2018-07-19 15:00 | 0.52165
Coal | FR | 2018-07-19 16:00 | 0.52165
Coal | FR | 2018-07-19 17:00 | 0.52165
Coal | FR | 2018-07-19 18:00 | 0.52165
Coal | FR | 2018-07-19 19:00 | 0.52165
Coal | FR | 2018-07-19 20:00 | 0.52165
Coal | FR | 2018-07-19 21:00 | 0.52165
Coal | FR | 2018-07-19 22:00 | 0.52165
Coal | FR | 2018-07-19 23:00 | 0.52165
Coal | FR | 2018-07-20 | 0.52165
Coal | FR | 2018-07-20 01:00 | 0.52165
Coal | FR | 2018-07-20 02:00 | 0.52165
Coal | FR | 2018-07-20 03:00 | 0.52165
Coal | FR | 2018-07-20 04:00 | 0.52165
Coal | FR | 2018-07-20 05:00 | 0.52165
Coal | FR | 2018-07-20 06:00 | 0.52165
Coal | FR | 2018-07-20 07:00 | 0.52165
Coal | FR | 2018-07-20 08:00 | 0.52165
Coal | FR | 2018-07-20 09:00 | 0.52165
Coal | FR | 2018-07-20 10:00 | 0.52165
Coal | FR | 2018-07-20 11:00 | 0.52165
Coal | FR | 2018-07-20 12:00 | 0.52165
Coal | FR | 2018-07-20 13:00 | 0.52165
Coal | FR | 2018-07-20 14:00 | 0.52165
Coal | FR | 2018-07-20 15:00 | 0.67145
Coal | FR | 2018-07-20 16:00 | 0.67145
Coal | FR | 2018-07-20 17:00 | 0.67145
Coal | FR | 2018-07-20 18:00 | 0.67145
Coal | FR | 2018-07-20 19:00 | 0.67145
Coal | FR | 2018-07-20 20:00 | 0.67145
Coal | FR | 2018-07-20 21:00 | 0.67145
Coal | FR | 2018-07-20 22:00 | 0.67145
Coal | FR | 2018-07-20 23:00 | 0.67145
Coal | FR | 2018-07-21 | 0.52165
Coal | FR | 2018-07-21 01:00 | 0.52165
Coal | FR | 2018-07-21 02:00 | 0.52165
Coal | FR | 2018-07-21 03:00 | 0.52165
Coal | FR | 2018-07-21 04:00 | 0.52165
Coal | FR | 2018-07-21 05:00 | 0.52165
Coal | FR | 2018-07-21 06:00 | 0.52165
Coal | FR | 2018-07-21 07:00 | 0.52165
Coal | FR | 2018-07-21 08:00 | 0.52165
Coal | FR | 2018-07-21 09:00 | 0.52165
Coal | FR | 2018-07-21 10:00 | 0.37563
Coal | FR | 2018-07-21 11:00 | 0.37563
Coal | FR | 2018-07-21 12:00 | 0.52165
Coal | FR | 2018-07-21 13:00 | 0.52165
Coal | FR | 2018-07-21 14:00 | 0.52165
Coal | FR | 2018-07-21 15:00 | 0.52165
Coal | FR | 2018-07-21 16:00 | 0.52165
Coal | FR | 2018-07-21 17:00 | 0.52165
Coal | FR | 2018-07-21 18:00 | 0.52165
Coal | FR | 2018-07-21 19:00 | 0.52165
Coal | FR | 2018-07-21 20:00 | 0.52165
Coal | FR | 2018-07-21 21:00 | 0.52165
Coal | FR | 2018-07-21 22:00 | 0.52165
Coal | FR | 2018-07-21 23:00 | 0.52165
Coal | FR | 2018-07-22 | 0.52165
Coal | FR | 2018-07-22 01:00 | 0.52165
Coal | FR | 2018-07-22 02:00 | 0.52165
Coal | FR | 2018-07-22 03:00 | 0.52165
Coal | FR | 2018-07-22 04:00 | 0.52165
Coal | FR | 2018-07-22 05:00 | 0.52165
Coal | FR | 2018-07-22 06:00 | 0.52165
Coal | FR | 2018-07-22 07:00 | 0.52165
Coal | FR | 2018-07-22 08:00 | 0.52165
Coal | FR | 2018-07-22 09:00 | 0.52165
Coal | FR | 2018-07-22 10:00 | 0.52165
Coal | FR | 2018-07-22 11:00 | 0.52165
Coal | FR | 2018-07-22 12:00 | 0.52165
Coal | FR | 2018-07-22 13:00 | 0.52165
Coal | FR | 2018-07-22 14:00 | 0.52165
Coal | FR | 2018-07-22 15:00 | 0.52165
Coal | FR | 2018-07-22 16:00 | 0.52165
Coal | FR | 2018-07-22 17:00 | 0.52165
Coal | FR | 2018-07-22 18:00 | 0.52165
Coal | FR | 2018-07-22 19:00 | 0.52165
Coal | FR | 2018-07-22 20:00 | 0.52165
Coal | FR | 2018-07-22 21:00 | 0.52165
Coal | FR | 2018-07-22 22:00 | 0.52165
Coal | FR | 2018-07-22 23:00 | 0.52165
Coal | FR | 2018-07-23 | 0.52165
Coal | FR | 2018-07-23 01:00 | 0.52165
Coal | FR | 2018-07-23 02:00 | 0.52165
Coal | FR | 2018-07-23 03:00 | 0.52165
Coal | FR | 2018-07-23 04:00 | 0.52165
Coal | FR | 2018-07-23 05:00 | 0.52165
Coal | FR | 2018-07-23 06:00 | 0.52165
Coal | FR | 2018-07-23 07:00 | 0.52165
Coal | FR | 2018-07-23 08:00 | 0.52165
Coal | FR | 2018-07-23 09:00 | 0.52165
Coal | FR | 2018-07-23 10:00 | 0.52165
Coal | FR | 2018-07-23 11:00 | 0.52165
Coal | FR | 2018-07-23 12:00 | 0.52165
Coal | FR | 2018-07-23 13:00 | 0.52165
Coal | FR | 2018-07-23 14:00 | 0.52165
Coal | FR | 2018-07-23 15:00 | 0.52165
Coal | FR | 2018-07-23 16:00 | 0.37185
Coal | FR | 2018-07-23 17:00 | 0.37185
Coal | FR | 2018-07-23 18:00 | 0.37185
Coal | FR | 2018-07-23 19:00 | 0.37185
Coal | FR | 2018-07-23 20:00 | 0.37185
Coal | FR | 2018-07-23 21:00 | 0.37185
Coal | FR | 2018-07-23 22:00 | 0.37185
Coal | FR | 2018-07-23 23:00 | 0.37185
Coal | FR | 2018-07-24 | 0.37185
Coal | FR | 2018-07-24 01:00 | 0.37185
Coal | FR | 2018-07-24 02:00 | 0.37185
Coal | FR | 2018-07-24 03:00 | 0.37185
Coal | FR | 2018-07-24 04:00 | 0.37185
Coal | FR | 2018-07-24 05:00 | 0.37185
Coal | FR | 2018-07-24 06:00 | 0.37185
Coal | FR | 2018-07-24 07:00 | 0.37185
Coal | FR | 2018-07-24 08:00 | 0.37185
Coal | FR | 2018-07-24 09:00 | 0.33912
Coal | FR | 2018-07-24 10:00 | 0.33912
Coal | FR | 2018-07-24 11:00 | 0.33912
Coal | FR | 2018-07-24 12:00 | 0.33912
Coal | FR | 2018-07-24 13:00 | 0.33912
Coal | FR | 2018-07-24 14:00 | 0.33912
Coal | FR | 2018-07-24 15:00 | 0.33912
Coal | FR | 2018-07-24 16:00 | 0.1931
Coal | FR | 2018-07-24 17:00 | 0.20443
Coal | FR | 2018-07-24 18:00 | 0.33912
Coal | FR | 2018-07-24 19:00 | 0.33912
Coal | FR | 2018-07-24 20:00 | 0.33912
Coal | FR | 2018-07-24 21:00 | 0.33912
Coal | FR | 2018-07-24 22:00 | 0.33912
Coal | FR | 2018-07-24 23:00 | 0.33912
Coal | FR | 2018-07-25 | 0.48892
Coal | FR | 2018-07-25 01:00 | 0.48892
Coal | FR | 2018-07-25 02:00 | 0.48892
Coal | FR | 2018-07-25 03:00 | 0.48892
Coal | FR | 2018-07-25 04:00 | 0.43857
Coal | FR | 2018-07-25 05:00 | 0.43857
Coal | FR | 2018-07-25 06:00 | 0.45368
Coal | FR | 2018-07-25 07:00 | 0.45368
Coal | FR | 2018-07-25 08:00 | 0.64879
Coal | FR | 2018-07-25 09:00 | 0.64879
Coal | FR | 2018-07-25 10:00 | 0.64879
Coal | FR | 2018-07-25 11:00 | 0.64879
Coal | FR | 2018-07-25 12:00 | 0.64879
Coal | FR | 2018-07-25 13:00 | 0.64879
Coal | FR | 2018-07-25 14:00 | 0.64879
Coal | FR | 2018-07-25 15:00 | 0.64879
Coal | FR | 2018-07-25 16:00 | 0.64879
Coal | FR | 2018-07-25 17:00 | 0.64879
Coal | FR | 2018-07-25 18:00 | 0.63872
Coal | FR | 2018-07-25 19:00 | 0.63872
Coal | FR | 2018-07-25 20:00 | 0.63872
Coal | FR | 2018-07-25 21:00 | 0.63872
Coal | FR | 2018-07-25 22:00 | 0.63872
Coal | FR | 2018-07-25 23:00 | 0.63872
Coal | FR | 2018-07-26 | 0.63872
Coal | FR | 2018-07-26 01:00 | 0.63872
Coal | FR | 2018-07-26 02:00 | 0.63872
Coal | FR | 2018-07-26 03:00 | 0.63872
Coal | FR | 2018-07-26 04:00 | 0.63872
Coal | FR | 2018-07-26 05:00 | 0.63872
Coal | FR | 2018-07-26 06:00 | 0.63872
Coal | FR | 2018-07-26 07:00 | 0.63872
Coal | FR | 2018-07-26 08:00 | 0.64879
Coal | FR | 2018-07-26 09:00 | 0.64879
Coal | FR | 2018-07-26 10:00 | 0.64879
Coal | FR | 2018-07-26 11:00 | 0.64879
Coal | FR | 2018-07-26 12:00 | 0.64879
Coal | FR | 2018-07-26 13:00 | 0.64879
Coal | FR | 2018-07-26 14:00 | 0.64879
Coal | FR | 2018-07-26 15:00 | 0.64879
Coal | FR | 2018-07-26 16:00 | 0.64879
Coal | FR | 2018-07-26 17:00 | 0.64879
Coal | FR | 2018-07-26 18:00 | 0.64879
Coal | FR | 2018-07-26 19:00 | 0.64879
Coal | FR | 2018-07-26 20:00 | 0.63872
Coal | FR | 2018-07-26 21:00 | 0.63872
Coal | FR | 2018-07-26 22:00 | 0.63872
Coal | FR | 2018-07-26 23:00 | 0.63872
Coal | FR | 2018-07-27 | 0.63872
Coal | FR | 2018-07-27 01:00 | 0.63872
Coal | FR | 2018-07-27 02:00 | 0.63872
Coal | FR | 2018-07-27 03:00 | 0.63872
Coal | FR | 2018-07-27 04:00 | 0.63872
Coal | FR | 2018-07-27 05:00 | 0.63872
Coal | FR | 2018-07-27 06:00 | 0.63872
Coal | FR | 2018-07-27 07:00 | 0.64879
Coal | FR | 2018-07-27 08:00 | 0.64879
Coal | FR | 2018-07-27 09:00 | 0.64879
Coal | FR | 2018-07-27 10:00 | 0.64879
Coal | FR | 2018-07-27 11:00 | 0.64879
Coal | FR | 2018-07-27 12:00 | 0.64879
Coal | FR | 2018-07-27 13:00 | 0.64879
Coal | FR | 2018-07-27 14:00 | 0.63872
Coal | FR | 2018-07-27 15:00 | 0.63872
Coal | FR | 2018-07-27 16:00 | 0.63872
Coal | FR | 2018-07-27 17:00 | 0.63872
Coal | FR | 2018-07-27 18:00 | 0.63872
Coal | FR | 2018-07-27 19:00 | 0.63872
Coal | FR | 2018-07-27 20:00 | 0.59768
Coal | FR | 2018-07-27 21:00 | 0.56143
Coal | FR | 2018-07-27 22:00 | 0.52518
Coal | FR | 2018-07-27 23:00 | 0.48892
Coal | FR | 2018-07-28 | 0.48892
Coal | FR | 2018-07-28 01:00 | 0.48892
Coal | FR | 2018-07-28 02:00 | 0.48892
Coal | FR | 2018-07-28 03:00 | 0.48892
Coal | FR | 2018-07-28 04:00 | 0.48892
Coal | FR | 2018-07-28 05:00 | 0.48892
Coal | FR | 2018-07-28 06:00 | 0.48892
Coal | FR | 2018-07-28 07:00 | 0.48892
Coal | FR | 2018-07-28 08:00 | 0.48892
Coal | FR | 2018-07-28 09:00 | 0.48892
Coal | FR | 2018-07-28 10:00 | 0.48892
Coal | FR | 2018-07-28 11:00 | 0.48892
Coal | FR | 2018-07-28 12:00 | 0.48892
Coal | FR | 2018-07-28 13:00 | 0.48892
Coal | FR | 2018-07-28 14:00 | 0.48892
Coal | FR | 2018-07-28 15:00 | 0.48892
Coal | FR | 2018-07-28 16:00 | 0.48892
Coal | FR | 2018-07-28 17:00 | 0.48892
Coal | FR | 2018-07-28 18:00 | 0.48892
Coal | FR | 2018-07-28 19:00 | 0.48892
Coal | FR | 2018-07-28 20:00 | 0.48892
Coal | FR | 2018-07-28 21:00 | 0.48892
Coal | FR | 2018-07-28 22:00 | 0.48892
Coal | FR | 2018-07-28 23:00 | 0.48892
Coal | FR | 2018-07-29 | 0.45619
Coal | FR | 2018-07-29 01:00 | 0.60222
Coal | FR | 2018-07-29 02:00 | 0.60222
Coal | FR | 2018-07-29 03:00 | 0.60222
Coal | FR | 2018-07-29 04:00 | 0.63494
Coal | FR | 2018-07-29 05:00 | 0.63494
Coal | FR | 2018-07-29 06:00 | 0.63494
Coal | FR | 2018-07-29 07:00 | 0.63494
Coal | FR | 2018-07-29 08:00 | 0.63494
Coal | FR | 2018-07-29 09:00 | 0.63494
Coal | FR | 2018-07-29 10:00 | 0.63494
Coal | FR | 2018-07-29 11:00 | 0.63494
Coal | FR | 2018-07-29 12:00 | 0.63494
Coal | FR | 2018-07-29 13:00 | 0.63494
Coal | FR | 2018-07-29 14:00 | 0.63494
Coal | FR | 2018-07-29 15:00 | 0.63494
Coal | FR | 2018-07-29 16:00 | 0.63494
Coal | FR | 2018-07-29 17:00 | 0.63494
Coal | FR | 2018-07-29 18:00 | 0.63494
Coal | FR | 2018-07-29 19:00 | 0.63494
Coal | FR | 2018-07-29 20:00 | 0.63494
Coal | FR | 2018-07-29 21:00 | 0.63494
Coal | FR | 2018-07-29 22:00 | 0.63494
Coal | FR | 2018-07-29 23:00 | 0.63494
Coal | FR | 2018-07-30 | 0.63494
Coal | FR | 2018-07-30 01:00 | 0.63494
Coal | FR | 2018-07-30 02:00 | 0.63494
Coal | FR | 2018-07-30 03:00 | 0.63494
Coal | FR | 2018-07-30 04:00 | 0.64502
Coal | FR | 2018-07-30 05:00 | 0.49899
Coal | FR | 2018-07-30 06:00 | 0.49899
Coal | FR | 2018-07-30 07:00 | 0.49899
Coal | FR | 2018-07-30 08:00 | 0.49899
Coal | FR | 2018-07-30 09:00 | 0.49899
Coal | FR | 2018-07-30 10:00 | 0.64502
Coal | FR | 2018-07-30 11:00 | 0.64502
Coal | FR | 2018-07-30 12:00 | 0.64502
Coal | FR | 2018-07-30 13:00 | 0.64502
Coal | FR | 2018-07-30 14:00 | 0.64502
Coal | FR | 2018-07-30 15:00 | 0.64502
Coal | FR | 2018-07-30 16:00 | 0.64502
Coal | FR | 2018-07-30 17:00 | 0.64502
Coal | FR | 2018-07-30 18:00 | 0.64502
Coal | FR | 2018-07-30 19:00 | 0.63494
Coal | FR | 2018-07-30 20:00 | 0.63494
Coal | FR | 2018-07-30 21:00 | 0.63494
Coal | FR | 2018-07-30 22:00 | 0.63494
Coal | FR | 2018-07-30 23:00 | 0.63494
Coal | FR | 2018-07-31 | 0.63494
Coal | FR | 2018-07-31 01:00 | 0.63494
Coal | FR | 2018-07-31 02:00 | 0.63494
Coal | FR | 2018-07-31 03:00 | 0.63494
Coal | FR | 2018-07-31 04:00 | 0.63494
Coal | FR | 2018-07-31 05:00 | 0.63494
Coal | FR | 2018-07-31 06:00 | 0.63494
Coal | FR | 2018-07-31 07:00 | 0.64502
Coal | FR | 2018-07-31 08:00 | 0.64502
Coal | FR | 2018-07-31 09:00 | 0.64502
Coal | FR | 2018-07-31 10:00 | 0.64502
Coal | FR | 2018-07-31 11:00 | 0.64502
Coal | FR | 2018-07-31 12:00 | 0.64502
Coal | FR | 2018-07-31 13:00 | 0.64502
Coal | FR | 2018-07-31 14:00 | 0.64502
Coal | FR | 2018-07-31 15:00 | 0.64502
Coal | FR | 2018-07-31 16:00 | 0.64502
Coal | FR | 2018-07-31 17:00 | 0.64502
Coal | FR | 2018-07-31 18:00 | 0.64502
Coal | FR | 2018-07-31 19:00 | 0.63494
Coal | FR | 2018-07-31 20:00 | 0.48892
Coal | FR | 2018-07-31 21:00 | 0.48892
Coal | FR | 2018-07-31 22:00 | 0.48892
Coal | FR | 2018-07-31 23:00 | 0.48892
Coal | FR | 2018-08-01 | 0.48892
Coal | FR | 2018-08-01 01:00 | 0.48892
Coal | FR | 2018-08-01 02:00 | 0.48892
Coal | FR | 2018-08-01 03:00 | 0.48892
Coal | FR | 2018-08-01 04:00 | 0.48892
Coal | FR | 2018-08-01 05:00 | 0.48892
Coal | FR | 2018-08-01 06:00 | 0.48892
Coal | FR | 2018-08-01 07:00 | 0.54935
Coal | FR | 2018-08-01 08:00 | 0.54935
Coal | FR | 2018-08-01 09:00 | 0.54935
Coal | FR | 2018-08-01 10:00 | 0.54935
Coal | FR | 2018-08-01 11:00 | 0.54935
Coal | FR | 2018-08-01 12:00 | 0.54935
Coal | FR | 2018-08-01 13:00 | 0.54935
Coal | FR | 2018-08-01 14:00 | 0.54935
Coal | FR | 2018-08-01 15:00 | 0.54935
Coal | FR | 2018-08-01 16:00 | 0.54935
Coal | FR | 2018-08-01 17:00 | 0.54935
Coal | FR | 2018-08-01 18:00 | 0.58711
Coal | FR | 2018-08-01 19:00 | 0.57704
Coal | FR | 2018-08-01 20:00 | 0.57704
Coal | FR | 2018-08-01 21:00 | 0.57704
Coal | FR | 2018-08-01 22:00 | 0.57704
Coal | FR | 2018-08-01 23:00 | 0.57704
Coal | FR | 2018-08-02 | 0.57704
Coal | FR | 2018-08-02 01:00 | 0.57704
Coal | FR | 2018-08-02 02:00 | 0.49648
Coal | FR | 2018-08-02 03:00 | 0.55438
Coal | FR | 2018-08-02 04:00 | 0.55438
Coal | FR | 2018-08-02 05:00 | 0.55438
Coal | FR | 2018-08-02 06:00 | 0.55438
Coal | FR | 2018-08-02 07:00 | 0.55438
Coal | FR | 2018-08-02 08:00 | 0.55438
Coal | FR | 2018-08-02 09:00 | 0.55438
Coal | FR | 2018-08-02 10:00 | 0.55438
Coal | FR | 2018-08-02 11:00 | 0.55438
Coal | FR | 2018-08-02 12:00 | 0.55438
Coal | FR | 2018-08-02 13:00 | 0.55438
Coal | FR | 2018-08-02 14:00 | 0.55438
Coal | FR | 2018-08-02 15:00 | 0.55438
Coal | FR | 2018-08-02 16:00 | 0.55438
Coal | FR | 2018-08-02 17:00 | 0.55438
Coal | FR | 2018-08-02 18:00 | 0.55438
Coal | FR | 2018-08-02 19:00 | 0.55438
Coal | FR | 2018-08-02 20:00 | 0.55438
Coal | FR | 2018-08-02 21:00 | 0.55438
Coal | FR | 2018-08-02 22:00 | 0.5292
Coal | FR | 2018-08-02 23:00 | 0.5292
Coal | FR | 2018-08-03 | 0.5292
Coal | FR | 2018-08-03 01:00 | 0.5292
Coal | FR | 2018-08-03 02:00 | 0.5292
Coal | FR | 2018-08-03 03:00 | 0.5292
Coal | FR | 2018-08-03 04:00 | 0.5292
Coal | FR | 2018-08-03 05:00 | 0.55438
Coal | FR | 2018-08-03 06:00 | 0.55438
Coal | FR | 2018-08-03 07:00 | 0.55438
Coal | FR | 2018-08-03 08:00 | 0.55438
Coal | FR | 2018-08-03 09:00 | 0.55438
Coal | FR | 2018-08-03 10:00 | 0.55438
Coal | FR | 2018-08-03 11:00 | 0.55438
Coal | FR | 2018-08-03 12:00 | 0.55438
Coal | FR | 2018-08-03 13:00 | 0.55438
Coal | FR | 2018-08-03 14:00 | 0.55438
Coal | FR | 2018-08-03 15:00 | 0.55438
Coal | FR | 2018-08-03 16:00 | 0.55438
Coal | FR | 2018-08-03 17:00 | 0.55438
Coal | FR | 2018-08-03 18:00 | 0.55438
Coal | FR | 2018-08-03 19:00 | 0.55438
Coal | FR | 2018-08-03 20:00 | 0.55438
Coal | FR | 2018-08-03 21:00 | 0.55438
Coal | FR | 2018-08-03 22:00 | 0.55438
Coal | FR | 2018-08-03 23:00 | 0.55438
Coal | FR | 2018-08-04 | 0.55438
Coal | FR | 2018-08-04 01:00 | 0.55438
Coal | FR | 2018-08-04 02:00 | 0.55438
Coal | FR | 2018-08-04 03:00 | 0.55438
Coal | FR | 2018-08-04 04:00 | 0.55438
Coal | FR | 2018-08-04 05:00 | 0.55438
Coal | FR | 2018-08-04 06:00 | 0.55438
Coal | FR | 2018-08-04 07:00 | 0.55438
Coal | FR | 2018-08-04 08:00 | 0.55438
Coal | FR | 2018-08-04 09:00 | 0.55438
Coal | FR | 2018-08-04 10:00 | 0.55438
Coal | FR | 2018-08-04 11:00 | 0.55438
Coal | FR | 2018-08-04 12:00 | 0.55438
Coal | FR | 2018-08-04 13:00 | 0.55438
Coal | FR | 2018-08-04 14:00 | 0.55438
Coal | FR | 2018-08-04 15:00 | 0.55438
Coal | FR | 2018-08-04 16:00 | 0.55438
Coal | FR | 2018-08-04 17:00 | 0.55438
Coal | FR | 2018-08-04 18:00 | 0.55438
Coal | FR | 2018-08-04 19:00 | 0.55438
Coal | FR | 2018-08-04 20:00 | 0.55438
Coal | FR | 2018-08-04 21:00 | 0.55438
Coal | FR | 2018-08-04 22:00 | 0.55438
Coal | FR | 2018-08-04 23:00 | 0.55438
Coal | FR | 2018-08-05 | 0.7004
Coal | FR | 2018-08-05 01:00 | 0.7004
Coal | FR | 2018-08-05 02:00 | 0.7004
Coal | FR | 2018-08-05 03:00 | 0.7004
Coal | FR | 2018-08-05 04:00 | 0.7004
Coal | FR | 2018-08-05 05:00 | 0.7004
Coal | FR | 2018-08-05 06:00 | 0.7004
Coal | FR | 2018-08-05 07:00 | 0.7004
Coal | FR | 2018-08-05 08:00 | 0.7004
Coal | FR | 2018-08-05 09:00 | 0.7004
Coal | FR | 2018-08-05 10:00 | 0.7004
Coal | FR | 2018-08-05 11:00 | 0.7004
Coal | FR | 2018-08-05 12:00 | 0.7004
Coal | FR | 2018-08-05 13:00 | 0.7004
Coal | FR | 2018-08-05 14:00 | 0.7004
Coal | FR | 2018-08-05 15:00 | 0.7004
Coal | FR | 2018-08-05 16:00 | 0.7004
Coal | FR | 2018-08-05 17:00 | 0.7004
Coal | FR | 2018-08-05 18:00 | 0.55438
Coal | FR | 2018-08-05 19:00 | 0.7004
Coal | FR | 2018-08-05 20:00 | 0.7004
Coal | FR | 2018-08-05 21:00 | 0.7004
Coal | FR | 2018-08-05 22:00 | 0.7004
Coal | FR | 2018-08-05 23:00 | 0.7004
Coal | FR | 2018-08-06 | 0.7004
Coal | FR | 2018-08-06 01:00 | 0.7004
Coal | FR | 2018-08-06 02:00 | 0.7004
Coal | FR | 2018-08-06 03:00 | 0.7004
Coal | FR | 2018-08-06 04:00 | 0.7004
Coal | FR | 2018-08-06 05:00 | 0.7004
Coal | FR | 2018-08-06 06:00 | 0.7004
Coal | FR | 2018-08-06 07:00 | 0.7004
Coal | FR | 2018-08-06 08:00 | 0.7004
Coal | FR | 2018-08-06 09:00 | 0.7004
Coal | FR | 2018-08-06 10:00 | 0.7004
Coal | FR | 2018-08-06 11:00 | 0.7004
Coal | FR | 2018-08-06 12:00 | 0.7004
Coal | FR | 2018-08-06 13:00 | 0.7004
Coal | FR | 2018-08-06 14:00 | 0.7004
Coal | FR | 2018-08-06 15:00 | 0.7004
Coal | FR | 2018-08-06 16:00 | 0.7004
Coal | FR | 2018-08-06 17:00 | 0.7004
Coal | FR | 2018-08-06 18:00 | 0.7004
Coal | FR | 2018-08-06 19:00 | 0.7004
Coal | FR | 2018-08-06 20:00 | 0.7004
Coal | FR | 2018-08-06 21:00 | 0.7004
Coal | FR | 2018-08-06 22:00 | 0.7004
Coal | FR | 2018-08-06 23:00 | 0.7004
Coal | FR | 2018-08-07 | 0.7004
Coal | FR | 2018-08-07 01:00 | 0.7004
Coal | FR | 2018-08-07 02:00 | 0.7004
Coal | FR | 2018-08-07 03:00 | 0.7004
Coal | FR | 2018-08-07 04:00 | 0.7004
Coal | FR | 2018-08-07 05:00 | 0.7004
Coal | FR | 2018-08-07 06:00 | 0.7004
Coal | FR | 2018-08-07 07:00 | 0.7004
Coal | FR | 2018-08-07 08:00 | 0.7004
Coal | FR | 2018-08-07 09:00 | 0.7004
Coal | FR | 2018-08-07 10:00 | 0.7004
Coal | FR | 2018-08-07 11:00 | 0.7004
Coal | FR | 2018-08-07 12:00 | 0.7004
Coal | FR | 2018-08-07 13:00 | 0.7004
Coal | FR | 2018-08-07 14:00 | 0.7004
Coal | FR | 2018-08-07 15:00 | 0.7004
Coal | FR | 2018-08-07 16:00 | 0.7004
Coal | FR | 2018-08-07 17:00 | 0.7004
Coal | FR | 2018-08-07 18:00 | 0.7004
Coal | FR | 2018-08-07 19:00 | 0.7004
Coal | FR | 2018-08-07 20:00 | 0.7004
Coal | FR | 2018-08-07 21:00 | 0.7004
Coal | FR | 2018-08-07 22:00 | 0.7004
Coal | FR | 2018-08-07 23:00 | 0.7004
Coal | FR | 2018-08-08 | 0.7004
Coal | FR | 2018-08-08 01:00 | 0.7004
Coal | FR | 2018-08-08 02:00 | 0.7004
Coal | FR | 2018-08-08 03:00 | 0.7004
Coal | FR | 2018-08-08 04:00 | 0.7004
Coal | FR | 2018-08-08 05:00 | 0.7004
Coal | FR | 2018-08-08 06:00 | 0.7004
Coal | FR | 2018-08-08 07:00 | 0.7004
Coal | FR | 2018-08-08 08:00 | 0.7004
Coal | FR | 2018-08-08 09:00 | 0.7004
Coal | FR | 2018-08-08 10:00 | 0.7004
Coal | FR | 2018-08-08 11:00 | 0.7004
Coal | FR | 2018-08-08 12:00 | 0.7004
Coal | FR | 2018-08-08 13:00 | 0.7004
Coal | FR | 2018-08-08 14:00 | 0.7004
Coal | FR | 2018-08-08 15:00 | 0.7004
Coal | FR | 2018-08-08 16:00 | 0.7004
Coal | FR | 2018-08-08 17:00 | 0.7004
Coal | FR | 2018-08-08 18:00 | 0.7004
Coal | FR | 2018-08-08 19:00 | 0.7004
Coal | FR | 2018-08-08 20:00 | 0.7004
Coal | FR | 2018-08-08 21:00 | 0.7004
Coal | FR | 2018-08-08 22:00 | 0.7004
Coal | FR | 2018-08-08 23:00 | 0.7004
Coal | FR | 2018-08-09 | 0.7004
Coal | FR | 2018-08-09 01:00 | 0.7004
Coal | FR | 2018-08-09 02:00 | 0.7004
Coal | FR | 2018-08-09 03:00 | 0.7004
Coal | FR | 2018-08-09 04:00 | 0.7004
Coal | FR | 2018-08-09 05:00 | 0.7004
Coal | FR | 2018-08-09 06:00 | 0.7004
Coal | FR | 2018-08-09 07:00 | 0.7004
Coal | FR | 2018-08-09 08:00 | 0.7004
Coal | FR | 2018-08-09 09:00 | 0.7004
Coal | FR | 2018-08-09 10:00 | 0.7004
Coal | FR | 2018-08-09 11:00 | 0.7004
Coal | FR | 2018-08-09 12:00 | 0.7004
Coal | FR | 2018-08-09 13:00 | 0.7004
Coal | FR | 2018-08-09 14:00 | 0.7004
Coal | FR | 2018-08-09 15:00 | 0.7004
Coal | FR | 2018-08-09 16:00 | 0.7004
Coal | FR | 2018-08-09 17:00 | 0.7004
Coal | FR | 2018-08-09 18:00 | 0.7004
Coal | FR | 2018-08-09 19:00 | 0.7004
Coal | FR | 2018-08-09 20:00 | 0.55438
Coal | FR | 2018-08-09 21:00 | 0.55438
Coal | FR | 2018-08-09 22:00 | 0.55438
Coal | FR | 2018-08-09 23:00 | 0.55438
Coal | FR | 2018-08-10 | 0.55438
Coal | FR | 2018-08-10 01:00 | 0.55438
Coal | FR | 2018-08-10 02:00 | 0.55438
Coal | FR | 2018-08-10 03:00 | 0.55438
Coal | FR | 2018-08-10 04:00 | 0.55438
Coal | FR | 2018-08-10 05:00 | 0.55438
Coal | FR | 2018-08-10 06:00 | 0.55438
Coal | FR | 2018-08-10 07:00 | 0.55438
Coal | FR | 2018-08-10 08:00 | 0.55438
Coal | FR | 2018-08-10 09:00 | 0.55438
Coal | FR | 2018-08-10 10:00 | 0.55438
Coal | FR | 2018-08-10 11:00 | 0.55438
Coal | FR | 2018-08-10 12:00 | 0.55438
Coal | FR | 2018-08-10 13:00 | 0.55438
Coal | FR | 2018-08-10 14:00 | 0.55438
Coal | FR | 2018-08-10 15:00 | 0.55438
Coal | FR | 2018-08-10 16:00 | 0.55438
Coal | FR | 2018-08-10 17:00 | 0.55438
Coal | FR | 2018-08-10 18:00 | 0.55438
Coal | FR | 2018-08-10 19:00 | 0.55438
Coal | FR | 2018-08-10 20:00 | 0.7004
Coal | FR | 2018-08-10 21:00 | 0.7004
Coal | FR | 2018-08-10 22:00 | 0.7004
Coal | FR | 2018-08-10 23:00 | 0.7004
Coal | FR | 2018-08-11 | 0.7004
Coal | FR | 2018-08-11 01:00 | 0.7004
Coal | FR | 2018-08-11 02:00 | 0.7004
Coal | FR | 2018-08-11 03:00 | 0.7004
Coal | FR | 2018-08-11 04:00 | 0.7004
Coal | FR | 2018-08-11 05:00 | 0.7004
Coal | FR | 2018-08-11 06:00 | 0.7004
Coal | FR | 2018-08-11 07:00 | 0.7004
Coal | FR | 2018-08-11 08:00 | 0.7004
Coal | FR | 2018-08-11 09:00 | 0.7004
Coal | FR | 2018-08-11 10:00 | 0.7004
Coal | FR | 2018-08-11 11:00 | 0.7004
Coal | FR | 2018-08-11 12:00 | 0.7004
Coal | FR | 2018-08-11 13:00 | 0.7004
Coal | FR | 2018-08-11 14:00 | 0.7004
Coal | FR | 2018-08-11 15:00 | 0.7004
Coal | FR | 2018-08-11 16:00 | 0.7004
Coal | FR | 2018-08-11 17:00 | 0.7004
Coal | FR | 2018-08-11 18:00 | 0.7004
Coal | FR | 2018-08-11 19:00 | 0.7004
Coal | FR | 2018-08-11 20:00 | 0.7004
Coal | FR | 2018-08-11 21:00 | 0.7004
Coal | FR | 2018-08-11 22:00 | 0.7004
Coal | FR | 2018-08-11 23:00 | 0.7004
Coal | FR | 2018-08-12 | 0.7004
Coal | FR | 2018-08-12 01:00 | 0.7004
Coal | FR | 2018-08-12 02:00 | 0.7004
Coal | FR | 2018-08-12 03:00 | 0.7004
Coal | FR | 2018-08-12 04:00 | 0.7004
Coal | FR | 2018-08-12 05:00 | 0.7004
Coal | FR | 2018-08-12 06:00 | 0.7004
Coal | FR | 2018-08-12 07:00 | 0.7004
Coal | FR | 2018-08-12 08:00 | 0.7004
Coal | FR | 2018-08-12 09:00 | 0.7004
Coal | FR | 2018-08-12 10:00 | 0.7004
Coal | FR | 2018-08-12 11:00 | 0.7004
Coal | FR | 2018-08-12 12:00 | 0.7004
Coal | FR | 2018-08-12 13:00 | 0.7004
Coal | FR | 2018-08-12 14:00 | 0.7004
Coal | FR | 2018-08-12 15:00 | 0.7004
Coal | FR | 2018-08-12 16:00 | 0.7004
Coal | FR | 2018-08-12 17:00 | 0.7004
Coal | FR | 2018-08-12 18:00 | 0.7004
Coal | FR | 2018-08-12 19:00 | 0.7004
Coal | FR | 2018-08-12 20:00 | 0.7004
Coal | FR | 2018-08-12 21:00 | 0.7004
Coal | FR | 2018-08-12 22:00 | 0.7004
Coal | FR | 2018-08-12 23:00 | 0.7004
Coal | FR | 2018-08-13 | 0.7004
Coal | FR | 2018-08-13 01:00 | 0.7004
Coal | FR | 2018-08-13 02:00 | 0.7004
Coal | FR | 2018-08-13 03:00 | 0.7004
Coal | FR | 2018-08-13 04:00 | 0.7004
Coal | FR | 2018-08-13 05:00 | 0.7004
Coal | FR | 2018-08-13 06:00 | 0.7004
Coal | FR | 2018-08-13 07:00 | 0.7004
Coal | FR | 2018-08-13 08:00 | 0.7004
Coal | FR | 2018-08-13 09:00 | 0.7004
Coal | FR | 2018-08-13 10:00 | 0.7004
Coal | FR | 2018-08-13 11:00 | 0.7004
Coal | FR | 2018-08-13 12:00 | 0.7004
Coal | FR | 2018-08-13 13:00 | 0.7004
Coal | FR | 2018-08-13 14:00 | 0.7004
Coal | FR | 2018-08-13 15:00 | 0.7004
Coal | FR | 2018-08-13 16:00 | 0.66264
Coal | FR | 2018-08-13 17:00 | 0.66264
Coal | FR | 2018-08-13 18:00 | 0.66264
Coal | FR | 2018-08-13 19:00 | 0.66264
Coal | FR | 2018-08-13 20:00 | 0.55438
Coal | FR | 2018-08-13 21:00 | 0.55438
Coal | FR | 2018-08-13 22:00 | 0.55438
Coal | FR | 2018-08-13 23:00 | 0.55438
Coal | FR | 2018-08-14 | 0.55438
Coal | FR | 2018-08-14 01:00 | 0.55438
Coal | FR | 2018-08-14 02:00 | 0.55438
Coal | FR | 2018-08-14 03:00 | 0.55438
Coal | FR | 2018-08-14 04:00 | 0.55438
Coal | FR | 2018-08-14 05:00 | 0.55438
Coal | FR | 2018-08-14 06:00 | 0.55438
Coal | FR | 2018-08-14 07:00 | 0.55438
Coal | FR | 2018-08-14 08:00 | 0.55438
Coal | FR | 2018-08-14 09:00 | 0.55438
Coal | FR | 2018-08-14 10:00 | 0.55438
Coal | FR | 2018-08-14 11:00 | 0.55438
Coal | FR | 2018-08-14 12:00 | 0.55438
Coal | FR | 2018-08-14 13:00 | 0.55438
Coal | FR | 2018-08-14 14:00 | 0.55438
Coal | FR | 2018-08-14 15:00 | 0.55438
Coal | FR | 2018-08-14 16:00 | 0.55438
Coal | FR | 2018-08-14 17:00 | 0.55438
Coal | FR | 2018-08-14 18:00 | 0.55438
Coal | FR | 2018-08-14 19:00 | 0.55438
Coal | FR | 2018-08-14 20:00 | 0.55438
Coal | FR | 2018-08-14 21:00 | 0.55438
Coal | FR | 2018-08-14 22:00 | 0.55438
Coal | FR | 2018-08-14 23:00 | 0.55438
Coal | FR | 2018-08-15 | 0.55438
Coal | FR | 2018-08-15 01:00 | 0.55438
Coal | FR | 2018-08-15 02:00 | 0.55438
Coal | FR | 2018-08-15 03:00 | 0.55438
Coal | FR | 2018-08-15 04:00 | 0.55438
Coal | FR | 2018-08-15 05:00 | 0.55438
Coal | FR | 2018-08-15 06:00 | 0.55438
Coal | FR | 2018-08-15 07:00 | 0.55438
Coal | FR | 2018-08-15 08:00 | 0.55438
Coal | FR | 2018-08-15 09:00 | 0.55438
Coal | FR | 2018-08-15 10:00 | 0.40836
Coal | FR | 2018-08-15 11:00 | 0.40836
Coal | FR | 2018-08-15 12:00 | 0.40836
Coal | FR | 2018-08-15 13:00 | 0.40836
Coal | FR | 2018-08-15 14:00 | 0.40836
Coal | FR | 2018-08-15 15:00 | 0.40836
Coal | FR | 2018-08-15 16:00 | 0.40836
Coal | FR | 2018-08-15 17:00 | 0.40836
Coal | FR | 2018-08-15 18:00 | 0.40836
Coal | FR | 2018-08-15 19:00 | 0.40836
Coal | FR | 2018-08-15 20:00 | 0.40836
Coal | FR | 2018-08-15 21:00 | 0.40836
Coal | FR | 2018-08-15 22:00 | 0.40836
Coal | FR | 2018-08-15 23:00 | 0.40836
Coal | FR | 2018-08-16 | 0.40836
Coal | FR | 2018-08-16 01:00 | 0.40836
Coal | FR | 2018-08-16 02:00 | 0.40836
Coal | FR | 2018-08-16 03:00 | 0.40836
Coal | FR | 2018-08-16 04:00 | 0.40836
Coal | FR | 2018-08-16 05:00 | 0.40836
Coal | FR | 2018-08-16 06:00 | 0.40836
Coal | FR | 2018-08-16 07:00 | 0.40836
Coal | FR | 2018-08-16 08:00 | 0.40836
Coal | FR | 2018-08-16 09:00 | 0.40836
Coal | FR | 2018-08-16 10:00 | 0.40836
Coal | FR | 2018-08-16 11:00 | 0.40836
Coal | FR | 2018-08-16 12:00 | 0.40836
Coal | FR | 2018-08-16 13:00 | 0.40836
Coal | FR | 2018-08-16 14:00 | 0.40836
Coal | FR | 2018-08-16 15:00 | 0.40836
Coal | FR | 2018-08-16 16:00 | 0.40836
Coal | FR | 2018-08-16 17:00 | 0.40836
Coal | FR | 2018-08-16 18:00 | 0.40836
Coal | FR | 2018-08-16 19:00 | 0.40836
Coal | FR | 2018-08-16 20:00 | 0.40836
Coal | FR | 2018-08-16 21:00 | 0.40836
Coal | FR | 2018-08-16 22:00 | 0.40836
Coal | FR | 2018-08-16 23:00 | 0.40836
Coal | FR | 2018-08-17 | 0.40836
Coal | FR | 2018-08-17 01:00 | 0.40836
Coal | FR | 2018-08-17 02:00 | 0.40836
Coal | FR | 2018-08-17 03:00 | 0.40836
Coal | FR | 2018-08-17 04:00 | 0.40836
Coal | FR | 2018-08-17 05:00 | 0.40836
Coal | FR | 2018-08-17 06:00 | 0.40836
Coal | FR | 2018-08-17 07:00 | 0.40836
Coal | FR | 2018-08-17 08:00 | 0.40836
Coal | FR | 2018-08-17 09:00 | 0.40836
Coal | FR | 2018-08-17 10:00 | 0.40836
Coal | FR | 2018-08-17 11:00 | 0.40836
Coal | FR | 2018-08-17 12:00 | 0.40836
Coal | FR | 2018-08-17 13:00 | 0.40836
Coal | FR | 2018-08-17 14:00 | 0.40836
Coal | FR | 2018-08-17 15:00 | 0.40836
Coal | FR | 2018-08-17 16:00 | 0.40836
Coal | FR | 2018-08-17 17:00 | 0.40836
Coal | FR | 2018-08-17 18:00 | 0.40836
Coal | FR | 2018-08-17 19:00 | 0.40836
Coal | FR | 2018-08-17 20:00 | 0.40836
Coal | FR | 2018-08-17 21:00 | 0.40836
Coal | FR | 2018-08-17 22:00 | 0.40836
Coal | FR | 2018-08-17 23:00 | 0.40836
Coal | FR | 2018-08-18 | 0.40836
Coal | FR | 2018-08-18 01:00 | 0.40836
Coal | FR | 2018-08-18 02:00 | 0.40836
Coal | FR | 2018-08-18 03:00 | 0.40836
Coal | FR | 2018-08-18 04:00 | 0.40836
Coal | FR | 2018-08-18 05:00 | 0.40836
Coal | FR | 2018-08-18 06:00 | 0.55438
Coal | FR | 2018-08-18 07:00 | 0.55438
Coal | FR | 2018-08-18 08:00 | 0.55438
Coal | FR | 2018-08-18 09:00 | 0.55438
Coal | FR | 2018-08-18 10:00 | 0.55438
Coal | FR | 2018-08-18 11:00 | 0.55438
Coal | FR | 2018-08-18 12:00 | 0.55438
Coal | FR | 2018-08-18 13:00 | 0.55438
Coal | FR | 2018-08-18 14:00 | 0.55438
Coal | FR | 2018-08-18 15:00 | 0.55438
Coal | FR | 2018-08-18 16:00 | 0.55438
Coal | FR | 2018-08-18 17:00 | 0.55438
Coal | FR | 2018-08-18 18:00 | 0.55438
Coal | FR | 2018-08-18 19:00 | 0.55438
Coal | FR | 2018-08-18 20:00 | 0.55438
Coal | FR | 2018-08-18 21:00 | 0.55438
Coal | FR | 2018-08-18 22:00 | 0.55438
Coal | FR | 2018-08-18 23:00 | 0.55438
Coal | FR | 2018-08-19 | 0.55438
Coal | FR | 2018-08-19 01:00 | 0.55438
Coal | FR | 2018-08-19 02:00 | 0.55438
Coal | FR | 2018-08-19 03:00 | 0.55438
Coal | FR | 2018-08-19 04:00 | 0.55438
Coal | FR | 2018-08-19 05:00 | 0.55438
Coal | FR | 2018-08-19 06:00 | 0.55438
Coal | FR | 2018-08-19 07:00 | 0.55438
Coal | FR | 2018-08-19 08:00 | 0.55438
Coal | FR | 2018-08-19 09:00 | 0.55438
Coal | FR | 2018-08-19 10:00 | 0.55438
Coal | FR | 2018-08-19 11:00 | 0.55438
Coal | FR | 2018-08-19 12:00 | 0.55438
Coal | FR | 2018-08-19 13:00 | 0.55438
Coal | FR | 2018-08-19 14:00 | 0.55438
Coal | FR | 2018-08-19 15:00 | 0.55438
Coal | FR | 2018-08-19 16:00 | 0.55438
Coal | FR | 2018-08-19 17:00 | 0.55438
Coal | FR | 2018-08-19 18:00 | 0.55438
Coal | FR | 2018-08-19 19:00 | 0.55438
Coal | FR | 2018-08-19 20:00 | 0.55438
Coal | FR | 2018-08-19 21:00 | 0.55438
Coal | FR | 2018-08-19 22:00 | 0.55438
Coal | FR | 2018-08-19 23:00 | 0.55438
Coal | FR | 2018-08-20 | 0.26234
Coal | FR | 2018-08-20 01:00 | 0.26234
Coal | FR | 2018-08-20 02:00 | 0.26234
Coal | FR | 2018-08-20 03:00 | 0.26234
Coal | FR | 2018-08-20 04:00 | 0.26234
Coal | FR | 2018-08-20 05:00 | 0.26234
Coal | FR | 2018-08-20 06:00 | 0.40836
Coal | FR | 2018-08-20 07:00 | 0.40836
Coal | FR | 2018-08-20 08:00 | 0.40836
Coal | FR | 2018-08-20 09:00 | 0.40836
Coal | FR | 2018-08-20 10:00 | 0.40836
Coal | FR | 2018-08-20 11:00 | 0.40836
Coal | FR | 2018-08-20 12:00 | 0.40836
Coal | FR | 2018-08-20 13:00 | 0.40836
Coal | FR | 2018-08-20 14:00 | 0.40836
Coal | FR | 2018-08-20 15:00 | 0.40836
Coal | FR | 2018-08-20 16:00 | 0.40836
Coal | FR | 2018-08-20 17:00 | 0.40836
Coal | FR | 2018-08-20 18:00 | 0.40836
Coal | FR | 2018-08-20 19:00 | 0.40836
Coal | FR | 2018-08-20 20:00 | 0.40836
Coal | FR | 2018-08-20 21:00 | 0.40836
Coal | FR | 2018-08-20 22:00 | 0.40836
Coal | FR | 2018-08-20 23:00 | 0.40836
Coal | FR | 2018-08-21 | 0.40836
Coal | FR | 2018-08-21 01:00 | 0.40836
Coal | FR | 2018-08-21 02:00 | 0.40836
Coal | FR | 2018-08-21 03:00 | 0.40836
Coal | FR | 2018-08-21 04:00 | 0.40836
Coal | FR | 2018-08-21 05:00 | 0.40836
Coal | FR | 2018-08-21 06:00 | 0.40836
Coal | FR | 2018-08-21 07:00 | 0.40836
Coal | FR | 2018-08-21 08:00 | 0.38318
Coal | FR | 2018-08-21 09:00 | 0.38318
Coal | FR | 2018-08-21 10:00 | 0.38318
Coal | FR | 2018-08-21 11:00 | 0.38318
Coal | FR | 2018-08-21 12:00 | 0.38318
Coal | FR | 2018-08-21 13:00 | 0.38318
Coal | FR | 2018-08-21 14:00 | 0.38318
Coal | FR | 2018-08-21 15:00 | 0.38318
Coal | FR | 2018-08-21 16:00 | 0.40836
Coal | FR | 2018-08-21 17:00 | 0.40836
Coal | FR | 2018-08-21 18:00 | 0.40836
Coal | FR | 2018-08-21 19:00 | 0.40836
Coal | FR | 2018-08-21 20:00 | 0.40836
Coal | FR | 2018-08-21 21:00 | 0.40836
Coal | FR | 2018-08-21 22:00 | 0.40836
Coal | FR | 2018-08-21 23:00 | 0.40836
Coal | FR | 2018-08-22 | 0.40836
Coal | FR | 2018-08-22 01:00 | 0.40836
Coal | FR | 2018-08-22 02:00 | 0.40836
Coal | FR | 2018-08-22 03:00 | 0.40836
Coal | FR | 2018-08-22 04:00 | 0.40836
Coal | FR | 2018-08-22 05:00 | 0.40836
Coal | FR | 2018-08-22 06:00 | 0.40836
Coal | FR | 2018-08-22 07:00 | 0.40836
Coal | FR | 2018-08-22 08:00 | 0.40836
Coal | FR | 2018-08-22 09:00 | 0.38822
Coal | FR | 2018-08-22 10:00 | 0.38822
Coal | FR | 2018-08-22 11:00 | 0.38822
Coal | FR | 2018-08-22 12:00 | 0.38822
Coal | FR | 2018-08-22 13:00 | 0.38822
Coal | FR | 2018-08-22 14:00 | 0.38822
Coal | FR | 2018-08-22 15:00 | 0.38822
Coal | FR | 2018-08-22 16:00 | 0.38822
Coal | FR | 2018-08-22 17:00 | 0.40836
Coal | FR | 2018-08-22 18:00 | 0.40836
Coal | FR | 2018-08-22 19:00 | 0.40836
Coal | FR | 2018-08-22 20:00 | 0.40836
Coal | FR | 2018-08-22 21:00 | 0.40836
Coal | FR | 2018-08-22 22:00 | 0.40836
Coal | FR | 2018-08-22 23:00 | 0.40836
Coal | FR | 2018-08-23 | 0.40836
Coal | FR | 2018-08-23 01:00 | 0.40836
Coal | FR | 2018-08-23 02:00 | 0.40836
Coal | FR | 2018-08-23 03:00 | 0.40836
Coal | FR | 2018-08-23 04:00 | 0.40836
Coal | FR | 2018-08-23 05:00 | 0.40836
Coal | FR | 2018-08-23 06:00 | 0.40836
Coal | FR | 2018-08-23 07:00 | 0.40836
Coal | FR | 2018-08-23 08:00 | 0.40836
Coal | FR | 2018-08-23 09:00 | 0.40836
Coal | FR | 2018-08-23 10:00 | 0.40836
Coal | FR | 2018-08-23 11:00 | 0.40836
Coal | FR | 2018-08-23 12:00 | 0.40836
Coal | FR | 2018-08-23 13:00 | 0.40836
Coal | FR | 2018-08-23 14:00 | 0.40836
Coal | FR | 2018-08-23 15:00 | 0.40836
Coal | FR | 2018-08-23 16:00 | 0.40836
Coal | FR | 2018-08-23 17:00 | 0.40836
Coal | FR | 2018-08-23 18:00 | 0.40836
Coal | FR | 2018-08-23 19:00 | 0.40836
Coal | FR | 2018-08-23 20:00 | 0.40836
Coal | FR | 2018-08-23 21:00 | 0.40836
Coal | FR | 2018-08-23 22:00 | 0.40836
Coal | FR | 2018-08-23 23:00 | 0.40836
Coal | FR | 2018-08-24 | 0.40836
Coal | FR | 2018-08-24 01:00 | 0.40836
Coal | FR | 2018-08-24 02:00 | 0.40836
Coal | FR | 2018-08-24 03:00 | 0.40836
Coal | FR | 2018-08-24 04:00 | 0.40836
Coal | FR | 2018-08-24 05:00 | 0.40836
Coal | FR | 2018-08-24 06:00 | 0.40836
Coal | FR | 2018-08-24 07:00 | 0.40836
Coal | FR | 2018-08-24 08:00 | 0.40836
Coal | FR | 2018-08-24 09:00 | 0.40836
Coal | FR | 2018-08-24 10:00 | 0.40836
Coal | FR | 2018-08-24 11:00 | 0.40836
Coal | FR | 2018-08-24 12:00 | 0.40836
Coal | FR | 2018-08-24 13:00 | 0.40836
Coal | FR | 2018-08-24 14:00 | 0.40836
Coal | FR | 2018-08-24 15:00 | 0.40836
Coal | FR | 2018-08-24 16:00 | 0.40836
Coal | FR | 2018-08-24 17:00 | 0.40836
Coal | FR | 2018-08-24 18:00 | 0.40836
Coal | FR | 2018-08-24 19:00 | 0.40836
Coal | FR | 2018-08-24 20:00 | 0.40836
Coal | FR | 2018-08-24 21:00 | 0.40836
Coal | FR | 2018-08-24 22:00 | 0.40836
Coal | FR | 2018-08-24 23:00 | 0.40836
Coal | FR | 2018-08-25 | 0.55438
Coal | FR | 2018-08-25 01:00 | 0.55438
Coal | FR | 2018-08-25 02:00 | 0.55438
Coal | FR | 2018-08-25 03:00 | 0.55438
Coal | FR | 2018-08-25 04:00 | 0.55438
Coal | FR | 2018-08-25 05:00 | 0.55438
Coal | FR | 2018-08-25 06:00 | 0.55438
Coal | FR | 2018-08-25 07:00 | 0.50906
Coal | FR | 2018-08-25 08:00 | 0.50906
Coal | FR | 2018-08-25 09:00 | 0.55438
Coal | FR | 2018-08-25 10:00 | 0.51158
Coal | FR | 2018-08-25 11:00 | 0.51158
Coal | FR | 2018-08-25 12:00 | 0.55438
Coal | FR | 2018-08-25 13:00 | 0.55438
Coal | FR | 2018-08-25 14:00 | 0.55438
Coal | FR | 2018-08-25 15:00 | 0.55438
Coal | FR | 2018-08-25 16:00 | 0.55438
Coal | FR | 2018-08-25 17:00 | 0.55438
Coal | FR | 2018-08-25 18:00 | 0.55438
Coal | FR | 2018-08-25 19:00 | 0.55438
Coal | FR | 2018-08-25 20:00 | 0.55438
Coal | FR | 2018-08-25 21:00 | 0.55438
Coal | FR | 2018-08-25 22:00 | 0.55438
Coal | FR | 2018-08-25 23:00 | 0.55438
Coal | FR | 2018-08-26 | 0.55438
Coal | FR | 2018-08-26 01:00 | 0.55438
Coal | FR | 2018-08-26 02:00 | 0.55438
Coal | FR | 2018-08-26 03:00 | 0.55438
Coal | FR | 2018-08-26 04:00 | 0.55438
Coal | FR | 2018-08-26 05:00 | 0.55438
Coal | FR | 2018-08-26 06:00 | 0.55438
Coal | FR | 2018-08-26 07:00 | 0.55438
Coal | FR | 2018-08-26 08:00 | 0.55438
Coal | FR | 2018-08-26 09:00 | 0.55438
Coal | FR | 2018-08-26 10:00 | 0.55438
Coal | FR | 2018-08-26 11:00 | 0.55438
Coal | FR | 2018-08-26 12:00 | 0.55438
Coal | FR | 2018-08-26 13:00 | 0.55438
Coal | FR | 2018-08-26 14:00 | 0.55438
Coal | FR | 2018-08-26 15:00 | 0.55438
Coal | FR | 2018-08-26 16:00 | 0.55438
Coal | FR | 2018-08-26 17:00 | 0.55438
Coal | FR | 2018-08-26 18:00 | 0.55438
Coal | FR | 2018-08-26 19:00 | 0.55438
Coal | FR | 2018-08-26 20:00 | 0.55438
Coal | FR | 2018-08-26 21:00 | 0.55438
Coal | FR | 2018-08-26 22:00 | 0.55438
Coal | FR | 2018-08-26 23:00 | 0.55438
Coal | FR | 2018-08-27 | 0.55438
Coal | FR | 2018-08-27 01:00 | 0.55438
Coal | FR | 2018-08-27 02:00 | 0.55438
Coal | FR | 2018-08-27 03:00 | 0.55438
Coal | FR | 2018-08-27 04:00 | 0.55438
Coal | FR | 2018-08-27 05:00 | 0.55438
Coal | FR | 2018-08-27 06:00 | 0.55438
Coal | FR | 2018-08-27 07:00 | 0.55438
Coal | FR | 2018-08-27 08:00 | 0.55438
Coal | FR | 2018-08-27 09:00 | 0.55438
Coal | FR | 2018-08-27 10:00 | 0.55438
Coal | FR | 2018-08-27 11:00 | 0.55438
Coal | FR | 2018-08-27 12:00 | 0.55438
Coal | FR | 2018-08-27 13:00 | 0.55438
Coal | FR | 2018-08-27 14:00 | 0.55438
Coal | FR | 2018-08-27 15:00 | 0.55438
Coal | FR | 2018-08-27 16:00 | 0.55438
Coal | FR | 2018-08-27 17:00 | 0.55438
Coal | FR | 2018-08-27 18:00 | 0.55438
Coal | FR | 2018-08-27 19:00 | 0.55438
Coal | FR | 2018-08-27 20:00 | 0.55438
Coal | FR | 2018-08-27 21:00 | 0.55438
Coal | FR | 2018-08-27 22:00 | 0.55438
Coal | FR | 2018-08-27 23:00 | 0.55438
Coal | FR | 2018-08-28 | 0.55438
Coal | FR | 2018-08-28 01:00 | 0.55438
Coal | FR | 2018-08-28 02:00 | 0.55438
Coal | FR | 2018-08-28 03:00 | 0.55438
Coal | FR | 2018-08-28 04:00 | 0.55438
Coal | FR | 2018-08-28 05:00 | 0.55438
Coal | FR | 2018-08-28 06:00 | 0.55438
Coal | FR | 2018-08-28 07:00 | 0.55438
Coal | FR | 2018-08-28 08:00 | 0.55438
Coal | FR | 2018-08-28 09:00 | 0.55438
Coal | FR | 2018-08-28 10:00 | 0.55438
Coal | FR | 2018-08-28 11:00 | 0.55438
Coal | FR | 2018-08-28 12:00 | 0.55438
Coal | FR | 2018-08-28 13:00 | 0.55438
Coal | FR | 2018-08-28 14:00 | 0.55438
Coal | FR | 2018-08-28 15:00 | 0.55438
Coal | FR | 2018-08-28 16:00 | 0.55438
Coal | FR | 2018-08-28 17:00 | 0.55438
Coal | FR | 2018-08-28 18:00 | 0.55438
Coal | FR | 2018-08-28 19:00 | 0.55438
Coal | FR | 2018-08-28 20:00 | 0.55438
Coal | FR | 2018-08-28 21:00 | 0.55438
Coal | FR | 2018-08-28 22:00 | 0.55438
Coal | FR | 2018-08-28 23:00 | 0.55438
Coal | FR | 2018-08-29 | 0.55438
Coal | FR | 2018-08-29 01:00 | 0.55438
Coal | FR | 2018-08-29 02:00 | 0.55438
Coal | FR | 2018-08-29 03:00 | 0.55438
Coal | FR | 2018-08-29 04:00 | 0.55438
Coal | FR | 2018-08-29 05:00 | 0.55438
Coal | FR | 2018-08-29 06:00 | 0.55438
Coal | FR | 2018-08-29 07:00 | 0.55438
Coal | FR | 2018-08-29 08:00 | 0.55438
Coal | FR | 2018-08-29 09:00 | 0.55438
Coal | FR | 2018-08-29 10:00 | 0.55438
Coal | FR | 2018-08-29 11:00 | 0.55438
Coal | FR | 2018-08-29 12:00 | 0.55438
Coal | FR | 2018-08-29 13:00 | 0.55438
Coal | FR | 2018-08-29 14:00 | 0.55438
Coal | FR | 2018-08-29 15:00 | 0.55438
Coal | FR | 2018-08-29 16:00 | 0.55438
Coal | FR | 2018-08-29 17:00 | 0.55438
Coal | FR | 2018-08-29 18:00 | 0.55438
Coal | FR | 2018-08-29 19:00 | 0.55438
Coal | FR | 2018-08-29 20:00 | 0.55438
Coal | FR | 2018-08-29 21:00 | 0.55438
Coal | FR | 2018-08-29 22:00 | 0.55438
Coal | FR | 2018-08-29 23:00 | 0.55438
Coal | FR | 2018-08-30 | 0.55438
Coal | FR | 2018-08-30 01:00 | 0.55438
Coal | FR | 2018-08-30 02:00 | 0.55438
Coal | FR | 2018-08-30 03:00 | 0.55438
Coal | FR | 2018-08-30 04:00 | 0.55438
Coal | FR | 2018-08-30 05:00 | 0.55438
Coal | FR | 2018-08-30 06:00 | 0.55438
Coal | FR | 2018-08-30 07:00 | 0.55438
Coal | FR | 2018-08-30 08:00 | 0.55438
Coal | FR | 2018-08-30 09:00 | 0.55438
Coal | FR | 2018-08-30 10:00 | 0.55438
Coal | FR | 2018-08-30 11:00 | 0.55438
Coal | FR | 2018-08-30 12:00 | 0.55438
Coal | FR | 2018-08-30 13:00 | 0.55438
Coal | FR | 2018-08-30 14:00 | 0.55438
Coal | FR | 2018-08-30 15:00 | 0.55438
Coal | FR | 2018-08-30 16:00 | 0.55438
Coal | FR | 2018-08-30 17:00 | 0.55438
Coal | FR | 2018-08-30 18:00 | 0.55438
Coal | FR | 2018-08-30 19:00 | 0.55438
Coal | FR | 2018-08-30 20:00 | 0.55438
Coal | FR | 2018-08-30 21:00 | 0.55438
Coal | FR | 2018-08-30 22:00 | 0.55438
Coal | FR | 2018-08-30 23:00 | 0.55438
Coal | FR | 2018-08-31 | 0.55438
Coal | FR | 2018-08-31 01:00 | 0.55438
Coal | FR | 2018-08-31 02:00 | 0.55438
Coal | FR | 2018-08-31 03:00 | 0.55438
Coal | FR | 2018-08-31 04:00 | 0.55438
Coal | FR | 2018-08-31 05:00 | 0.55438
Coal | FR | 2018-08-31 06:00 | 0.55438
Coal | FR | 2018-08-31 07:00 | 0.55438
Coal | FR | 2018-08-31 08:00 | 0.55438
Coal | FR | 2018-08-31 09:00 | 0.55438
Coal | FR | 2018-08-31 10:00 | 0.55438
Coal | FR | 2018-08-31 11:00 | 0.55438
Coal | FR | 2018-08-31 12:00 | 0.55438
Coal | FR | 2018-08-31 13:00 | 0.55438
Coal | FR | 2018-08-31 14:00 | 0.55438
Coal | FR | 2018-08-31 15:00 | 0.55438
Coal | FR | 2018-08-31 16:00 | 0.55438
Coal | FR | 2018-08-31 17:00 | 0.55438
Coal | FR | 2018-08-31 18:00 | 0.55438
Coal | FR | 2018-08-31 19:00 | 0.49144
Coal | FR | 2018-08-31 20:00 | 0.49144
Coal | FR | 2018-08-31 21:00 | 0.49144
Coal | FR | 2018-08-31 22:00 | 0.49144
Coal | FR | 2018-08-31 23:00 | 0.49144
Coal | FR | 2018-09-01 | 0.40836
Coal | FR | 2018-09-01 01:00 | 0.40836
Coal | FR | 2018-09-01 02:00 | 0.40836
Coal | FR | 2018-09-01 03:00 | 0.40836
Coal | FR | 2018-09-01 04:00 | 0.40836
Coal | FR | 2018-09-01 05:00 | 0.40836
Coal | FR | 2018-09-01 06:00 | 0.40836
Coal | FR | 2018-09-01 07:00 | 0.40836
Coal | FR | 2018-09-01 08:00 | 0.40836
Coal | FR | 2018-09-01 09:00 | 0.40836
Coal | FR | 2018-09-01 10:00 | 0.40836
Coal | FR | 2018-09-01 11:00 | 0.40836
Coal | FR | 2018-09-01 12:00 | 0.40836
Coal | FR | 2018-09-01 13:00 | 0.40836
Coal | FR | 2018-09-01 14:00 | 0.40836
Coal | FR | 2018-09-01 15:00 | 0.40836
Coal | FR | 2018-09-01 16:00 | 0.40836
Coal | FR | 2018-09-01 17:00 | 0.40836
Coal | FR | 2018-09-01 18:00 | 0.40836
Coal | FR | 2018-09-01 19:00 | 0.40836
Coal | FR | 2018-09-01 20:00 | 0.40836
Coal | FR | 2018-09-01 21:00 | 0.40836
Coal | FR | 2018-09-01 22:00 | 0.40836
Coal | FR | 2018-09-01 23:00 | 0.40836
Coal | FR | 2018-09-02 | 0.40836
Coal | FR | 2018-09-02 01:00 | 0.40836
Coal | FR | 2018-09-02 02:00 | 0.40836
Coal | FR | 2018-09-02 03:00 | 0.40836
Coal | FR | 2018-09-02 04:00 | 0.40836
Coal | FR | 2018-09-02 05:00 | 0.40836
Coal | FR | 2018-09-02 06:00 | 0.40836
Coal | FR | 2018-09-02 07:00 | 0.40836
Coal | FR | 2018-09-02 08:00 | 0.40836
Coal | FR | 2018-09-02 09:00 | 0.40836
Coal | FR | 2018-09-02 10:00 | 0.40836
Coal | FR | 2018-09-02 11:00 | 0.40836
Coal | FR | 2018-09-02 12:00 | 0.40836
Coal | FR | 2018-09-02 13:00 | 0.40836
Coal | FR | 2018-09-02 14:00 | 0.40836
Coal | FR | 2018-09-02 15:00 | 0.40836
Coal | FR | 2018-09-02 16:00 | 0.40836
Coal | FR | 2018-09-02 17:00 | 0.40836
Coal | FR | 2018-09-02 18:00 | 0.40836
Coal | FR | 2018-09-02 19:00 | 0.40836
Coal | FR | 2018-09-02 20:00 | 0.40836
Coal | FR | 2018-09-02 21:00 | 0.40836
Coal | FR | 2018-09-02 22:00 | 0.40836
Coal | FR | 2018-09-02 23:00 | 0.40836
Coal | FR | 2018-09-03 | 0.40836
Coal | FR | 2018-09-03 01:00 | 0.40836
Coal | FR | 2018-09-03 02:00 | 0.40836
Coal | FR | 2018-09-03 03:00 | 0.40836
Coal | FR | 2018-09-03 04:00 | 0.40836
Coal | FR | 2018-09-03 05:00 | 0.40836
Coal | FR | 2018-09-03 06:00 | 0.40836
Coal | FR | 2018-09-03 07:00 | 0.40836
Coal | FR | 2018-09-03 08:00 | 0.40836
Coal | FR | 2018-09-03 09:00 | 0.40836
Coal | FR | 2018-09-03 10:00 | 0.40836
Coal | FR | 2018-09-03 11:00 | 0.40836
Coal | FR | 2018-09-03 12:00 | 0.40836
Coal | FR | 2018-09-03 13:00 | 0.40836
Coal | FR | 2018-09-03 14:00 | 0.40836
Coal | FR | 2018-09-03 15:00 | 0.40836
Coal | FR | 2018-09-03 16:00 | 0.40836
Coal | FR | 2018-09-03 17:00 | 0.40836
Coal | FR | 2018-09-03 18:00 | 0.40836
Coal | FR | 2018-09-03 19:00 | 0.40836
Coal | FR | 2018-09-03 20:00 | 0.40836
Coal | FR | 2018-09-03 21:00 | 0.40836
Coal | FR | 2018-09-03 22:00 | 0.40836
Coal | FR | 2018-09-03 23:00 | 0.40836
Coal | FR | 2018-09-04 | 0.40836
Coal | FR | 2018-09-04 01:00 | 0.40836
Coal | FR | 2018-09-04 02:00 | 0.40836
Coal | FR | 2018-09-04 03:00 | 0.40836
Coal | FR | 2018-09-04 04:00 | 0.40836
Coal | FR | 2018-09-04 05:00 | 0.40836
Coal | FR | 2018-09-04 06:00 | 0.40836
Coal | FR | 2018-09-04 07:00 | 0.40836
Coal | FR | 2018-09-04 08:00 | 0.40836
Coal | FR | 2018-09-04 09:00 | 0.40836
Coal | FR | 2018-09-04 10:00 | 0.40836
Coal | FR | 2018-09-04 11:00 | 0.40836
Coal | FR | 2018-09-04 12:00 | 0.40836
Coal | FR | 2018-09-04 13:00 | 0.40836
Coal | FR | 2018-09-04 14:00 | 0.40836
Coal | FR | 2018-09-04 15:00 | 0.40836
Coal | FR | 2018-09-04 16:00 | 0.40836
Coal | FR | 2018-09-04 17:00 | 0.40836
Coal | FR | 2018-09-04 18:00 | 0.40836
Coal | FR | 2018-09-04 19:00 | 0.40836
Coal | FR | 2018-09-04 20:00 | 0.40836
Coal | FR | 2018-09-04 21:00 | 0.40836
Coal | FR | 2018-09-04 22:00 | 0.40836
Coal | FR | 2018-09-04 23:00 | 0.40836
Coal | FR | 2018-09-05 | 0.40836
Coal | FR | 2018-09-05 01:00 | 0.40836
Coal | FR | 2018-09-05 02:00 | 0.40836
Coal | FR | 2018-09-05 03:00 | 0.40836
Coal | FR | 2018-09-05 04:00 | 0.40836
Coal | FR | 2018-09-05 05:00 | 0.40836
Coal | FR | 2018-09-05 06:00 | 0.40836
Coal | FR | 2018-09-05 07:00 | 0.40836
Coal | FR | 2018-09-05 08:00 | 0.40836
Coal | FR | 2018-09-05 09:00 | 0.40836
Coal | FR | 2018-09-05 10:00 | 0.40836
Coal | FR | 2018-09-05 11:00 | 0.40836
Coal | FR | 2018-09-05 12:00 | 0.40836
Coal | FR | 2018-09-05 13:00 | 0.40836
Coal | FR | 2018-09-05 14:00 | 0.40836
Coal | FR | 2018-09-05 15:00 | 0.40836
Coal | FR | 2018-09-05 16:00 | 0.40836
Coal | FR | 2018-09-05 17:00 | 0.40836
Coal | FR | 2018-09-05 18:00 | 0.40836
Coal | FR | 2018-09-05 19:00 | 0.40836
Coal | FR | 2018-09-05 20:00 | 0.40836
Coal | FR | 2018-09-05 21:00 | 0.40836
Coal | FR | 2018-09-05 22:00 | 0.40836
Coal | FR | 2018-09-05 23:00 | 0.40836
Coal | FR | 2018-09-06 | 0.40836
Coal | FR | 2018-09-06 01:00 | 0.40836
Coal | FR | 2018-09-06 02:00 | 0.40836
Coal | FR | 2018-09-06 03:00 | 0.40836
Coal | FR | 2018-09-06 04:00 | 0.40836
Coal | FR | 2018-09-06 05:00 | 0.40836
Coal | FR | 2018-09-06 06:00 | 0.40836
Coal | FR | 2018-09-06 07:00 | 0.40836
Coal | FR | 2018-09-06 08:00 | 0.40836
Coal | FR | 2018-09-06 09:00 | 0.40836
Coal | FR | 2018-09-06 10:00 | 0.40836
Coal | FR | 2018-09-06 11:00 | 0.40836
Coal | FR | 2018-09-06 12:00 | 0.40836
Coal | FR | 2018-09-06 13:00 | 0.40836
Coal | FR | 2018-09-06 14:00 | 0.40836
Coal | FR | 2018-09-06 15:00 | 0.40836
Coal | FR | 2018-09-06 16:00 | 0.40836
Coal | FR | 2018-09-06 17:00 | 0.40836
Coal | FR | 2018-09-06 18:00 | 0.40836
Coal | FR | 2018-09-06 19:00 | 0.40836
Coal | FR | 2018-09-06 20:00 | 0.40836
Coal | FR | 2018-09-06 21:00 | 0.40836
Coal | FR | 2018-09-06 22:00 | 0.40836
Coal | FR | 2018-09-06 23:00 | 0.40836
Coal | FR | 2018-09-07 | 0.40836
Coal | FR | 2018-09-07 01:00 | 0.40836
Coal | FR | 2018-09-07 02:00 | 0.40836
Coal | FR | 2018-09-07 03:00 | 0.40836
Coal | FR | 2018-09-07 04:00 | 0.40836
Coal | FR | 2018-09-07 05:00 | 0.40836
Coal | FR | 2018-09-07 06:00 | 0.40836
Coal | FR | 2018-09-07 07:00 | 0.40836
Coal | FR | 2018-09-07 08:00 | 0.40836
Coal | FR | 2018-09-07 09:00 | 0.40836
Coal | FR | 2018-09-07 10:00 | 0.40836
Coal | FR | 2018-09-07 11:00 | 0.40836
Coal | FR | 2018-09-07 12:00 | 0.40836
Coal | FR | 2018-09-07 13:00 | 0.40836
Coal | FR | 2018-09-07 14:00 | 0.40836
Coal | FR | 2018-09-07 15:00 | 0.40836
Coal | FR | 2018-09-07 16:00 | 0.40836
Coal | FR | 2018-09-07 17:00 | 0.40836
Coal | FR | 2018-09-07 18:00 | 0.40836
Coal | FR | 2018-09-07 19:00 | 0.40836
Coal | FR | 2018-09-07 20:00 | 0.40836
Coal | FR | 2018-09-07 21:00 | 0.40836
Coal | FR | 2018-09-07 22:00 | 0.40836
Coal | FR | 2018-09-07 23:00 | 0.40836
Coal | FR | 2018-09-08 | 0.26234
Coal | FR | 2018-09-08 01:00 | 0.26234
Coal | FR | 2018-09-08 02:00 | 0.26234
Coal | FR | 2018-09-08 03:00 | 0.26234
Coal | FR | 2018-09-08 04:00 | 0.26234
Coal | FR | 2018-09-08 05:00 | 0.26234
Coal | FR | 2018-09-08 06:00 | 0.26234
Coal | FR | 2018-09-08 07:00 | 0.26234
Coal | FR | 2018-09-08 08:00 | 0.26234
Coal | FR | 2018-09-08 09:00 | 0.26234
Coal | FR | 2018-09-08 10:00 | 0.26234
Coal | FR | 2018-09-08 11:00 | 0.26234
Coal | FR | 2018-09-08 12:00 | 0.26234
Coal | FR | 2018-09-08 13:00 | 0.26234
Coal | FR | 2018-09-08 14:00 | 0.26234
Coal | FR | 2018-09-08 15:00 | 0.26234
Coal | FR | 2018-09-08 16:00 | 0.26234
Coal | FR | 2018-09-08 17:00 | 0.26234
Coal | FR | 2018-09-08 18:00 | 0.26234
Coal | FR | 2018-09-08 19:00 | 0.26234
Coal | FR | 2018-09-08 20:00 | 0.26234
Coal | FR | 2018-09-08 21:00 | 0.26234
Coal | FR | 2018-09-08 22:00 | 0.26234
Coal | FR | 2018-09-08 23:00 | 0.26234
Coal | FR | 2018-09-09 | 0.26234
Coal | FR | 2018-09-09 01:00 | 0.26234
Coal | FR | 2018-09-09 02:00 | 0.26234
Coal | FR | 2018-09-09 03:00 | 0.26234
Coal | FR | 2018-09-09 04:00 | 0.26234
Coal | FR | 2018-09-09 05:00 | 0.26234
Coal | FR | 2018-09-09 06:00 | 0.26234
Coal | FR | 2018-09-09 07:00 | 0.26234
Coal | FR | 2018-09-09 08:00 | 0.26234
Coal | FR | 2018-09-09 09:00 | 0.26234
Coal | FR | 2018-09-09 10:00 | 0.26234
Coal | FR | 2018-09-09 11:00 | 0.26234
Coal | FR | 2018-09-09 12:00 | 0.26234
Coal | FR | 2018-09-09 13:00 | 0.26234
Coal | FR | 2018-09-09 14:00 | 0.26234
Coal | FR | 2018-09-09 15:00 | 0.26234
Coal | FR | 2018-09-09 16:00 | 0.26234
Coal | FR | 2018-09-09 17:00 | 0.26234
Coal | FR | 2018-09-09 18:00 | 0.26234
Coal | FR | 2018-09-09 19:00 | 0.26234
Coal | FR | 2018-09-09 20:00 | 0.26234
Coal | FR | 2018-09-09 21:00 | 0.26234
Coal | FR | 2018-09-09 22:00 | 0.26234
Coal | FR | 2018-09-09 23:00 | 0.26234
Coal | FR | 2018-09-10 | 0.26234
Coal | FR | 2018-09-10 01:00 | 0.26234
Coal | FR | 2018-09-10 02:00 | 0.26234
Coal | FR | 2018-09-10 03:00 | 0.26234
Coal | FR | 2018-09-10 04:00 | 0.26234
Coal | FR | 2018-09-10 05:00 | 0.26234
Coal | FR | 2018-09-10 06:00 | 0.26234
Coal | FR | 2018-09-10 07:00 | 0.26234
Coal | FR | 2018-09-10 08:00 | 0.26234
Coal | FR | 2018-09-10 09:00 | 0.26234
Coal | FR | 2018-09-10 10:00 | 0.26234
Coal | FR | 2018-09-10 11:00 | 0.26234
Coal | FR | 2018-09-10 12:00 | 0.26234
Coal | FR | 2018-09-10 13:00 | 0.26234
Coal | FR | 2018-09-10 14:00 | 0.26234
Coal | FR | 2018-09-10 15:00 | 0.26234
Coal | FR | 2018-09-10 16:00 | 0.26234
Coal | FR | 2018-09-10 17:00 | 0.26234
Coal | FR | 2018-09-10 18:00 | 0.26234
Coal | FR | 2018-09-10 19:00 | 0.26234
Coal | FR | 2018-09-10 20:00 | 0.26234
Coal | FR | 2018-09-10 21:00 | 0.26234
Coal | FR | 2018-09-10 22:00 | 0.26234
Coal | FR | 2018-09-10 23:00 | 0.26234
Coal | FR | 2018-09-11 | 0.26234
Coal | FR | 2018-09-11 01:00 | 0.26234
Coal | FR | 2018-09-11 02:00 | 0.26234
Coal | FR | 2018-09-11 03:00 | 0.26234
Coal | FR | 2018-09-11 04:00 | 0.26234
Coal | FR | 2018-09-11 05:00 | 0.26234
Coal | FR | 2018-09-11 06:00 | 0.26234
Coal | FR | 2018-09-11 07:00 | 0.26234
Coal | FR | 2018-09-11 08:00 | 0.26234
Coal | FR | 2018-09-11 09:00 | 0.26234
Coal | FR | 2018-09-11 10:00 | 0.26234
Coal | FR | 2018-09-11 11:00 | 0.26234
Coal | FR | 2018-09-11 12:00 | 0.26234
Coal | FR | 2018-09-11 13:00 | 0.26234
Coal | FR | 2018-09-11 14:00 | 0.26234
Coal | FR | 2018-09-11 15:00 | 0.26234
Coal | FR | 2018-09-11 16:00 | 0.26234
Coal | FR | 2018-09-11 17:00 | 0.26234
Coal | FR | 2018-09-11 18:00 | 0.26234
Coal | FR | 2018-09-11 19:00 | 0.26234
Coal | FR | 2018-09-11 20:00 | 0.26234
Coal | FR | 2018-09-11 21:00 | 0.26234
Coal | FR | 2018-09-11 22:00 | 0.26234
Coal | FR | 2018-09-11 23:00 | 0.26234
Coal | FR | 2018-09-12 | 0.26234
Coal | FR | 2018-09-12 01:00 | 0.26234
Coal | FR | 2018-09-12 02:00 | 0.26234
Coal | FR | 2018-09-12 03:00 | 0.26234
Coal | FR | 2018-09-12 04:00 | 0.26234
Coal | FR | 2018-09-12 05:00 | 0.26234
Coal | FR | 2018-09-12 06:00 | 0.26234
Coal | FR | 2018-09-12 07:00 | 0.26234
Coal | FR | 2018-09-12 08:00 | 0.26234
Coal | FR | 2018-09-12 09:00 | 0.26234
Coal | FR | 2018-09-12 10:00 | 0.26234
Coal | FR | 2018-09-12 11:00 | 0.26234
Coal | FR | 2018-09-12 12:00 | 0.26234
Coal | FR | 2018-09-12 13:00 | 0.26234
Coal | FR | 2018-09-12 14:00 | 0.26234
Coal | FR | 2018-09-12 15:00 | 0.26234
Coal | FR | 2018-09-12 16:00 | 0.26234
Coal | FR | 2018-09-12 17:00 | 0.26234
Coal | FR | 2018-09-12 18:00 | 0.26234
Coal | FR | 2018-09-12 19:00 | 0.26234
Coal | FR | 2018-09-12 20:00 | 0.26234
Coal | FR | 2018-09-12 21:00 | 0.26234
Coal | FR | 2018-09-12 22:00 | 0.26234
Coal | FR | 2018-09-12 23:00 | 0.26234
Coal | FR | 2018-09-13 | 0.26234
Coal | FR | 2018-09-13 01:00 | 0.26234
Coal | FR | 2018-09-13 02:00 | 0.26234
Coal | FR | 2018-09-13 03:00 | 0.26234
Coal | FR | 2018-09-13 04:00 | 0.26234
Coal | FR | 2018-09-13 05:00 | 0.26234
Coal | FR | 2018-09-13 06:00 | 0.26234
Coal | FR | 2018-09-13 07:00 | 0.26234
Coal | FR | 2018-09-13 08:00 | 0.26234
Coal | FR | 2018-09-13 09:00 | 0.26234
Coal | FR | 2018-09-13 10:00 | 0.26234
Coal | FR | 2018-09-13 11:00 | 0.26234
Coal | FR | 2018-09-13 12:00 | 0.26234
Coal | FR | 2018-09-13 13:00 | 0.26234
Coal | FR | 2018-09-13 14:00 | 0.26234
Coal | FR | 2018-09-13 15:00 | 0.26234
Coal | FR | 2018-09-13 16:00 | 0.26234
Coal | FR | 2018-09-13 17:00 | 0.26234
Coal | FR | 2018-09-13 18:00 | 0.26234
Coal | FR | 2018-09-13 19:00 | 0.26234
Coal | FR | 2018-09-13 20:00 | 0.26234
Coal | FR | 2018-09-13 21:00 | 0.26234
Coal | FR | 2018-09-13 22:00 | 0.26234
Coal | FR | 2018-09-13 23:00 | 0.26234
Coal | FR | 2018-09-14 | 0.26234
Coal | FR | 2018-09-14 01:00 | 0.26234
Coal | FR | 2018-09-14 02:00 | 0.26234
Coal | FR | 2018-09-14 03:00 | 0.26234
Coal | FR | 2018-09-14 04:00 | 0.26234
Coal | FR | 2018-09-14 05:00 | 0.26234
Coal | FR | 2018-09-14 06:00 | 0.26234
Coal | FR | 2018-09-14 07:00 | 0.26234
Coal | FR | 2018-09-14 08:00 | 0.26234
Coal | FR | 2018-09-14 09:00 | 0.26234
Coal | FR | 2018-09-14 10:00 | 0.26234
Coal | FR | 2018-09-14 11:00 | 0.26234
Coal | FR | 2018-09-14 12:00 | 0.26234
Coal | FR | 2018-09-14 13:00 | 0.26234
Coal | FR | 2018-09-14 14:00 | 0.26234
Coal | FR | 2018-09-14 15:00 | 0.26234
Coal | FR | 2018-09-14 16:00 | 0.26234
Coal | FR | 2018-09-14 17:00 | 0.26234
Coal | FR | 2018-09-14 18:00 | 0.26234
Coal | FR | 2018-09-14 19:00 | 0.26234
Coal | FR | 2018-09-14 20:00 | 0.26234
Coal | FR | 2018-09-14 21:00 | 0.26234
Coal | FR | 2018-09-14 22:00 | 0.26234
Coal | FR | 2018-09-14 23:00 | 0.26234
Coal | FR | 2018-09-15 | 0.40836
Coal | FR | 2018-09-15 01:00 | 0.40836
Coal | FR | 2018-09-15 02:00 | 0.40836
Coal | FR | 2018-09-15 03:00 | 0.40836
Coal | FR | 2018-09-15 04:00 | 0.40836
Coal | FR | 2018-09-15 05:00 | 0.40836
Coal | FR | 2018-09-15 06:00 | 0.40836
Coal | FR | 2018-09-15 07:00 | 0.40836
Coal | FR | 2018-09-15 08:00 | 0.34542
Coal | FR | 2018-09-15 09:00 | 0.34542
Coal | FR | 2018-09-15 10:00 | 0.34542
Coal | FR | 2018-09-15 11:00 | 0.34542
Coal | FR | 2018-09-15 12:00 | 0.40836
Coal | FR | 2018-09-15 13:00 | 0.40836
Coal | FR | 2018-09-15 14:00 | 0.40836
Coal | FR | 2018-09-15 15:00 | 0.40836
Coal | FR | 2018-09-15 16:00 | 0.40836
Coal | FR | 2018-09-15 17:00 | 0.40836
Coal | FR | 2018-09-15 18:00 | 0.40836
Coal | FR | 2018-09-15 19:00 | 0.40836
Coal | FR | 2018-09-15 20:00 | 0.40836
Coal | FR | 2018-09-15 21:00 | 0.40836
Coal | FR | 2018-09-15 22:00 | 0.40836
Coal | FR | 2018-09-15 23:00 | 0.40836
Coal | FR | 2018-09-16 | 0.40836
Coal | FR | 2018-09-16 01:00 | 0.40836
Coal | FR | 2018-09-16 02:00 | 0.40836
Coal | FR | 2018-09-16 03:00 | 0.40836
Coal | FR | 2018-09-16 04:00 | 0.40836
Coal | FR | 2018-09-16 05:00 | 0.40836
Coal | FR | 2018-09-16 06:00 | 0.40836
Coal | FR | 2018-09-16 07:00 | 0.40836
Coal | FR | 2018-09-16 08:00 | 0.40836
Coal | FR | 2018-09-16 09:00 | 0.40836
Coal | FR | 2018-09-16 10:00 | 0.40836
Coal | FR | 2018-09-16 11:00 | 0.40836
Coal | FR | 2018-09-16 12:00 | 0.40836
Coal | FR | 2018-09-16 13:00 | 0.40836
Coal | FR | 2018-09-16 14:00 | 0.40836
Coal | FR | 2018-09-16 15:00 | 0.40836
Coal | FR | 2018-09-16 16:00 | 0.40836
Coal | FR | 2018-09-16 17:00 | 0.40836
Coal | FR | 2018-09-16 18:00 | 0.40836
Coal | FR | 2018-09-16 19:00 | 0.40836
Coal | FR | 2018-09-16 20:00 | 0.40836
Coal | FR | 2018-09-16 21:00 | 0.40836
Coal | FR | 2018-09-16 22:00 | 0.40836
Coal | FR | 2018-09-16 23:00 | 0.40836
Coal | FR | 2018-09-17 | 0.40836
Coal | FR | 2018-09-17 01:00 | 0.40836
Coal | FR | 2018-09-17 02:00 | 0.40836
Coal | FR | 2018-09-17 03:00 | 0.40836
Coal | FR | 2018-09-17 04:00 | 0.40836
Coal | FR | 2018-09-17 05:00 | 0.40836
Coal | FR | 2018-09-17 06:00 | 0.40836
Coal | FR | 2018-09-17 07:00 | 0.40836
Coal | FR | 2018-09-17 08:00 | 0.40836
Coal | FR | 2018-09-17 09:00 | 0.40836
Coal | FR | 2018-09-17 10:00 | 0.40836
Coal | FR | 2018-09-17 11:00 | 0.40836
Coal | FR | 2018-09-17 12:00 | 0.40836
Coal | FR | 2018-09-17 13:00 | 0.40836
Coal | FR | 2018-09-17 14:00 | 0.40836
Coal | FR | 2018-09-17 15:00 | 0.40836
Coal | FR | 2018-09-17 16:00 | 0.40836
Coal | FR | 2018-09-17 17:00 | 0.40836
Coal | FR | 2018-09-17 18:00 | 0.40836
Coal | FR | 2018-09-17 19:00 | 0.40836
Coal | FR | 2018-09-17 20:00 | 0.40836
Coal | FR | 2018-09-17 21:00 | 0.40836
Coal | FR | 2018-09-17 22:00 | 0.40836
Coal | FR | 2018-09-17 23:00 | 0.40836
Coal | FR | 2018-09-18 | 0.40836
Coal | FR | 2018-09-18 01:00 | 0.40836
Coal | FR | 2018-09-18 02:00 | 0.40836
Coal | FR | 2018-09-18 03:00 | 0.41251
Coal | FR | 2018-09-18 04:00 | 0.45043
Coal | FR | 2018-09-18 05:00 | 0.48046
Coal | FR | 2018-09-18 06:00 | 0.55816
Coal | FR | 2018-09-18 07:00 | 0.55816
Coal | FR | 2018-09-18 08:00 | 0.55816
Coal | FR | 2018-09-18 09:00 | 0.55816
Coal | FR | 2018-09-18 10:00 | 0.40836
Coal | FR | 2018-09-18 11:00 | 0.40836
Coal | FR | 2018-09-18 12:00 | 0.40836
Coal | FR | 2018-09-18 13:00 | 0.40836
Coal | FR | 2018-09-18 14:00 | 0.40836
Coal | FR | 2018-09-18 15:00 | 0.40836
Coal | FR | 2018-09-18 16:00 | 0.40836
Coal | FR | 2018-09-18 17:00 | 0.46425
Coal | FR | 2018-09-18 18:00 | 0.55816
Coal | FR | 2018-09-18 19:00 | 0.55816
Coal | FR | 2018-09-18 20:00 | 0.55816
Coal | FR | 2018-09-18 21:00 | 0.55816
Coal | FR | 2018-09-18 22:00 | 0.55816
Coal | FR | 2018-09-18 23:00 | 0.55816
Coal | FR | 2018-09-19 | 0.55816
Coal | FR | 2018-09-19 01:00 | 0.55816
Coal | FR | 2018-09-19 02:00 | 0.55816
Coal | FR | 2018-09-19 03:00 | 0.55816
Coal | FR | 2018-09-19 04:00 | 0.55816
Coal | FR | 2018-09-19 05:00 | 0.55816
Coal | FR | 2018-09-19 06:00 | 0.55816
Coal | FR | 2018-09-19 07:00 | 0.55816
Coal | FR | 2018-09-19 08:00 | 0.55816
Coal | FR | 2018-09-19 09:00 | 0.55816
Coal | FR | 2018-09-19 10:00 | 0.55816
Coal | FR | 2018-09-19 11:00 | 0.55816
Coal | FR | 2018-09-19 12:00 | 0.55816
Coal | FR | 2018-09-19 13:00 | 0.55816
Coal | FR | 2018-09-19 14:00 | 0.55816
Coal | FR | 2018-09-19 15:00 | 0.55816
Coal | FR | 2018-09-19 16:00 | 0.55816
Coal | FR | 2018-09-19 17:00 | 0.55816
Coal | FR | 2018-09-19 18:00 | 0.55816
Coal | FR | 2018-09-19 19:00 | 0.55816
Coal | FR | 2018-09-19 20:00 | 0.55816
Coal | FR | 2018-09-19 21:00 | 0.55816
Coal | FR | 2018-09-19 22:00 | 0.55816
Coal | FR | 2018-09-19 23:00 | 0.55816
Coal | FR | 2018-09-20 | 0.55816
Coal | FR | 2018-09-20 01:00 | 0.55816
Coal | FR | 2018-09-20 02:00 | 0.55816
Coal | FR | 2018-09-20 03:00 | 0.55816
Coal | FR | 2018-09-20 04:00 | 0.55816
Coal | FR | 2018-09-20 05:00 | 0.55816
Coal | FR | 2018-09-20 06:00 | 0.55816
Coal | FR | 2018-09-20 07:00 | 0.55816
Coal | FR | 2018-09-20 08:00 | 0.55816
Coal | FR | 2018-09-20 09:00 | 0.55816
Coal | FR | 2018-09-20 10:00 | 0.55816
Coal | FR | 2018-09-20 11:00 | 0.55816
Coal | FR | 2018-09-20 12:00 | 0.55816
Coal | FR | 2018-09-20 13:00 | 0.55816
Coal | FR | 2018-09-20 14:00 | 0.55816
Coal | FR | 2018-09-20 15:00 | 0.55816
Coal | FR | 2018-09-20 16:00 | 0.55816
Coal | FR | 2018-09-20 17:00 | 0.55816
Coal | FR | 2018-09-20 18:00 | 0.55816
Coal | FR | 2018-09-20 19:00 | 0.55816
Coal | FR | 2018-09-20 20:00 | 0.55816
Coal | FR | 2018-09-20 21:00 | 0.55816
Coal | FR | 2018-09-20 22:00 | 0.55816
Coal | FR | 2018-09-20 23:00 | 0.55816
Coal | FR | 2018-09-21 | 0.55816
Coal | FR | 2018-09-21 01:00 | 0.55816
Coal | FR | 2018-09-21 02:00 | 0.55816
Coal | FR | 2018-09-21 03:00 | 0.55816
Coal | FR | 2018-09-21 04:00 | 0.55816
Coal | FR | 2018-09-21 05:00 | 0.55816
Coal | FR | 2018-09-21 06:00 | 0.55816
Coal | FR | 2018-09-21 07:00 | 0.55816
Coal | FR | 2018-09-21 08:00 | 0.55816
Coal | FR | 2018-09-21 09:00 | 0.55816
Coal | FR | 2018-09-21 10:00 | 0.55816
Coal | FR | 2018-09-21 11:00 | 0.55816
Coal | FR | 2018-09-21 12:00 | 0.55816
Coal | FR | 2018-09-21 13:00 | 0.55816
Coal | FR | 2018-09-21 14:00 | 0.55816
Coal | FR | 2018-09-21 15:00 | 0.55816
Coal | FR | 2018-09-21 16:00 | 0.55816
Coal | FR | 2018-09-21 17:00 | 0.55816
Coal | FR | 2018-09-21 18:00 | 0.55816
Coal | FR | 2018-09-21 19:00 | 0.55816
Coal | FR | 2018-09-21 20:00 | 0.55816
Coal | FR | 2018-09-21 21:00 | 0.55816
Coal | FR | 2018-09-21 22:00 | 0.55816
Coal | FR | 2018-09-21 23:00 | 0.55816
Coal | FR | 2018-09-22 | 0.55816
Coal | FR | 2018-09-22 01:00 | 0.55816
Coal | FR | 2018-09-22 02:00 | 0.55816
Coal | FR | 2018-09-22 03:00 | 0.55816
Coal | FR | 2018-09-22 04:00 | 0.55816
Coal | FR | 2018-09-22 05:00 | 0.55816
Coal | FR | 2018-09-22 06:00 | 0.55816
Coal | FR | 2018-09-22 07:00 | 0.55816
Coal | FR | 2018-09-22 08:00 | 0.55816
Coal | FR | 2018-09-22 09:00 | 0.55816
Coal | FR | 2018-09-22 10:00 | 0.55816
Coal | FR | 2018-09-22 11:00 | 0.55816
Coal | FR | 2018-09-22 12:00 | 0.55816
Coal | FR | 2018-09-22 13:00 | 0.55816
Coal | FR | 2018-09-22 14:00 | 0.55816
Coal | FR | 2018-09-22 15:00 | 0.55816
Coal | FR | 2018-09-22 16:00 | 0.55816
Coal | FR | 2018-09-22 17:00 | 0.55816
Coal | FR | 2018-09-22 18:00 | 0.55816
Coal | FR | 2018-09-22 19:00 | 0.55816
Coal | FR | 2018-09-22 20:00 | 0.55816
Coal | FR | 2018-09-22 21:00 | 0.55816
Coal | FR | 2018-09-22 22:00 | 0.55816
Coal | FR | 2018-09-22 23:00 | 0.55816
Coal | FR | 2018-09-23 | 0.55816
Coal | FR | 2018-09-23 01:00 | 0.55816
Coal | FR | 2018-09-23 02:00 | 0.55816
Coal | FR | 2018-09-23 03:00 | 0.55816
Coal | FR | 2018-09-23 04:00 | 0.55816
Coal | FR | 2018-09-23 05:00 | 0.55816
Coal | FR | 2018-09-23 06:00 | 0.55816
Coal | FR | 2018-09-23 07:00 | 0.55816
Coal | FR | 2018-09-23 08:00 | 0.55816
Coal | FR | 2018-09-23 09:00 | 0.55816
Coal | FR | 2018-09-23 10:00 | 0.55816
Coal | FR | 2018-09-23 11:00 | 0.55816
Coal | FR | 2018-09-23 12:00 | 0.55816
Coal | FR | 2018-09-23 13:00 | 0.55816
Coal | FR | 2018-09-23 14:00 | 0.55816
Coal | FR | 2018-09-23 15:00 | 0.55816
Coal | FR | 2018-09-23 16:00 | 0.55816
Coal | FR | 2018-09-23 17:00 | 0.55816
Coal | FR | 2018-09-23 18:00 | 0.55816
Coal | FR | 2018-09-23 19:00 | 0.55816
Coal | FR | 2018-09-23 20:00 | 0.55816
Coal | FR | 2018-09-23 21:00 | 0.55816
Coal | FR | 2018-09-23 22:00 | 0.55816
Coal | FR | 2018-09-23 23:00 | 0.55816
Coal | FR | 2018-09-24 | 0.55816
Coal | FR | 2018-09-24 01:00 | 0.55816
Coal | FR | 2018-09-24 02:00 | 0.55816
Coal | FR | 2018-09-24 03:00 | 0.55816
Coal | FR | 2018-09-24 04:00 | 0.55816
Coal | FR | 2018-09-24 05:00 | 0.55816
Coal | FR | 2018-09-24 06:00 | 0.55816
Coal | FR | 2018-09-24 07:00 | 0.55816
Coal | FR | 2018-09-24 08:00 | 0.55816
Coal | FR | 2018-09-24 09:00 | 0.55816
Coal | FR | 2018-09-24 10:00 | 0.55816
Coal | FR | 2018-09-24 11:00 | 0.55816
Coal | FR | 2018-09-24 12:00 | 0.55816
Coal | FR | 2018-09-24 13:00 | 0.55816
Coal | FR | 2018-09-24 14:00 | 0.55816
Coal | FR | 2018-09-24 15:00 | 0.55816
Coal | FR | 2018-09-24 16:00 | 0.55816
Coal | FR | 2018-09-24 17:00 | 0.55816
Coal | FR | 2018-09-24 18:00 | 0.55816
Coal | FR | 2018-09-24 19:00 | 0.55816
Coal | FR | 2018-09-24 20:00 | 0.55816
Coal | FR | 2018-09-24 21:00 | 0.55816
Coal | FR | 2018-09-24 22:00 | 0.55816
Coal | FR | 2018-09-24 23:00 | 0.55816
Coal | FR | 2018-09-25 | 0.55816
Coal | FR | 2018-09-25 01:00 | 0.55816
Coal | FR | 2018-09-25 02:00 | 0.55816
Coal | FR | 2018-09-25 03:00 | 0.55816
Coal | FR | 2018-09-25 04:00 | 0.55816
Coal | FR | 2018-09-25 05:00 | 0.55816
Coal | FR | 2018-09-25 06:00 | 0.55816
Coal | FR | 2018-09-25 07:00 | 0.55816
Coal | FR | 2018-09-25 08:00 | 0.55816
Coal | FR | 2018-09-25 09:00 | 0.55816
Coal | FR | 2018-09-25 10:00 | 0.55816
Coal | FR | 2018-09-25 11:00 | 0.55816
Coal | FR | 2018-09-25 12:00 | 0.55816
Coal | FR | 2018-09-25 13:00 | 0.55816
Coal | FR | 2018-09-25 14:00 | 0.55816
Coal | FR | 2018-09-25 15:00 | 0.55816
Coal | FR | 2018-09-25 16:00 | 0.55816
Coal | FR | 2018-09-25 17:00 | 0.55816
Coal | FR | 2018-09-25 18:00 | 0.55816
Coal | FR | 2018-09-25 19:00 | 0.55816
Coal | FR | 2018-09-25 20:00 | 0.55816
Coal | FR | 2018-09-25 21:00 | 0.55816
Coal | FR | 2018-09-25 22:00 | 0.55816
Coal | FR | 2018-09-25 23:00 | 0.55816
Coal | FR | 2018-09-26 | 0.55816
Coal | FR | 2018-09-26 01:00 | 0.55816
Coal | FR | 2018-09-26 02:00 | 0.55816
Coal | FR | 2018-09-26 03:00 | 0.55816
Coal | FR | 2018-09-26 04:00 | 0.55816
Coal | FR | 2018-09-26 05:00 | 0.55816
Coal | FR | 2018-09-26 06:00 | 0.55816
Coal | FR | 2018-09-26 07:00 | 0.55816
Coal | FR | 2018-09-26 08:00 | 0.55816
Coal | FR | 2018-09-26 09:00 | 0.55816
Coal | FR | 2018-09-26 10:00 | 0.55816
Coal | FR | 2018-09-26 11:00 | 0.55816
Coal | FR | 2018-09-26 12:00 | 0.55816
Coal | FR | 2018-09-26 13:00 | 0.55816
Coal | FR | 2018-09-26 14:00 | 0.55816
Coal | FR | 2018-09-26 15:00 | 0.55816
Coal | FR | 2018-09-26 16:00 | 0.55816
Coal | FR | 2018-09-26 17:00 | 0.55816
Coal | FR | 2018-09-26 18:00 | 0.55816
Coal | FR | 2018-09-26 19:00 | 0.55816
Coal | FR | 2018-09-26 20:00 | 0.55816
Coal | FR | 2018-09-26 21:00 | 0.55816
Coal | FR | 2018-09-26 22:00 | 0.55816
Coal | FR | 2018-09-26 23:00 | 0.55816
Coal | FR | 2018-09-27 | 0.55816
Coal | FR | 2018-09-27 01:00 | 0.55816
Coal | FR | 2018-09-27 02:00 | 0.55816
Coal | FR | 2018-09-27 03:00 | 0.41213
Coal | FR | 2018-09-27 04:00 | 0.41213
Coal | FR | 2018-09-27 05:00 | 0.41213
Coal | FR | 2018-09-27 06:00 | 0.41213
Coal | FR | 2018-09-27 07:00 | 0.41213
Coal | FR | 2018-09-27 08:00 | 0.41213
Coal | FR | 2018-09-27 09:00 | 0.41213
Coal | FR | 2018-09-27 10:00 | 0.41213
Coal | FR | 2018-09-27 11:00 | 0.41213
Coal | FR | 2018-09-27 12:00 | 0.41213
Coal | FR | 2018-09-27 13:00 | 0.41213
Coal | FR | 2018-09-27 14:00 | 0.41213
Coal | FR | 2018-09-27 15:00 | 0.41213
Coal | FR | 2018-09-27 16:00 | 0.41213
Coal | FR | 2018-09-27 17:00 | 0.41213
Coal | FR | 2018-09-27 18:00 | 0.41213
Coal | FR | 2018-09-27 19:00 | 0.41213
Coal | FR | 2018-09-27 20:00 | 0.41213
Coal | FR | 2018-09-27 21:00 | 0.41213
Coal | FR | 2018-09-27 22:00 | 0.41213
Coal | FR | 2018-09-27 23:00 | 0.41213
Coal | FR | 2018-09-28 | 0.41213
Coal | FR | 2018-09-28 01:00 | 0.41213
Coal | FR | 2018-09-28 02:00 | 0.41213
Coal | FR | 2018-09-28 03:00 | 0.41213
Coal | FR | 2018-09-28 04:00 | 0.41213
Coal | FR | 2018-09-28 05:00 | 0.41213
Coal | FR | 2018-09-28 06:00 | 0.41213
Coal | FR | 2018-09-28 07:00 | 0.41213
Coal | FR | 2018-09-28 08:00 | 0.41213
Coal | FR | 2018-09-28 09:00 | 0.41213
Coal | FR | 2018-09-28 10:00 | 0.41213
Coal | FR | 2018-09-28 11:00 | 0.41213
Coal | FR | 2018-09-28 12:00 | 0.41213
Coal | FR | 2018-09-28 13:00 | 0.41213
Coal | FR | 2018-09-28 14:00 | 0.41213
Coal | FR | 2018-09-28 15:00 | 0.41213
Coal | FR | 2018-09-28 16:00 | 0.41213
Coal | FR | 2018-09-28 17:00 | 0.41213
Coal | FR | 2018-09-28 18:00 | 0.41213
Coal | FR | 2018-09-28 19:00 | 0.41213
Coal | FR | 2018-09-28 20:00 | 0.41213
Coal | FR | 2018-09-28 21:00 | 0.41213
Coal | FR | 2018-09-28 22:00 | 0.41213
Coal | FR | 2018-09-28 23:00 | 0.41213
Coal | FR | 2018-09-29 | 0.41213
Coal | FR | 2018-09-29 01:00 | 0.41213
Coal | FR | 2018-09-29 02:00 | 0.55816
Coal | FR | 2018-09-29 03:00 | 0.55816
Coal | FR | 2018-09-29 04:00 | 0.55816
Coal | FR | 2018-09-29 05:00 | 0.55816
Coal | FR | 2018-09-29 06:00 | 0.55816
Coal | FR | 2018-09-29 07:00 | 0.55816
Coal | FR | 2018-09-29 08:00 | 0.55816
Coal | FR | 2018-09-29 09:00 | 0.55816
Coal | FR | 2018-09-29 10:00 | 0.55816
Coal | FR | 2018-09-29 11:00 | 0.55816
Coal | FR | 2018-09-29 12:00 | 0.55816
Coal | FR | 2018-09-29 13:00 | 0.55816
Coal | FR | 2018-09-29 14:00 | 0.55816
Coal | FR | 2018-09-29 15:00 | 0.55816
Coal | FR | 2018-09-29 16:00 | 0.55816
Coal | FR | 2018-09-29 17:00 | 0.55816
Coal | FR | 2018-09-29 18:00 | 0.55816
Coal | FR | 2018-09-29 19:00 | 0.55816
Coal | FR | 2018-09-29 20:00 | 0.55816
Coal | FR | 2018-09-29 21:00 | 0.55816
Coal | FR | 2018-09-29 22:00 | 0.55816
Coal | FR | 2018-09-29 23:00 | 0.55816
Coal | FR | 2018-09-30 | 0.55816
Coal | FR | 2018-09-30 01:00 | 0.55816
Coal | FR | 2018-09-30 02:00 | 0.55816
Coal | FR | 2018-09-30 03:00 | 0.55816
Coal | FR | 2018-09-30 04:00 | 0.55816
Coal | FR | 2018-09-30 05:00 | 0.55816
Coal | FR | 2018-09-30 06:00 | 0.55816
Coal | FR | 2018-09-30 07:00 | 0.55816
Coal | FR | 2018-09-30 08:00 | 0.55816
Coal | FR | 2018-09-30 09:00 | 0.55816
Coal | FR | 2018-09-30 10:00 | 0.55816
Coal | FR | 2018-09-30 11:00 | 0.55816
Coal | FR | 2018-09-30 12:00 | 0.55816
Coal | FR | 2018-09-30 13:00 | 0.55816
Coal | FR | 2018-09-30 14:00 | 0.55816
Coal | FR | 2018-09-30 15:00 | 0.55816
Coal | FR | 2018-09-30 16:00 | 0.55816
Coal | FR | 2018-09-30 17:00 | 0.55816
Coal | FR | 2018-09-30 18:00 | 0.55816
Coal | FR | 2018-09-30 19:00 | 0.55816
Coal | FR | 2018-09-30 20:00 | 0.55816
Coal | FR | 2018-09-30 21:00 | 0.55816
Coal | FR | 2018-09-30 22:00 | 0.55816
Coal | FR | 2018-09-30 23:00 | 0.55816
Coal | FR | 2018-10-01 | 0.55816
Coal | FR | 2018-10-01 01:00 | 0.55816
Coal | FR | 2018-10-01 02:00 | 0.55816
Coal | FR | 2018-10-01 03:00 | 0.55816
Coal | FR | 2018-10-01 04:00 | 0.55816
Coal | FR | 2018-10-01 05:00 | 0.55816
Coal | FR | 2018-10-01 06:00 | 0.55816
Coal | FR | 2018-10-01 07:00 | 0.55816
Coal | FR | 2018-10-01 08:00 | 0.55816
Coal | FR | 2018-10-01 09:00 | 0.55816
Coal | FR | 2018-10-01 10:00 | 0.55816
Coal | FR | 2018-10-01 11:00 | 0.55816
Coal | FR | 2018-10-01 12:00 | 0.55816
Coal | FR | 2018-10-01 13:00 | 0.55816
Coal | FR | 2018-10-01 14:00 | 0.55816
Coal | FR | 2018-10-01 15:00 | 0.53298
Coal | FR | 2018-10-01 16:00 | 0.53298
Coal | FR | 2018-10-01 17:00 | 0.55816
Coal | FR | 2018-10-01 18:00 | 0.55816
Coal | FR | 2018-10-01 19:00 | 0.55816
Coal | FR | 2018-10-01 20:00 | 0.55816
Coal | FR | 2018-10-01 21:00 | 0.55816
Coal | FR | 2018-10-01 22:00 | 0.55816
Coal | FR | 2018-10-01 23:00 | 0.55816
Coal | FR | 2018-10-02 | 0.55816
Coal | FR | 2018-10-02 01:00 | 0.55816
Coal | FR | 2018-10-02 02:00 | 0.55816
Coal | FR | 2018-10-02 03:00 | 0.55816
Coal | FR | 2018-10-02 04:00 | 0.55816
Coal | FR | 2018-10-02 05:00 | 0.55816
Coal | FR | 2018-10-02 06:00 | 0.55816
Coal | FR | 2018-10-02 07:00 | 0.55816
Coal | FR | 2018-10-02 08:00 | 0.55816
Coal | FR | 2018-10-02 09:00 | 0.55816
Coal | FR | 2018-10-02 10:00 | 0.55816
Coal | FR | 2018-10-02 11:00 | 0.55816
Coal | FR | 2018-10-02 12:00 | 0.51032
Coal | FR | 2018-10-02 13:00 | 0.51032
Coal | FR | 2018-10-02 14:00 | 0.51032
Coal | FR | 2018-10-02 15:00 | 0.51032
Coal | FR | 2018-10-02 16:00 | 0.36052
Coal | FR | 2018-10-02 17:00 | 0.36052
Coal | FR | 2018-10-02 18:00 | 0.36052
Coal | FR | 2018-10-02 19:00 | 0.44192
Coal | FR | 2018-10-02 20:00 | 0.51032
Coal | FR | 2018-10-02 21:00 | 0.51032
Coal | FR | 2018-10-02 22:00 | 0.51032
Coal | FR | 2018-10-02 23:00 | 0.51032
Coal | FR | 2018-10-03 | 0.51032
Coal | FR | 2018-10-03 01:00 | 0.55816
Coal | FR | 2018-10-03 02:00 | 0.55816
Coal | FR | 2018-10-03 03:00 | 0.55816
Coal | FR | 2018-10-03 04:00 | 0.55816
Coal | FR | 2018-10-03 05:00 | 0.55816
Coal | FR | 2018-10-03 06:00 | 0.55816
Coal | FR | 2018-10-03 07:00 | 0.55816
Coal | FR | 2018-10-03 08:00 | 0.55816
Coal | FR | 2018-10-03 09:00 | 0.40836
Coal | FR | 2018-10-03 10:00 | 0.40836
Coal | FR | 2018-10-03 11:00 | 0.40836
Coal | FR | 2018-10-03 12:00 | 0.40836
Coal | FR | 2018-10-03 13:00 | 0.40836
Coal | FR | 2018-10-03 14:00 | 0.40836
Coal | FR | 2018-10-03 15:00 | 0.40836
Coal | FR | 2018-10-03 16:00 | 0.40836
Coal | FR | 2018-10-03 17:00 | 0.40836
Coal | FR | 2018-10-03 18:00 | 0.40836
Coal | FR | 2018-10-03 19:00 | 0.55816
Coal | FR | 2018-10-03 20:00 | 0.55816
Coal | FR | 2018-10-03 21:00 | 0.55816
Coal | FR | 2018-10-03 22:00 | 0.55816
Coal | FR | 2018-10-03 23:00 | 0.55816
Coal | FR | 2018-10-04 | 0.55816
Coal | FR | 2018-10-04 01:00 | 0.55816
Coal | FR | 2018-10-04 02:00 | 0.55816
Coal | FR | 2018-10-04 03:00 | 0.55816
Coal | FR | 2018-10-04 04:00 | 0.55816
Coal | FR | 2018-10-04 05:00 | 0.55816
Coal | FR | 2018-10-04 06:00 | 0.55816
Coal | FR | 2018-10-04 07:00 | 0.55816
Coal | FR | 2018-10-04 08:00 | 0.55816
Coal | FR | 2018-10-04 09:00 | 0.55816
Coal | FR | 2018-10-04 10:00 | 0.55816
Coal | FR | 2018-10-04 11:00 | 0.55816
Coal | FR | 2018-10-04 12:00 | 0.55816
Coal | FR | 2018-10-04 13:00 | 0.55816
Coal | FR | 2018-10-04 14:00 | 0.55816
Coal | FR | 2018-10-04 15:00 | 0.55816
Coal | FR | 2018-10-04 16:00 | 0.55816
Coal | FR | 2018-10-04 17:00 | 0.55816
Coal | FR | 2018-10-04 18:00 | 0.53046
Coal | FR | 2018-10-04 19:00 | 0.67397
Coal | FR | 2018-10-04 20:00 | 0.67397
Coal | FR | 2018-10-04 21:00 | 0.67397
Coal | FR | 2018-10-04 22:00 | 0.67397
Coal | FR | 2018-10-04 23:00 | 0.67397
Coal | FR | 2018-10-05 | 0.67649
Coal | FR | 2018-10-05 01:00 | 0.70418
Coal | FR | 2018-10-05 02:00 | 0.70418
Coal | FR | 2018-10-05 03:00 | 0.70418
Coal | FR | 2018-10-05 04:00 | 0.70418
Coal | FR | 2018-10-05 05:00 | 0.70418
Coal | FR | 2018-10-05 06:00 | 0.67787
Coal | FR | 2018-10-05 07:00 | 0.67787
Coal | FR | 2018-10-05 08:00 | 0.67787
Coal | FR | 2018-10-05 09:00 | 0.67787
Coal | FR | 2018-10-05 10:00 | 0.67787
Coal | FR | 2018-10-05 11:00 | 0.67787
Coal | FR | 2018-10-05 12:00 | 0.67787
Coal | FR | 2018-10-05 13:00 | 0.67752
Coal | FR | 2018-10-05 14:00 | 0.67752
Coal | FR | 2018-10-05 15:00 | 0.67769
Coal | FR | 2018-10-05 16:00 | 0.67769
Coal | FR | 2018-10-05 17:00 | 0.67769
Coal | FR | 2018-10-05 18:00 | 0.67769
Coal | FR | 2018-10-05 19:00 | 0.67769
Coal | FR | 2018-10-05 20:00 | 0.67769
Coal | FR | 2018-10-05 21:00 | 0.67769
Coal | FR | 2018-10-05 22:00 | 0.67764
Coal | FR | 2018-10-05 23:00 | 0.63107
Coal | FR | 2018-10-06 | 0.63039
Coal | FR | 2018-10-06 01:00 | 0.63039
Coal | FR | 2018-10-06 02:00 | 0.70418
Coal | FR | 2018-10-06 03:00 | 0.70418
Coal | FR | 2018-10-06 04:00 | 0.70418
Coal | FR | 2018-10-06 05:00 | 0.70418
Coal | FR | 2018-10-06 06:00 | 0.70418
Coal | FR | 2018-10-06 07:00 | 0.70418
Coal | FR | 2018-10-06 08:00 | 0.70418
Coal | FR | 2018-10-06 09:00 | 0.70418
Coal | FR | 2018-10-06 10:00 | 0.70418
Coal | FR | 2018-10-06 11:00 | 0.70418
Coal | FR | 2018-10-06 12:00 | 0.70418
Coal | FR | 2018-10-06 13:00 | 0.70418
Coal | FR | 2018-10-06 14:00 | 0.70418
Coal | FR | 2018-10-06 15:00 | 0.70418
Coal | FR | 2018-10-06 16:00 | 0.70418
Coal | FR | 2018-10-06 17:00 | 0.70418
Coal | FR | 2018-10-06 18:00 | 0.70418
Coal | FR | 2018-10-06 19:00 | 0.70418
Coal | FR | 2018-10-06 20:00 | 0.70418
Coal | FR | 2018-10-06 21:00 | 0.70418
Coal | FR | 2018-10-06 22:00 | 0.70418
Coal | FR | 2018-10-06 23:00 | 0.70418
Coal | FR | 2018-10-07 | 0.79985
Coal | FR | 2018-10-07 01:00 | 0.79985
Coal | FR | 2018-10-07 02:00 | 0.79985
Coal | FR | 2018-10-07 03:00 | 0.79985
Coal | FR | 2018-10-07 04:00 | 0.79985
Coal | FR | 2018-10-07 05:00 | 0.79985
Coal | FR | 2018-10-07 06:00 | 0.65005
Coal | FR | 2018-10-07 07:00 | 0.65005
Coal | FR | 2018-10-07 08:00 | 0.65005
Coal | FR | 2018-10-07 09:00 | 0.65005
Coal | FR | 2018-10-07 10:00 | 0.65005
Coal | FR | 2018-10-07 11:00 | 0.65005
Coal | FR | 2018-10-07 12:00 | 0.79985
Coal | FR | 2018-10-07 13:00 | 0.79985
Coal | FR | 2018-10-07 14:00 | 0.79985
Coal | FR | 2018-10-07 15:00 | 0.79985
Coal | FR | 2018-10-07 16:00 | 0.79985
Coal | FR | 2018-10-07 17:00 | 0.79985
Coal | FR | 2018-10-07 18:00 | 0.79985
Coal | FR | 2018-10-07 19:00 | 0.79985
Coal | FR | 2018-10-07 20:00 | 0.79985
Coal | FR | 2018-10-07 21:00 | 0.79985
Coal | FR | 2018-10-07 22:00 | 0.79985
Coal | FR | 2018-10-07 23:00 | 0.79985
Coal | FR | 2018-10-08 | 0.74572
Coal | FR | 2018-10-08 01:00 | 0.74572
Coal | FR | 2018-10-08 02:00 | 0.74572
Coal | FR | 2018-10-08 03:00 | 0.74572
Coal | FR | 2018-10-08 04:00 | 0.74572
Coal | FR | 2018-10-08 05:00 | 0.74572
Coal | FR | 2018-10-08 06:00 | 0.74572
Coal | FR | 2018-10-08 07:00 | 0.74572
Coal | FR | 2018-10-08 08:00 | 0.74572
Coal | FR | 2018-10-08 09:00 | 0.74572
Coal | FR | 2018-10-08 10:00 | 0.77508
Coal | FR | 2018-10-08 11:00 | 0.70418
Coal | FR | 2018-10-08 12:00 | 0.70418
Coal | FR | 2018-10-08 13:00 | 0.70418
Coal | FR | 2018-10-08 14:00 | 0.70418
Coal | FR | 2018-10-08 15:00 | 0.70418
Coal | FR | 2018-10-08 16:00 | 0.70418
Coal | FR | 2018-10-08 17:00 | 0.70418
Coal | FR | 2018-10-08 18:00 | 0.70418
Coal | FR | 2018-10-08 19:00 | 0.70418
Coal | FR | 2018-10-08 20:00 | 0.70418
Coal | FR | 2018-10-08 21:00 | 0.70418
Coal | FR | 2018-10-08 22:00 | 0.70418
Coal | FR | 2018-10-08 23:00 | 0.70418
Coal | FR | 2018-10-09 | 0.70418
Coal | FR | 2018-10-09 01:00 | 0.70418
Coal | FR | 2018-10-09 02:00 | 0.70418
Coal | FR | 2018-10-09 03:00 | 0.70418
Coal | FR | 2018-10-09 04:00 | 0.70418
Coal | FR | 2018-10-09 05:00 | 0.70418
Coal | FR | 2018-10-09 06:00 | 0.41213
Coal | FR | 2018-10-09 07:00 | 0.45619
Coal | FR | 2018-10-09 08:00 | 0.41213
Coal | FR | 2018-10-09 09:00 | 0.41213
Coal | FR | 2018-10-09 10:00 | 0.41213
Coal | FR | 2018-10-09 11:00 | 0.41213
Coal | FR | 2018-10-09 12:00 | 0.41213
Coal | FR | 2018-10-09 13:00 | 0.41213
Coal | FR | 2018-10-09 14:00 | 0.41213
Coal | FR | 2018-10-09 15:00 | 0.41213
Coal | FR | 2018-10-09 16:00 | 0.41213
Coal | FR | 2018-10-09 17:00 | 0.41213
Coal | FR | 2018-10-09 18:00 | 0.41213
Coal | FR | 2018-10-09 19:00 | 0.41213
Coal | FR | 2018-10-09 20:00 | 0.41213
Coal | FR | 2018-10-09 21:00 | 0.41213
Coal | FR | 2018-10-09 22:00 | 0.26234
Coal | FR | 2018-10-09 23:00 | 0.26234
Coal | FR | 2018-10-10 | 0.55816
Coal | FR | 2018-10-10 01:00 | 0.55816
Coal | FR | 2018-10-10 02:00 | 0.55816
Coal | FR | 2018-10-10 03:00 | 0.55816
Coal | FR | 2018-10-10 04:00 | 0.55816
Coal | FR | 2018-10-10 05:00 | 0.55816
Coal | FR | 2018-10-10 06:00 | 0.70418
Coal | FR | 2018-10-10 07:00 | 0.70418
Coal | FR | 2018-10-10 08:00 | 0.55438
Coal | FR | 2018-10-10 09:00 | 0.55438
Coal | FR | 2018-10-10 10:00 | 0.70418
Coal | FR | 2018-10-10 11:00 | 0.70418
Coal | FR | 2018-10-10 12:00 | 0.70418
Coal | FR | 2018-10-10 13:00 | 0.70418
Coal | FR | 2018-10-10 14:00 | 0.70418
Coal | FR | 2018-10-10 15:00 | 0.70418
Coal | FR | 2018-10-10 16:00 | 0.70418
Coal | FR | 2018-10-10 17:00 | 0.70418
Coal | FR | 2018-10-10 18:00 | 0.70418
Coal | FR | 2018-10-10 19:00 | 0.70418
Coal | FR | 2018-10-10 20:00 | 0.70418
Coal | FR | 2018-10-10 21:00 | 0.70418
Coal | FR | 2018-10-10 22:00 | 0.70418
Coal | FR | 2018-10-10 23:00 | 0.70418
Coal | FR | 2018-10-11 | 0.70418
Coal | FR | 2018-10-11 01:00 | 0.70418
Coal | FR | 2018-10-11 02:00 | 0.70418
Coal | FR | 2018-10-11 03:00 | 0.70418
Coal | FR | 2018-10-11 04:00 | 0.70418
Coal | FR | 2018-10-11 05:00 | 0.70418
Coal | FR | 2018-10-11 06:00 | 0.70418
Coal | FR | 2018-10-11 07:00 | 0.70418
Coal | FR | 2018-10-11 08:00 | 0.70418
Coal | FR | 2018-10-11 09:00 | 0.70418
Coal | FR | 2018-10-11 10:00 | 0.70418
Coal | FR | 2018-10-11 11:00 | 0.70418
Coal | FR | 2018-10-11 12:00 | 0.77145
Coal | FR | 2018-10-11 13:00 | 0.79985
Coal | FR | 2018-10-11 14:00 | 0.70418
Coal | FR | 2018-10-11 15:00 | 0.70418
Coal | FR | 2018-10-11 16:00 | 0.70418
Coal | FR | 2018-10-11 17:00 | 0.70418
Coal | FR | 2018-10-11 18:00 | 0.55816
Coal | FR | 2018-10-11 19:00 | 0.55816
Coal | FR | 2018-10-11 20:00 | 0.55816
Coal | FR | 2018-10-11 21:00 | 0.55816
Coal | FR | 2018-10-11 22:00 | 0.55816
Coal | FR | 2018-10-11 23:00 | 0.55816
Coal | FR | 2018-10-12 | 0.55816
Coal | FR | 2018-10-12 01:00 | 0.55816
Coal | FR | 2018-10-12 02:00 | 0.55816
Coal | FR | 2018-10-12 03:00 | 0.55816
Coal | FR | 2018-10-12 04:00 | 0.55816
Coal | FR | 2018-10-12 05:00 | 0.55816
Coal | FR | 2018-10-12 06:00 | 0.55816
Coal | FR | 2018-10-12 07:00 | 0.55816
Coal | FR | 2018-10-12 08:00 | 0.55816
Coal | FR | 2018-10-12 09:00 | 0.55816
Coal | FR | 2018-10-12 10:00 | 0.55816
Coal | FR | 2018-10-12 11:00 | 0.55816
Coal | FR | 2018-10-12 12:00 | 0.55816
Coal | FR | 2018-10-12 13:00 | 0.55816
Coal | FR | 2018-10-12 14:00 | 0.55816
Coal | FR | 2018-10-12 15:00 | 0.55816
Coal | FR | 2018-10-12 16:00 | 0.55816
Coal | FR | 2018-10-12 17:00 | 0.55816
Coal | FR | 2018-10-12 18:00 | 0.55816
Coal | FR | 2018-10-12 19:00 | 0.55816
Coal | FR | 2018-10-12 20:00 | 0.55816
Coal | FR | 2018-10-12 21:00 | 0.55816
Coal | FR | 2018-10-12 22:00 | 0.55816
Coal | FR | 2018-10-12 23:00 | 0.55816
Coal | FR | 2018-10-13 | 0.55816
Coal | FR | 2018-10-13 01:00 | 0.55816
Coal | FR | 2018-10-13 02:00 | 0.55816
Coal | FR | 2018-10-13 03:00 | 0.55816
Coal | FR | 2018-10-13 04:00 | 0.55816
Coal | FR | 2018-10-13 05:00 | 0.55816
Coal | FR | 2018-10-13 06:00 | 0.55816
Coal | FR | 2018-10-13 07:00 | 0.55816
Coal | FR | 2018-10-13 08:00 | 0.55816
Coal | FR | 2018-10-13 09:00 | 0.55816
Coal | FR | 2018-10-13 10:00 | 0.55816
Coal | FR | 2018-10-13 11:00 | 0.55816
Coal | FR | 2018-10-13 12:00 | 0.55816
Coal | FR | 2018-10-13 13:00 | 0.55816
Coal | FR | 2018-10-13 14:00 | 0.55816
Coal | FR | 2018-10-13 15:00 | 0.55816
Coal | FR | 2018-10-13 16:00 | 0.55816
Coal | FR | 2018-10-13 17:00 | 0.55816
Coal | FR | 2018-10-13 18:00 | 0.55816
Coal | FR | 2018-10-13 19:00 | 0.55816
Coal | FR | 2018-10-13 20:00 | 0.55816
Coal | FR | 2018-10-13 21:00 | 0.55816
Coal | FR | 2018-10-13 22:00 | 0.55816
Coal | FR | 2018-10-13 23:00 | 0.55816
Coal | FR | 2018-10-14 | 0.55816
Coal | FR | 2018-10-14 01:00 | 0.55816
Coal | FR | 2018-10-14 02:00 | 0.55816
Coal | FR | 2018-10-14 03:00 | 0.55816
Coal | FR | 2018-10-14 04:00 | 0.55816
Coal | FR | 2018-10-14 05:00 | 0.55816
Coal | FR | 2018-10-14 06:00 | 0.55816
Coal | FR | 2018-10-14 07:00 | 0.55816
Coal | FR | 2018-10-14 08:00 | 0.55816
Coal | FR | 2018-10-14 09:00 | 0.55816
Coal | FR | 2018-10-14 10:00 | 0.55816
Coal | FR | 2018-10-14 11:00 | 0.55816
Coal | FR | 2018-10-14 12:00 | 0.55816
Coal | FR | 2018-10-14 13:00 | 0.55816
Coal | FR | 2018-10-14 14:00 | 0.55816
Coal | FR | 2018-10-14 15:00 | 0.55816
Coal | FR | 2018-10-14 16:00 | 0.55816
Coal | FR | 2018-10-14 17:00 | 0.55816
Coal | FR | 2018-10-14 18:00 | 0.55816
Coal | FR | 2018-10-14 19:00 | 0.55816
Coal | FR | 2018-10-14 20:00 | 0.55816
Coal | FR | 2018-10-14 21:00 | 0.55816
Coal | FR | 2018-10-14 22:00 | 0.55816
Coal | FR | 2018-10-14 23:00 | 0.55816
Coal | FR | 2018-10-15 | 0.55816
Coal | FR | 2018-10-15 01:00 | 0.55816
Coal | FR | 2018-10-15 02:00 | 0.55816
Coal | FR | 2018-10-15 03:00 | 0.55816
Coal | FR | 2018-10-15 04:00 | 0.55816
Coal | FR | 2018-10-15 05:00 | 0.55816
Coal | FR | 2018-10-15 06:00 | 0.55816
Coal | FR | 2018-10-15 07:00 | 0.41213
Coal | FR | 2018-10-15 08:00 | 0.41213
Coal | FR | 2018-10-15 09:00 | 0.41213
Coal | FR | 2018-10-15 10:00 | 0.41213
Coal | FR | 2018-10-15 11:00 | 0.41213
Coal | FR | 2018-10-15 12:00 | 0.41213
Coal | FR | 2018-10-15 13:00 | 0.41213
Coal | FR | 2018-10-15 14:00 | 0.41213
Coal | FR | 2018-10-15 15:00 | 0.41213
Coal | FR | 2018-10-15 16:00 | 0.41213
Coal | FR | 2018-10-15 17:00 | 0.41213
Coal | FR | 2018-10-15 18:00 | 0.41213
Coal | FR | 2018-10-15 19:00 | 0.41213
Coal | FR | 2018-10-15 20:00 | 0.41213
Coal | FR | 2018-10-15 21:00 | 0.41213
Coal | FR | 2018-10-15 22:00 | 0.41213
Coal | FR | 2018-10-15 23:00 | 0.41213
Coal | FR | 2018-10-16 | 0.41213
Coal | FR | 2018-10-16 01:00 | 0.41213
Coal | FR | 2018-10-16 02:00 | 0.41213
Coal | FR | 2018-10-16 03:00 | 0.41213
Coal | FR | 2018-10-16 04:00 | 0.41213
Coal | FR | 2018-10-16 05:00 | 0.55816
Coal | FR | 2018-10-16 06:00 | 0.55816
Coal | FR | 2018-10-16 07:00 | 0.55816
Coal | FR | 2018-10-16 08:00 | 0.55816
Coal | FR | 2018-10-16 09:00 | 0.55816
Coal | FR | 2018-10-16 10:00 | 0.55816
Coal | FR | 2018-10-16 11:00 | 0.55816
Coal | FR | 2018-10-16 12:00 | 0.55816
Coal | FR | 2018-10-16 13:00 | 0.55816
Coal | FR | 2018-10-16 14:00 | 0.55816
Coal | FR | 2018-10-16 15:00 | 0.55816
Coal | FR | 2018-10-16 16:00 | 0.55816
Coal | FR | 2018-10-16 17:00 | 0.55816
Coal | FR | 2018-10-16 18:00 | 0.55816
Coal | FR | 2018-10-16 19:00 | 0.55816
Coal | FR | 2018-10-16 20:00 | 0.55816
Coal | FR | 2018-10-16 21:00 | 0.55816
Coal | FR | 2018-10-16 22:00 | 0.55816
Coal | FR | 2018-10-16 23:00 | 0.55816
Coal | FR | 2018-10-17 | 0.55816
Coal | FR | 2018-10-17 01:00 | 0.55816
Coal | FR | 2018-10-17 02:00 | 0.55816
Coal | FR | 2018-10-17 03:00 | 0.55816
Coal | FR | 2018-10-17 04:00 | 0.55816
Coal | FR | 2018-10-17 05:00 | 0.55816
Coal | FR | 2018-10-17 06:00 | 0.55816
Coal | FR | 2018-10-17 07:00 | 0.55816
Coal | FR | 2018-10-17 08:00 | 0.55816
Coal | FR | 2018-10-17 09:00 | 0.55816
Coal | FR | 2018-10-17 10:00 | 0.55816
Coal | FR | 2018-10-17 11:00 | 0.70418
Coal | FR | 2018-10-17 12:00 | 0.70418
Coal | FR | 2018-10-17 13:00 | 0.70418
Coal | FR | 2018-10-17 14:00 | 0.70418
Coal | FR | 2018-10-17 15:00 | 0.70418
Coal | FR | 2018-10-17 16:00 | 0.70418
Coal | FR | 2018-10-17 17:00 | 0.70418
Coal | FR | 2018-10-17 18:00 | 0.70418
Coal | FR | 2018-10-17 19:00 | 0.70418
Coal | FR | 2018-10-17 20:00 | 0.70418
Coal | FR | 2018-10-17 21:00 | 0.70418
Coal | FR | 2018-10-17 22:00 | 0.70418
Coal | FR | 2018-10-17 23:00 | 0.70418
Coal | FR | 2018-10-18 | 0.70418
Coal | FR | 2018-10-18 01:00 | 0.70418
Coal | FR | 2018-10-18 02:00 | 0.70418
Coal | FR | 2018-10-18 03:00 | 0.70418
Coal | FR | 2018-10-18 04:00 | 0.70418
Coal | FR | 2018-10-18 05:00 | 0.70418
Coal | FR | 2018-10-18 06:00 | 0.70418
Coal | FR | 2018-10-18 07:00 | 0.70418
Coal | FR | 2018-10-18 08:00 | 0.70418
Coal | FR | 2018-10-18 09:00 | 0.70418
Coal | FR | 2018-10-18 10:00 | 0.70418
Coal | FR | 2018-10-18 11:00 | 0.70418
Coal | FR | 2018-10-18 12:00 | 0.70418
Coal | FR | 2018-10-18 13:00 | 0.70418
Coal | FR | 2018-10-18 14:00 | 0.70418
Coal | FR | 2018-10-18 15:00 | 0.70418
Coal | FR | 2018-10-18 16:00 | 0.55438
Coal | FR | 2018-10-18 17:00 | 0.55438
Coal | FR | 2018-10-18 18:00 | 0.55438
Coal | FR | 2018-10-18 19:00 | 0.55438
Coal | FR | 2018-10-18 20:00 | 0.55438
Coal | FR | 2018-10-18 21:00 | 0.55438
Coal | FR | 2018-10-18 22:00 | 0.55438
Coal | FR | 2018-10-18 23:00 | 0.55438
Coal | FR | 2018-10-19 | 0.55438
Coal | FR | 2018-10-19 01:00 | 0.55438
Coal | FR | 2018-10-19 02:00 | 0.55438
Coal | FR | 2018-10-19 03:00 | 0.55438
Coal | FR | 2018-10-19 04:00 | 0.55438
Coal | FR | 2018-10-19 05:00 | 0.55438
Coal | FR | 2018-10-19 06:00 | 0.55438
Coal | FR | 2018-10-19 07:00 | 0.55438
Coal | FR | 2018-10-19 08:00 | 0.55438
Coal | FR | 2018-10-19 09:00 | 0.55438
Coal | FR | 2018-10-19 10:00 | 0.55438
Coal | FR | 2018-10-19 11:00 | 0.55438
Coal | FR | 2018-10-19 12:00 | 0.55438
Coal | FR | 2018-10-19 13:00 | 0.55438
Coal | FR | 2018-10-19 14:00 | 0.55438
Coal | FR | 2018-10-19 15:00 | 0.55438
Coal | FR | 2018-10-19 16:00 | 0.55438
Coal | FR | 2018-10-19 17:00 | 0.55438
Coal | FR | 2018-10-19 18:00 | 0.55438
Coal | FR | 2018-10-19 19:00 | 0.55438
Coal | FR | 2018-10-19 20:00 | 0.55438
Coal | FR | 2018-10-19 21:00 | 0.55438
Coal | FR | 2018-10-19 22:00 | 0.55438
Coal | FR | 2018-10-19 23:00 | 0.55438
Coal | FR | 2018-10-20 | 0.55438
Coal | FR | 2018-10-20 01:00 | 0.55438
Coal | FR | 2018-10-20 02:00 | 0.55438
Coal | FR | 2018-10-20 03:00 | 0.55438
Coal | FR | 2018-10-20 04:00 | 0.55438
Coal | FR | 2018-10-20 05:00 | 0.55438
Coal | FR | 2018-10-20 06:00 | 0.55438
Coal | FR | 2018-10-20 07:00 | 0.55438
Coal | FR | 2018-10-20 08:00 | 0.55438
Coal | FR | 2018-10-20 09:00 | 0.55438
Coal | FR | 2018-10-20 10:00 | 0.55438
Coal | FR | 2018-10-20 11:00 | 0.55438
Coal | FR | 2018-10-20 12:00 | 0.55438
Coal | FR | 2018-10-20 13:00 | 0.55438
Coal | FR | 2018-10-20 14:00 | 0.55438
Coal | FR | 2018-10-20 15:00 | 0.55438
Coal | FR | 2018-10-20 16:00 | 0.55438
Coal | FR | 2018-10-20 17:00 | 0.55438
Coal | FR | 2018-10-20 18:00 | 0.55438
Coal | FR | 2018-10-20 19:00 | 0.55438
Coal | FR | 2018-10-20 20:00 | 0.55438
Coal | FR | 2018-10-20 21:00 | 0.55438
Coal | FR | 2018-10-20 22:00 | 0.55438
Coal | FR | 2018-10-20 23:00 | 0.55438
Coal | FR | 2018-10-21 | 0.55438
Coal | FR | 2018-10-21 01:00 | 0.55438
Coal | FR | 2018-10-21 02:00 | 0.55438
Coal | FR | 2018-10-21 03:00 | 0.55438
Coal | FR | 2018-10-21 04:00 | 0.55438
Coal | FR | 2018-10-21 05:00 | 0.55438
Coal | FR | 2018-10-21 06:00 | 0.55438
Coal | FR | 2018-10-21 07:00 | 0.55438
Coal | FR | 2018-10-21 08:00 | 0.55438
Coal | FR | 2018-10-21 09:00 | 0.55438
Coal | FR | 2018-10-21 10:00 | 0.55438
Coal | FR | 2018-10-21 11:00 | 0.55438
Coal | FR | 2018-10-21 12:00 | 0.55438
Coal | FR | 2018-10-21 13:00 | 0.55438
Coal | FR | 2018-10-21 14:00 | 0.55438
Coal | FR | 2018-10-21 15:00 | 0.55438
Coal | FR | 2018-10-21 16:00 | 0.70418
Coal | FR | 2018-10-21 17:00 | 0.70418
Coal | FR | 2018-10-21 18:00 | 0.70418
Coal | FR | 2018-10-21 19:00 | 0.70418
Coal | FR | 2018-10-21 20:00 | 0.70418
Coal | FR | 2018-10-21 21:00 | 0.70418
Coal | FR | 2018-10-21 22:00 | 0.70418
Coal | FR | 2018-10-21 23:00 | 0.70418
Coal | FR | 2018-10-22 | 0.70418
Coal | FR | 2018-10-22 01:00 | 0.70418
Coal | FR | 2018-10-22 02:00 | 0.70418
Coal | FR | 2018-10-22 03:00 | 0.70418
Coal | FR | 2018-10-22 04:00 | 0.70418
Coal | FR | 2018-10-22 05:00 | 0.70418
Coal | FR | 2018-10-22 06:00 | 0.70418
Coal | FR | 2018-10-22 07:00 | 0.70418
Coal | FR | 2018-10-22 08:00 | 0.70418
Coal | FR | 2018-10-22 09:00 | 0.70418
Coal | FR | 2018-10-22 10:00 | 0.70418
Coal | FR | 2018-10-22 11:00 | 0.70418
Coal | FR | 2018-10-22 12:00 | 0.70418
Coal | FR | 2018-10-22 13:00 | 0.70418
Coal | FR | 2018-10-22 14:00 | 0.70418
Coal | FR | 2018-10-22 15:00 | 0.70418
Coal | FR | 2018-10-22 16:00 | 0.70418
Coal | FR | 2018-10-22 17:00 | 0.70418
Coal | FR | 2018-10-22 18:00 | 0.55816
Coal | FR | 2018-10-22 19:00 | 0.55816
Coal | FR | 2018-10-22 20:00 | 0.55816
Coal | FR | 2018-10-22 21:00 | 0.55816
Coal | FR | 2018-10-22 22:00 | 0.55816
Coal | FR | 2018-10-22 23:00 | 0.55816
Coal | FR | 2018-10-23 | 0.55816
Coal | FR | 2018-10-23 01:00 | 0.55816
Coal | FR | 2018-10-23 02:00 | 0.55816
Coal | FR | 2018-10-23 03:00 | 0.55816
Coal | FR | 2018-10-23 04:00 | 0.55816
Coal | FR | 2018-10-23 05:00 | 0.55816
Coal | FR | 2018-10-23 06:00 | 0.55816
Coal | FR | 2018-10-23 07:00 | 0.55816
Coal | FR | 2018-10-23 08:00 | 0.55816
Coal | FR | 2018-10-23 09:00 | 0.55816
Coal | FR | 2018-10-23 10:00 | 0.55816
Coal | FR | 2018-10-23 11:00 | 0.55816
Coal | FR | 2018-10-23 12:00 | 0.55816
Coal | FR | 2018-10-23 13:00 | 0.55816
Coal | FR | 2018-10-23 14:00 | 0.55816
Coal | FR | 2018-10-23 15:00 | 0.55816
Coal | FR | 2018-10-23 16:00 | 0.55816
Coal | FR | 2018-10-23 17:00 | 0.55816
Coal | FR | 2018-10-23 18:00 | 0.55816
Coal | FR | 2018-10-23 19:00 | 0.55816
Coal | FR | 2018-10-23 20:00 | 0.55816
Coal | FR | 2018-10-23 21:00 | 0.55816
Coal | FR | 2018-10-23 22:00 | 0.55816
Coal | FR | 2018-10-23 23:00 | 0.55816
Coal | FR | 2018-10-24 | 0.55816
Coal | FR | 2018-10-24 01:00 | 0.55816
Coal | FR | 2018-10-24 02:00 | 0.70418
Coal | FR | 2018-10-24 03:00 | 0.70418
Coal | FR | 2018-10-24 04:00 | 0.70418
Coal | FR | 2018-10-24 05:00 | 0.60347
Coal | FR | 2018-10-24 06:00 | 0.70418
Coal | FR | 2018-10-24 07:00 | 0.70418
Coal | FR | 2018-10-24 08:00 | 0.70418
Coal | FR | 2018-10-24 09:00 | 0.67145
Coal | FR | 2018-10-24 10:00 | 0.70418
Coal | FR | 2018-10-24 11:00 | 0.70418
Coal | FR | 2018-10-24 12:00 | 0.70418
Coal | FR | 2018-10-24 13:00 | 0.70418
Coal | FR | 2018-10-24 14:00 | 0.70418
Coal | FR | 2018-10-24 15:00 | 0.66012
Coal | FR | 2018-10-24 16:00 | 0.66012
Coal | FR | 2018-10-24 17:00 | 0.66012
Coal | FR | 2018-10-24 18:00 | 0.70418
Coal | FR | 2018-10-24 19:00 | 0.70418
Coal | FR | 2018-10-24 20:00 | 0.70418
Coal | FR | 2018-10-24 21:00 | 0.70418
Coal | FR | 2018-10-24 22:00 | 0.70418
Coal | FR | 2018-10-24 23:00 | 0.70418
Coal | FR | 2018-10-25 | 0.70418
Coal | FR | 2018-10-25 01:00 | 0.70418
Coal | FR | 2018-10-25 02:00 | 0.70418
Coal | FR | 2018-10-25 03:00 | 0.70418
Coal | FR | 2018-10-25 04:00 | 0.70418
Coal | FR | 2018-10-25 05:00 | 0.70418
Coal | FR | 2018-10-25 06:00 | 0.70418
Coal | FR | 2018-10-25 07:00 | 0.70418
Coal | FR | 2018-10-25 08:00 | 0.70418
Coal | FR | 2018-10-25 09:00 | 0.70418
Coal | FR | 2018-10-25 10:00 | 0.70418
Coal | FR | 2018-10-25 11:00 | 0.70418
Coal | FR | 2018-10-25 12:00 | 0.70418
Coal | FR | 2018-10-25 13:00 | 0.70418
Coal | FR | 2018-10-25 14:00 | 0.70418
Coal | FR | 2018-10-25 15:00 | 0.70418
Coal | FR | 2018-10-25 16:00 | 0.70418
Coal | FR | 2018-10-25 17:00 | 0.66012
Coal | FR | 2018-10-25 18:00 | 0.66012
Coal | FR | 2018-10-25 19:00 | 0.66012
Coal | FR | 2018-10-25 20:00 | 0.66012
Coal | FR | 2018-10-25 21:00 | 0.66012
Coal | FR | 2018-10-25 22:00 | 0.66012
Coal | FR | 2018-10-25 23:00 | 0.67873
Coal | FR | 2018-10-26 | 0.70418
Coal | FR | 2018-10-26 01:00 | 0.70418
Coal | FR | 2018-10-26 02:00 | 0.70418
Coal | FR | 2018-10-26 03:00 | 0.70418
Coal | FR | 2018-10-26 04:00 | 0.70418
Coal | FR | 2018-10-26 05:00 | 0.70418
Coal | FR | 2018-10-26 06:00 | 0.70418
Coal | FR | 2018-10-26 07:00 | 0.70418
Coal | FR | 2018-10-26 08:00 | 0.70418
Coal | FR | 2018-10-26 09:00 | 0.70418
Coal | FR | 2018-10-26 10:00 | 0.70418
Coal | FR | 2018-10-26 11:00 | 0.70418
Coal | FR | 2018-10-26 12:00 | 0.70418
Coal | FR | 2018-10-26 13:00 | 0.70418
Coal | FR | 2018-10-26 14:00 | 0.70418
Coal | FR | 2018-10-26 15:00 | 0.70418
Coal | FR | 2018-10-26 16:00 | 0.70418
Coal | FR | 2018-10-26 17:00 | 0.70418
Coal | FR | 2018-10-26 18:00 | 0.70418
Coal | FR | 2018-10-26 19:00 | 0.70418
Coal | FR | 2018-10-26 20:00 | 0.70418
Coal | FR | 2018-10-26 21:00 | 0.70418
Coal | FR | 2018-10-26 22:00 | 0.70418
Coal | FR | 2018-10-26 23:00 | 0.70418
Coal | FR | 2018-10-27 | 0.70418
Coal | FR | 2018-10-27 01:00 | 0.70418
Coal | FR | 2018-10-27 02:00 | 0.70418
Coal | FR | 2018-10-27 03:00 | 0.70418
Coal | FR | 2018-10-27 04:00 | 0.70418
Coal | FR | 2018-10-27 05:00 | 0.70418
Coal | FR | 2018-10-27 06:00 | 0.70418
Coal | FR | 2018-10-27 07:00 | 0.70418
Coal | FR | 2018-10-27 08:00 | 0.70418
Coal | FR | 2018-10-27 09:00 | 0.70418
Coal | FR | 2018-10-27 10:00 | 0.70418
Coal | FR | 2018-10-27 11:00 | 0.70418
Coal | FR | 2018-10-27 12:00 | 0.70418
Coal | FR | 2018-10-27 13:00 | 0.70418
Coal | FR | 2018-10-27 14:00 | 0.70418
Coal | FR | 2018-10-27 15:00 | 0.70418
Coal | FR | 2018-10-27 16:00 | 0.6566
Coal | FR | 2018-10-27 17:00 | 0.6566
Coal | FR | 2018-10-27 18:00 | 0.70418
Coal | FR | 2018-10-27 19:00 | 0.70418
Coal | FR | 2018-10-27 20:00 | 0.70418
Coal | FR | 2018-10-27 21:00 | 0.70418
Coal | FR | 2018-10-27 22:00 | 0.70418
Coal | FR | 2018-10-27 23:00 | 0.70418
Coal | FR | 2018-10-28 | 0.70418
Coal | FR | 2018-10-28 01:00 | 0.70418
Coal | FR | 2018-10-28 02:00 | 0.70418
Coal | FR | 2018-10-28 03:00 | 0.70418
Coal | FR | 2018-10-28 04:00 | 0.70418
Coal | FR | 2018-10-28 05:00 | 0.70418
Coal | FR | 2018-10-28 06:00 | 0.70418
Coal | FR | 2018-10-28 07:00 | 0.70418
Coal | FR | 2018-10-28 08:00 | 0.70418
Coal | FR | 2018-10-28 09:00 | 0.70418
Coal | FR | 2018-10-28 10:00 | 0.70418
Coal | FR | 2018-10-28 11:00 | 0.70418
Coal | FR | 2018-10-28 12:00 | 0.70418
Coal | FR | 2018-10-28 13:00 | 0.70418
Coal | FR | 2018-10-28 14:00 | 0.70418
Coal | FR | 2018-10-28 15:00 | 0.70418
Coal | FR | 2018-10-28 16:00 | 0.70418
Coal | FR | 2018-10-28 17:00 | 0.70418
Coal | FR | 2018-10-28 18:00 | 0.70418
Coal | FR | 2018-10-28 19:00 | 0.70418
Coal | FR | 2018-10-28 20:00 | 0.70418
Coal | FR | 2018-10-28 21:00 | 0.70418
Coal | FR | 2018-10-28 22:00 | 0.70418
Coal | FR | 2018-10-28 23:00 | 0.70418
Coal | FR | 2018-10-29 | 0.70418
Coal | FR | 2018-10-29 01:00 | 0.70418
Coal | FR | 2018-10-29 02:00 | 0.70418
Coal | FR | 2018-10-29 03:00 | 0.55438
Coal | FR | 2018-10-29 04:00 | 0.55438
Coal | FR | 2018-10-29 05:00 | 0.62991
Coal | FR | 2018-10-29 06:00 | 0.62991
Coal | FR | 2018-10-29 07:00 | 0.62991
Coal | FR | 2018-10-29 08:00 | 0.62991
Coal | FR | 2018-10-29 09:00 | 0.63998
Coal | FR | 2018-10-29 10:00 | 0.6425
Coal | FR | 2018-10-29 11:00 | 0.6425
Coal | FR | 2018-10-29 12:00 | 0.6425
Coal | FR | 2018-10-29 13:00 | 0.6425
Coal | FR | 2018-10-29 14:00 | 0.6425
Coal | FR | 2018-10-29 15:00 | 0.6425
Coal | FR | 2018-10-29 16:00 | 0.6425
Coal | FR | 2018-10-29 17:00 | 0.6425
Coal | FR | 2018-10-29 18:00 | 0.6425
Coal | FR | 2018-10-29 19:00 | 0.6425
Coal | FR | 2018-10-29 20:00 | 0.6425
Coal | FR | 2018-10-29 21:00 | 0.6425
Coal | FR | 2018-10-29 22:00 | 0.6425
Coal | FR | 2018-10-29 23:00 | 0.6425
Coal | FR | 2018-10-30 | 0.6425
Coal | FR | 2018-10-30 01:00 | 0.6425
Coal | FR | 2018-10-30 02:00 | 0.6425
Coal | FR | 2018-10-30 03:00 | 0.6425
Coal | FR | 2018-10-30 04:00 | 0.6425
Coal | FR | 2018-10-30 05:00 | 0.6425
Coal | FR | 2018-10-30 06:00 | 0.6425
Coal | FR | 2018-10-30 07:00 | 0.6425
Coal | FR | 2018-10-30 08:00 | 0.6425
Coal | FR | 2018-10-30 09:00 | 0.6425
Coal | FR | 2018-10-30 10:00 | 0.6425
Coal | FR | 2018-10-30 11:00 | 0.6425
Coal | FR | 2018-10-30 12:00 | 0.6425
Coal | FR | 2018-10-30 13:00 | 0.6425
Coal | FR | 2018-10-30 14:00 | 0.6425
Coal | FR | 2018-10-30 15:00 | 0.6425
Coal | FR | 2018-10-30 16:00 | 0.6425
Coal | FR | 2018-10-30 17:00 | 0.6425
Coal | FR | 2018-10-30 18:00 | 0.6425
Coal | FR | 2018-10-30 19:00 | 0.6425
Coal | FR | 2018-10-30 20:00 | 0.6425
Coal | FR | 2018-10-30 21:00 | 0.6425
Coal | FR | 2018-10-30 22:00 | 0.6425
Coal | FR | 2018-10-30 23:00 | 0.6425
Coal | FR | 2018-10-31 | 0.6425
Coal | FR | 2018-10-31 01:00 | 0.6425
Coal | FR | 2018-10-31 02:00 | 0.6425
Coal | FR | 2018-10-31 03:00 | 0.6425
Coal | FR | 2018-10-31 04:00 | 0.6425
Coal | FR | 2018-10-31 05:00 | 0.6425
Coal | FR | 2018-10-31 06:00 | 0.6425
Coal | FR | 2018-10-31 07:00 | 0.6425
Coal | FR | 2018-10-31 08:00 | 0.6425
Coal | FR | 2018-10-31 09:00 | 0.6425
Coal | FR | 2018-10-31 10:00 | 0.60977
Coal | FR | 2018-10-31 11:00 | 0.60977
Coal | FR | 2018-10-31 12:00 | 0.60977
Coal | FR | 2018-10-31 13:00 | 0.60977
Coal | FR | 2018-10-31 14:00 | 0.60977
Coal | FR | 2018-10-31 15:00 | 0.60977
Coal | FR | 2018-10-31 16:00 | 0.60977
Coal | FR | 2018-10-31 17:00 | 0.60977
Coal | FR | 2018-10-31 18:00 | 0.60977
Coal | FR | 2018-10-31 19:00 | 0.6425
Coal | FR | 2018-10-31 20:00 | 0.6425
Coal | FR | 2018-10-31 21:00 | 0.6425
Coal | FR | 2018-10-31 22:00 | 0.6425
Coal | FR | 2018-10-31 23:00 | 0.6425
Coal | FR | 2018-11-01 | 0.55438
Coal | FR | 2018-11-01 01:00 | 0.55438
Coal | FR | 2018-11-01 02:00 | 0.55438
Coal | FR | 2018-11-01 03:00 | 0.55438
Coal | FR | 2018-11-01 04:00 | 0.55438
Coal | FR | 2018-11-01 05:00 | 0.55438
Coal | FR | 2018-11-01 06:00 | 0.55438
Coal | FR | 2018-11-01 07:00 | 0.55438
Coal | FR | 2018-11-01 08:00 | 0.55438
Coal | FR | 2018-11-01 09:00 | 0.55438
Coal | FR | 2018-11-01 10:00 | 0.55438
Coal | FR | 2018-11-01 11:00 | 0.55438
Coal | FR | 2018-11-01 12:00 | 0.55438
Coal | FR | 2018-11-01 13:00 | 0.55438
Coal | FR | 2018-11-01 14:00 | 0.55438
Coal | FR | 2018-11-01 15:00 | 0.55438
Coal | FR | 2018-11-01 16:00 | 0.55438
Coal | FR | 2018-11-01 17:00 | 0.55438
Coal | FR | 2018-11-01 18:00 | 0.55438
Coal | FR | 2018-11-01 19:00 | 0.55438
Coal | FR | 2018-11-01 20:00 | 0.55438
Coal | FR | 2018-11-01 21:00 | 0.55438
Coal | FR | 2018-11-01 22:00 | 0.55438
Coal | FR | 2018-11-01 23:00 | 0.55438
Coal | FR | 2018-11-02 | 0.55438
Coal | FR | 2018-11-02 01:00 | 0.58223
Coal | FR | 2018-11-02 02:00 | 0.70418
Coal | FR | 2018-11-02 03:00 | 0.70418
Coal | FR | 2018-11-02 04:00 | 0.70418
Coal | FR | 2018-11-02 05:00 | 0.70418
Coal | FR | 2018-11-02 06:00 | 0.70418
Coal | FR | 2018-11-02 07:00 | 0.70418
Coal | FR | 2018-11-02 08:00 | 0.55438
Coal | FR | 2018-11-02 09:00 | 0.55438
Coal | FR | 2018-11-02 10:00 | 0.55438
Coal | FR | 2018-11-02 11:00 | 0.55438
Coal | FR | 2018-11-02 12:00 | 0.55438
Coal | FR | 2018-11-02 13:00 | 0.55438
Coal | FR | 2018-11-02 14:00 | 0.55438
Coal | FR | 2018-11-02 15:00 | 0.55438
Coal | FR | 2018-11-02 16:00 | 0.55438
Coal | FR | 2018-11-02 17:00 | 0.40836
Coal | FR | 2018-11-02 18:00 | 0.40836
Coal | FR | 2018-11-02 19:00 | 0.40836
Coal | FR | 2018-11-02 20:00 | 0.40836
Coal | FR | 2018-11-02 21:00 | 0.40836
Coal | FR | 2018-11-02 22:00 | 0.40836
Coal | FR | 2018-11-02 23:00 | 0.40836
Coal | FR | 2018-11-03 | 0.40836
Coal | FR | 2018-11-03 01:00 | 0.40836
Coal | FR | 2018-11-03 02:00 | 0.40836
Coal | FR | 2018-11-03 03:00 | 0.40836
Coal | FR | 2018-11-03 04:00 | 0.40836
Coal | FR | 2018-11-03 05:00 | 0.40836
Coal | FR | 2018-11-03 06:00 | 0.40836
Coal | FR | 2018-11-03 07:00 | 0.40836
Coal | FR | 2018-11-03 08:00 | 0.40836
Coal | FR | 2018-11-03 09:00 | 0.40836
Coal | FR | 2018-11-03 10:00 | 0.40836
Coal | FR | 2018-11-03 11:00 | 0.40836
Coal | FR | 2018-11-03 12:00 | 0.40836
Coal | FR | 2018-11-03 13:00 | 0.40836
Coal | FR | 2018-11-03 14:00 | 0.40836
Coal | FR | 2018-11-03 15:00 | 0.40836
Coal | FR | 2018-11-03 16:00 | 0.50403
Coal | FR | 2018-11-03 17:00 | 0.50403
Coal | FR | 2018-11-03 18:00 | 0.41382
Coal | FR | 2018-11-03 19:00 | 0.42316
Coal | FR | 2018-11-03 20:00 | 0.4325
Coal | FR | 2018-11-03 21:00 | 0.44187
Coal | FR | 2018-11-03 22:00 | 0.45121
Coal | FR | 2018-11-03 23:00 | 0.46055
Coal | FR | 2018-11-04 | 0.46991
Coal | FR | 2018-11-04 01:00 | 0.47925
Coal | FR | 2018-11-04 02:00 | 0.4886
Coal | FR | 2018-11-04 03:00 | 0.49796
Coal | FR | 2018-11-04 04:00 | 0.50264
Coal | FR | 2018-11-04 05:00 | 0.50264
Coal | FR | 2018-11-04 06:00 | 0.50264
Coal | FR | 2018-11-04 07:00 | 0.50264
Coal | FR | 2018-11-04 08:00 | 0.50264
Coal | FR | 2018-11-04 09:00 | 0.50264
Coal | FR | 2018-11-04 10:00 | 0.50264
Coal | FR | 2018-11-04 11:00 | 0.50264
Coal | FR | 2018-11-04 12:00 | 0.50264
Coal | FR | 2018-11-04 13:00 | 0.50264
Coal | FR | 2018-11-04 14:00 | 0.50264
Coal | FR | 2018-11-04 15:00 | 0.50264
Coal | FR | 2018-11-04 16:00 | 0.50264
Coal | FR | 2018-11-04 17:00 | 0.50264
Coal | FR | 2018-11-04 18:00 | 0.50264
Coal | FR | 2018-11-04 19:00 | 0.50264
Coal | FR | 2018-11-04 20:00 | 0.50264
Coal | FR | 2018-11-04 21:00 | 0.50264
Coal | FR | 2018-11-04 22:00 | 0.50264
Coal | FR | 2018-11-04 23:00 | 0.50264
Coal | FR | 2018-11-05 | 0.50264
Coal | FR | 2018-11-05 01:00 | 0.50264
Coal | FR | 2018-11-05 02:00 | 0.50264
Coal | FR | 2018-11-05 03:00 | 0.50264
Coal | FR | 2018-11-05 04:00 | 0.35662
Coal | FR | 2018-11-05 05:00 | 0.35662
Coal | FR | 2018-11-05 06:00 | 0.35662
Coal | FR | 2018-11-05 07:00 | 0.50264
Coal | FR | 2018-11-05 08:00 | 0.50264
Coal | FR | 2018-11-05 09:00 | 0.4246
Coal | FR | 2018-11-05 10:00 | 0.4246
Coal | FR | 2018-11-05 11:00 | 0.4246
Coal | FR | 2018-11-05 12:00 | 0.50264
Coal | FR | 2018-11-05 13:00 | 0.50264
Coal | FR | 2018-11-05 14:00 | 0.50264
Coal | FR | 2018-11-05 15:00 | 0.50264
Coal | FR | 2018-11-05 16:00 | 0.50264
Coal | FR | 2018-11-05 17:00 | 0.40836
Coal | FR | 2018-11-05 18:00 | 0.40836
Coal | FR | 2018-11-05 19:00 | 0.40836
Coal | FR | 2018-11-05 20:00 | 0.50403
Coal | FR | 2018-11-05 21:00 | 0.50403
Coal | FR | 2018-11-05 22:00 | 0.50403
Coal | FR | 2018-11-05 23:00 | 0.50403
Coal | FR | 2018-11-06 | 0.50403
Coal | FR | 2018-11-06 01:00 | 0.50403
Coal | FR | 2018-11-06 02:00 | 0.50403
Coal | FR | 2018-11-06 03:00 | 0.50403
Coal | FR | 2018-11-06 04:00 | 0.50403
Coal | FR | 2018-11-06 05:00 | 0.50403
Coal | FR | 2018-11-06 06:00 | 0.50403
Coal | FR | 2018-11-06 07:00 | 0.50403
Coal | FR | 2018-11-06 08:00 | 0.50403
Coal | FR | 2018-11-06 09:00 | 0.50403
Coal | FR | 2018-11-06 10:00 | 0.50403
Coal | FR | 2018-11-06 11:00 | 0.50403
Coal | FR | 2018-11-06 12:00 | 0.50403
Coal | FR | 2018-11-06 13:00 | 0.50403
Coal | FR | 2018-11-06 14:00 | 0.55816
Coal | FR | 2018-11-06 15:00 | 0.40836
Coal | FR | 2018-11-06 16:00 | 0.40836
Coal | FR | 2018-11-06 17:00 | 0.40836
Coal | FR | 2018-11-06 18:00 | 0.40836
Coal | FR | 2018-11-06 19:00 | 0.41025
Coal | FR | 2018-11-06 20:00 | 0.50403
Coal | FR | 2018-11-06 21:00 | 0.50403
Coal | FR | 2018-11-06 22:00 | 0.50403
Coal | FR | 2018-11-06 23:00 | 0.50403
Coal | FR | 2018-11-07 | 0.50403
Coal | FR | 2018-11-07 01:00 | 0.53439
Coal | FR | 2018-11-07 02:00 | 0.65383
Coal | FR | 2018-11-07 03:00 | 0.65383
Coal | FR | 2018-11-07 04:00 | 0.65383
Coal | FR | 2018-11-07 05:00 | 0.65383
Coal | FR | 2018-11-07 06:00 | 0.65383
Coal | FR | 2018-11-07 07:00 | 0.65383
Coal | FR | 2018-11-07 08:00 | 0.65383
Coal | FR | 2018-11-07 09:00 | 0.65383
Coal | FR | 2018-11-07 10:00 | 0.65383
Coal | FR | 2018-11-07 11:00 | 0.65383
Coal | FR | 2018-11-07 12:00 | 0.65383
Coal | FR | 2018-11-07 13:00 | 0.65383
Coal | FR | 2018-11-07 14:00 | 0.65383
Coal | FR | 2018-11-07 15:00 | 0.65383
Coal | FR | 2018-11-07 16:00 | 0.60977
Coal | FR | 2018-11-07 17:00 | 0.65383
Coal | FR | 2018-11-07 18:00 | 0.65383
Coal | FR | 2018-11-07 19:00 | 0.65383
Coal | FR | 2018-11-07 20:00 | 0.65383
Coal | FR | 2018-11-07 21:00 | 0.65383
Coal | FR | 2018-11-07 22:00 | 0.65383
Coal | FR | 2018-11-07 23:00 | 0.65383
Coal | FR | 2018-11-08 | 0.65383
Coal | FR | 2018-11-08 01:00 | 0.70796
Coal | FR | 2018-11-08 02:00 | 0.70796
Coal | FR | 2018-11-08 03:00 | 0.70796
Coal | FR | 2018-11-08 04:00 | 0.70796
Coal | FR | 2018-11-08 05:00 | 0.70796
Coal | FR | 2018-11-08 06:00 | 0.70796
Coal | FR | 2018-11-08 07:00 | 0.70796
Coal | FR | 2018-11-08 08:00 | 0.70796
Coal | FR | 2018-11-08 09:00 | 0.70796
Coal | FR | 2018-11-08 10:00 | 0.70796
Coal | FR | 2018-11-08 11:00 | 0.70796
Coal | FR | 2018-11-08 12:00 | 0.70796
Coal | FR | 2018-11-08 13:00 | 0.70796
Coal | FR | 2018-11-08 14:00 | 0.65383
Coal | FR | 2018-11-08 15:00 | 0.65383
Coal | FR | 2018-11-08 16:00 | 0.65383
Coal | FR | 2018-11-08 17:00 | 0.55816
Coal | FR | 2018-11-08 18:00 | 0.55816
Coal | FR | 2018-11-08 19:00 | 0.55816
Coal | FR | 2018-11-08 20:00 | 0.59496
Coal | FR | 2018-11-08 21:00 | 0.65383
Coal | FR | 2018-11-08 22:00 | 0.65383
Coal | FR | 2018-11-08 23:00 | 0.65383
Coal | FR | 2018-11-09 | 0.65383
Coal | FR | 2018-11-09 01:00 | 0.65383
Coal | FR | 2018-11-09 02:00 | 0.65383
Coal | FR | 2018-11-09 03:00 | 0.65383
Coal | FR | 2018-11-09 04:00 | 0.65383
Coal | FR | 2018-11-09 05:00 | 0.65383
Coal | FR | 2018-11-09 06:00 | 0.6065
Coal | FR | 2018-11-09 07:00 | 0.6065
Coal | FR | 2018-11-09 08:00 | 0.6065
Coal | FR | 2018-11-09 09:00 | 0.6065
Coal | FR | 2018-11-09 10:00 | 0.66062
Coal | FR | 2018-11-09 11:00 | 0.66062
Coal | FR | 2018-11-09 12:00 | 0.66062
Coal | FR | 2018-11-09 13:00 | 0.66062
Coal | FR | 2018-11-09 14:00 | 0.66062
Coal | FR | 2018-11-09 15:00 | 0.59718
Coal | FR | 2018-11-09 16:00 | 0.59718
Coal | FR | 2018-11-09 17:00 | 0.59718
Coal | FR | 2018-11-09 18:00 | 0.59718
Coal | FR | 2018-11-09 19:00 | 0.59718
Coal | FR | 2018-11-09 20:00 | 0.59718
Coal | FR | 2018-11-09 21:00 | 0.59718
Coal | FR | 2018-11-09 22:00 | 0.59718
Coal | FR | 2018-11-09 23:00 | 0.59718
Coal | FR | 2018-11-10 | 0.59718
Coal | FR | 2018-11-10 01:00 | 0.59718
Coal | FR | 2018-11-10 02:00 | 0.59718
Coal | FR | 2018-11-10 03:00 | 0.59718
Coal | FR | 2018-11-10 04:00 | 0.59718
Coal | FR | 2018-11-10 05:00 | 0.59718
Coal | FR | 2018-11-10 06:00 | 0.59718
Coal | FR | 2018-11-10 07:00 | 0.59718
Coal | FR | 2018-11-10 08:00 | 0.59718
Coal | FR | 2018-11-10 09:00 | 0.59718
Coal | FR | 2018-11-10 10:00 | 0.59718
Coal | FR | 2018-11-10 11:00 | 0.59718
Coal | FR | 2018-11-10 12:00 | 0.59718
Coal | FR | 2018-11-10 13:00 | 0.59718
Coal | FR | 2018-11-10 14:00 | 0.59718
Coal | FR | 2018-11-10 15:00 | 0.59718
Coal | FR | 2018-11-10 16:00 | 0.59718
Coal | FR | 2018-11-10 17:00 | 0.59718
Coal | FR | 2018-11-10 18:00 | 0.59718
Coal | FR | 2018-11-10 19:00 | 0.59718
Coal | FR | 2018-11-10 20:00 | 0.59718
Coal | FR | 2018-11-10 21:00 | 0.59718
Coal | FR | 2018-11-10 22:00 | 0.59718
Coal | FR | 2018-11-10 23:00 | 0.59718
Coal | FR | 2018-11-11 | 0.59718
Coal | FR | 2018-11-11 01:00 | 0.59718
Coal | FR | 2018-11-11 02:00 | 0.59718
Coal | FR | 2018-11-11 03:00 | 0.59718
Coal | FR | 2018-11-11 04:00 | 0.59718
Coal | FR | 2018-11-11 05:00 | 0.59718
Coal | FR | 2018-11-11 06:00 | 0.59718
Coal | FR | 2018-11-11 07:00 | 0.59718
Coal | FR | 2018-11-11 08:00 | 0.59718
Coal | FR | 2018-11-11 09:00 | 0.59718
Coal | FR | 2018-11-11 10:00 | 0.59718
Coal | FR | 2018-11-11 11:00 | 0.59718
Coal | FR | 2018-11-11 12:00 | 0.59718
Coal | FR | 2018-11-11 13:00 | 0.59718
Coal | FR | 2018-11-11 14:00 | 0.59718
Coal | FR | 2018-11-11 15:00 | 0.59718
Coal | FR | 2018-11-11 16:00 | 0.59718
Coal | FR | 2018-11-11 17:00 | 0.59718
Coal | FR | 2018-11-11 18:00 | 0.59718
Coal | FR | 2018-11-11 19:00 | 0.59718
Coal | FR | 2018-11-11 20:00 | 0.59718
Coal | FR | 2018-11-11 21:00 | 0.59718
Coal | FR | 2018-11-11 22:00 | 0.59718
Coal | FR | 2018-11-11 23:00 | 0.59718
Coal | FR | 2018-11-12 | 0.59718
Coal | FR | 2018-11-12 01:00 | 0.59718
Coal | FR | 2018-11-12 02:00 | 0.59718
Coal | FR | 2018-11-12 03:00 | 0.59718
Coal | FR | 2018-11-12 04:00 | 0.59718
Coal | FR | 2018-11-12 05:00 | 0.59718
Coal | FR | 2018-11-12 06:00 | 0.59718
Coal | FR | 2018-11-12 07:00 | 0.59718
Coal | FR | 2018-11-12 08:00 | 0.59718
Coal | FR | 2018-11-12 09:00 | 0.7432
Coal | FR | 2018-11-12 10:00 | 0.7432
Coal | FR | 2018-11-12 11:00 | 0.7432
Coal | FR | 2018-11-12 12:00 | 0.85398
Coal | FR | 2018-11-12 13:00 | 0.83887
Coal | FR | 2018-11-12 14:00 | 0.83887
Coal | FR | 2018-11-12 15:00 | 0.83887
Coal | FR | 2018-11-12 16:00 | 0.83887
Coal | FR | 2018-11-12 17:00 | 0.83887
Coal | FR | 2018-11-12 18:00 | 0.83887
Coal | FR | 2018-11-12 19:00 | 0.83887
Coal | FR | 2018-11-12 20:00 | 0.83887
Coal | FR | 2018-11-12 21:00 | 0.85398
Coal | FR | 2018-11-12 22:00 | 0.85398
Coal | FR | 2018-11-12 23:00 | 0.85398
Coal | FR | 2018-11-13 | 0.85398
Coal | FR | 2018-11-13 01:00 | 0.85398
Coal | FR | 2018-11-13 02:00 | 0.85398
Coal | FR | 2018-11-13 03:00 | 0.85398
Coal | FR | 2018-11-13 04:00 | 0.85398
Coal | FR | 2018-11-13 05:00 | 0.85398
Coal | FR | 2018-11-13 06:00 | 0.85398
Coal | FR | 2018-11-13 07:00 | 0.70796
Coal | FR | 2018-11-13 08:00 | 0.54683
Coal | FR | 2018-11-13 09:00 | 0.54683
Coal | FR | 2018-11-13 10:00 | 0.54683
Coal | FR | 2018-11-13 11:00 | 0.54683
Coal | FR | 2018-11-13 12:00 | 0.54683
Coal | FR | 2018-11-13 13:00 | 0.54683
Coal | FR | 2018-11-13 14:00 | 0.54683
Coal | FR | 2018-11-13 15:00 | 0.54683
Coal | FR | 2018-11-13 16:00 | 0.54683
Coal | FR | 2018-11-13 17:00 | 0.54683
Coal | FR | 2018-11-13 18:00 | 0.56193
Coal | FR | 2018-11-13 19:00 | 0.56193
Coal | FR | 2018-11-13 20:00 | 0.56193
Coal | FR | 2018-11-13 21:00 | 0.85398
Coal | FR | 2018-11-13 22:00 | 0.85398
Coal | FR | 2018-11-13 23:00 | 0.85398
Coal | FR | 2018-11-14 | 0.85398
Coal | FR | 2018-11-14 01:00 | 0.85398
Coal | FR | 2018-11-14 02:00 | 0.85398
Coal | FR | 2018-11-14 03:00 | 0.85398
Coal | FR | 2018-11-14 04:00 | 0.85398
Coal | FR | 2018-11-14 05:00 | 0.85398
Coal | FR | 2018-11-14 06:00 | 0.85398
Coal | FR | 2018-11-14 07:00 | 0.85398
Coal | FR | 2018-11-14 08:00 | 0.85398
Coal | FR | 2018-11-14 09:00 | 0.79985
Coal | FR | 2018-11-14 10:00 | 0.79985
Coal | FR | 2018-11-14 11:00 | 0.79985
Coal | FR | 2018-11-14 12:00 | 0.79985
Coal | FR | 2018-11-14 13:00 | 0.79985
Coal | FR | 2018-11-14 14:00 | 0.79985
Coal | FR | 2018-11-14 15:00 | 0.79985
Coal | FR | 2018-11-14 16:00 | 0.79985
Coal | FR | 2018-11-14 17:00 | 0.79985
Coal | FR | 2018-11-14 18:00 | 0.79985
Coal | FR | 2018-11-14 19:00 | 0.79985
Coal | FR | 2018-11-14 20:00 | 0.79985
Coal | FR | 2018-11-14 21:00 | 0.79985
Coal | FR | 2018-11-14 22:00 | 0.79985
Coal | FR | 2018-11-14 23:00 | 0.79985
Coal | FR | 2018-11-15 | 0.79985
Coal | FR | 2018-11-15 01:00 | 0.79985
Coal | FR | 2018-11-15 02:00 | 0.79985
Coal | FR | 2018-11-15 03:00 | 0.79985
Coal | FR | 2018-11-15 04:00 | 0.79985
Coal | FR | 2018-11-15 05:00 | 0.79985
Coal | FR | 2018-11-15 06:00 | 0.79985
Coal | FR | 2018-11-15 07:00 | 0.79985
Coal | FR | 2018-11-15 08:00 | 0.79985
Coal | FR | 2018-11-15 09:00 | 0.70418
Coal | FR | 2018-11-15 10:00 | 0.70418
Coal | FR | 2018-11-15 11:00 | 0.70418
Coal | FR | 2018-11-15 12:00 | 0.70418
Coal | FR | 2018-11-15 13:00 | 0.70418
Coal | FR | 2018-11-15 14:00 | 0.70418
Coal | FR | 2018-11-15 15:00 | 0.70418
Coal | FR | 2018-11-15 16:00 | 0.70418
Coal | FR | 2018-11-15 17:00 | 0.70418
Coal | FR | 2018-11-15 18:00 | 0.70418
Coal | FR | 2018-11-15 19:00 | 0.70418
Coal | FR | 2018-11-15 20:00 | 0.70418
Coal | FR | 2018-11-15 21:00 | 0.70418
Coal | FR | 2018-11-15 22:00 | 0.70418
Coal | FR | 2018-11-15 23:00 | 0.70418
Coal | FR | 2018-11-16 | 0.70418
Coal | FR | 2018-11-16 01:00 | 0.70418
Coal | FR | 2018-11-16 02:00 | 0.70418
Coal | FR | 2018-11-16 03:00 | 0.70418
Coal | FR | 2018-11-16 04:00 | 0.70418
Coal | FR | 2018-11-16 05:00 | 0.70418
Coal | FR | 2018-11-16 06:00 | 0.70418
Coal | FR | 2018-11-16 07:00 | 0.70418
Coal | FR | 2018-11-16 08:00 | 0.85398
Coal | FR | 2018-11-16 09:00 | 0.85398
Coal | FR | 2018-11-16 10:00 | 0.85398
Coal | FR | 2018-11-16 11:00 | 0.85398
Coal | FR | 2018-11-16 12:00 | 0.85398
Coal | FR | 2018-11-16 13:00 | 0.85398
Coal | FR | 2018-11-16 14:00 | 0.85398
Coal | FR | 2018-11-16 15:00 | 0.85398
Coal | FR | 2018-11-16 16:00 | 0.85398
Coal | FR | 2018-11-16 17:00 | 0.85398
Coal | FR | 2018-11-16 18:00 | 0.85398
Coal | FR | 2018-11-16 19:00 | 0.85398
Coal | FR | 2018-11-16 20:00 | 0.70418
Coal | FR | 2018-11-16 21:00 | 0.70418
Coal | FR | 2018-11-16 22:00 | 0.70418
Coal | FR | 2018-11-16 23:00 | 0.70418
Coal | FR | 2018-11-17 | 0.70418
Coal | FR | 2018-11-17 01:00 | 0.70418
Coal | FR | 2018-11-17 02:00 | 0.55816
Coal | FR | 2018-11-17 03:00 | 0.55816
Coal | FR | 2018-11-17 04:00 | 0.55816
Coal | FR | 2018-11-17 05:00 | 0.55816
Coal | FR | 2018-11-17 06:00 | 0.41213
Coal | FR | 2018-11-17 07:00 | 0.55816
Coal | FR | 2018-11-17 08:00 | 0.70418
Coal | FR | 2018-11-17 09:00 | 0.70418
Coal | FR | 2018-11-17 10:00 | 0.70418
Coal | FR | 2018-11-17 11:00 | 0.55816
Coal | FR | 2018-11-17 12:00 | 0.55816
Coal | FR | 2018-11-17 13:00 | 0.55816
Coal | FR | 2018-11-17 14:00 | 0.55816
Coal | FR | 2018-11-17 15:00 | 0.55816
Coal | FR | 2018-11-17 16:00 | 0.55816
Coal | FR | 2018-11-17 17:00 | 0.55816
Coal | FR | 2018-11-17 18:00 | 0.55816
Coal | FR | 2018-11-17 19:00 | 0.55816
Coal | FR | 2018-11-17 20:00 | 0.55816
Coal | FR | 2018-11-17 21:00 | 0.55816
Coal | FR | 2018-11-17 22:00 | 0.55816
Coal | FR | 2018-11-17 23:00 | 0.55816
Coal | FR | 2018-11-18 | 0.55816
Coal | FR | 2018-11-18 01:00 | 0.55816
Coal | FR | 2018-11-18 02:00 | 0.55816
Coal | FR | 2018-11-18 03:00 | 0.55816
Coal | FR | 2018-11-18 04:00 | 0.70418
Coal | FR | 2018-11-18 05:00 | 0.70418
Coal | FR | 2018-11-18 06:00 | 0.70418
Coal | FR | 2018-11-18 07:00 | 0.70418
Coal | FR | 2018-11-18 08:00 | 0.70418
Coal | FR | 2018-11-18 09:00 | 0.70418
Coal | FR | 2018-11-18 10:00 | 0.70418
Coal | FR | 2018-11-18 11:00 | 0.70418
Coal | FR | 2018-11-18 12:00 | 0.70418
Coal | FR | 2018-11-18 13:00 | 0.70418
Coal | FR | 2018-11-18 14:00 | 0.70418
Coal | FR | 2018-11-18 15:00 | 0.70418
Coal | FR | 2018-11-18 16:00 | 0.70418
Coal | FR | 2018-11-18 17:00 | 0.70418
Coal | FR | 2018-11-18 18:00 | 0.85398
Coal | FR | 2018-11-18 19:00 | 0.85398
Coal | FR | 2018-11-18 20:00 | 0.85398
Coal | FR | 2018-11-18 21:00 | 0.85398
Coal | FR | 2018-11-18 22:00 | 0.85398
Coal | FR | 2018-11-18 23:00 | 0.85398
Coal | FR | 2018-11-19 | 0.85398
Coal | FR | 2018-11-19 01:00 | 0.85398
Coal | FR | 2018-11-19 02:00 | 0.85398
Coal | FR | 2018-11-19 03:00 | 0.85398
Coal | FR | 2018-11-19 04:00 | 0.85398
Coal | FR | 2018-11-19 05:00 | 0.85398
Coal | FR | 2018-11-19 06:00 | 0.85398
Coal | FR | 2018-11-19 07:00 | 0.70418
Coal | FR | 2018-11-19 08:00 | 0.70418
Coal | FR | 2018-11-19 09:00 | 0.70418
Coal | FR | 2018-11-19 10:00 | 0.85398
Coal | FR | 2018-11-19 11:00 | 0.85398
Coal | FR | 2018-11-19 12:00 | 0.85398
Coal | FR | 2018-11-19 13:00 | 0.85398
Coal | FR | 2018-11-19 14:00 | 0.79985
Coal | FR | 2018-11-19 15:00 | 0.79985
Coal | FR | 2018-11-19 16:00 | 0.79985
Coal | FR | 2018-11-19 17:00 | 0.79985
Coal | FR | 2018-11-19 18:00 | 0.79985
Coal | FR | 2018-11-19 19:00 | 0.85398
Coal | FR | 2018-11-19 20:00 | 0.85398
Coal | FR | 2018-11-19 21:00 | 0.85398
Coal | FR | 2018-11-19 22:00 | 0.85398
Coal | FR | 2018-11-19 23:00 | 0.85398
Coal | FR | 2018-11-20 | 0.85398
Coal | FR | 2018-11-20 01:00 | 0.85398
Coal | FR | 2018-11-20 02:00 | 0.85398
Coal | FR | 2018-11-20 03:00 | 0.85398
Coal | FR | 2018-11-20 04:00 | 0.85398
Coal | FR | 2018-11-20 05:00 | 0.85398
Coal | FR | 2018-11-20 06:00 | 0.85398
Coal | FR | 2018-11-20 07:00 | 0.85398
Coal | FR | 2018-11-20 08:00 | 0.85398
Coal | FR | 2018-11-20 09:00 | 0.85398
Coal | FR | 2018-11-20 10:00 | 0.70418
Coal | FR | 2018-11-20 11:00 | 0.70418
Coal | FR | 2018-11-20 12:00 | 0.70418
Coal | FR | 2018-11-20 13:00 | 0.70418
Coal | FR | 2018-11-20 14:00 | 0.70418
Coal | FR | 2018-11-20 15:00 | 0.70418
Coal | FR | 2018-11-20 16:00 | 0.70418
Coal | FR | 2018-11-20 17:00 | 0.70418
Coal | FR | 2018-11-20 18:00 | 0.70418
Coal | FR | 2018-11-20 19:00 | 0.70418
Coal | FR | 2018-11-20 20:00 | 0.70418
Coal | FR | 2018-11-20 21:00 | 0.70418
Coal | FR | 2018-11-20 22:00 | 0.70418
Coal | FR | 2018-11-20 23:00 | 0.70418
Coal | FR | 2018-11-21 | 0.70418
Coal | FR | 2018-11-21 01:00 | 0.70418
Coal | FR | 2018-11-21 02:00 | 0.70418
Coal | FR | 2018-11-21 03:00 | 0.70418
Coal | FR | 2018-11-21 04:00 | 0.70418
Coal | FR | 2018-11-21 05:00 | 0.70418
Coal | FR | 2018-11-21 06:00 | 0.70418
Coal | FR | 2018-11-21 07:00 | 0.70418
Coal | FR | 2018-11-21 08:00 | 0.85398
Coal | FR | 2018-11-21 09:00 | 0.85398
Coal | FR | 2018-11-21 10:00 | 0.85398
Coal | FR | 2018-11-21 11:00 | 0.85398
Coal | FR | 2018-11-21 12:00 | 0.85398
Coal | FR | 2018-11-21 13:00 | 0.85398
Coal | FR | 2018-11-21 14:00 | 0.85398
Coal | FR | 2018-11-21 15:00 | 0.85398
Coal | FR | 2018-11-21 16:00 | 0.85398
Coal | FR | 2018-11-21 17:00 | 0.85398
Coal | FR | 2018-11-21 18:00 | 0.85398
Coal | FR | 2018-11-21 19:00 | 0.85398
Coal | FR | 2018-11-21 20:00 | 0.85398
Coal | FR | 2018-11-21 21:00 | 0.85398
Coal | FR | 2018-11-21 22:00 | 0.85398
Coal | FR | 2018-11-21 23:00 | 0.85398
Coal | FR | 2018-11-22 | 0.85398
Coal | FR | 2018-11-22 01:00 | 0.85398
Coal | FR | 2018-11-22 02:00 | 0.85398
Coal | FR | 2018-11-22 03:00 | 0.85398
Coal | FR | 2018-11-22 04:00 | 0.85398
Coal | FR | 2018-11-22 05:00 | 0.85398
Coal | FR | 2018-11-22 06:00 | 0.85398
Coal | FR | 2018-11-22 07:00 | 0.85398
Coal | FR | 2018-11-22 08:00 | 0.85398
Coal | FR | 2018-11-22 09:00 | 0.85398
Coal | FR | 2018-11-22 10:00 | 0.85398
Coal | FR | 2018-11-22 11:00 | 0.85398
Coal | FR | 2018-11-22 12:00 | 0.85398
Coal | FR | 2018-11-22 13:00 | 0.85398
Coal | FR | 2018-11-22 14:00 | 0.70418
Coal | FR | 2018-11-22 15:00 | 0.70418
Coal | FR | 2018-11-22 16:00 | 0.70418
Coal | FR | 2018-11-22 17:00 | 0.70418
Coal | FR | 2018-11-22 18:00 | 0.70418
Coal | FR | 2018-11-22 19:00 | 0.70418
Coal | FR | 2018-11-22 20:00 | 0.70418
Coal | FR | 2018-11-22 21:00 | 0.70418
Coal | FR | 2018-11-22 22:00 | 0.70418
Coal | FR | 2018-11-22 23:00 | 0.70418
Coal | FR | 2018-11-23 | 0.70418
Coal | FR | 2018-11-23 01:00 | 0.55816
Coal | FR | 2018-11-23 02:00 | 0.55816
Coal | FR | 2018-11-23 03:00 | 0.55816
Coal | FR | 2018-11-23 04:00 | 0.70418
Coal | FR | 2018-11-23 05:00 | 0.70418
Coal | FR | 2018-11-23 06:00 | 0.70418
Coal | FR | 2018-11-23 07:00 | 0.58462
Coal | FR | 2018-11-23 08:00 | 0.70418
Coal | FR | 2018-11-23 09:00 | 0.70418
Coal | FR | 2018-11-23 10:00 | 0.70418
Coal | FR | 2018-11-23 11:00 | 0.70418
Coal | FR | 2018-11-23 12:00 | 0.70418
Coal | FR | 2018-11-23 13:00 | 0.70418
Coal | FR | 2018-11-23 14:00 | 0.70418
Coal | FR | 2018-11-23 15:00 | 0.70418
Coal | FR | 2018-11-23 16:00 | 0.70418
Coal | FR | 2018-11-23 17:00 | 0.70418
Coal | FR | 2018-11-23 18:00 | 0.70418
Coal | FR | 2018-11-23 19:00 | 0.70418
Coal | FR | 2018-11-23 20:00 | 0.70418
Coal | FR | 2018-11-23 21:00 | 0.70418
Coal | FR | 2018-11-23 22:00 | 0.70418
Coal | FR | 2018-11-23 23:00 | 0.70418
Coal | FR | 2018-11-24 | 0.70418
Coal | FR | 2018-11-24 01:00 | 0.70418
Coal | FR | 2018-11-24 02:00 | 0.70418
Coal | FR | 2018-11-24 03:00 | 0.70418
Coal | FR | 2018-11-24 04:00 | 0.70418
Coal | FR | 2018-11-24 05:00 | 0.70418
Coal | FR | 2018-11-24 06:00 | 0.70418
Coal | FR | 2018-11-24 07:00 | 0.70418
Coal | FR | 2018-11-24 08:00 | 0.70418
Coal | FR | 2018-11-24 09:00 | 0.70418
Coal | FR | 2018-11-24 10:00 | 0.70418
Coal | FR | 2018-11-24 11:00 | 0.70418
Coal | FR | 2018-11-24 12:00 | 0.70418
Coal | FR | 2018-11-24 13:00 | 0.70418
Coal | FR | 2018-11-24 14:00 | 0.70418
Coal | FR | 2018-11-24 15:00 | 0.70418
Coal | FR | 2018-11-24 16:00 | 0.70418
Coal | FR | 2018-11-24 17:00 | 0.70418
Coal | FR | 2018-11-24 18:00 | 0.70418
Coal | FR | 2018-11-24 19:00 | 0.70418
Coal | FR | 2018-11-24 20:00 | 0.70418
Coal | FR | 2018-11-24 21:00 | 0.70418
Coal | FR | 2018-11-24 22:00 | 0.70418
Coal | FR | 2018-11-24 23:00 | 0.70418
Coal | FR | 2018-11-25 | 0.70418
Coal | FR | 2018-11-25 01:00 | 0.55816
Coal | FR | 2018-11-25 02:00 | 0.55816
Coal | FR | 2018-11-25 03:00 | 0.55816
Coal | FR | 2018-11-25 04:00 | 0.55816
Coal | FR | 2018-11-25 05:00 | 0.55816
Coal | FR | 2018-11-25 06:00 | 0.70418
Coal | FR | 2018-11-25 07:00 | 0.70418
Coal | FR | 2018-11-25 08:00 | 0.70418
Coal | FR | 2018-11-25 09:00 | 0.70418
Coal | FR | 2018-11-25 10:00 | 0.70418
Coal | FR | 2018-11-25 11:00 | 0.70418
Coal | FR | 2018-11-25 12:00 | 0.70418
Coal | FR | 2018-11-25 13:00 | 0.70418
Coal | FR | 2018-11-25 14:00 | 0.55816
Coal | FR | 2018-11-25 15:00 | 0.41213
Coal | FR | 2018-11-25 16:00 | 0.41213
Coal | FR | 2018-11-25 17:00 | 0.41213
Coal | FR | 2018-11-25 18:00 | 0.41213
Coal | FR | 2018-11-25 19:00 | 0.41213
Coal | FR | 2018-11-25 20:00 | 0.41213
Coal | FR | 2018-11-25 21:00 | 0.41213
Coal | FR | 2018-11-25 22:00 | 0.41213
Coal | FR | 2018-11-25 23:00 | 0.41213
Coal | FR | 2018-11-26 | 0.41213
Coal | FR | 2018-11-26 01:00 | 0.41213
Coal | FR | 2018-11-26 02:00 | 0.55816
Coal | FR | 2018-11-26 03:00 | 0.70418
Coal | FR | 2018-11-26 04:00 | 0.70418
Coal | FR | 2018-11-26 05:00 | 0.70418
Coal | FR | 2018-11-26 06:00 | 0.70418
Coal | FR | 2018-11-26 07:00 | 0.70418
Coal | FR | 2018-11-26 08:00 | 0.70418
Coal | FR | 2018-11-26 09:00 | 0.70418
Coal | FR | 2018-11-26 10:00 | 0.70418
Coal | FR | 2018-11-26 11:00 | 0.72936
Coal | FR | 2018-11-26 12:00 | 0.72936
Coal | FR | 2018-11-26 13:00 | 0.72936
Coal | FR | 2018-11-26 14:00 | 0.72936
Coal | FR | 2018-11-26 15:00 | 0.72936
Coal | FR | 2018-11-26 16:00 | 0.72936
Coal | FR | 2018-11-26 17:00 | 0.72936
Coal | FR | 2018-11-26 18:00 | 0.72936
Coal | FR | 2018-11-26 19:00 | 0.72936
Coal | FR | 2018-11-26 20:00 | 0.72936
Coal | FR | 2018-11-26 21:00 | 0.72936
Coal | FR | 2018-11-26 22:00 | 0.72936
Coal | FR | 2018-11-26 23:00 | 0.72936
Coal | FR | 2018-11-27 | 0.72936
Coal | FR | 2018-11-27 01:00 | 0.58333
Coal | FR | 2018-11-27 02:00 | 0.43731
Coal | FR | 2018-11-27 03:00 | 0.43731
Coal | FR | 2018-11-27 04:00 | 0.43731
Coal | FR | 2018-11-27 05:00 | 0.43731
Coal | FR | 2018-11-27 06:00 | 0.43731
Coal | FR | 2018-11-27 07:00 | 0.43731
Coal | FR | 2018-11-27 08:00 | 0.43731
Coal | FR | 2018-11-27 09:00 | 0.43731
Coal | FR | 2018-11-27 10:00 | 0.43731
Coal | FR | 2018-11-27 11:00 | 0.43731
Coal | FR | 2018-11-27 12:00 | 0.43731
Coal | FR | 2018-11-27 13:00 | 0.43731
Coal | FR | 2018-11-27 14:00 | 0.43731
Coal | FR | 2018-11-27 15:00 | 0.43731
Coal | FR | 2018-11-27 16:00 | 0.43731
Coal | FR | 2018-11-27 17:00 | 0.43731
Coal | FR | 2018-11-27 18:00 | 0.43731
Coal | FR | 2018-11-27 19:00 | 0.43731
Coal | FR | 2018-11-27 20:00 | 0.43731
Coal | FR | 2018-11-27 21:00 | 0.43731
Coal | FR | 2018-11-27 22:00 | 0.43731
Coal | FR | 2018-11-27 23:00 | 0.43731
Coal | FR | 2018-11-28 | 0.43731
Coal | FR | 2018-11-28 01:00 | 0.43731
Coal | FR | 2018-11-28 02:00 | 0.43731
Coal | FR | 2018-11-28 03:00 | 0.43731
Coal | FR | 2018-11-28 04:00 | 0.43731
Coal | FR | 2018-11-28 05:00 | 0.43731
Coal | FR | 2018-11-28 06:00 | 0.43731
Coal | FR | 2018-11-28 07:00 | 0.43731
Coal | FR | 2018-11-28 08:00 | 0.43731
Coal | FR | 2018-11-28 09:00 | 0.43731
Coal | FR | 2018-11-28 10:00 | 0.43731
Coal | FR | 2018-11-28 11:00 | 0.28751
Coal | FR | 2018-11-28 12:00 | 0.28751
Coal | FR | 2018-11-28 13:00 | 0.43353
Coal | FR | 2018-11-28 14:00 | 0.58333
Coal | FR | 2018-11-28 15:00 | 0.58333
Coal | FR | 2018-11-28 16:00 | 0.58333
Coal | FR | 2018-11-28 17:00 | 0.58333
Coal | FR | 2018-11-28 18:00 | 0.58333
Coal | FR | 2018-11-28 19:00 | 0.58333
Coal | FR | 2018-11-28 20:00 | 0.58333
Coal | FR | 2018-11-28 21:00 | 0.58333
Coal | FR | 2018-11-28 22:00 | 0.58333
Coal | FR | 2018-11-28 23:00 | 0.58333
Coal | FR | 2018-11-29 | 0.58333
Coal | FR | 2018-11-29 01:00 | 0.58333
Coal | FR | 2018-11-29 02:00 | 0.58333
Coal | FR | 2018-11-29 03:00 | 0.58333
Coal | FR | 2018-11-29 04:00 | 0.58333
Coal | FR | 2018-11-29 05:00 | 0.58333
Coal | FR | 2018-11-29 06:00 | 0.43353
Coal | FR | 2018-11-29 07:00 | 0.43353
Coal | FR | 2018-11-29 08:00 | 0.43353
Coal | FR | 2018-11-29 09:00 | 0.43353
Coal | FR | 2018-11-29 10:00 | 0.43353
Coal | FR | 2018-11-29 11:00 | 0.43353
Coal | FR | 2018-11-29 12:00 | 0.43353
Coal | FR | 2018-11-29 13:00 | 0.43353
Coal | FR | 2018-11-29 14:00 | 0.43353
Coal | FR | 2018-11-29 15:00 | 0.43353
Coal | FR | 2018-11-29 16:00 | 0.43353
Coal | FR | 2018-11-29 17:00 | 0.43353
Coal | FR | 2018-11-29 18:00 | 0.43353
Coal | FR | 2018-11-29 19:00 | 0.43353
Coal | FR | 2018-11-29 20:00 | 0.43353
Coal | FR | 2018-11-29 21:00 | 0.43353
Coal | FR | 2018-11-29 22:00 | 0.43353
Coal | FR | 2018-11-29 23:00 | 0.43353
Coal | FR | 2018-11-30 | 0.43353
Coal | FR | 2018-11-30 01:00 | 0.43353
Coal | FR | 2018-11-30 02:00 | 0.43353
Coal | FR | 2018-11-30 03:00 | 0.43353
Coal | FR | 2018-11-30 04:00 | 0.43353
Coal | FR | 2018-11-30 05:00 | 0.43353
Coal | FR | 2018-11-30 06:00 | 0.43353
Coal | FR | 2018-11-30 07:00 | 0.43353
Coal | FR | 2018-11-30 08:00 | 0.43353
Coal | FR | 2018-11-30 09:00 | 0.43353
Coal | FR | 2018-11-30 10:00 | 0.43353
Coal | FR | 2018-11-30 11:00 | 0.43353
Coal | FR | 2018-11-30 12:00 | 0.43353
Coal | FR | 2018-11-30 13:00 | 0.58333
Coal | FR | 2018-11-30 14:00 | 0.58333
Coal | FR | 2018-11-30 15:00 | 0.58333
Coal | FR | 2018-11-30 16:00 | 0.58333
Coal | FR | 2018-11-30 17:00 | 0.58333
Coal | FR | 2018-11-30 18:00 | 0.58333
Coal | FR | 2018-11-30 19:00 | 0.58333
Coal | FR | 2018-11-30 20:00 | 0.58333
Coal | FR | 2018-11-30 21:00 | 0.58333
Coal | FR | 2018-11-30 22:00 | 0.58333
Coal | FR | 2018-11-30 23:00 | 0.58333
Coal | FR | 2018-12-01 | 0.58333
Coal | FR | 2018-12-01 01:00 | 0.58333
Coal | FR | 2018-12-01 02:00 | 0.58333
Coal | FR | 2018-12-01 03:00 | 0.58333
Coal | FR | 2018-12-01 04:00 | 0.58333
Coal | FR | 2018-12-01 05:00 | 0.58333
Coal | FR | 2018-12-01 06:00 | 0.58333
Coal | FR | 2018-12-01 07:00 | 0.58333
Coal | FR | 2018-12-01 08:00 | 0.58333
Coal | FR | 2018-12-01 09:00 | 0.58333
Coal | FR | 2018-12-01 10:00 | 0.58333
Coal | FR | 2018-12-01 11:00 | 0.58333
Coal | FR | 2018-12-01 12:00 | 0.58333
Coal | FR | 2018-12-01 13:00 | 0.58333
Coal | FR | 2018-12-01 14:00 | 0.58333
Coal | FR | 2018-12-01 15:00 | 0.58333
Coal | FR | 2018-12-01 16:00 | 0.58333
Coal | FR | 2018-12-01 17:00 | 0.58333
Coal | FR | 2018-12-01 18:00 | 0.58333
Coal | FR | 2018-12-01 19:00 | 0.58333
Coal | FR | 2018-12-01 20:00 | 0.58333
Coal | FR | 2018-12-01 21:00 | 0.58333
Coal | FR | 2018-12-01 22:00 | 0.43353
Coal | FR | 2018-12-01 23:00 | 0.43353
Coal | FR | 2018-12-02 | 0.43353
Coal | FR | 2018-12-02 01:00 | 0.43353
Coal | FR | 2018-12-02 02:00 | 0.43353
Coal | FR | 2018-12-02 03:00 | 0.43353
Coal | FR | 2018-12-02 04:00 | 0.43353
Coal | FR | 2018-12-02 05:00 | 0.43353
Coal | FR | 2018-12-02 06:00 | 0.43353
Coal | FR | 2018-12-02 07:00 | 0.43353
Coal | FR | 2018-12-02 08:00 | 0.43353
Coal | FR | 2018-12-02 09:00 | 0.43353
Coal | FR | 2018-12-02 10:00 | 0.43353
Coal | FR | 2018-12-02 11:00 | 0.43353
Coal | FR | 2018-12-02 12:00 | 0.43353
Coal | FR | 2018-12-02 13:00 | 0.43353
Coal | FR | 2018-12-02 14:00 | 0.58333
Coal | FR | 2018-12-02 15:00 | 0.58333
Coal | FR | 2018-12-02 16:00 | 0.58333
Coal | FR | 2018-12-02 17:00 | 0.58333
Coal | FR | 2018-12-02 18:00 | 0.58333
Coal | FR | 2018-12-02 19:00 | 0.58333
Coal | FR | 2018-12-02 20:00 | 0.72936
Coal | FR | 2018-12-02 21:00 | 0.72936
Coal | FR | 2018-12-02 22:00 | 0.72936
Coal | FR | 2018-12-02 23:00 | 0.72936
Coal | FR | 2018-12-03 | 0.72936
Coal | FR | 2018-12-03 01:00 | 0.72936
Coal | FR | 2018-12-03 02:00 | 0.72936
Coal | FR | 2018-12-03 03:00 | 0.72936
Coal | FR | 2018-12-03 04:00 | 0.72936
Coal | FR | 2018-12-03 05:00 | 0.53298
Coal | FR | 2018-12-03 06:00 | 0.53298
Coal | FR | 2018-12-03 07:00 | 0.53298
Coal | FR | 2018-12-03 08:00 | 0.53298
Coal | FR | 2018-12-03 09:00 | 0.53298
Coal | FR | 2018-12-03 10:00 | 0.53298
Coal | FR | 2018-12-03 11:00 | 0.53298
Coal | FR | 2018-12-03 12:00 | 0.679
Coal | FR | 2018-12-03 13:00 | 0.679
Coal | FR | 2018-12-03 14:00 | 0.679
Coal | FR | 2018-12-03 15:00 | 0.679
Coal | FR | 2018-12-03 16:00 | 0.72936
Coal | FR | 2018-12-03 17:00 | 0.72936
Coal | FR | 2018-12-03 18:00 | 0.58333
Coal | FR | 2018-12-03 19:00 | 0.58333
Coal | FR | 2018-12-03 20:00 | 0.58333
Coal | FR | 2018-12-03 21:00 | 0.58333
Coal | FR | 2018-12-03 22:00 | 0.58333
Coal | FR | 2018-12-03 23:00 | 0.58333
Coal | FR | 2018-12-04 | 0.58333
Coal | FR | 2018-12-04 01:00 | 0.58333
Coal | FR | 2018-12-04 02:00 | 0.58333
Coal | FR | 2018-12-04 03:00 | 0.58333
Coal | FR | 2018-12-04 04:00 | 0.58333
Coal | FR | 2018-12-04 05:00 | 0.58333
Coal | FR | 2018-12-04 06:00 | 0.58333
Coal | FR | 2018-12-04 07:00 | 0.58333
Coal | FR | 2018-12-04 08:00 | 0.58333
Coal | FR | 2018-12-04 09:00 | 0.58333
Coal | FR | 2018-12-04 10:00 | 0.58333
Coal | FR | 2018-12-04 11:00 | 0.58333
Coal | FR | 2018-12-04 12:00 | 0.58333
Coal | FR | 2018-12-04 13:00 | 0.58333
Coal | FR | 2018-12-04 14:00 | 0.58333
Coal | FR | 2018-12-04 15:00 | 0.58333
Coal | FR | 2018-12-04 16:00 | 0.58333
Coal | FR | 2018-12-04 17:00 | 0.58333
Coal | FR | 2018-12-04 18:00 | 0.58333
Coal | FR | 2018-12-04 19:00 | 0.58333
Coal | FR | 2018-12-04 20:00 | 0.58333
Coal | FR | 2018-12-04 21:00 | 0.58333
Coal | FR | 2018-12-04 22:00 | 0.58333
Coal | FR | 2018-12-04 23:00 | 0.58333
Coal | FR | 2018-12-05 | 0.58333
Coal | FR | 2018-12-05 01:00 | 0.58333
Coal | FR | 2018-12-05 02:00 | 0.58333
Coal | FR | 2018-12-05 03:00 | 0.58333
Coal | FR | 2018-12-05 04:00 | 0.58333
Coal | FR | 2018-12-05 05:00 | 0.58333
Coal | FR | 2018-12-05 06:00 | 0.58333
Coal | FR | 2018-12-05 07:00 | 0.58333
Coal | FR | 2018-12-05 08:00 | 0.58333
Coal | FR | 2018-12-05 09:00 | 0.58333
Coal | FR | 2018-12-05 10:00 | 0.58333
Coal | FR | 2018-12-05 11:00 | 0.58333
Coal | FR | 2018-12-05 12:00 | 0.58333
Coal | FR | 2018-12-05 13:00 | 0.58333
Coal | FR | 2018-12-05 14:00 | 0.58333
Coal | FR | 2018-12-05 15:00 | 0.58333
Coal | FR | 2018-12-05 16:00 | 0.58333
Coal | FR | 2018-12-05 17:00 | 0.58333
Coal | FR | 2018-12-05 18:00 | 0.58333
Coal | FR | 2018-12-05 19:00 | 0.58333
Coal | FR | 2018-12-05 20:00 | 0.58333
Coal | FR | 2018-12-05 21:00 | 0.58333
Coal | FR | 2018-12-05 22:00 | 0.58333
Coal | FR | 2018-12-05 23:00 | 0.58333
Coal | FR | 2018-12-06 | 0.58333
Coal | FR | 2018-12-06 01:00 | 0.58333
Coal | FR | 2018-12-06 02:00 | 0.58333
Coal | FR | 2018-12-06 03:00 | 0.58333
Coal | FR | 2018-12-06 04:00 | 0.58333
Coal | FR | 2018-12-06 05:00 | 0.58333
Coal | FR | 2018-12-06 06:00 | 0.58333
Coal | FR | 2018-12-06 07:00 | 0.58333
Coal | FR | 2018-12-06 08:00 | 0.58333
Coal | FR | 2018-12-06 09:00 | 0.58333
Coal | FR | 2018-12-06 10:00 | 0.58333
Coal | FR | 2018-12-06 11:00 | 0.58333
Coal | FR | 2018-12-06 12:00 | 0.58333
Coal | FR | 2018-12-06 13:00 | 0.58333
Coal | FR | 2018-12-06 14:00 | 0.5292
Coal | FR | 2018-12-06 15:00 | 0.5292
Coal | FR | 2018-12-06 16:00 | 0.58333
Coal | FR | 2018-12-06 17:00 | 0.58333
Coal | FR | 2018-12-06 18:00 | 0.58333
Coal | FR | 2018-12-06 19:00 | 0.58333
Coal | FR | 2018-12-06 20:00 | 0.58333
Coal | FR | 2018-12-06 21:00 | 0.58333
Coal | FR | 2018-12-06 22:00 | 0.58333
Coal | FR | 2018-12-06 23:00 | 0.58333
Coal | FR | 2018-12-07 | 0.58333
Coal | FR | 2018-12-07 01:00 | 0.58333
Coal | FR | 2018-12-07 02:00 | 0.58333
Coal | FR | 2018-12-07 03:00 | 0.58333
Coal | FR | 2018-12-07 04:00 | 0.58333
Coal | FR | 2018-12-07 05:00 | 0.58333
Coal | FR | 2018-12-07 06:00 | 0.58333
Coal | FR | 2018-12-07 07:00 | 0.58333
Coal | FR | 2018-12-07 08:00 | 0.58333
Coal | FR | 2018-12-07 09:00 | 0.58333
Coal | FR | 2018-12-07 10:00 | 0.58333
Coal | FR | 2018-12-07 11:00 | 0.58333
Coal | FR | 2018-12-07 12:00 | 0.58333
Coal | FR | 2018-12-07 13:00 | 0.58333
Coal | FR | 2018-12-07 14:00 | 0.58333
Coal | FR | 2018-12-07 15:00 | 0.58333
Coal | FR | 2018-12-07 16:00 | 0.58333
Coal | FR | 2018-12-07 17:00 | 0.58333
Coal | FR | 2018-12-07 18:00 | 0.58333
Coal | FR | 2018-12-07 19:00 | 0.58333
Coal | FR | 2018-12-07 20:00 | 0.58333
Coal | FR | 2018-12-07 21:00 | 0.58333
Coal | FR | 2018-12-07 22:00 | 0.58333
Coal | FR | 2018-12-07 23:00 | 0.58333
Coal | FR | 2018-12-08 | 0.58333
Coal | FR | 2018-12-08 01:00 | 0.58333
Coal | FR | 2018-12-08 02:00 | 0.58333
Coal | FR | 2018-12-08 03:00 | 0.58333
Coal | FR | 2018-12-08 04:00 | 0.58333
Coal | FR | 2018-12-08 05:00 | 0.58333
Coal | FR | 2018-12-08 06:00 | 0.58333
Coal | FR | 2018-12-08 07:00 | 0.58333
Coal | FR | 2018-12-08 08:00 | 0.58333
Coal | FR | 2018-12-08 09:00 | 0.58333
Coal | FR | 2018-12-08 10:00 | 0.58333
Coal | FR | 2018-12-08 11:00 | 0.58333
Coal | FR | 2018-12-08 12:00 | 0.58333
Coal | FR | 2018-12-08 13:00 | 0.58333
Coal | FR | 2018-12-08 14:00 | 0.58333
Coal | FR | 2018-12-08 15:00 | 0.58333
Coal | FR | 2018-12-08 16:00 | 0.58333
Coal | FR | 2018-12-08 17:00 | 0.58333
Coal | FR | 2018-12-08 18:00 | 0.58333
Coal | FR | 2018-12-08 19:00 | 0.58333
Coal | FR | 2018-12-08 20:00 | 0.58333
Coal | FR | 2018-12-08 21:00 | 0.58333
Coal | FR | 2018-12-08 22:00 | 0.58333
Coal | FR | 2018-12-08 23:00 | 0.58333
Coal | FR | 2018-12-09 | 0.58333
Coal | FR | 2018-12-09 01:00 | 0.58333
Coal | FR | 2018-12-09 02:00 | 0.58333
Coal | FR | 2018-12-09 03:00 | 0.58333
Coal | FR | 2018-12-09 04:00 | 0.58333
Coal | FR | 2018-12-09 05:00 | 0.58333
Coal | FR | 2018-12-09 06:00 | 0.58333
Coal | FR | 2018-12-09 07:00 | 0.58333
Coal | FR | 2018-12-09 08:00 | 0.58333
Coal | FR | 2018-12-09 09:00 | 0.58333
Coal | FR | 2018-12-09 10:00 | 0.58333
Coal | FR | 2018-12-09 11:00 | 0.58333
Coal | FR | 2018-12-09 12:00 | 0.58333
Coal | FR | 2018-12-09 13:00 | 0.58333
Coal | FR | 2018-12-09 14:00 | 0.58333
Coal | FR | 2018-12-09 15:00 | 0.58333
Coal | FR | 2018-12-09 16:00 | 0.58333
Coal | FR | 2018-12-09 17:00 | 0.58333
Coal | FR | 2018-12-09 18:00 | 0.58333
Coal | FR | 2018-12-09 19:00 | 0.58333
Coal | FR | 2018-12-09 20:00 | 0.58333
Coal | FR | 2018-12-09 21:00 | 0.58333
Coal | FR | 2018-12-09 22:00 | 0.58333
Coal | FR | 2018-12-09 23:00 | 0.58333
Coal | FR | 2018-12-10 | 0.58333
Coal | FR | 2018-12-10 01:00 | 0.58333
Coal | FR | 2018-12-10 02:00 | 0.58333
Coal | FR | 2018-12-10 03:00 | 0.58333
Coal | FR | 2018-12-10 04:00 | 0.58333
Coal | FR | 2018-12-10 05:00 | 0.58333
Coal | FR | 2018-12-10 06:00 | 0.58333
Coal | FR | 2018-12-10 07:00 | 0.43353
Coal | FR | 2018-12-10 08:00 | 0.43353
Coal | FR | 2018-12-10 09:00 | 0.43353
Coal | FR | 2018-12-10 10:00 | 0.28751
Coal | FR | 2018-12-10 11:00 | 0.30765
Coal | FR | 2018-12-10 12:00 | 0.28751
Coal | FR | 2018-12-10 13:00 | 0.48137
Coal | FR | 2018-12-10 14:00 | 0.5351
Coal | FR | 2018-12-10 15:00 | 0.5966
Coal | FR | 2018-12-10 16:00 | 0.63117
Coal | FR | 2018-12-10 17:00 | 0.63117
Coal | FR | 2018-12-10 18:00 | 0.64376
Coal | FR | 2018-12-10 19:00 | 0.64376
Coal | FR | 2018-12-10 20:00 | 0.64376
Coal | FR | 2018-12-10 21:00 | 0.64376
Coal | FR | 2018-12-10 22:00 | 0.64376
Coal | FR | 2018-12-10 23:00 | 0.64376
Coal | FR | 2018-12-11 | 0.64376
Coal | FR | 2018-12-11 01:00 | 0.64376
Coal | FR | 2018-12-11 02:00 | 0.64376
Coal | FR | 2018-12-11 03:00 | 0.64376
Coal | FR | 2018-12-11 04:00 | 0.64376
Coal | FR | 2018-12-11 05:00 | 0.64376
Coal | FR | 2018-12-11 06:00 | 0.35171
Coal | FR | 2018-12-11 07:00 | 0.35171
Coal | FR | 2018-12-11 08:00 | 0.35171
Coal | FR | 2018-12-11 09:00 | 0.35171
Coal | FR | 2018-12-11 10:00 | 0.35171
Coal | FR | 2018-12-11 11:00 | 0.35171
Coal | FR | 2018-12-11 12:00 | 0.35171
Coal | FR | 2018-12-11 13:00 | 0.35171
Coal | FR | 2018-12-11 14:00 | 0.35171
Coal | FR | 2018-12-11 15:00 | 0.35171
Coal | FR | 2018-12-11 16:00 | 0.35171
Coal | FR | 2018-12-11 17:00 | 0.35171
Coal | FR | 2018-12-11 18:00 | 0.41213
Coal | FR | 2018-12-11 19:00 | 0.41213
Coal | FR | 2018-12-11 20:00 | 0.41213
Coal | FR | 2018-12-11 21:00 | 0.41213
Coal | FR | 2018-12-11 22:00 | 0.41213
Coal | FR | 2018-12-11 23:00 | 0.41213
Coal | FR | 2018-12-12 | 0.41213
Coal | FR | 2018-12-12 01:00 | 0.41213
Coal | FR | 2018-12-12 02:00 | 0.41213
Coal | FR | 2018-12-12 03:00 | 0.41213
Coal | FR | 2018-12-12 04:00 | 0.41213
Coal | FR | 2018-12-12 05:00 | 0.41213
Coal | FR | 2018-12-12 06:00 | 0.41213
Coal | FR | 2018-12-12 07:00 | 0.41213
Coal | FR | 2018-12-12 08:00 | 0.41213
Coal | FR | 2018-12-12 09:00 | 0.41213
Coal | FR | 2018-12-12 10:00 | 0.41213
Coal | FR | 2018-12-12 11:00 | 0.41213
Coal | FR | 2018-12-12 12:00 | 0.41213
Coal | FR | 2018-12-12 13:00 | 0.26234
Coal | FR | 2018-12-12 14:00 | 0.26234
Coal | FR | 2018-12-12 15:00 | 0.26234
Coal | FR | 2018-12-12 16:00 | 0.26234
Coal | FR | 2018-12-12 17:00 | 0.26234
Coal | FR | 2018-12-12 18:00 | 0.26234
Coal | FR | 2018-12-12 19:00 | 0.26234
Coal | FR | 2018-12-12 20:00 | 0.26234
Coal | FR | 2018-12-12 21:00 | 0.26234
Coal | FR | 2018-12-12 22:00 | 0.26234
Coal | FR | 2018-12-12 23:00 | 0.26234
Coal | FR | 2018-12-13 | 0.26234
Coal | FR | 2018-12-13 01:00 | 0.26234
Coal | FR | 2018-12-13 02:00 | 0.26234
Coal | FR | 2018-12-13 03:00 | 0.26234
Coal | FR | 2018-12-13 04:00 | 0.26234
Coal | FR | 2018-12-13 05:00 | 0.26234
Coal | FR | 2018-12-13 06:00 | 0.26234
Coal | FR | 2018-12-13 07:00 | 0.26234
Coal | FR | 2018-12-13 08:00 | 0.26234
Coal | FR | 2018-12-13 09:00 | 0.26234
Coal | FR | 2018-12-13 10:00 | 0.26234
Coal | FR | 2018-12-13 11:00 | 0.26234
Coal | FR | 2018-12-13 12:00 | 0.26234
Coal | FR | 2018-12-13 13:00 | 0.26234
Coal | FR | 2018-12-13 14:00 | 0.26234
Coal | FR | 2018-12-13 15:00 | 0.26234
Coal | FR | 2018-12-13 16:00 | 0.26234
Coal | FR | 2018-12-13 17:00 | 0.26234
Coal | FR | 2018-12-13 18:00 | 0.26234
Coal | FR | 2018-12-13 19:00 | 0.26234
Coal | FR | 2018-12-13 20:00 | 0.26234
Coal | FR | 2018-12-13 21:00 | 0.26234
Coal | FR | 2018-12-13 22:00 | 0.26234
Coal | FR | 2018-12-13 23:00 | 0.26234
Coal | FR | 2018-12-14 | 0.26234
Coal | FR | 2018-12-14 01:00 | 0.26234
Coal | FR | 2018-12-14 02:00 | 0.26234
Coal | FR | 2018-12-14 03:00 | 0.26234
Coal | FR | 2018-12-14 04:00 | 0.26234
Coal | FR | 2018-12-14 05:00 | 0.26234
Coal | FR | 2018-12-14 06:00 | 0.26234
Coal | FR | 2018-12-14 07:00 | 0.26234
Coal | FR | 2018-12-14 08:00 | 0.26234
Coal | FR | 2018-12-14 09:00 | 0.26234
Coal | FR | 2018-12-14 10:00 | 0.26234
Coal | FR | 2018-12-14 11:00 | 0.26234
Coal | FR | 2018-12-14 12:00 | 0.26234
Coal | FR | 2018-12-14 13:00 | 0.26234
Coal | FR | 2018-12-14 14:00 | 0.26234
Coal | FR | 2018-12-14 15:00 | 0.26234
Coal | FR | 2018-12-14 16:00 | 0.26234
Coal | FR | 2018-12-14 17:00 | 0.26234
Coal | FR | 2018-12-14 18:00 | 0.26234
Coal | FR | 2018-12-14 19:00 | 0.26234
Coal | FR | 2018-12-14 20:00 | 0.26234
Coal | FR | 2018-12-14 21:00 | 0.26234
Coal | FR | 2018-12-14 22:00 | 0.26234
Coal | FR | 2018-12-14 23:00 | 0.26234
Coal | FR | 2018-12-15 | 0.26234
Coal | FR | 2018-12-15 01:00 | 0.26234
Coal | FR | 2018-12-15 02:00 | 0.26234
Coal | FR | 2018-12-15 03:00 | 0.26234
Coal | FR | 2018-12-15 04:00 | 0.26234
Coal | FR | 2018-12-15 05:00 | 0.26234
Coal | FR | 2018-12-15 06:00 | 0.26234
Coal | FR | 2018-12-15 07:00 | 0.26234
Coal | FR | 2018-12-15 08:00 | 0.26234
Coal | FR | 2018-12-15 09:00 | 0.26234
Coal | FR | 2018-12-15 10:00 | 0.26234
Coal | FR | 2018-12-15 11:00 | 0.26234
Coal | FR | 2018-12-15 12:00 | 0.26234
Coal | FR | 2018-12-15 13:00 | 0.26234
Coal | FR | 2018-12-15 14:00 | 0.26234
Coal | FR | 2018-12-15 15:00 | 0.26234
Coal | FR | 2018-12-15 16:00 | 0.26234
Coal | FR | 2018-12-15 17:00 | 0.26234
Coal | FR | 2018-12-15 18:00 | 0.26234
Coal | FR | 2018-12-15 19:00 | 0.26234
Coal | FR | 2018-12-15 20:00 | 0.26234
Coal | FR | 2018-12-15 21:00 | 0.26234
Coal | FR | 2018-12-15 22:00 | 0.26234
Coal | FR | 2018-12-15 23:00 | 0.26234
Coal | FR | 2018-12-16 | 0.26234
Coal | FR | 2018-12-16 01:00 | 0.26234
Coal | FR | 2018-12-16 02:00 | 0.26234
Coal | FR | 2018-12-16 03:00 | 0.26234
Coal | FR | 2018-12-16 04:00 | 0.26234
Coal | FR | 2018-12-16 05:00 | 0.26234
Coal | FR | 2018-12-16 06:00 | 0.26234
Coal | FR | 2018-12-16 07:00 | 0.26234
Coal | FR | 2018-12-16 08:00 | 0.26234
Coal | FR | 2018-12-16 09:00 | 0.26234
Coal | FR | 2018-12-16 10:00 | 0.26234
Coal | FR | 2018-12-16 11:00 | 0.26234
Coal | FR | 2018-12-16 12:00 | 0.26234
Coal | FR | 2018-12-16 13:00 | 0.26234
Coal | FR | 2018-12-16 14:00 | 0.26234
Coal | FR | 2018-12-16 15:00 | 0.26234
Coal | FR | 2018-12-16 16:00 | 0.26234
Coal | FR | 2018-12-16 17:00 | 0.26234
Coal | FR | 2018-12-16 18:00 | 0.26234
Coal | FR | 2018-12-16 19:00 | 0.26234
Coal | FR | 2018-12-16 20:00 | 0.26234
Coal | FR | 2018-12-16 21:00 | 0.26234
Coal | FR | 2018-12-16 22:00 | 0.26234
Coal | FR | 2018-12-16 23:00 | 0.26234
Coal | FR | 2018-12-17 | 0.26234
Coal | FR | 2018-12-17 01:00 | 0.26234
Coal | FR | 2018-12-17 02:00 | 0.26234
Coal | FR | 2018-12-17 03:00 | 0.26234
Coal | FR | 2018-12-17 04:00 | 0.26234
Coal | FR | 2018-12-17 05:00 | 0.26234
Coal | FR | 2018-12-17 06:00 | 0.26234
Coal | FR | 2018-12-17 07:00 | 0.26234
Coal | FR | 2018-12-17 08:00 | 0.26234
Coal | FR | 2018-12-17 09:00 | 0.26234
Coal | FR | 2018-12-17 10:00 | 0.26234
Coal | FR | 2018-12-17 11:00 | 0.26234
Coal | FR | 2018-12-17 12:00 | 0.26234
Coal | FR | 2018-12-17 13:00 | 0.26234
Coal | FR | 2018-12-17 14:00 | 0.26234
Coal | FR | 2018-12-17 15:00 | 0.26234
Coal | FR | 2018-12-17 16:00 | 0.26234
Coal | FR | 2018-12-17 17:00 | 0.26234
Coal | FR | 2018-12-17 18:00 | 0.26234
Coal | FR | 2018-12-17 19:00 | 0.26234
Coal | FR | 2018-12-17 20:00 | 0.26234
Coal | FR | 2018-12-17 21:00 | 0.26234
Coal | FR | 2018-12-17 22:00 | 0.26234
Coal | FR | 2018-12-17 23:00 | 0.26234
Coal | FR | 2018-12-18 | 0.26234
Coal | FR | 2018-12-18 01:00 | 0.26234
Coal | FR | 2018-12-18 02:00 | 0.26234
Coal | FR | 2018-12-18 03:00 | 0.26234
Coal | FR | 2018-12-18 04:00 | 0.26234
Coal | FR | 2018-12-18 05:00 | 0.26234
Coal | FR | 2018-12-18 06:00 | 0.26234
Coal | FR | 2018-12-18 07:00 | 0.26234
Coal | FR | 2018-12-18 08:00 | 0.26234
Coal | FR | 2018-12-18 09:00 | 0.26234
Coal | FR | 2018-12-18 10:00 | 0.26234
Coal | FR | 2018-12-18 11:00 | 0.26234
Coal | FR | 2018-12-18 12:00 | 0.26234
Coal | FR | 2018-12-18 13:00 | 0.26234
Coal | FR | 2018-12-18 14:00 | 0.26234
Coal | FR | 2018-12-18 15:00 | 0.26234
Coal | FR | 2018-12-18 16:00 | 0.26234
Coal | FR | 2018-12-18 17:00 | 0.26234
Coal | FR | 2018-12-18 18:00 | 0.26234
Coal | FR | 2018-12-18 19:00 | 0.26234
Coal | FR | 2018-12-18 20:00 | 0.26234
Coal | FR | 2018-12-18 21:00 | 0.26234
Coal | FR | 2018-12-18 22:00 | 0.26234
Coal | FR | 2018-12-18 23:00 | 0.26234
Coal | FR | 2018-12-19 | 0.26234
Coal | FR | 2018-12-19 01:00 | 0.26234
Coal | FR | 2018-12-19 02:00 | 0.26234
Coal | FR | 2018-12-19 03:00 | 0.26234
Coal | FR | 2018-12-19 04:00 | 0.26234
Coal | FR | 2018-12-19 05:00 | 0.26234
Coal | FR | 2018-12-19 06:00 | 0.26234
Coal | FR | 2018-12-19 07:00 | 0.26234
Coal | FR | 2018-12-19 08:00 | 0.26234
Coal | FR | 2018-12-19 09:00 | 0.26234
Coal | FR | 2018-12-19 10:00 | 0.26234
Coal | FR | 2018-12-19 11:00 | 0.26234
Coal | FR | 2018-12-19 12:00 | 0.26234
Coal | FR | 2018-12-19 13:00 | 0.26234
Coal | FR | 2018-12-19 14:00 | 0.26234
Coal | FR | 2018-12-19 15:00 | 0.26234
Coal | FR | 2018-12-19 16:00 | 0.26234
Coal | FR | 2018-12-19 17:00 | 0.26234
Coal | FR | 2018-12-19 18:00 | 0.26234
Coal | FR | 2018-12-19 19:00 | 0.26234
Coal | FR | 2018-12-19 20:00 | 0.26234
Coal | FR | 2018-12-19 21:00 | 0.26234
Coal | FR | 2018-12-19 22:00 | 0.41213
Coal | FR | 2018-12-19 23:00 | 0.41213
Coal | FR | 2018-12-20 | 0.41213
Coal | FR | 2018-12-20 01:00 | 0.41213
Coal | FR | 2018-12-20 02:00 | 0.41213
Coal | FR | 2018-12-20 03:00 | 0.41213
Coal | FR | 2018-12-20 04:00 | 0.41213
Coal | FR | 2018-12-20 05:00 | 0.41213
Coal | FR | 2018-12-20 06:00 | 0.41213
Coal | FR | 2018-12-20 07:00 | 0.41213
Coal | FR | 2018-12-20 08:00 | 0.41213
Coal | FR | 2018-12-20 09:00 | 0.41213
Coal | FR | 2018-12-20 10:00 | 0.41213
Coal | FR | 2018-12-20 11:00 | 0.41213
Coal | FR | 2018-12-20 12:00 | 0.41213
Coal | FR | 2018-12-20 13:00 | 0.41213
Coal | FR | 2018-12-20 14:00 | 0.41213
Coal | FR | 2018-12-20 15:00 | 0.41213
Coal | FR | 2018-12-20 16:00 | 0.41213
Coal | FR | 2018-12-20 17:00 | 0.41213
Coal | FR | 2018-12-20 18:00 | 0.41213
Coal | FR | 2018-12-20 19:00 | 0.41213
Coal | FR | 2018-12-20 20:00 | 0.41213
Coal | FR | 2018-12-20 21:00 | 0.41213
Coal | FR | 2018-12-20 22:00 | 0.41213
Coal | FR | 2018-12-20 23:00 | 0.41213
Coal | FR | 2018-12-21 | 0.41213
Coal | FR | 2018-12-21 01:00 | 0.41213
Coal | FR | 2018-12-21 02:00 | 0.26611
Coal | FR | 2018-12-21 03:00 | 0.26611
Coal | FR | 2018-12-21 04:00 | 0.26611
Coal | FR | 2018-12-21 05:00 | 0.26611
Coal | FR | 2018-12-21 06:00 | 0.31647
Coal | FR | 2018-12-21 07:00 | 0.31647
Coal | FR | 2018-12-21 08:00 | 0.31647
Coal | FR | 2018-12-21 09:00 | 0.31647
Coal | FR | 2018-12-21 10:00 | 0.31647
Coal | FR | 2018-12-21 11:00 | 0.31647
Coal | FR | 2018-12-21 12:00 | 0.31647
Coal | FR | 2018-12-21 13:00 | 0.31647
Coal | FR | 2018-12-21 14:00 | 0.46626
Coal | FR | 2018-12-21 15:00 | 0.46626
Coal | FR | 2018-12-21 16:00 | 0.46626
Coal | FR | 2018-12-21 17:00 | 0.31647
Coal | FR | 2018-12-21 18:00 | 0.31647
Coal | FR | 2018-12-21 19:00 | 0.54809
Coal | FR | 2018-12-21 20:00 | 0.54809
Coal | FR | 2018-12-21 21:00 | 0.54809
Coal | FR | 2018-12-21 22:00 | 0.54809
Coal | FR | 2018-12-21 23:00 | 0.54809
Coal | FR | 2018-12-22 | 0.54809
Coal | FR | 2018-12-22 01:00 | 0.54809
Coal | FR | 2018-12-22 02:00 | 0.54809
Coal | FR | 2018-12-22 03:00 | 0.54809
Coal | FR | 2018-12-22 04:00 | 0.54809
Coal | FR | 2018-12-22 05:00 | 0.54809
Coal | FR | 2018-12-22 06:00 | 0.54809
Coal | FR | 2018-12-22 07:00 | 0.54809
Coal | FR | 2018-12-22 08:00 | 0.54809
Coal | FR | 2018-12-22 09:00 | 0.54809
Coal | FR | 2018-12-22 10:00 | 0.54809
Coal | FR | 2018-12-22 11:00 | 0.54809
Coal | FR | 2018-12-22 12:00 | 0.54809
Coal | FR | 2018-12-22 13:00 | 0.54809
Coal | FR | 2018-12-22 14:00 | 0.54809
Coal | FR | 2018-12-22 15:00 | 0.54809
Coal | FR | 2018-12-22 16:00 | 0.54809
Coal | FR | 2018-12-22 17:00 | 0.54809
Coal | FR | 2018-12-22 18:00 | 0.54809
Coal | FR | 2018-12-22 19:00 | 0.54809
Coal | FR | 2018-12-22 20:00 | 0.54809
Coal | FR | 2018-12-22 21:00 | 0.54809
Coal | FR | 2018-12-22 22:00 | 0.54809
Coal | FR | 2018-12-22 23:00 | 0.54809
Coal | FR | 2018-12-23 | 0.54809
Coal | FR | 2018-12-23 01:00 | 0.54809
Coal | FR | 2018-12-23 02:00 | 0.54809
Coal | FR | 2018-12-23 03:00 | 0.55566
Coal | FR | 2018-12-23 04:00 | 0.59343
Coal | FR | 2018-12-23 05:00 | 0.62344
Coal | FR | 2018-12-23 06:00 | 0.69789
Coal | FR | 2018-12-23 07:00 | 0.69789
Coal | FR | 2018-12-23 08:00 | 0.69789
Coal | FR | 2018-12-23 09:00 | 0.69789
Coal | FR | 2018-12-23 10:00 | 0.69789
Coal | FR | 2018-12-23 11:00 | 0.69789
Coal | FR | 2018-12-23 12:00 | 0.69789
Coal | FR | 2018-12-23 13:00 | 0.69789
Coal | FR | 2018-12-23 14:00 | 0.69789
Coal | FR | 2018-12-23 15:00 | 0.69789
Coal | FR | 2018-12-23 16:00 | 0.69789
Coal | FR | 2018-12-23 17:00 | 0.69789
Coal | FR | 2018-12-23 18:00 | 0.69789
Coal | FR | 2018-12-23 19:00 | 0.69789
Coal | FR | 2018-12-23 20:00 | 0.69789
Coal | FR | 2018-12-23 21:00 | 0.69789
Coal | FR | 2018-12-23 22:00 | 0.69789
Coal | FR | 2018-12-23 23:00 | 0.69789
Coal | FR | 2018-12-24 | 0.69789
Coal | FR | 2018-12-24 01:00 | 0.69789
Coal | FR | 2018-12-24 02:00 | 0.69789
Coal | FR | 2018-12-24 03:00 | 0.69789
Coal | FR | 2018-12-24 04:00 | 0.69789
Coal | FR | 2018-12-24 05:00 | 0.69789
Coal | FR | 2018-12-24 06:00 | 0.69789
Coal | FR | 2018-12-24 07:00 | 0.69789
Coal | FR | 2018-12-24 08:00 | 0.69789
Coal | FR | 2018-12-24 09:00 | 0.69789
Coal | FR | 2018-12-24 10:00 | 0.69789
Coal | FR | 2018-12-24 11:00 | 0.69789
Coal | FR | 2018-12-24 12:00 | 0.84391
Coal | FR | 2018-12-24 13:00 | 0.84391
Coal | FR | 2018-12-24 14:00 | 0.84391
Coal | FR | 2018-12-24 15:00 | 0.84391
Coal | FR | 2018-12-24 16:00 | 0.84391
Coal | FR | 2018-12-24 17:00 | 0.84391
Coal | FR | 2018-12-24 18:00 | 0.84391
Coal | FR | 2018-12-24 19:00 | 0.84391
Coal | FR | 2018-12-24 20:00 | 0.84391
Coal | FR | 2018-12-24 21:00 | 0.84391
Coal | FR | 2018-12-24 22:00 | 0.84391
Coal | FR | 2018-12-24 23:00 | 0.84391
Coal | FR | 2018-12-25 | 0.84391
Coal | FR | 2018-12-25 01:00 | 0.84391
Coal | FR | 2018-12-25 02:00 | 0.84391
Coal | FR | 2018-12-25 03:00 | 0.84391
Coal | FR | 2018-12-25 04:00 | 0.84391
Coal | FR | 2018-12-25 05:00 | 0.84391
Coal | FR | 2018-12-25 06:00 | 0.84391
Coal | FR | 2018-12-25 07:00 | 0.84391
Coal | FR | 2018-12-25 08:00 | 0.84391
Coal | FR | 2018-12-25 09:00 | 0.84391
Coal | FR | 2018-12-25 10:00 | 0.84391
Coal | FR | 2018-12-25 11:00 | 0.84391
Coal | FR | 2018-12-25 12:00 | 0.84391
Coal | FR | 2018-12-25 13:00 | 0.84391
Coal | FR | 2018-12-25 14:00 | 0.84391
Coal | FR | 2018-12-25 15:00 | 0.84391
Coal | FR | 2018-12-25 16:00 | 0.84391
Coal | FR | 2018-12-25 17:00 | 0.84391
Coal | FR | 2018-12-25 18:00 | 0.84391
Coal | FR | 2018-12-25 19:00 | 0.84391
Coal | FR | 2018-12-25 20:00 | 0.84391
Coal | FR | 2018-12-25 21:00 | 0.84391
Coal | FR | 2018-12-25 22:00 | 0.84391
Coal | FR | 2018-12-25 23:00 | 0.84391
Coal | FR | 2018-12-26 | 0.84391
Coal | FR | 2018-12-26 01:00 | 0.84391
Coal | FR | 2018-12-26 02:00 | 0.84391
Coal | FR | 2018-12-26 03:00 | 0.84391
Coal | FR | 2018-12-26 04:00 | 0.84391
Coal | FR | 2018-12-26 05:00 | 0.84391
Coal | FR | 2018-12-26 06:00 | 0.69789
Coal | FR | 2018-12-26 07:00 | 0.69789
Coal | FR | 2018-12-26 08:00 | 0.69789
Coal | FR | 2018-12-26 09:00 | 0.69789
Coal | FR | 2018-12-26 10:00 | 0.69789
Coal | FR | 2018-12-26 11:00 | 0.69789
Coal | FR | 2018-12-26 12:00 | 0.69789
Coal | FR | 2018-12-26 13:00 | 0.84391
Coal | FR | 2018-12-26 14:00 | 0.84391
Coal | FR | 2018-12-26 15:00 | 0.84391
Coal | FR | 2018-12-26 16:00 | 0.84391
Coal | FR | 2018-12-26 17:00 | 0.84391
Coal | FR | 2018-12-26 18:00 | 0.93958
Coal | FR | 2018-12-26 19:00 | 0.93958
Coal | FR | 2018-12-26 20:00 | 0.93958
Coal | FR | 2018-12-26 21:00 | 0.93958
Coal | FR | 2018-12-26 22:00 | 0.93958
Coal | FR | 2018-12-26 23:00 | 0.89174
Coal | FR | 2018-12-27 | 0.89174
Coal | FR | 2018-12-27 01:00 | 0.89174
Coal | FR | 2018-12-27 02:00 | 0.89174
Coal | FR | 2018-12-27 03:00 | 0.93958
Coal | FR | 2018-12-27 04:00 | 0.93958
Coal | FR | 2018-12-27 05:00 | 0.93958
Coal | FR | 2018-12-27 06:00 | 0.93958
Coal | FR | 2018-12-27 07:00 | 0.93958
Coal | FR | 2018-12-27 08:00 | 0.93958
Coal | FR | 2018-12-27 09:00 | 0.93958
Coal | FR | 2018-12-27 10:00 | 0.93958
Coal | FR | 2018-12-27 11:00 | 0.93958
Coal | FR | 2018-12-27 12:00 | 0.93958
Coal | FR | 2018-12-27 13:00 | 0.93958
Coal | FR | 2018-12-27 14:00 | 0.93958
Coal | FR | 2018-12-27 15:00 | 0.93958
Coal | FR | 2018-12-27 16:00 | 0.93958
Coal | FR | 2018-12-27 17:00 | 0.93958
Coal | FR | 2018-12-27 18:00 | 0.93958
Coal | FR | 2018-12-27 19:00 | 0.91314
Coal | FR | 2018-12-27 20:00 | 0.91314
Coal | FR | 2018-12-27 21:00 | 0.93958
Coal | FR | 2018-12-27 22:00 | 0.93958
Coal | FR | 2018-12-27 23:00 | 0.93958
Coal | FR | 2018-12-28 | 0.93958
Coal | FR | 2018-12-28 01:00 | 0.93958
Coal | FR | 2018-12-28 02:00 | 0.93958
Coal | FR | 2018-12-28 03:00 | 0.93958
Coal | FR | 2018-12-28 04:00 | 0.93958
Coal | FR | 2018-12-28 05:00 | 0.93958
Coal | FR | 2018-12-28 06:00 | 0.93958
Coal | FR | 2018-12-28 07:00 | 0.93958
Coal | FR | 2018-12-28 08:00 | 0.93958
Coal | FR | 2018-12-28 09:00 | 0.93958
Coal | FR | 2018-12-28 10:00 | 0.93958
Coal | FR | 2018-12-28 11:00 | 0.93958
Coal | FR | 2018-12-28 12:00 | 0.93958
Coal | FR | 2018-12-28 13:00 | 0.93958
Coal | FR | 2018-12-28 14:00 | 0.93958
Coal | FR | 2018-12-28 15:00 | 0.93958
Coal | FR | 2018-12-28 16:00 | 0.93958
Coal | FR | 2018-12-28 17:00 | 0.86405
Coal | FR | 2018-12-28 18:00 | 0.86405
Coal | FR | 2018-12-28 19:00 | 0.86405
Coal | FR | 2018-12-28 20:00 | 0.93958
Coal | FR | 2018-12-28 21:00 | 0.93958
Coal | FR | 2018-12-28 22:00 | 0.93958
Coal | FR | 2018-12-28 23:00 | 0.93958
Coal | FR | 2018-12-29 | 0.93958
Coal | FR | 2018-12-29 01:00 | 0.93958
Coal | FR | 2018-12-29 02:00 | 0.93958
Coal | FR | 2018-12-29 03:00 | 0.93958
Coal | FR | 2018-12-29 04:00 | 0.93958
Coal | FR | 2018-12-29 05:00 | 0.93958
Coal | FR | 2018-12-29 06:00 | 0.93958
Coal | FR | 2018-12-29 07:00 | 0.93958
Coal | FR | 2018-12-29 08:00 | 0.93958
Coal | FR | 2018-12-29 09:00 | 0.93958
Coal | FR | 2018-12-29 10:00 | 0.93958
Coal | FR | 2018-12-29 11:00 | 0.93958
Coal | FR | 2018-12-29 12:00 | 0.93958
Coal | FR | 2018-12-29 13:00 | 0.93958
Coal | FR | 2018-12-29 14:00 | 0.93958
Coal | FR | 2018-12-29 15:00 | 0.93958
Coal | FR | 2018-12-29 16:00 | 0.93958
Coal | FR | 2018-12-29 17:00 | 0.93958
Coal | FR | 2018-12-29 18:00 | 0.93958
Coal | FR | 2018-12-29 19:00 | 0.93958
Coal | FR | 2018-12-29 20:00 | 0.93958
Coal | FR | 2018-12-29 21:00 | 0.93958
Coal | FR | 2018-12-29 22:00 | 0.93958
Coal | FR | 2018-12-29 23:00 | 0.93958
Coal | FR | 2018-12-30 | 0.93958
Coal | FR | 2018-12-30 01:00 | 0.93958
Coal | FR | 2018-12-30 02:00 | 0.93958
Coal | FR | 2018-12-30 03:00 | 0.93958
Coal | FR | 2018-12-30 04:00 | 0.93958
Coal | FR | 2018-12-30 05:00 | 0.93958
Coal | FR | 2018-12-30 06:00 | 0.93958
Coal | FR | 2018-12-30 07:00 | 0.93958
Coal | FR | 2018-12-30 08:00 | 0.93958
Coal | FR | 2018-12-30 09:00 | 0.93958
Coal | FR | 2018-12-30 10:00 | 0.93958
Coal | FR | 2018-12-30 11:00 | 0.93958
Coal | FR | 2018-12-30 12:00 | 0.93958
Coal | FR | 2018-12-30 13:00 | 0.93958
Coal | FR | 2018-12-30 14:00 | 0.93958
Coal | FR | 2018-12-30 15:00 | 0.93958
Coal | FR | 2018-12-30 16:00 | 0.93958
Coal | FR | 2018-12-30 17:00 | 0.93958
Coal | FR | 2018-12-30 18:00 | 0.93958
Coal | FR | 2018-12-30 19:00 | 0.93958
Coal | FR | 2018-12-30 20:00 | 0.93958
Coal | FR | 2018-12-30 21:00 | 0.93958
Coal | FR | 2018-12-30 22:00 | 0.93958
Coal | FR | 2018-12-30 23:00 | 1
Coal | FR | 2018-12-31 | 1
Coal | FR | 2018-12-31 01:00 | 1
Coal | FR | 2018-12-31 02:00 | 1
Coal | FR | 2018-12-31 03:00 | 1
Coal | FR | 2018-12-31 04:00 | 1
Coal | FR | 2018-12-31 05:00 | 1
Coal | FR | 2018-12-31 06:00 | 1
Coal | FR | 2018-12-31 07:00 | 1
Coal | FR | 2018-12-31 08:00 | 1
Coal | FR | 2018-12-31 09:00 | 1
Coal | FR | 2018-12-31 10:00 | 1
Coal | FR | 2018-12-31 11:00 | 1
Coal | FR | 2018-12-31 12:00 | 1
Coal | FR | 2018-12-31 13:00 | 1
Coal | FR | 2018-12-31 14:00 | 1
Coal | FR | 2018-12-31 15:00 | 1
Coal | FR | 2018-12-31 16:00 | 1
Coal | FR | 2018-12-31 17:00 | 1
Coal | FR | 2018-12-31 18:00 | 1
Coal | FR | 2018-12-31 19:00 | 1
Coal | FR | 2018-12-31 20:00 | 1
Coal | FR | 2018-12-31 21:00 | 1
Coal | FR | 2018-12-31 22:00 | 1
Coal | FR | 2018-12-31 23:00 | 1
Coal | GB | 2018-01-01 | 0.88658
Coal | GB | 2018-01-01 01:00 | 0.92903
Coal | GB | 2018-01-01 02:00 | 0.92903
Coal | GB | 2018-01-01 03:00 | 0.92903
Coal | GB | 2018-01-01 04:00 | 0.92903
Coal | GB | 2018-01-01 05:00 | 0.92903
Coal | GB | 2018-01-01 06:00 | 0.92903
Coal | GB | 2018-01-01 07:00 | 0.92903
Coal | GB | 2018-01-01 08:00 | 0.92903
Coal | GB | 2018-01-01 09:00 | 0.92903
Coal | GB | 2018-01-01 10:00 | 0.92903
Coal | GB | 2018-01-01 11:00 | 0.92903
Coal | GB | 2018-01-01 12:00 | 0.92903
Coal | GB | 2018-01-01 13:00 | 0.92903
Coal | GB | 2018-01-01 14:00 | 0.92903
Coal | GB | 2018-01-01 15:00 | 0.92903
Coal | GB | 2018-01-01 16:00 | 0.92903
Coal | GB | 2018-01-01 17:00 | 0.92903
Coal | GB | 2018-01-01 18:00 | 0.92903
Coal | GB | 2018-01-01 19:00 | 0.92903
Coal | GB | 2018-01-01 20:00 | 0.92903
Coal | GB | 2018-01-01 21:00 | 0.92903
Coal | GB | 2018-01-01 22:00 | 0.92903
Coal | GB | 2018-01-01 23:00 | 0.92903
Coal | GB | 2018-01-02 | 0.92903
Coal | GB | 2018-01-02 01:00 | 0.92903
Coal | GB | 2018-01-02 02:00 | 0.92903
Coal | GB | 2018-01-02 03:00 | 0.92903
Coal | GB | 2018-01-02 04:00 | 0.92903
Coal | GB | 2018-01-02 05:00 | 0.92903
Coal | GB | 2018-01-02 06:00 | 0.92903
Coal | GB | 2018-01-02 07:00 | 0.92903
Coal | GB | 2018-01-02 08:00 | 0.92903
Coal | GB | 2018-01-02 09:00 | 0.92903
Coal | GB | 2018-01-02 10:00 | 0.92903
Coal | GB | 2018-01-02 11:00 | 0.97305
Coal | GB | 2018-01-02 12:00 | 0.92885
Coal | GB | 2018-01-02 13:00 | 0.92885
Coal | GB | 2018-01-02 14:00 | 0.92448
Coal | GB | 2018-01-02 15:00 | 0.92448
Coal | GB | 2018-01-02 16:00 | 0.92448
Coal | GB | 2018-01-02 17:00 | 0.92448
Coal | GB | 2018-01-02 18:00 | 0.92448
Coal | GB | 2018-01-02 19:00 | 0.92448
Coal | GB | 2018-01-02 20:00 | 0.92448
Coal | GB | 2018-01-02 21:00 | 0.92448
Coal | GB | 2018-01-02 22:00 | 0.92448
Coal | GB | 2018-01-02 23:00 | 0.92448
Coal | GB | 2018-01-03 | 0.92448
Coal | GB | 2018-01-03 01:00 | 0.92448
Coal | GB | 2018-01-03 02:00 | 0.92448
Coal | GB | 2018-01-03 03:00 | 0.83653
Coal | GB | 2018-01-03 04:00 | 0.83653
Coal | GB | 2018-01-03 05:00 | 0.83653
Coal | GB | 2018-01-03 06:00 | 0.83653
Coal | GB | 2018-01-03 07:00 | 0.83653
Coal | GB | 2018-01-03 08:00 | 0.83653
Coal | GB | 2018-01-03 09:00 | 0.83653
Coal | GB | 2018-01-03 10:00 | 0.83653
Coal | GB | 2018-01-03 11:00 | 0.83653
Coal | GB | 2018-01-03 12:00 | 0.83653
Coal | GB | 2018-01-03 13:00 | 0.83653
Coal | GB | 2018-01-03 14:00 | 0.83653
Coal | GB | 2018-01-03 15:00 | 0.83653
Coal | GB | 2018-01-03 16:00 | 0.83653
Coal | GB | 2018-01-03 17:00 | 0.83653
Coal | GB | 2018-01-03 18:00 | 0.83653
Coal | GB | 2018-01-03 19:00 | 0.83653
Coal | GB | 2018-01-03 20:00 | 0.83653
Coal | GB | 2018-01-03 21:00 | 0.83653
Coal | GB | 2018-01-03 22:00 | 0.83653
Coal | GB | 2018-01-03 23:00 | 0.83653
Coal | GB | 2018-01-04 | 0.83653
Coal | GB | 2018-01-04 01:00 | 0.83653
Coal | GB | 2018-01-04 02:00 | 0.83653
Coal | GB | 2018-01-04 03:00 | 0.83653
Coal | GB | 2018-01-04 04:00 | 0.83653
Coal | GB | 2018-01-04 05:00 | 0.83653
Coal | GB | 2018-01-04 06:00 | 0.83653
Coal | GB | 2018-01-04 07:00 | 0.83653
Coal | GB | 2018-01-04 08:00 | 0.83653
Coal | GB | 2018-01-04 09:00 | 0.77964
Coal | GB | 2018-01-04 10:00 | 0.92448
Coal | GB | 2018-01-04 11:00 | 0.92448
Coal | GB | 2018-01-04 12:00 | 0.92448
Coal | GB | 2018-01-04 13:00 | 0.92448
Coal | GB | 2018-01-04 14:00 | 0.92448
Coal | GB | 2018-01-04 15:00 | 0.92448
Coal | GB | 2018-01-04 16:00 | 0.92448
Coal | GB | 2018-01-04 17:00 | 0.92448
Coal | GB | 2018-01-04 18:00 | 0.92448
Coal | GB | 2018-01-04 19:00 | 0.92448
Coal | GB | 2018-01-04 20:00 | 0.92448
Coal | GB | 2018-01-04 21:00 | 0.8374
Coal | GB | 2018-01-04 22:00 | 0.8374
Coal | GB | 2018-01-04 23:00 | 0.8374
Coal | GB | 2018-01-05 | 0.8374
Coal | GB | 2018-01-05 01:00 | 0.8374
Coal | GB | 2018-01-05 02:00 | 0.8374
Coal | GB | 2018-01-05 03:00 | 0.8374
Coal | GB | 2018-01-05 04:00 | 0.8374
Coal | GB | 2018-01-05 05:00 | 0.8374
Coal | GB | 2018-01-05 06:00 | 0.8816
Coal | GB | 2018-01-05 07:00 | 0.8816
Coal | GB | 2018-01-05 08:00 | 0.8816
Coal | GB | 2018-01-05 09:00 | 0.8816
Coal | GB | 2018-01-05 10:00 | 0.8816
Coal | GB | 2018-01-05 11:00 | 0.8816
Coal | GB | 2018-01-05 12:00 | 0.8816
Coal | GB | 2018-01-05 13:00 | 0.87661
Coal | GB | 2018-01-05 14:00 | 0.87503
Coal | GB | 2018-01-05 15:00 | 0.87206
Coal | GB | 2018-01-05 16:00 | 0.87136
Coal | GB | 2018-01-05 17:00 | 0.87223
Coal | GB | 2018-01-05 18:00 | 0.87223
Coal | GB | 2018-01-05 19:00 | 0.95931
Coal | GB | 2018-01-05 20:00 | 0.95931
Coal | GB | 2018-01-05 21:00 | 0.95931
Coal | GB | 2018-01-05 22:00 | 0.9243
Coal | GB | 2018-01-05 23:00 | 0.9243
Coal | GB | 2018-01-06 | 0.86278
Coal | GB | 2018-01-06 01:00 | 0.86278
Coal | GB | 2018-01-06 02:00 | 0.86278
Coal | GB | 2018-01-06 03:00 | 0.9243
Coal | GB | 2018-01-06 04:00 | 0.9243
Coal | GB | 2018-01-06 05:00 | 0.9243
Coal | GB | 2018-01-06 06:00 | 0.83679
Coal | GB | 2018-01-06 07:00 | 0.83679
Coal | GB | 2018-01-06 08:00 | 0.83679
Coal | GB | 2018-01-06 09:00 | 0.83679
Coal | GB | 2018-01-06 10:00 | 0.83679
Coal | GB | 2018-01-06 11:00 | 0.83679
Coal | GB | 2018-01-06 12:00 | 0.82751
Coal | GB | 2018-01-06 13:00 | 0.82839
Coal | GB | 2018-01-06 14:00 | 0.82839
Coal | GB | 2018-01-06 15:00 | 0.83767
Coal | GB | 2018-01-06 16:00 | 0.83767
Coal | GB | 2018-01-06 17:00 | 0.83767
Coal | GB | 2018-01-06 18:00 | 0.83767
Coal | GB | 2018-01-06 19:00 | 0.85954
Coal | GB | 2018-01-06 20:00 | 0.88203
Coal | GB | 2018-01-06 21:00 | 0.88203
Coal | GB | 2018-01-06 22:00 | 0.88203
Coal | GB | 2018-01-06 23:00 | 0.88203
Coal | GB | 2018-01-07 | 0.96955
Coal | GB | 2018-01-07 01:00 | 0.96955
Coal | GB | 2018-01-07 02:00 | 0.96955
Coal | GB | 2018-01-07 03:00 | 0.96955
Coal | GB | 2018-01-07 04:00 | 0.96955
Coal | GB | 2018-01-07 05:00 | 0.96955
Coal | GB | 2018-01-07 06:00 | 0.96955
Coal | GB | 2018-01-07 07:00 | 0.96955
Coal | GB | 2018-01-07 08:00 | 0.96955
Coal | GB | 2018-01-07 09:00 | 0.96955
Coal | GB | 2018-01-07 10:00 | 0.96955
Coal | GB | 2018-01-07 11:00 | 0.96955
Coal | GB | 2018-01-07 12:00 | 0.96955
Coal | GB | 2018-01-07 13:00 | 0.9271
Coal | GB | 2018-01-07 14:00 | 0.9271
Coal | GB | 2018-01-07 15:00 | 0.9271
Coal | GB | 2018-01-07 16:00 | 0.9271
Coal | GB | 2018-01-07 17:00 | 0.9271
Coal | GB | 2018-01-07 18:00 | 0.92168
Coal | GB | 2018-01-07 19:00 | 0.92159
Coal | GB | 2018-01-07 20:00 | 0.92159
Coal | GB | 2018-01-07 21:00 | 0.9271
Coal | GB | 2018-01-07 22:00 | 0.9271
Coal | GB | 2018-01-07 23:00 | 0.9271
Coal | GB | 2018-01-08 | 0.9271
Coal | GB | 2018-01-08 01:00 | 0.88361
Coal | GB | 2018-01-08 02:00 | 0.88361
Coal | GB | 2018-01-08 03:00 | 0.88361
Coal | GB | 2018-01-08 04:00 | 0.88361
Coal | GB | 2018-01-08 05:00 | 0.88361
Coal | GB | 2018-01-08 06:00 | 0.88361
Coal | GB | 2018-01-08 07:00 | 0.88361
Coal | GB | 2018-01-08 08:00 | 0.88361
Coal | GB | 2018-01-08 09:00 | 0.88361
Coal | GB | 2018-01-08 10:00 | 0.88798
Coal | GB | 2018-01-08 11:00 | 0.88711
Coal | GB | 2018-01-08 12:00 | 0.88711
Coal | GB | 2018-01-08 13:00 | 0.88125
Coal | GB | 2018-01-08 14:00 | 0.88711
Coal | GB | 2018-01-08 15:00 | 0.88711
Coal | GB | 2018-01-08 16:00 | 0.88711
Coal | GB | 2018-01-08 17:00 | 0.87818
Coal | GB | 2018-01-08 18:00 | 0.88711
Coal | GB | 2018-01-08 19:00 | 0.8809
Coal | GB | 2018-01-08 20:00 | 0.88133
Coal | GB | 2018-01-08 21:00 | 0.88247
Coal | GB | 2018-01-08 22:00 | 0.88247
Coal | GB | 2018-01-08 23:00 | 0.88711
Coal | GB | 2018-01-09 | 0.88711
Coal | GB | 2018-01-09 01:00 | 0.88711
Coal | GB | 2018-01-09 02:00 | 0.88711
Coal | GB | 2018-01-09 03:00 | 0.88711
Coal | GB | 2018-01-09 04:00 | 0.88711
Coal | GB | 2018-01-09 05:00 | 0.88711
Coal | GB | 2018-01-09 06:00 | 0.88711
Coal | GB | 2018-01-09 07:00 | 0.88711
Coal | GB | 2018-01-09 08:00 | 0.79566
Coal | GB | 2018-01-09 09:00 | 0.79566
Coal | GB | 2018-01-09 10:00 | 0.79566
Coal | GB | 2018-01-09 11:00 | 0.79566
Coal | GB | 2018-01-09 12:00 | 0.79566
Coal | GB | 2018-01-09 13:00 | 0.79566
Coal | GB | 2018-01-09 14:00 | 0.79566
Coal | GB | 2018-01-09 15:00 | 0.7961
Coal | GB | 2018-01-09 16:00 | 0.86541
Coal | GB | 2018-01-09 17:00 | 0.84327
Coal | GB | 2018-01-09 18:00 | 0.84327
Coal | GB | 2018-01-09 19:00 | 0.84327
Coal | GB | 2018-01-09 20:00 | 0.83688
Coal | GB | 2018-01-09 21:00 | 0.83688
Coal | GB | 2018-01-09 22:00 | 0.84327
Coal | GB | 2018-01-09 23:00 | 0.84327
Coal | GB | 2018-01-10 | 0.84327
Coal | GB | 2018-01-10 01:00 | 0.84327
Coal | GB | 2018-01-10 02:00 | 0.84327
Coal | GB | 2018-01-10 03:00 | 0.84327
Coal | GB | 2018-01-10 04:00 | 0.84327
Coal | GB | 2018-01-10 05:00 | 0.84195
Coal | GB | 2018-01-10 06:00 | 0.84195
Coal | GB | 2018-01-10 07:00 | 0.83075
Coal | GB | 2018-01-10 08:00 | 0.72162
Coal | GB | 2018-01-10 09:00 | 0.71121
Coal | GB | 2018-01-10 10:00 | 0.71559
Coal | GB | 2018-01-10 11:00 | 0.70745
Coal | GB | 2018-01-10 12:00 | 0.70876
Coal | GB | 2018-01-10 13:00 | 0.73055
Coal | GB | 2018-01-10 14:00 | 0.72355
Coal | GB | 2018-01-10 15:00 | 0.72836
Coal | GB | 2018-01-10 16:00 | 0.72836
Coal | GB | 2018-01-10 17:00 | 0.77728
Coal | GB | 2018-01-10 18:00 | 0.77728
Coal | GB | 2018-01-10 19:00 | 0.78704
Coal | GB | 2018-01-10 20:00 | 0.77728
Coal | GB | 2018-01-10 21:00 | 0.77142
Coal | GB | 2018-01-10 22:00 | 0.77597
Coal | GB | 2018-01-10 23:00 | 0.77597
Coal | GB | 2018-01-11 | 0.77816
Coal | GB | 2018-01-11 01:00 | 0.77947
Coal | GB | 2018-01-11 02:00 | 0.77072
Coal | GB | 2018-01-11 03:00 | 0.77072
Coal | GB | 2018-01-11 04:00 | 0.77072
Coal | GB | 2018-01-11 05:00 | 0.77072
Coal | GB | 2018-01-11 06:00 | 0.88011
Coal | GB | 2018-01-11 07:00 | 0.88011
Coal | GB | 2018-01-11 08:00 | 0.80704
Coal | GB | 2018-01-11 09:00 | 0.80616
Coal | GB | 2018-01-11 10:00 | 0.80616
Coal | GB | 2018-01-11 11:00 | 0.80616
Coal | GB | 2018-01-11 12:00 | 0.80616
Coal | GB | 2018-01-11 13:00 | 0.80616
Coal | GB | 2018-01-11 14:00 | 0.80616
Coal | GB | 2018-01-11 15:00 | 0.7989
Coal | GB | 2018-01-11 16:00 | 0.8416
Coal | GB | 2018-01-11 17:00 | 0.80756
Coal | GB | 2018-01-11 18:00 | 0.82078
Coal | GB | 2018-01-11 19:00 | 0.83845
Coal | GB | 2018-01-11 20:00 | 0.83845
Coal | GB | 2018-01-11 21:00 | 0.83845
Coal | GB | 2018-01-11 22:00 | 0.61433
Coal | GB | 2018-01-11 23:00 | 0.73466
Coal | GB | 2018-01-12 | 0.73466
Coal | GB | 2018-01-12 01:00 | 0.79417
Coal | GB | 2018-01-12 02:00 | 0.79417
Coal | GB | 2018-01-12 03:00 | 0.79286
Coal | GB | 2018-01-12 04:00 | 0.79286
Coal | GB | 2018-01-12 05:00 | 0.79286
Coal | GB | 2018-01-12 06:00 | 0.79286
Coal | GB | 2018-01-12 07:00 | 0.79286
Coal | GB | 2018-01-12 08:00 | 0.79286
Coal | GB | 2018-01-12 09:00 | 0.78525
Coal | GB | 2018-01-12 10:00 | 0.79286
Coal | GB | 2018-01-12 11:00 | 0.79286
Coal | GB | 2018-01-12 12:00 | 0.79286
Coal | GB | 2018-01-12 13:00 | 0.79286
Coal | GB | 2018-01-12 14:00 | 0.79286
Coal | GB | 2018-01-12 15:00 | 0.7905
Coal | GB | 2018-01-12 16:00 | 0.7905
Coal | GB | 2018-01-12 17:00 | 0.79286
Coal | GB | 2018-01-12 18:00 | 0.67734
Coal | GB | 2018-01-12 19:00 | 0.72171
Coal | GB | 2018-01-12 20:00 | 0.86191
Coal | GB | 2018-01-12 21:00 | 0.86191
Coal | GB | 2018-01-12 22:00 | 0.77396
Coal | GB | 2018-01-12 23:00 | 0.77396
Coal | GB | 2018-01-13 | 0.77396
Coal | GB | 2018-01-13 01:00 | 0.72994
Coal | GB | 2018-01-13 02:00 | 0.72994
Coal | GB | 2018-01-13 03:00 | 0.72994
Coal | GB | 2018-01-13 04:00 | 0.72994
Coal | GB | 2018-01-13 05:00 | 0.72994
Coal | GB | 2018-01-13 06:00 | 0.72994
Coal | GB | 2018-01-13 07:00 | 0.72994
Coal | GB | 2018-01-13 08:00 | 0.72994
Coal | GB | 2018-01-13 09:00 | 0.72994
Coal | GB | 2018-01-13 10:00 | 0.72994
Coal | GB | 2018-01-13 11:00 | 0.72994
Coal | GB | 2018-01-13 12:00 | 0.72994
Coal | GB | 2018-01-13 13:00 | 0.72994
Coal | GB | 2018-01-13 14:00 | 0.72994
Coal | GB | 2018-01-13 15:00 | 0.77588
Coal | GB | 2018-01-13 16:00 | 0.79758
Coal | GB | 2018-01-13 17:00 | 0.79758
Coal | GB | 2018-01-13 18:00 | 0.79758
Coal | GB | 2018-01-13 19:00 | 0.79758
Coal | GB | 2018-01-13 20:00 | 0.83959
Coal | GB | 2018-01-13 21:00 | 0.83959
Coal | GB | 2018-01-13 22:00 | 0.83959
Coal | GB | 2018-01-13 23:00 | 0.83959
Coal | GB | 2018-01-14 | 0.83959
Coal | GB | 2018-01-14 01:00 | 0.88203
Coal | GB | 2018-01-14 02:00 | 0.88203
Coal | GB | 2018-01-14 03:00 | 0.88203
Coal | GB | 2018-01-14 04:00 | 0.88203
Coal | GB | 2018-01-14 05:00 | 0.9033
Coal | GB | 2018-01-14 06:00 | 0.9033
Coal | GB | 2018-01-14 07:00 | 0.9033
Coal | GB | 2018-01-14 08:00 | 0.9033
Coal | GB | 2018-01-14 09:00 | 0.9033
Coal | GB | 2018-01-14 10:00 | 0.9033
Coal | GB | 2018-01-14 11:00 | 0.9033
Coal | GB | 2018-01-14 12:00 | 0.9033
Coal | GB | 2018-01-14 13:00 | 0.9033
Coal | GB | 2018-01-14 14:00 | 0.9033
Coal | GB | 2018-01-14 15:00 | 0.9033
Coal | GB | 2018-01-14 16:00 | 0.9033
Coal | GB | 2018-01-14 17:00 | 0.9033
Coal | GB | 2018-01-14 18:00 | 0.92483
Coal | GB | 2018-01-14 19:00 | 0.94732
Coal | GB | 2018-01-14 20:00 | 0.94732
Coal | GB | 2018-01-14 21:00 | 0.94732
Coal | GB | 2018-01-14 22:00 | 0.94732
Coal | GB | 2018-01-14 23:00 | 0.9033
Coal | GB | 2018-01-15 | 0.9033
Coal | GB | 2018-01-15 01:00 | 0.9033
Coal | GB | 2018-01-15 02:00 | 0.9033
Coal | GB | 2018-01-15 03:00 | 0.9033
Coal | GB | 2018-01-15 04:00 | 0.9033
Coal | GB | 2018-01-15 05:00 | 0.9033
Coal | GB | 2018-01-15 06:00 | 0.9033
Coal | GB | 2018-01-15 07:00 | 0.9033
Coal | GB | 2018-01-15 08:00 | 0.9033
Coal | GB | 2018-01-15 09:00 | 0.88028
Coal | GB | 2018-01-15 10:00 | 0.88028
Coal | GB | 2018-01-15 11:00 | 0.9033
Coal | GB | 2018-01-15 12:00 | 0.9033
Coal | GB | 2018-01-15 13:00 | 0.9033
Coal | GB | 2018-01-15 14:00 | 0.9033
Coal | GB | 2018-01-15 15:00 | 0.9033
Coal | GB | 2018-01-15 16:00 | 0.9033
Coal | GB | 2018-01-15 17:00 | 0.9033
Coal | GB | 2018-01-15 18:00 | 0.9033
Coal | GB | 2018-01-15 19:00 | 0.9033
Coal | GB | 2018-01-15 20:00 | 0.9033
Coal | GB | 2018-01-15 21:00 | 0.9033
Coal | GB | 2018-01-15 22:00 | 0.9033
Coal | GB | 2018-01-15 23:00 | 0.85928
Coal | GB | 2018-01-16 | 0.85928
Coal | GB | 2018-01-16 01:00 | 0.85928
Coal | GB | 2018-01-16 02:00 | 0.85928
Coal | GB | 2018-01-16 03:00 | 0.85928
Coal | GB | 2018-01-16 04:00 | 0.85928
Coal | GB | 2018-01-16 05:00 | 0.85928
Coal | GB | 2018-01-16 06:00 | 0.86086
Coal | GB | 2018-01-16 07:00 | 0.86086
Coal | GB | 2018-01-16 08:00 | 0.76678
Coal | GB | 2018-01-16 09:00 | 0.76678
Coal | GB | 2018-01-16 10:00 | 0.76678
Coal | GB | 2018-01-16 11:00 | 0.76591
Coal | GB | 2018-01-16 12:00 | 0.76591
Coal | GB | 2018-01-16 13:00 | 0.76591
Coal | GB | 2018-01-16 14:00 | 0.76503
Coal | GB | 2018-01-16 15:00 | 0.76503
Coal | GB | 2018-01-16 16:00 | 0.76503
Coal | GB | 2018-01-16 17:00 | 0.86086
Coal | GB | 2018-01-16 18:00 | 0.86086
Coal | GB | 2018-01-16 19:00 | 0.84265
Coal | GB | 2018-01-16 20:00 | 0.84309
Coal | GB | 2018-01-16 21:00 | 0.86129
Coal | GB | 2018-01-16 22:00 | 0.86129
Coal | GB | 2018-01-16 23:00 | 0.86129
Coal | GB | 2018-01-17 | 0.86129
Coal | GB | 2018-01-17 01:00 | 0.86129
Coal | GB | 2018-01-17 02:00 | 0.86129
Coal | GB | 2018-01-17 03:00 | 0.86129
Coal | GB | 2018-01-17 04:00 | 0.86129
Coal | GB | 2018-01-17 05:00 | 0.86129
Coal | GB | 2018-01-17 06:00 | 0.90531
Coal | GB | 2018-01-17 07:00 | 0.90531
Coal | GB | 2018-01-17 08:00 | 0.85062
Coal | GB | 2018-01-17 09:00 | 0.85762
Coal | GB | 2018-01-17 10:00 | 0.81255
Coal | GB | 2018-01-17 11:00 | 0.81255
Coal | GB | 2018-01-17 12:00 | 0.77142
Coal | GB | 2018-01-17 13:00 | 0.77142
Coal | GB | 2018-01-17 14:00 | 0.77142
Coal | GB | 2018-01-17 15:00 | 0.77492
Coal | GB | 2018-01-17 16:00 | 0.81255
Coal | GB | 2018-01-17 17:00 | 0.83942
Coal | GB | 2018-01-17 18:00 | 0.88186
Coal | GB | 2018-01-17 19:00 | 0.88186
Coal | GB | 2018-01-17 20:00 | 0.88186
Coal | GB | 2018-01-17 21:00 | 0.88186
Coal | GB | 2018-01-17 22:00 | 0.88186
Coal | GB | 2018-01-17 23:00 | 0.88186
Coal | GB | 2018-01-18 | 0.88186
Coal | GB | 2018-01-18 01:00 | 0.83784
Coal | GB | 2018-01-18 02:00 | 0.83784
Coal | GB | 2018-01-18 03:00 | 0.83784
Coal | GB | 2018-01-18 04:00 | 0.83784
Coal | GB | 2018-01-18 05:00 | 0.83784
Coal | GB | 2018-01-18 06:00 | 0.83784
Coal | GB | 2018-01-18 07:00 | 0.81246
Coal | GB | 2018-01-18 08:00 | 0.77859
Coal | GB | 2018-01-18 09:00 | 0.78034
Coal | GB | 2018-01-18 10:00 | 0.78034
Coal | GB | 2018-01-18 11:00 | 0.78034
Coal | GB | 2018-01-18 12:00 | 0.7821
Coal | GB | 2018-01-18 13:00 | 0.7821
Coal | GB | 2018-01-18 14:00 | 0.7821
Coal | GB | 2018-01-18 15:00 | 0.78341
Coal | GB | 2018-01-18 16:00 | 0.81377
Coal | GB | 2018-01-18 17:00 | 0.82716
Coal | GB | 2018-01-18 18:00 | 0.82716
Coal | GB | 2018-01-18 19:00 | 0.82585
Coal | GB | 2018-01-18 20:00 | 0.81999
Coal | GB | 2018-01-18 21:00 | 0.6692
Coal | GB | 2018-01-18 22:00 | 0.67813
Coal | GB | 2018-01-18 23:00 | 0.67813
Coal | GB | 2018-01-19 | 0.68119
Coal | GB | 2018-01-19 01:00 | 0.63718
Coal | GB | 2018-01-19 02:00 | 0.63718
Coal | GB | 2018-01-19 03:00 | 0.63718
Coal | GB | 2018-01-19 04:00 | 0.63718
Coal | GB | 2018-01-19 05:00 | 0.63718
Coal | GB | 2018-01-19 06:00 | 0.63718
Coal | GB | 2018-01-19 07:00 | 0.63718
Coal | GB | 2018-01-19 08:00 | 0.63718
Coal | GB | 2018-01-19 09:00 | 0.63411
Coal | GB | 2018-01-19 10:00 | 0.63411
Coal | GB | 2018-01-19 11:00 | 0.63411
Coal | GB | 2018-01-19 12:00 | 0.63411
Coal | GB | 2018-01-19 13:00 | 0.63411
Coal | GB | 2018-01-19 14:00 | 0.63411
Coal | GB | 2018-01-19 15:00 | 0.59167
Coal | GB | 2018-01-19 16:00 | 0.59167
Coal | GB | 2018-01-19 17:00 | 0.59167
Coal | GB | 2018-01-19 18:00 | 0.59167
Coal | GB | 2018-01-19 19:00 | 0.59167
Coal | GB | 2018-01-19 20:00 | 0.59167
Coal | GB | 2018-01-19 21:00 | 0.59167
Coal | GB | 2018-01-19 22:00 | 0.70001
Coal | GB | 2018-01-19 23:00 | 0.70001
Coal | GB | 2018-01-20 | 0.70001
Coal | GB | 2018-01-20 01:00 | 0.70001
Coal | GB | 2018-01-20 02:00 | 0.70001
Coal | GB | 2018-01-20 03:00 | 0.70001
Coal | GB | 2018-01-20 04:00 | 0.70001
Coal | GB | 2018-01-20 05:00 | 0.7624
Coal | GB | 2018-01-20 06:00 | 0.7624
Coal | GB | 2018-01-20 07:00 | 0.7624
Coal | GB | 2018-01-20 08:00 | 0.7624
Coal | GB | 2018-01-20 09:00 | 0.72075
Coal | GB | 2018-01-20 10:00 | 0.72705
Coal | GB | 2018-01-20 11:00 | 0.70412
Coal | GB | 2018-01-20 12:00 | 0.72399
Coal | GB | 2018-01-20 13:00 | 0.75829
Coal | GB | 2018-01-20 14:00 | 0.75785
Coal | GB | 2018-01-20 15:00 | 0.7484
Coal | GB | 2018-01-20 16:00 | 0.7519
Coal | GB | 2018-01-20 17:00 | 0.7624
Coal | GB | 2018-01-20 18:00 | 0.73396
Coal | GB | 2018-01-20 19:00 | 0.73501
Coal | GB | 2018-01-20 20:00 | 0.73501
Coal | GB | 2018-01-20 21:00 | 0.73309
Coal | GB | 2018-01-20 22:00 | 0.69196
Coal | GB | 2018-01-20 23:00 | 0.69196
Coal | GB | 2018-01-21 | 0.69196
Coal | GB | 2018-01-21 01:00 | 0.69196
Coal | GB | 2018-01-21 02:00 | 0.69196
Coal | GB | 2018-01-21 03:00 | 0.69196
Coal | GB | 2018-01-21 04:00 | 0.69196
Coal | GB | 2018-01-21 05:00 | 0.69196
Coal | GB | 2018-01-21 06:00 | 0.69196
Coal | GB | 2018-01-21 07:00 | 0.69196
Coal | GB | 2018-01-21 08:00 | 0.69196
Coal | GB | 2018-01-21 09:00 | 0.69196
Coal | GB | 2018-01-21 10:00 | 0.69196
Coal | GB | 2018-01-21 11:00 | 0.69196
Coal | GB | 2018-01-21 12:00 | 0.69196
Coal | GB | 2018-01-21 13:00 | 0.69196
Coal | GB | 2018-01-21 14:00 | 0.69196
Coal | GB | 2018-01-21 15:00 | 0.69196
Coal | GB | 2018-01-21 16:00 | 0.69196
Coal | GB | 2018-01-21 17:00 | 0.68889
Coal | GB | 2018-01-21 18:00 | 0.73239
Coal | GB | 2018-01-21 19:00 | 0.73239
Coal | GB | 2018-01-21 20:00 | 0.73764
Coal | GB | 2018-01-21 21:00 | 0.78183
Coal | GB | 2018-01-21 22:00 | 0.69896
Coal | GB | 2018-01-21 23:00 | 0.69896
Coal | GB | 2018-01-22 | 0.69896
Coal | GB | 2018-01-22 01:00 | 0.78735
Coal | GB | 2018-01-22 02:00 | 0.78735
Coal | GB | 2018-01-22 03:00 | 0.78341
Coal | GB | 2018-01-22 04:00 | 0.78341
Coal | GB | 2018-01-22 05:00 | 0.78341
Coal | GB | 2018-01-22 06:00 | 0.78341
Coal | GB | 2018-01-22 07:00 | 0.78341
Coal | GB | 2018-01-22 08:00 | 0.78341
Coal | GB | 2018-01-22 09:00 | 0.78253
Coal | GB | 2018-01-22 10:00 | 0.78647
Coal | GB | 2018-01-22 11:00 | 0.78647
Coal | GB | 2018-01-22 12:00 | 0.78647
Coal | GB | 2018-01-22 13:00 | 0.78647
Coal | GB | 2018-01-22 14:00 | 0.78647
Coal | GB | 2018-01-22 15:00 | 0.78647
Coal | GB | 2018-01-22 16:00 | 0.78341
Coal | GB | 2018-01-22 17:00 | 0.74446
Coal | GB | 2018-01-22 18:00 | 0.74753
Coal | GB | 2018-01-22 19:00 | 0.74709
Coal | GB | 2018-01-22 20:00 | 0.76153
Coal | GB | 2018-01-22 21:00 | 0.85123
Coal | GB | 2018-01-22 22:00 | 0.85123
Coal | GB | 2018-01-22 23:00 | 0.85123
Coal | GB | 2018-01-23 | 0.85123
Coal | GB | 2018-01-23 01:00 | 0.79128
Coal | GB | 2018-01-23 02:00 | 0.79128
Coal | GB | 2018-01-23 03:00 | 0.87022
Coal | GB | 2018-01-23 04:00 | 0.87022
Coal | GB | 2018-01-23 05:00 | 0.87022
Coal | GB | 2018-01-23 06:00 | 0.87022
Coal | GB | 2018-01-23 07:00 | 0.87022
Coal | GB | 2018-01-23 08:00 | 0.87022
Coal | GB | 2018-01-23 09:00 | 0.86278
Coal | GB | 2018-01-23 10:00 | 0.83583
Coal | GB | 2018-01-23 11:00 | 0.8402
Coal | GB | 2018-01-23 12:00 | 0.83583
Coal | GB | 2018-01-23 13:00 | 0.83583
Coal | GB | 2018-01-23 14:00 | 0.83583
Coal | GB | 2018-01-23 15:00 | 0.83583
Coal | GB | 2018-01-23 16:00 | 0.83583
Coal | GB | 2018-01-23 17:00 | 0.81833
Coal | GB | 2018-01-23 18:00 | 0.81395
Coal | GB | 2018-01-23 19:00 | 0.76801
Coal | GB | 2018-01-23 20:00 | 0.79907
Coal | GB | 2018-01-23 21:00 | 0.84502
Coal | GB | 2018-01-23 22:00 | 0.84502
Coal | GB | 2018-01-23 23:00 | 0.83889
Coal | GB | 2018-01-24 | 0.83451
Coal | GB | 2018-01-24 01:00 | 0.83451
Coal | GB | 2018-01-24 02:00 | 0.83451
Coal | GB | 2018-01-24 03:00 | 0.83451
Coal | GB | 2018-01-24 04:00 | 0.83451
Coal | GB | 2018-01-24 05:00 | 0.83451
Coal | GB | 2018-01-24 06:00 | 0.87853
Coal | GB | 2018-01-24 07:00 | 0.83653
Coal | GB | 2018-01-24 08:00 | 0.82603
Coal | GB | 2018-01-24 09:00 | 0.8304
Coal | GB | 2018-01-24 10:00 | 0.81246
Coal | GB | 2018-01-24 11:00 | 0.79846
Coal | GB | 2018-01-24 12:00 | 0.7001
Coal | GB | 2018-01-24 13:00 | 0.72285
Coal | GB | 2018-01-24 14:00 | 0.68846
Coal | GB | 2018-01-24 15:00 | 0.77868
Coal | GB | 2018-01-24 16:00 | 0.77868
Coal | GB | 2018-01-24 17:00 | 0.76556
Coal | GB | 2018-01-24 18:00 | 0.76906
Coal | GB | 2018-01-24 19:00 | 0.74079
Coal | GB | 2018-01-24 20:00 | 0.74079
Coal | GB | 2018-01-24 21:00 | 0.78568
Coal | GB | 2018-01-24 22:00 | 0.78131
Coal | GB | 2018-01-24 23:00 | 0.8115
Coal | GB | 2018-01-25 | 0.81587
Coal | GB | 2018-01-25 01:00 | 0.81587
Coal | GB | 2018-01-25 02:00 | 0.81587
Coal | GB | 2018-01-25 03:00 | 0.81587
Coal | GB | 2018-01-25 04:00 | 0.81587
Coal | GB | 2018-01-25 05:00 | 0.73493
Coal | GB | 2018-01-25 06:00 | 0.73493
Coal | GB | 2018-01-25 07:00 | 0.73493
Coal | GB | 2018-01-25 08:00 | 0.73493
Coal | GB | 2018-01-25 09:00 | 0.73668
Coal | GB | 2018-01-25 10:00 | 0.83198
Coal | GB | 2018-01-25 11:00 | 0.83198
Coal | GB | 2018-01-25 12:00 | 0.83198
Coal | GB | 2018-01-25 13:00 | 0.83285
Coal | GB | 2018-01-25 14:00 | 0.83285
Coal | GB | 2018-01-25 15:00 | 0.83285
Coal | GB | 2018-01-25 16:00 | 0.83285
Coal | GB | 2018-01-25 17:00 | 0.83285
Coal | GB | 2018-01-25 18:00 | 0.83285
Coal | GB | 2018-01-25 19:00 | 0.83285
Coal | GB | 2018-01-25 20:00 | 0.81535
Coal | GB | 2018-01-25 21:00 | 0.81535
Coal | GB | 2018-01-25 22:00 | 0.81535
Coal | GB | 2018-01-25 23:00 | 0.83285
Coal | GB | 2018-01-26 | 0.83285
Coal | GB | 2018-01-26 01:00 | 0.78166
Coal | GB | 2018-01-26 02:00 | 0.78166
Coal | GB | 2018-01-26 03:00 | 0.78166
Coal | GB | 2018-01-26 04:00 | 0.78166
Coal | GB | 2018-01-26 05:00 | 0.78166
Coal | GB | 2018-01-26 06:00 | 0.73764
Coal | GB | 2018-01-26 07:00 | 0.73764
Coal | GB | 2018-01-26 08:00 | 0.80082
Coal | GB | 2018-01-26 09:00 | 0.78288
Coal | GB | 2018-01-26 10:00 | 0.76205
Coal | GB | 2018-01-26 11:00 | 0.77291
Coal | GB | 2018-01-26 12:00 | 0.7842
Coal | GB | 2018-01-26 13:00 | 0.80082
Coal | GB | 2018-01-26 14:00 | 0.80082
Coal | GB | 2018-01-26 15:00 | 0.80082
Coal | GB | 2018-01-26 16:00 | 0.80082
Coal | GB | 2018-01-26 17:00 | 0.80082
Coal | GB | 2018-01-26 18:00 | 0.80214
Coal | GB | 2018-01-26 19:00 | 0.80214
Coal | GB | 2018-01-26 20:00 | 0.80214
Coal | GB | 2018-01-26 21:00 | 0.78113
Coal | GB | 2018-01-26 22:00 | 0.78113
Coal | GB | 2018-01-26 23:00 | 0.78113
Coal | GB | 2018-01-27 | 0.78113
Coal | GB | 2018-01-27 01:00 | 0.81771
Coal | GB | 2018-01-27 02:00 | 0.81771
Coal | GB | 2018-01-27 03:00 | 0.81771
Coal | GB | 2018-01-27 04:00 | 0.81771
Coal | GB | 2018-01-27 05:00 | 0.81771
Coal | GB | 2018-01-27 06:00 | 0.81771
Coal | GB | 2018-01-27 07:00 | 0.81771
Coal | GB | 2018-01-27 08:00 | 0.79163
Coal | GB | 2018-01-27 09:00 | 0.79163
Coal | GB | 2018-01-27 10:00 | 0.79163
Coal | GB | 2018-01-27 11:00 | 0.79163
Coal | GB | 2018-01-27 12:00 | 0.79163
Coal | GB | 2018-01-27 13:00 | 0.79163
Coal | GB | 2018-01-27 14:00 | 0.79163
Coal | GB | 2018-01-27 15:00 | 0.79163
Coal | GB | 2018-01-27 16:00 | 0.79163
Coal | GB | 2018-01-27 17:00 | 0.79163
Coal | GB | 2018-01-27 18:00 | 0.79163
Coal | GB | 2018-01-27 19:00 | 0.79163
Coal | GB | 2018-01-27 20:00 | 0.79163
Coal | GB | 2018-01-27 21:00 | 0.83565
Coal | GB | 2018-01-27 22:00 | 0.83565
Coal | GB | 2018-01-27 23:00 | 0.88273
Coal | GB | 2018-01-28 | 0.88273
Coal | GB | 2018-01-28 01:00 | 0.88273
Coal | GB | 2018-01-28 02:00 | 0.88273
Coal | GB | 2018-01-28 03:00 | 0.88273
Coal | GB | 2018-01-28 04:00 | 0.88273
Coal | GB | 2018-01-28 05:00 | 0.88273
Coal | GB | 2018-01-28 06:00 | 0.88273
Coal | GB | 2018-01-28 07:00 | 0.88273
Coal | GB | 2018-01-28 08:00 | 0.88273
Coal | GB | 2018-01-28 09:00 | 0.88273
Coal | GB | 2018-01-28 10:00 | 0.88273
Coal | GB | 2018-01-28 11:00 | 0.88273
Coal | GB | 2018-01-28 12:00 | 0.88273
Coal | GB | 2018-01-28 13:00 | 0.88273
Coal | GB | 2018-01-28 14:00 | 0.88273
Coal | GB | 2018-01-28 15:00 | 0.88273
Coal | GB | 2018-01-28 16:00 | 0.88273
Coal | GB | 2018-01-28 17:00 | 0.88273
Coal | GB | 2018-01-28 18:00 | 0.88273
Coal | GB | 2018-01-28 19:00 | 0.88273
Coal | GB | 2018-01-28 20:00 | 0.88273
Coal | GB | 2018-01-28 21:00 | 0.88273
Coal | GB | 2018-01-28 22:00 | 0.88273
Coal | GB | 2018-01-28 23:00 | 0.88273
Coal | GB | 2018-01-29 | 0.9271
Coal | GB | 2018-01-29 01:00 | 0.9271
Coal | GB | 2018-01-29 02:00 | 0.9271
Coal | GB | 2018-01-29 03:00 | 0.9271
Coal | GB | 2018-01-29 04:00 | 0.9271
Coal | GB | 2018-01-29 05:00 | 0.9271
Coal | GB | 2018-01-29 06:00 | 0.9271
Coal | GB | 2018-01-29 07:00 | 0.9271
Coal | GB | 2018-01-29 08:00 | 0.9271
Coal | GB | 2018-01-29 09:00 | 0.9271
Coal | GB | 2018-01-29 10:00 | 0.9271
Coal | GB | 2018-01-29 11:00 | 0.9271
Coal | GB | 2018-01-29 12:00 | 0.91441
Coal | GB | 2018-01-29 13:00 | 0.91879
Coal | GB | 2018-01-29 14:00 | 0.92133
Coal | GB | 2018-01-29 15:00 | 0.92448
Coal | GB | 2018-01-29 16:00 | 0.92491
Coal | GB | 2018-01-29 17:00 | 0.82699
Coal | GB | 2018-01-29 18:00 | 0.86427
Coal | GB | 2018-01-29 19:00 | 0.88571
Coal | GB | 2018-01-29 20:00 | 0.8907
Coal | GB | 2018-01-29 21:00 | 0.88098
Coal | GB | 2018-01-29 22:00 | 0.89052
Coal | GB | 2018-01-29 23:00 | 0.89534
Coal | GB | 2018-01-30 | 0.89534
Coal | GB | 2018-01-30 01:00 | 0.89534
Coal | GB | 2018-01-30 02:00 | 0.89534
Coal | GB | 2018-01-30 03:00 | 0.89534
Coal | GB | 2018-01-30 04:00 | 0.89534
Coal | GB | 2018-01-30 05:00 | 0.89534
Coal | GB | 2018-01-30 06:00 | 0.89534
Coal | GB | 2018-01-30 07:00 | 0.88553
Coal | GB | 2018-01-30 08:00 | 0.89534
Coal | GB | 2018-01-30 09:00 | 0.8781
Coal | GB | 2018-01-30 10:00 | 0.88632
Coal | GB | 2018-01-30 11:00 | 0.88632
Coal | GB | 2018-01-30 12:00 | 0.88632
Coal | GB | 2018-01-30 13:00 | 0.86751
Coal | GB | 2018-01-30 14:00 | 0.86751
Coal | GB | 2018-01-30 15:00 | 0.88807
Coal | GB | 2018-01-30 16:00 | 0.88186
Coal | GB | 2018-01-30 17:00 | 0.86374
Coal | GB | 2018-01-30 18:00 | 0.86873
Coal | GB | 2018-01-30 19:00 | 0.86724
Coal | GB | 2018-01-30 20:00 | 0.86812
Coal | GB | 2018-01-30 21:00 | 0.86891
Coal | GB | 2018-01-30 22:00 | 0.86926
Coal | GB | 2018-01-30 23:00 | 0.78612
Coal | GB | 2018-01-31 | 0.78612
Coal | GB | 2018-01-31 01:00 | 0.78612
Coal | GB | 2018-01-31 02:00 | 0.78612
Coal | GB | 2018-01-31 03:00 | 0.87276
Coal | GB | 2018-01-31 04:00 | 0.87276
Coal | GB | 2018-01-31 05:00 | 0.87276
Coal | GB | 2018-01-31 06:00 | 0.87276
Coal | GB | 2018-01-31 07:00 | 0.87276
Coal | GB | 2018-01-31 08:00 | 0.82288
Coal | GB | 2018-01-31 09:00 | 0.82104
Coal | GB | 2018-01-31 10:00 | 0.82436
Coal | GB | 2018-01-31 11:00 | 0.82883
Coal | GB | 2018-01-31 12:00 | 0.8241
Coal | GB | 2018-01-31 13:00 | 0.83775
Coal | GB | 2018-01-31 14:00 | 0.83775
Coal | GB | 2018-01-31 15:00 | 0.83889
Coal | GB | 2018-01-31 16:00 | 0.83942
Coal | GB | 2018-01-31 17:00 | 0.84047
Coal | GB | 2018-01-31 18:00 | 0.84668
Coal | GB | 2018-01-31 19:00 | 0.84668
Coal | GB | 2018-01-31 20:00 | 0.86996
Coal | GB | 2018-01-31 21:00 | 0.93279
Coal | GB | 2018-01-31 22:00 | 0.84659
Coal | GB | 2018-01-31 23:00 | 0.84659
Coal | GB | 2018-02-01 | 0.84659
Coal | GB | 2018-02-01 01:00 | 0.84659
Coal | GB | 2018-02-01 02:00 | 0.84222
Coal | GB | 2018-02-01 03:00 | 0.84222
Coal | GB | 2018-02-01 04:00 | 0.84222
Coal | GB | 2018-02-01 05:00 | 0.84222
Coal | GB | 2018-02-01 06:00 | 0.74797
Coal | GB | 2018-02-01 07:00 | 0.74753
Coal | GB | 2018-02-01 08:00 | 0.74753
Coal | GB | 2018-02-01 09:00 | 0.74753
Coal | GB | 2018-02-01 10:00 | 0.74753
Coal | GB | 2018-02-01 11:00 | 0.74753
Coal | GB | 2018-02-01 12:00 | 0.74753
Coal | GB | 2018-02-01 13:00 | 0.74753
Coal | GB | 2018-02-01 14:00 | 0.74753
Coal | GB | 2018-02-01 15:00 | 0.74753
Coal | GB | 2018-02-01 16:00 | 0.74753
Coal | GB | 2018-02-01 17:00 | 0.74018
Coal | GB | 2018-02-01 18:00 | 0.74254
Coal | GB | 2018-02-01 19:00 | 0.74665
Coal | GB | 2018-02-01 20:00 | 0.74753
Coal | GB | 2018-02-01 21:00 | 0.74753
Coal | GB | 2018-02-01 22:00 | 0.74753
Coal | GB | 2018-02-01 23:00 | 0.77229
Coal | GB | 2018-02-02 | 0.79618
Coal | GB | 2018-02-02 01:00 | 0.79618
Coal | GB | 2018-02-02 02:00 | 0.79618
Coal | GB | 2018-02-02 03:00 | 0.79618
Coal | GB | 2018-02-02 04:00 | 0.79618
Coal | GB | 2018-02-02 05:00 | 0.79618
Coal | GB | 2018-02-02 06:00 | 0.79618
Coal | GB | 2018-02-02 07:00 | 0.79618
Coal | GB | 2018-02-02 08:00 | 0.79618
Coal | GB | 2018-02-02 09:00 | 0.79618
Coal | GB | 2018-02-02 10:00 | 0.79618
Coal | GB | 2018-02-02 11:00 | 0.79618
Coal | GB | 2018-02-02 12:00 | 0.79618
Coal | GB | 2018-02-02 13:00 | 0.79618
Coal | GB | 2018-02-02 14:00 | 0.79618
Coal | GB | 2018-02-02 15:00 | 0.7912
Coal | GB | 2018-02-02 16:00 | 0.79172
Coal | GB | 2018-02-02 17:00 | 0.78516
Coal | GB | 2018-02-02 18:00 | 0.78516
Coal | GB | 2018-02-02 19:00 | 0.78428
Coal | GB | 2018-02-02 20:00 | 0.78428
Coal | GB | 2018-02-02 21:00 | 0.86637
Coal | GB | 2018-02-02 22:00 | 0.86409
Coal | GB | 2018-02-02 23:00 | 0.86287
Coal | GB | 2018-02-03 | 0.87048
Coal | GB | 2018-02-03 01:00 | 0.88151
Coal | GB | 2018-02-03 02:00 | 0.88151
Coal | GB | 2018-02-03 03:00 | 0.88151
Coal | GB | 2018-02-03 04:00 | 0.88151
Coal | GB | 2018-02-03 05:00 | 0.88151
Coal | GB | 2018-02-03 06:00 | 0.88151
Coal | GB | 2018-02-03 07:00 | 0.88151
Coal | GB | 2018-02-03 08:00 | 0.88151
Coal | GB | 2018-02-03 09:00 | 0.88151
Coal | GB | 2018-02-03 10:00 | 0.88151
Coal | GB | 2018-02-03 11:00 | 0.88151
Coal | GB | 2018-02-03 12:00 | 0.87302
Coal | GB | 2018-02-03 13:00 | 0.86724
Coal | GB | 2018-02-03 14:00 | 0.88151
Coal | GB | 2018-02-03 15:00 | 0.79531
Coal | GB | 2018-02-03 16:00 | 0.79531
Coal | GB | 2018-02-03 17:00 | 0.77956
Coal | GB | 2018-02-03 18:00 | 0.78735
Coal | GB | 2018-02-03 19:00 | 0.78682
Coal | GB | 2018-02-03 20:00 | 0.78682
Coal | GB | 2018-02-03 21:00 | 0.84222
Coal | GB | 2018-02-03 22:00 | 0.84222
Coal | GB | 2018-02-03 23:00 | 0.84222
Coal | GB | 2018-02-04 | 0.84222
Coal | GB | 2018-02-04 01:00 | 0.84222
Coal | GB | 2018-02-04 02:00 | 0.84222
Coal | GB | 2018-02-04 03:00 | 0.84222
Coal | GB | 2018-02-04 04:00 | 0.84222
Coal | GB | 2018-02-04 05:00 | 0.84222
Coal | GB | 2018-02-04 06:00 | 0.84222
Coal | GB | 2018-02-04 07:00 | 0.92842
Coal | GB | 2018-02-04 08:00 | 0.92842
Coal | GB | 2018-02-04 09:00 | 0.92842
Coal | GB | 2018-02-04 10:00 | 0.92842
Coal | GB | 2018-02-04 11:00 | 0.92842
Coal | GB | 2018-02-04 12:00 | 0.92842
Coal | GB | 2018-02-04 13:00 | 0.91905
Coal | GB | 2018-02-04 14:00 | 0.91905
Coal | GB | 2018-02-04 15:00 | 0.92842
Coal | GB | 2018-02-04 16:00 | 0.92842
Coal | GB | 2018-02-04 17:00 | 0.92842
Coal | GB | 2018-02-04 18:00 | 0.91406
Coal | GB | 2018-02-04 19:00 | 0.86961
Coal | GB | 2018-02-04 20:00 | 0.86847
Coal | GB | 2018-02-04 21:00 | 0.86584
Coal | GB | 2018-02-04 22:00 | 0.86584
Coal | GB | 2018-02-04 23:00 | 0.88238
Coal | GB | 2018-02-05 | 0.88238
Coal | GB | 2018-02-05 01:00 | 0.88238
Coal | GB | 2018-02-05 02:00 | 0.88238
Coal | GB | 2018-02-05 03:00 | 0.88238
Coal | GB | 2018-02-05 04:00 | 0.88238
Coal | GB | 2018-02-05 05:00 | 0.88238
Coal | GB | 2018-02-05 06:00 | 0.92842
Coal | GB | 2018-02-05 07:00 | 0.92842
Coal | GB | 2018-02-05 08:00 | 0.9187
Coal | GB | 2018-02-05 09:00 | 0.92491
Coal | GB | 2018-02-05 10:00 | 0.92194
Coal | GB | 2018-02-05 11:00 | 0.92561
Coal | GB | 2018-02-05 12:00 | 0.90881
Coal | GB | 2018-02-05 13:00 | 0.92885
Coal | GB | 2018-02-05 14:00 | 0.88466
Coal | GB | 2018-02-05 15:00 | 0.92561
Coal | GB | 2018-02-05 16:00 | 0.92885
Coal | GB | 2018-02-05 17:00 | 0.9236
Coal | GB | 2018-02-05 18:00 | 0.9166
Coal | GB | 2018-02-05 19:00 | 0.91135
Coal | GB | 2018-02-05 20:00 | 0.91135
Coal | GB | 2018-02-05 21:00 | 0.91135
Coal | GB | 2018-02-05 22:00 | 0.82821
Coal | GB | 2018-02-05 23:00 | 0.83346
Coal | GB | 2018-02-06 | 0.83346
Coal | GB | 2018-02-06 01:00 | 0.83346
Coal | GB | 2018-02-06 02:00 | 0.83346
Coal | GB | 2018-02-06 03:00 | 0.83346
Coal | GB | 2018-02-06 04:00 | 0.83346
Coal | GB | 2018-02-06 05:00 | 0.91879
Coal | GB | 2018-02-06 06:00 | 0.91879
Coal | GB | 2018-02-06 07:00 | 0.91879
Coal | GB | 2018-02-06 08:00 | 0.78831
Coal | GB | 2018-02-06 09:00 | 0.85359
Coal | GB | 2018-02-06 10:00 | 0.85359
Coal | GB | 2018-02-06 11:00 | 0.89709
Coal | GB | 2018-02-06 12:00 | 0.89709
Coal | GB | 2018-02-06 13:00 | 0.89709
Coal | GB | 2018-02-06 14:00 | 0.89709
Coal | GB | 2018-02-06 15:00 | 0.87188
Coal | GB | 2018-02-06 16:00 | 0.87188
Coal | GB | 2018-02-06 17:00 | 0.87188
Coal | GB | 2018-02-06 18:00 | 0.87888
Coal | GB | 2018-02-06 19:00 | 0.87713
Coal | GB | 2018-02-06 20:00 | 0.87713
Coal | GB | 2018-02-06 21:00 | 0.9019
Coal | GB | 2018-02-06 22:00 | 0.85596
Coal | GB | 2018-02-06 23:00 | 0.85596
Coal | GB | 2018-02-07 | 0.85596
Coal | GB | 2018-02-07 01:00 | 0.81246
Coal | GB | 2018-02-07 02:00 | 0.81246
Coal | GB | 2018-02-07 03:00 | 0.81246
Coal | GB | 2018-02-07 04:00 | 0.81246
Coal | GB | 2018-02-07 05:00 | 0.81246
Coal | GB | 2018-02-07 06:00 | 0.81246
Coal | GB | 2018-02-07 07:00 | 0.81246
Coal | GB | 2018-02-07 08:00 | 0.81246
Coal | GB | 2018-02-07 09:00 | 0.81246
Coal | GB | 2018-02-07 10:00 | 0.81246
Coal | GB | 2018-02-07 11:00 | 0.81246
Coal | GB | 2018-02-07 12:00 | 0.81246
Coal | GB | 2018-02-07 13:00 | 0.81246
Coal | GB | 2018-02-07 14:00 | 0.81246
Coal | GB | 2018-02-07 15:00 | 0.81246
Coal | GB | 2018-02-07 16:00 | 0.81246
Coal | GB | 2018-02-07 17:00 | 0.81246
Coal | GB | 2018-02-07 18:00 | 0.81246
Coal | GB | 2018-02-07 19:00 | 0.81246
Coal | GB | 2018-02-07 20:00 | 0.81246
Coal | GB | 2018-02-07 21:00 | 0.81246
Coal | GB | 2018-02-07 22:00 | 0.76844
Coal | GB | 2018-02-07 23:00 | 0.76844
Coal | GB | 2018-02-08 | 0.76844
Coal | GB | 2018-02-08 01:00 | 0.77089
Coal | GB | 2018-02-08 02:00 | 0.77089
Coal | GB | 2018-02-08 03:00 | 0.74832
Coal | GB | 2018-02-08 04:00 | 0.74832
Coal | GB | 2018-02-08 05:00 | 0.74832
Coal | GB | 2018-02-08 06:00 | 0.70403
Coal | GB | 2018-02-08 07:00 | 0.76634
Coal | GB | 2018-02-08 08:00 | 0.75322
Coal | GB | 2018-02-08 09:00 | 0.76039
Coal | GB | 2018-02-08 10:00 | 0.76039
Coal | GB | 2018-02-08 11:00 | 0.76039
Coal | GB | 2018-02-08 12:00 | 0.80389
Coal | GB | 2018-02-08 13:00 | 0.78595
Coal | GB | 2018-02-08 14:00 | 0.80389
Coal | GB | 2018-02-08 15:00 | 0.80389
Coal | GB | 2018-02-08 16:00 | 0.80301
Coal | GB | 2018-02-08 17:00 | 0.80301
Coal | GB | 2018-02-08 18:00 | 0.80301
Coal | GB | 2018-02-08 19:00 | 0.80301
Coal | GB | 2018-02-08 20:00 | 0.80301
Coal | GB | 2018-02-08 21:00 | 0.80301
Coal | GB | 2018-02-08 22:00 | 0.80301
Coal | GB | 2018-02-08 23:00 | 0.80301
Coal | GB | 2018-02-09 | 0.80301
Coal | GB | 2018-02-09 01:00 | 0.81833
Coal | GB | 2018-02-09 02:00 | 0.81833
Coal | GB | 2018-02-09 03:00 | 0.81833
Coal | GB | 2018-02-09 04:00 | 0.81833
Coal | GB | 2018-02-09 05:00 | 0.81833
Coal | GB | 2018-02-09 06:00 | 0.81833
Coal | GB | 2018-02-09 07:00 | 0.81833
Coal | GB | 2018-02-09 08:00 | 0.81833
Coal | GB | 2018-02-09 09:00 | 0.81833
Coal | GB | 2018-02-09 10:00 | 0.81833
Coal | GB | 2018-02-09 11:00 | 0.81833
Coal | GB | 2018-02-09 12:00 | 0.81833
Coal | GB | 2018-02-09 13:00 | 0.81833
Coal | GB | 2018-02-09 14:00 | 0.81833
Coal | GB | 2018-02-09 15:00 | 0.81833
Coal | GB | 2018-02-09 16:00 | 0.81833
Coal | GB | 2018-02-09 17:00 | 0.82734
Coal | GB | 2018-02-09 18:00 | 0.84178
Coal | GB | 2018-02-09 19:00 | 0.84178
Coal | GB | 2018-02-09 20:00 | 0.83346
Coal | GB | 2018-02-09 21:00 | 0.80284
Coal | GB | 2018-02-09 22:00 | 0.80109
Coal | GB | 2018-02-09 23:00 | 0.84178
Coal | GB | 2018-02-10 | 0.79583
Coal | GB | 2018-02-10 01:00 | 0.79583
Coal | GB | 2018-02-10 02:00 | 0.79583
Coal | GB | 2018-02-10 03:00 | 0.79583
Coal | GB | 2018-02-10 04:00 | 0.79583
Coal | GB | 2018-02-10 05:00 | 0.79583
Coal | GB | 2018-02-10 06:00 | 0.83933
Coal | GB | 2018-02-10 07:00 | 0.83933
Coal | GB | 2018-02-10 08:00 | 0.83933
Coal | GB | 2018-02-10 09:00 | 0.83933
Coal | GB | 2018-02-10 10:00 | 0.83933
Coal | GB | 2018-02-10 11:00 | 0.83933
Coal | GB | 2018-02-10 12:00 | 0.83933
Coal | GB | 2018-02-10 13:00 | 0.83933
Coal | GB | 2018-02-10 14:00 | 0.83933
Coal | GB | 2018-02-10 15:00 | 0.83784
Coal | GB | 2018-02-10 16:00 | 0.83933
Coal | GB | 2018-02-10 17:00 | 0.83434
Coal | GB | 2018-02-10 18:00 | 0.83434
Coal | GB | 2018-02-10 19:00 | 0.83434
Coal | GB | 2018-02-10 20:00 | 0.85604
Coal | GB | 2018-02-10 21:00 | 0.85604
Coal | GB | 2018-02-10 22:00 | 0.86103
Coal | GB | 2018-02-10 23:00 | 0.86103
Coal | GB | 2018-02-11 | 0.86103
Coal | GB | 2018-02-11 01:00 | 0.90347
Coal | GB | 2018-02-11 02:00 | 0.90347
Coal | GB | 2018-02-11 03:00 | 0.90347
Coal | GB | 2018-02-11 04:00 | 0.90347
Coal | GB | 2018-02-11 05:00 | 0.90347
Coal | GB | 2018-02-11 06:00 | 0.94749
Coal | GB | 2018-02-11 07:00 | 0.94749
Coal | GB | 2018-02-11 08:00 | 0.94749
Coal | GB | 2018-02-11 09:00 | 0.94749
Coal | GB | 2018-02-11 10:00 | 0.94749
Coal | GB | 2018-02-11 11:00 | 0.94749
Coal | GB | 2018-02-11 12:00 | 0.94749
Coal | GB | 2018-02-11 13:00 | 0.94749
Coal | GB | 2018-02-11 14:00 | 0.9439
Coal | GB | 2018-02-11 15:00 | 0.94749
Coal | GB | 2018-02-11 16:00 | 0.94749
Coal | GB | 2018-02-11 17:00 | 0.93927
Coal | GB | 2018-02-11 18:00 | 0.93927
Coal | GB | 2018-02-11 19:00 | 0.94513
Coal | GB | 2018-02-11 20:00 | 0.94513
Coal | GB | 2018-02-11 21:00 | 0.94513
Coal | GB | 2018-02-11 22:00 | 0.94749
Coal | GB | 2018-02-11 23:00 | 0.94749
Coal | GB | 2018-02-12 | 0.94749
Coal | GB | 2018-02-12 01:00 | 0.84362
Coal | GB | 2018-02-12 02:00 | 0.84362
Coal | GB | 2018-02-12 03:00 | 0.84362
Coal | GB | 2018-02-12 04:00 | 0.84362
Coal | GB | 2018-02-12 05:00 | 0.84362
Coal | GB | 2018-02-12 06:00 | 0.84362
Coal | GB | 2018-02-12 07:00 | 0.84362
Coal | GB | 2018-02-12 08:00 | 0.84362
Coal | GB | 2018-02-12 09:00 | 0.84362
Coal | GB | 2018-02-12 10:00 | 0.84362
Coal | GB | 2018-02-12 11:00 | 0.836
Coal | GB | 2018-02-12 12:00 | 0.836
Coal | GB | 2018-02-12 13:00 | 0.84362
Coal | GB | 2018-02-12 14:00 | 0.84362
Coal | GB | 2018-02-12 15:00 | 0.84362
Coal | GB | 2018-02-12 16:00 | 0.84362
Coal | GB | 2018-02-12 17:00 | 0.83837
Coal | GB | 2018-02-12 18:00 | 0.84362
Coal | GB | 2018-02-12 19:00 | 0.84362
Coal | GB | 2018-02-12 20:00 | 0.83049
Coal | GB | 2018-02-12 21:00 | 0.84362
Coal | GB | 2018-02-12 22:00 | 0.84362
Coal | GB | 2018-02-12 23:00 | 0.84362
Coal | GB | 2018-02-13 | 0.84362
Coal | GB | 2018-02-13 01:00 | 0.84362
Coal | GB | 2018-02-13 02:00 | 0.84362
Coal | GB | 2018-02-13 03:00 | 0.84362
Coal | GB | 2018-02-13 04:00 | 0.84362
Coal | GB | 2018-02-13 05:00 | 0.84362
Coal | GB | 2018-02-13 06:00 | 0.84362
Coal | GB | 2018-02-13 07:00 | 0.84362
Coal | GB | 2018-02-13 08:00 | 0.80117
Coal | GB | 2018-02-13 09:00 | 0.80117
Coal | GB | 2018-02-13 10:00 | 0.80117
Coal | GB | 2018-02-13 11:00 | 0.79793
Coal | GB | 2018-02-13 12:00 | 0.79793
Coal | GB | 2018-02-13 13:00 | 0.79793
Coal | GB | 2018-02-13 14:00 | 0.79793
Coal | GB | 2018-02-13 15:00 | 0.79662
Coal | GB | 2018-02-13 16:00 | 0.80117
Coal | GB | 2018-02-13 17:00 | 0.80117
Coal | GB | 2018-02-13 18:00 | 0.80117
Coal | GB | 2018-02-13 19:00 | 0.78945
Coal | GB | 2018-02-13 20:00 | 0.78918
Coal | GB | 2018-02-13 21:00 | 0.78918
Coal | GB | 2018-02-13 22:00 | 0.74516
Coal | GB | 2018-02-13 23:00 | 0.75715
Coal | GB | 2018-02-14 | 0.75715
Coal | GB | 2018-02-14 01:00 | 0.80152
Coal | GB | 2018-02-14 02:00 | 0.80152
Coal | GB | 2018-02-14 03:00 | 0.80152
Coal | GB | 2018-02-14 04:00 | 0.80152
Coal | GB | 2018-02-14 05:00 | 0.80152
Coal | GB | 2018-02-14 06:00 | 0.80371
Coal | GB | 2018-02-14 07:00 | 0.80371
Coal | GB | 2018-02-14 08:00 | 0.78875
Coal | GB | 2018-02-14 09:00 | 0.80371
Coal | GB | 2018-02-14 10:00 | 0.80371
Coal | GB | 2018-02-14 11:00 | 0.80371
Coal | GB | 2018-02-14 12:00 | 0.80371
Coal | GB | 2018-02-14 13:00 | 0.79968
Coal | GB | 2018-02-14 14:00 | 0.7996
Coal | GB | 2018-02-14 15:00 | 0.81377
Coal | GB | 2018-02-14 16:00 | 0.81272
Coal | GB | 2018-02-14 17:00 | 0.82209
Coal | GB | 2018-02-14 18:00 | 0.82078
Coal | GB | 2018-02-14 19:00 | 0.88308
Coal | GB | 2018-02-14 20:00 | 0.88308
Coal | GB | 2018-02-14 21:00 | 0.88308
Coal | GB | 2018-02-14 22:00 | 0.88308
Coal | GB | 2018-02-14 23:00 | 0.88308
Coal | GB | 2018-02-15 | 0.88308
Coal | GB | 2018-02-15 01:00 | 0.88308
Coal | GB | 2018-02-15 02:00 | 0.88308
Coal | GB | 2018-02-15 03:00 | 0.88308
Coal | GB | 2018-02-15 04:00 | 0.88308
Coal | GB | 2018-02-15 05:00 | 0.88308
Coal | GB | 2018-02-15 06:00 | 0.88308
Coal | GB | 2018-02-15 07:00 | 0.88308
Coal | GB | 2018-02-15 08:00 | 0.88308
Coal | GB | 2018-02-15 09:00 | 0.88308
Coal | GB | 2018-02-15 10:00 | 0.88308
Coal | GB | 2018-02-15 11:00 | 0.88308
Coal | GB | 2018-02-15 12:00 | 0.88308
Coal | GB | 2018-02-15 13:00 | 0.88308
Coal | GB | 2018-02-15 14:00 | 0.88308
Coal | GB | 2018-02-15 15:00 | 0.88308
Coal | GB | 2018-02-15 16:00 | 0.88308
Coal | GB | 2018-02-15 17:00 | 0.88308
Coal | GB | 2018-02-15 18:00 | 0.88308
Coal | GB | 2018-02-15 19:00 | 0.88002
Coal | GB | 2018-02-15 20:00 | 0.88308
Coal | GB | 2018-02-15 21:00 | 0.88352
Coal | GB | 2018-02-15 22:00 | 0.88352
Coal | GB | 2018-02-15 23:00 | 0.88352
Coal | GB | 2018-02-16 | 0.88352
Coal | GB | 2018-02-16 01:00 | 0.88352
Coal | GB | 2018-02-16 02:00 | 0.88352
Coal | GB | 2018-02-16 03:00 | 0.88352
Coal | GB | 2018-02-16 04:00 | 0.88352
Coal | GB | 2018-02-16 05:00 | 0.88352
Coal | GB | 2018-02-16 06:00 | 0.88352
Coal | GB | 2018-02-16 07:00 | 0.88352
Coal | GB | 2018-02-16 08:00 | 0.87503
Coal | GB | 2018-02-16 09:00 | 0.87941
Coal | GB | 2018-02-16 10:00 | 0.87941
Coal | GB | 2018-02-16 11:00 | 0.87941
Coal | GB | 2018-02-16 12:00 | 0.87941
Coal | GB | 2018-02-16 13:00 | 0.87941
Coal | GB | 2018-02-16 14:00 | 0.87941
Coal | GB | 2018-02-16 15:00 | 0.87941
Coal | GB | 2018-02-16 16:00 | 0.87941
Coal | GB | 2018-02-16 17:00 | 0.87722
Coal | GB | 2018-02-16 18:00 | 0.87722
Coal | GB | 2018-02-16 19:00 | 0.87722
Coal | GB | 2018-02-16 20:00 | 0.87722
Coal | GB | 2018-02-16 21:00 | 0.87722
Coal | GB | 2018-02-16 22:00 | 0.66667
Coal | GB | 2018-02-16 23:00 | 0.66667
Coal | GB | 2018-02-17 | 0.66667
Coal | GB | 2018-02-17 01:00 | 0.66667
Coal | GB | 2018-02-17 02:00 | 0.62729
Coal | GB | 2018-02-17 03:00 | 0.62729
Coal | GB | 2018-02-17 04:00 | 0.62729
Coal | GB | 2018-02-17 05:00 | 0.62729
Coal | GB | 2018-02-17 06:00 | 0.6713
Coal | GB | 2018-02-17 07:00 | 0.78358
Coal | GB | 2018-02-17 08:00 | 0.80922
Coal | GB | 2018-02-17 09:00 | 0.84055
Coal | GB | 2018-02-17 10:00 | 0.84134
Coal | GB | 2018-02-17 11:00 | 0.84134
Coal | GB | 2018-02-17 12:00 | 0.84134
Coal | GB | 2018-02-17 13:00 | 0.84134
Coal | GB | 2018-02-17 14:00 | 0.84134
Coal | GB | 2018-02-17 15:00 | 0.92754
Coal | GB | 2018-02-17 16:00 | 0.92754
Coal | GB | 2018-02-17 17:00 | 0.92754
Coal | GB | 2018-02-17 18:00 | 0.92273
Coal | GB | 2018-02-17 19:00 | 0.91774
Coal | GB | 2018-02-17 20:00 | 0.91993
Coal | GB | 2018-02-17 21:00 | 0.92754
Coal | GB | 2018-02-17 22:00 | 0.92404
Coal | GB | 2018-02-17 23:00 | 0.9208
Coal | GB | 2018-02-18 | 0.9208
Coal | GB | 2018-02-18 01:00 | 0.87678
Coal | GB | 2018-02-18 02:00 | 0.87678
Coal | GB | 2018-02-18 03:00 | 0.87678
Coal | GB | 2018-02-18 04:00 | 0.87678
Coal | GB | 2018-02-18 05:00 | 0.87678
Coal | GB | 2018-02-18 06:00 | 0.87678
Coal | GB | 2018-02-18 07:00 | 0.87678
Coal | GB | 2018-02-18 08:00 | 0.87678
Coal | GB | 2018-02-18 09:00 | 0.87678
Coal | GB | 2018-02-18 10:00 | 0.87678
Coal | GB | 2018-02-18 11:00 | 0.87678
Coal | GB | 2018-02-18 12:00 | 0.87678
Coal | GB | 2018-02-18 13:00 | 0.88352
Coal | GB | 2018-02-18 14:00 | 0.88352
Coal | GB | 2018-02-18 15:00 | 0.87678
Coal | GB | 2018-02-18 16:00 | 0.87678
Coal | GB | 2018-02-18 17:00 | 0.87678
Coal | GB | 2018-02-18 18:00 | 0.87678
Coal | GB | 2018-02-18 19:00 | 0.87355
Coal | GB | 2018-02-18 20:00 | 0.87678
Coal | GB | 2018-02-18 21:00 | 0.88352
Coal | GB | 2018-02-18 22:00 | 0.88352
Coal | GB | 2018-02-18 23:00 | 0.88352
Coal | GB | 2018-02-19 | 0.88352
Coal | GB | 2018-02-19 01:00 | 0.87941
Coal | GB | 2018-02-19 02:00 | 0.87941
Coal | GB | 2018-02-19 03:00 | 0.87941
Coal | GB | 2018-02-19 04:00 | 0.87941
Coal | GB | 2018-02-19 05:00 | 0.87941
Coal | GB | 2018-02-19 06:00 | 0.87941
Coal | GB | 2018-02-19 07:00 | 0.87144
Coal | GB | 2018-02-19 08:00 | 0.86549
Coal | GB | 2018-02-19 09:00 | 0.87267
Coal | GB | 2018-02-19 10:00 | 0.87267
Coal | GB | 2018-02-19 11:00 | 0.86716
Coal | GB | 2018-02-19 12:00 | 0.87267
Coal | GB | 2018-02-19 13:00 | 0.87941
Coal | GB | 2018-02-19 14:00 | 0.87845
Coal | GB | 2018-02-19 15:00 | 0.87941
Coal | GB | 2018-02-19 16:00 | 0.87941
Coal | GB | 2018-02-19 17:00 | 0.87941
Coal | GB | 2018-02-19 18:00 | 0.87941
Coal | GB | 2018-02-19 19:00 | 0.87941
Coal | GB | 2018-02-19 20:00 | 0.87713
Coal | GB | 2018-02-19 21:00 | 0.87941
Coal | GB | 2018-02-19 22:00 | 0.87941
Coal | GB | 2018-02-19 23:00 | 0.87941
Coal | GB | 2018-02-20 | 0.87941
Coal | GB | 2018-02-20 01:00 | 0.87941
Coal | GB | 2018-02-20 02:00 | 0.87941
Coal | GB | 2018-02-20 03:00 | 0.87941
Coal | GB | 2018-02-20 04:00 | 0.87941
Coal | GB | 2018-02-20 05:00 | 0.87941
Coal | GB | 2018-02-20 06:00 | 0.87941
Coal | GB | 2018-02-20 07:00 | 0.87941
Coal | GB | 2018-02-20 08:00 | 0.87941
Coal | GB | 2018-02-20 09:00 | 0.87941
Coal | GB | 2018-02-20 10:00 | 0.87941
Coal | GB | 2018-02-20 11:00 | 0.87941
Coal | GB | 2018-02-20 12:00 | 0.87941
Coal | GB | 2018-02-20 13:00 | 0.87941
Coal | GB | 2018-02-20 14:00 | 0.87941
Coal | GB | 2018-02-20 15:00 | 0.88028
Coal | GB | 2018-02-20 16:00 | 0.88028
Coal | GB | 2018-02-20 17:00 | 0.88028
Coal | GB | 2018-02-20 18:00 | 0.88028
Coal | GB | 2018-02-20 19:00 | 0.87582
Coal | GB | 2018-02-20 20:00 | 0.88028
Coal | GB | 2018-02-20 21:00 | 0.88028
Coal | GB | 2018-02-20 22:00 | 0.8409
Coal | GB | 2018-02-20 23:00 | 0.8409
Coal | GB | 2018-02-21 | 0.8409
Coal | GB | 2018-02-21 01:00 | 0.8409
Coal | GB | 2018-02-21 02:00 | 0.8844
Coal | GB | 2018-02-21 03:00 | 0.8844
Coal | GB | 2018-02-21 04:00 | 0.8844
Coal | GB | 2018-02-21 05:00 | 0.8844
Coal | GB | 2018-02-21 06:00 | 0.8844
Coal | GB | 2018-02-21 07:00 | 0.85184
Coal | GB | 2018-02-21 08:00 | 0.8409
Coal | GB | 2018-02-21 09:00 | 0.87818
Coal | GB | 2018-02-21 10:00 | 0.8844
Coal | GB | 2018-02-21 11:00 | 0.8844
Coal | GB | 2018-02-21 12:00 | 0.88002
Coal | GB | 2018-02-21 13:00 | 0.88186
Coal | GB | 2018-02-21 14:00 | 0.8844
Coal | GB | 2018-02-21 15:00 | 0.8844
Coal | GB | 2018-02-21 16:00 | 0.8844
Coal | GB | 2018-02-21 17:00 | 0.8844
Coal | GB | 2018-02-21 18:00 | 0.87775
Coal | GB | 2018-02-21 19:00 | 0.87346
Coal | GB | 2018-02-21 20:00 | 0.8739
Coal | GB | 2018-02-21 21:00 | 0.82734
Coal | GB | 2018-02-21 22:00 | 0.79233
Coal | GB | 2018-02-21 23:00 | 0.79233
Coal | GB | 2018-02-22 | 0.79233
Coal | GB | 2018-02-22 01:00 | 0.78822
Coal | GB | 2018-02-22 02:00 | 0.78822
Coal | GB | 2018-02-22 03:00 | 0.78822
Coal | GB | 2018-02-22 04:00 | 0.78822
Coal | GB | 2018-02-22 05:00 | 0.78822
Coal | GB | 2018-02-22 06:00 | 0.78822
Coal | GB | 2018-02-22 07:00 | 0.78822
Coal | GB | 2018-02-22 08:00 | 0.78104
Coal | GB | 2018-02-22 09:00 | 0.78822
Coal | GB | 2018-02-22 10:00 | 0.78822
Coal | GB | 2018-02-22 11:00 | 0.79137
Coal | GB | 2018-02-22 12:00 | 0.79435
Coal | GB | 2018-02-22 13:00 | 0.81237
Coal | GB | 2018-02-22 14:00 | 0.81194
Coal | GB | 2018-02-22 15:00 | 0.83224
Coal | GB | 2018-02-22 16:00 | 0.79303
Coal | GB | 2018-02-22 17:00 | 0.82629
Coal | GB | 2018-02-22 18:00 | 0.82813
Coal | GB | 2018-02-22 19:00 | 0.83224
Coal | GB | 2018-02-22 20:00 | 0.83014
Coal | GB | 2018-02-22 21:00 | 0.83128
Coal | GB | 2018-02-22 22:00 | 0.83224
Coal | GB | 2018-02-22 23:00 | 0.80205
Coal | GB | 2018-02-23 | 0.81054
Coal | GB | 2018-02-23 01:00 | 0.79916
Coal | GB | 2018-02-23 02:00 | 0.80345
Coal | GB | 2018-02-23 03:00 | 0.81054
Coal | GB | 2018-02-23 04:00 | 0.81054
Coal | GB | 2018-02-23 05:00 | 0.80065
Coal | GB | 2018-02-23 06:00 | 0.81071
Coal | GB | 2018-02-23 07:00 | 0.81465
Coal | GB | 2018-02-23 08:00 | 0.81465
Coal | GB | 2018-02-23 09:00 | 0.8129
Coal | GB | 2018-02-23 10:00 | 0.81334
Coal | GB | 2018-02-23 11:00 | 0.79557
Coal | GB | 2018-02-23 12:00 | 0.79233
Coal | GB | 2018-02-23 13:00 | 0.79557
Coal | GB | 2018-02-23 14:00 | 0.79907
Coal | GB | 2018-02-23 15:00 | 0.79907
Coal | GB | 2018-02-23 16:00 | 0.81334
Coal | GB | 2018-02-23 17:00 | 0.79816
Coal | GB | 2018-02-23 18:00 | 0.81807
Coal | GB | 2018-02-23 19:00 | 0.82205
Coal | GB | 2018-02-23 20:00 | 0.83485
Coal | GB | 2018-02-23 21:00 | 0.81876
Coal | GB | 2018-02-23 22:00 | 0.81876
Coal | GB | 2018-02-23 23:00 | 0.68749
Coal | GB | 2018-02-24 | 0.68749
Coal | GB | 2018-02-24 01:00 | 0.7092
Coal | GB | 2018-02-24 02:00 | 0.7092
Coal | GB | 2018-02-24 03:00 | 0.70438
Coal | GB | 2018-02-24 04:00 | 0.69756
Coal | GB | 2018-02-24 05:00 | 0.70001
Coal | GB | 2018-02-24 06:00 | 0.64269
Coal | GB | 2018-02-24 07:00 | 0.64269
Coal | GB | 2018-02-24 08:00 | 0.64269
Coal | GB | 2018-02-24 09:00 | 0.65188
Coal | GB | 2018-02-24 10:00 | 0.65188
Coal | GB | 2018-02-24 11:00 | 0.64251
Coal | GB | 2018-02-24 12:00 | 0.6489
Coal | GB | 2018-02-24 13:00 | 0.65188
Coal | GB | 2018-02-24 14:00 | 0.65188
Coal | GB | 2018-02-24 15:00 | 0.65188
Coal | GB | 2018-02-24 16:00 | 0.65188
Coal | GB | 2018-02-24 17:00 | 0.7413
Coal | GB | 2018-02-24 18:00 | 0.80859
Coal | GB | 2018-02-24 19:00 | 0.80454
Coal | GB | 2018-02-24 20:00 | 0.73705
Coal | GB | 2018-02-24 21:00 | 0.72574
Coal | GB | 2018-02-24 22:00 | 0.72232
Coal | GB | 2018-02-24 23:00 | 0.87188
Coal | GB | 2018-02-25 | 0.88553
Coal | GB | 2018-02-25 01:00 | 0.88553
Coal | GB | 2018-02-25 02:00 | 0.88553
Coal | GB | 2018-02-25 03:00 | 0.88282
Coal | GB | 2018-02-25 04:00 | 0.88553
Coal | GB | 2018-02-25 05:00 | 0.88553
Coal | GB | 2018-02-25 06:00 | 0.88352
Coal | GB | 2018-02-25 07:00 | 0.87705
Coal | GB | 2018-02-25 08:00 | 0.88553
Coal | GB | 2018-02-25 09:00 | 0.88553
Coal | GB | 2018-02-25 10:00 | 0.92973
Coal | GB | 2018-02-25 11:00 | 0.92973
Coal | GB | 2018-02-25 12:00 | 0.92973
Coal | GB | 2018-02-25 13:00 | 0.75383
Coal | GB | 2018-02-25 14:00 | 0.75234
Coal | GB | 2018-02-25 15:00 | 0.74735
Coal | GB | 2018-02-25 16:00 | 0.74735
Coal | GB | 2018-02-25 17:00 | 0.75248
Coal | GB | 2018-02-25 18:00 | 0.85167
Coal | GB | 2018-02-25 19:00 | 0.84596
Coal | GB | 2018-02-25 20:00 | 0.8159
Coal | GB | 2018-02-25 21:00 | 0.78843
Coal | GB | 2018-02-25 22:00 | 0.75383
Coal | GB | 2018-02-25 23:00 | 0.84178
Coal | GB | 2018-02-26 | 0.84178
Coal | GB | 2018-02-26 01:00 | 0.92885
Coal | GB | 2018-02-26 02:00 | 0.92885
Coal | GB | 2018-02-26 03:00 | 0.92885
Coal | GB | 2018-02-26 04:00 | 0.92885
Coal | GB | 2018-02-26 05:00 | 0.92885
Coal | GB | 2018-02-26 06:00 | 0.92885
Coal | GB | 2018-02-26 07:00 | 0.8809
Coal | GB | 2018-02-26 08:00 | 0.89636
Coal | GB | 2018-02-26 09:00 | 0.89965
Coal | GB | 2018-02-26 10:00 | 0.9024
Coal | GB | 2018-02-26 11:00 | 0.90878
Coal | GB | 2018-02-26 12:00 | 0.91935
Coal | GB | 2018-02-26 13:00 | 0.90918
Coal | GB | 2018-02-26 14:00 | 0.96458
Coal | GB | 2018-02-26 15:00 | 0.96669
Coal | GB | 2018-02-26 16:00 | 0.96707
Coal | GB | 2018-02-26 17:00 | 0.95567
Coal | GB | 2018-02-26 18:00 | 0.94762
Coal | GB | 2018-02-26 19:00 | 0.96214
Coal | GB | 2018-02-26 20:00 | 0.95024
Coal | GB | 2018-02-26 21:00 | 0.95497
Coal | GB | 2018-02-26 22:00 | 0.93177
Coal | GB | 2018-02-26 23:00 | 0.94564
Coal | GB | 2018-02-27 | 0.89945
Coal | GB | 2018-02-27 01:00 | 0.90938
Coal | GB | 2018-02-27 02:00 | 0.8981
Coal | GB | 2018-02-27 03:00 | 0.8967
Coal | GB | 2018-02-27 04:00 | 0.90143
Coal | GB | 2018-02-27 05:00 | 0.89906
Coal | GB | 2018-02-27 06:00 | 0.91543
Coal | GB | 2018-02-27 07:00 | 0.9597
Coal | GB | 2018-02-27 08:00 | 0.97676
Coal | GB | 2018-02-27 09:00 | 0.98138
Coal | GB | 2018-02-27 10:00 | 0.98615
Coal | GB | 2018-02-27 11:00 | 0.99085
Coal | GB | 2018-02-27 12:00 | 0.98961
Coal | GB | 2018-02-27 13:00 | 0.98927
Coal | GB | 2018-02-27 14:00 | 0.99164
Coal | GB | 2018-02-27 15:00 | 0.98736
Coal | GB | 2018-02-27 16:00 | 0.9941
Coal | GB | 2018-02-27 17:00 | 0.99469
Coal | GB | 2018-02-27 18:00 | 0.99323
Coal | GB | 2018-02-27 19:00 | 0.99541
Coal | GB | 2018-02-27 20:00 | 0.98591
Coal | GB | 2018-02-27 21:00 | 0.95005
Coal | GB | 2018-02-27 22:00 | 0.95365
Coal | GB | 2018-02-27 23:00 | 0.94557
Coal | GB | 2018-02-28 | 0.93612
Coal | GB | 2018-02-28 01:00 | 0.86581
Coal | GB | 2018-02-28 02:00 | 0.85828
Coal | GB | 2018-02-28 03:00 | 0.85882
Coal | GB | 2018-02-28 04:00 | 0.85436
Coal | GB | 2018-02-28 05:00 | 0.8526
Coal | GB | 2018-02-28 06:00 | 0.93612
Coal | GB | 2018-02-28 07:00 | 0.90588
Coal | GB | 2018-02-28 08:00 | 0.95204
Coal | GB | 2018-02-28 09:00 | 0.95353
Coal | GB | 2018-02-28 10:00 | 0.9558
Coal | GB | 2018-02-28 11:00 | 0.96656
Coal | GB | 2018-02-28 12:00 | 0.97515
Coal | GB | 2018-02-28 13:00 | 0.9792
Coal | GB | 2018-02-28 14:00 | 0.97758
Coal | GB | 2018-02-28 15:00 | 0.97605
Coal | GB | 2018-02-28 16:00 | 0.97154
Coal | GB | 2018-02-28 17:00 | 0.99012
Coal | GB | 2018-02-28 18:00 | 0.98787
Coal | GB | 2018-02-28 19:00 | 0.98518
Coal | GB | 2018-02-28 20:00 | 0.98593
Coal | GB | 2018-02-28 21:00 | 0.98727
Coal | GB | 2018-02-28 22:00 | 0.97081
Coal | GB | 2018-02-28 23:00 | 0.93655
Coal | GB | 2018-03-01 | 0.93655
Coal | GB | 2018-03-01 01:00 | 0.87956
Coal | GB | 2018-03-01 02:00 | 0.83274
Coal | GB | 2018-03-01 03:00 | 0.80727
Coal | GB | 2018-03-01 04:00 | 0.80424
Coal | GB | 2018-03-01 05:00 | 0.80424
Coal | GB | 2018-03-01 06:00 | 0.89219
Coal | GB | 2018-03-01 07:00 | 0.931
Coal | GB | 2018-03-01 08:00 | 0.9794
Coal | GB | 2018-03-01 09:00 | 0.9863
Coal | GB | 2018-03-01 10:00 | 0.98605
Coal | GB | 2018-03-01 11:00 | 0.99104
Coal | GB | 2018-03-01 12:00 | 0.99043
Coal | GB | 2018-03-01 13:00 | 0.99147
Coal | GB | 2018-03-01 14:00 | 0.98927
Coal | GB | 2018-03-01 15:00 | 0.99181
Coal | GB | 2018-03-01 16:00 | 0.98662
Coal | GB | 2018-03-01 17:00 | 0.99052
Coal | GB | 2018-03-01 18:00 | 0.99436
Coal | GB | 2018-03-01 19:00 | 0.99821
Coal | GB | 2018-03-01 20:00 | 0.99667
Coal | GB | 2018-03-01 21:00 | 0.9943
Coal | GB | 2018-03-01 22:00 | 0.93758
Coal | GB | 2018-03-01 23:00 | 0.91319
Coal | GB | 2018-03-02 | 0.90706
Coal | GB | 2018-03-02 01:00 | 0.89219
Coal | GB | 2018-03-02 02:00 | 0.89219
Coal | GB | 2018-03-02 03:00 | 0.89219
Coal | GB | 2018-03-02 04:00 | 0.89219
Coal | GB | 2018-03-02 05:00 | 0.89219
Coal | GB | 2018-03-02 06:00 | 0.89219
Coal | GB | 2018-03-02 07:00 | 0.89219
Coal | GB | 2018-03-02 08:00 | 0.89219
Coal | GB | 2018-03-02 09:00 | 0.93309
Coal | GB | 2018-03-02 10:00 | 0.9348
Coal | GB | 2018-03-02 11:00 | 0.93323
Coal | GB | 2018-03-02 12:00 | 0.93163
Coal | GB | 2018-03-02 13:00 | 0.92828
Coal | GB | 2018-03-02 14:00 | 0.92555
Coal | GB | 2018-03-02 15:00 | 0.93649
Coal | GB | 2018-03-02 16:00 | 0.94914
Coal | GB | 2018-03-02 17:00 | 0.92879
Coal | GB | 2018-03-02 18:00 | 0.93177
Coal | GB | 2018-03-02 19:00 | 0.9358
Coal | GB | 2018-03-02 20:00 | 0.9372
Coal | GB | 2018-03-02 21:00 | 0.93835
Coal | GB | 2018-03-02 22:00 | 0.90562
Coal | GB | 2018-03-02 23:00 | 0.81583
Coal | GB | 2018-03-03 | 0.83762
Coal | GB | 2018-03-03 01:00 | 0.90947
Coal | GB | 2018-03-03 02:00 | 0.90299
Coal | GB | 2018-03-03 03:00 | 0.88191
Coal | GB | 2018-03-03 04:00 | 0.84383
Coal | GB | 2018-03-03 05:00 | 0.84593
Coal | GB | 2018-03-03 06:00 | 0.91751
Coal | GB | 2018-03-03 07:00 | 0.8965
Coal | GB | 2018-03-03 08:00 | 0.88129
Coal | GB | 2018-03-03 09:00 | 0.9218
Coal | GB | 2018-03-03 10:00 | 0.91419
Coal | GB | 2018-03-03 11:00 | 0.91317
Coal | GB | 2018-03-03 12:00 | 0.91875
Coal | GB | 2018-03-03 13:00 | 0.91955
Coal | GB | 2018-03-03 14:00 | 0.9206
Coal | GB | 2018-03-03 15:00 | 0.91746
Coal | GB | 2018-03-03 16:00 | 0.92194
Coal | GB | 2018-03-03 17:00 | 0.93089
Coal | GB | 2018-03-03 18:00 | 0.92782
Coal | GB | 2018-03-03 19:00 | 0.93438
Coal | GB | 2018-03-03 20:00 | 0.87873
Coal | GB | 2018-03-03 21:00 | 0.85925
Coal | GB | 2018-03-03 22:00 | 0.87444
Coal | GB | 2018-03-03 23:00 | 0.83463
Coal | GB | 2018-03-04 | 0.84138
Coal | GB | 2018-03-04 01:00 | 0.84331
Coal | GB | 2018-03-04 02:00 | 0.83211
Coal | GB | 2018-03-04 03:00 | 0.80139
Coal | GB | 2018-03-04 04:00 | 0.79054
Coal | GB | 2018-03-04 05:00 | 0.76996
Coal | GB | 2018-03-04 06:00 | 0.74823
Coal | GB | 2018-03-04 07:00 | 0.74823
Coal | GB | 2018-03-04 08:00 | 0.74823
Coal | GB | 2018-03-04 09:00 | 0.78586
Coal | GB | 2018-03-04 10:00 | 0.78778
Coal | GB | 2018-03-04 11:00 | 0.7926
Coal | GB | 2018-03-04 12:00 | 0.79836
Coal | GB | 2018-03-04 13:00 | 0.83245
Coal | GB | 2018-03-04 14:00 | 0.83174
Coal | GB | 2018-03-04 15:00 | 0.8314
Coal | GB | 2018-03-04 16:00 | 0.85651
Coal | GB | 2018-03-04 17:00 | 0.86096
Coal | GB | 2018-03-04 18:00 | 0.87994
Coal | GB | 2018-03-04 19:00 | 0.85867
Coal | GB | 2018-03-04 20:00 | 0.85143
Coal | GB | 2018-03-04 21:00 | 0.80352
Coal | GB | 2018-03-04 22:00 | 0.75637
Coal | GB | 2018-03-04 23:00 | 0.8066
Coal | GB | 2018-03-05 | 0.81036
Coal | GB | 2018-03-05 01:00 | 0.80408
Coal | GB | 2018-03-05 02:00 | 0.79207
Coal | GB | 2018-03-05 03:00 | 0.78936
Coal | GB | 2018-03-05 04:00 | 0.78936
Coal | GB | 2018-03-05 05:00 | 0.79592
Coal | GB | 2018-03-05 06:00 | 0.79592
Coal | GB | 2018-03-05 07:00 | 0.82104
Coal | GB | 2018-03-05 08:00 | 0.82104
Coal | GB | 2018-03-05 09:00 | 0.83032
Coal | GB | 2018-03-05 10:00 | 0.83659
Coal | GB | 2018-03-05 11:00 | 0.83086
Coal | GB | 2018-03-05 12:00 | 0.83271
Coal | GB | 2018-03-05 13:00 | 0.80651
Coal | GB | 2018-03-05 14:00 | 0.80599
Coal | GB | 2018-03-05 15:00 | 0.80861
Coal | GB | 2018-03-05 16:00 | 0.86489
Coal | GB | 2018-03-05 17:00 | 0.91205
Coal | GB | 2018-03-05 18:00 | 0.96517
Coal | GB | 2018-03-05 19:00 | 0.91511
Coal | GB | 2018-03-05 20:00 | 0.91511
Coal | GB | 2018-03-05 21:00 | 0.81859
Coal | GB | 2018-03-05 22:00 | 0.81824
Coal | GB | 2018-03-05 23:00 | 0.82323
Coal | GB | 2018-03-06 | 0.81885
Coal | GB | 2018-03-06 01:00 | 0.81885
Coal | GB | 2018-03-06 02:00 | 0.81885
Coal | GB | 2018-03-06 03:00 | 0.81885
Coal | GB | 2018-03-06 04:00 | 0.81885
Coal | GB | 2018-03-06 05:00 | 0.81885
Coal | GB | 2018-03-06 06:00 | 0.81885
Coal | GB | 2018-03-06 07:00 | 0.79592
Coal | GB | 2018-03-06 08:00 | 0.80231
Coal | GB | 2018-03-06 09:00 | 0.80336
Coal | GB | 2018-03-06 10:00 | 0.80905
Coal | GB | 2018-03-06 11:00 | 0.80362
Coal | GB | 2018-03-06 12:00 | 0.80117
Coal | GB | 2018-03-06 13:00 | 0.81334
Coal | GB | 2018-03-06 14:00 | 0.79391
Coal | GB | 2018-03-06 15:00 | 0.77439
Coal | GB | 2018-03-06 16:00 | 0.79505
Coal | GB | 2018-03-06 17:00 | 0.89647
Coal | GB | 2018-03-06 18:00 | 0.90662
Coal | GB | 2018-03-06 19:00 | 0.90662
Coal | GB | 2018-03-06 20:00 | 0.90662
Coal | GB | 2018-03-06 21:00 | 0.90662
Coal | GB | 2018-03-06 22:00 | 0.90662
Coal | GB | 2018-03-06 23:00 | 0.90662
Coal | GB | 2018-03-07 | 0.85981
Coal | GB | 2018-03-07 01:00 | 0.85981
Coal | GB | 2018-03-07 02:00 | 0.85394
Coal | GB | 2018-03-07 03:00 | 0.85981
Coal | GB | 2018-03-07 04:00 | 0.85981
Coal | GB | 2018-03-07 05:00 | 0.83863
Coal | GB | 2018-03-07 06:00 | 0.83425
Coal | GB | 2018-03-07 07:00 | 0.8528
Coal | GB | 2018-03-07 08:00 | 0.84808
Coal | GB | 2018-03-07 09:00 | 0.84222
Coal | GB | 2018-03-07 10:00 | 0.83959
Coal | GB | 2018-03-07 11:00 | 0.85035
Coal | GB | 2018-03-07 12:00 | 0.81973
Coal | GB | 2018-03-07 13:00 | 0.85123
Coal | GB | 2018-03-07 14:00 | 0.84195
Coal | GB | 2018-03-07 15:00 | 0.84195
Coal | GB | 2018-03-07 16:00 | 0.84195
Coal | GB | 2018-03-07 17:00 | 0.83136
Coal | GB | 2018-03-07 18:00 | 0.82935
Coal | GB | 2018-03-07 19:00 | 0.84747
Coal | GB | 2018-03-07 20:00 | 0.84747
Coal | GB | 2018-03-07 21:00 | 0.84747
Coal | GB | 2018-03-07 22:00 | 0.84747
Coal | GB | 2018-03-07 23:00 | 0.80345
Coal | GB | 2018-03-08 | 0.80345
Coal | GB | 2018-03-08 01:00 | 0.80721
Coal | GB | 2018-03-08 02:00 | 0.80721
Coal | GB | 2018-03-08 03:00 | 0.80721
Coal | GB | 2018-03-08 04:00 | 0.80721
Coal | GB | 2018-03-08 05:00 | 0.80721
Coal | GB | 2018-03-08 06:00 | 0.85158
Coal | GB | 2018-03-08 07:00 | 0.82646
Coal | GB | 2018-03-08 08:00 | 0.82174
Coal | GB | 2018-03-08 09:00 | 0.84379
Coal | GB | 2018-03-08 10:00 | 0.85158
Coal | GB | 2018-03-08 11:00 | 0.8507
Coal | GB | 2018-03-08 12:00 | 0.84685
Coal | GB | 2018-03-08 13:00 | 0.84659
Coal | GB | 2018-03-08 14:00 | 0.84659
Coal | GB | 2018-03-08 15:00 | 0.85158
Coal | GB | 2018-03-08 16:00 | 0.85158
Coal | GB | 2018-03-08 17:00 | 0.84117
Coal | GB | 2018-03-08 18:00 | 0.8269
Coal | GB | 2018-03-08 19:00 | 0.83276
Coal | GB | 2018-03-08 20:00 | 0.83276
Coal | GB | 2018-03-08 21:00 | 0.83276
Coal | GB | 2018-03-08 22:00 | 0.83276
Coal | GB | 2018-03-08 23:00 | 0.83276
Coal | GB | 2018-03-09 | 0.83276
Coal | GB | 2018-03-09 01:00 | 0.83276
Coal | GB | 2018-03-09 02:00 | 0.83276
Coal | GB | 2018-03-09 03:00 | 0.83276
Coal | GB | 2018-03-09 04:00 | 0.83276
Coal | GB | 2018-03-09 05:00 | 0.83276
Coal | GB | 2018-03-09 06:00 | 0.83276
Coal | GB | 2018-03-09 07:00 | 0.82778
Coal | GB | 2018-03-09 08:00 | 0.82778
Coal | GB | 2018-03-09 09:00 | 0.82979
Coal | GB | 2018-03-09 10:00 | 0.83276
Coal | GB | 2018-03-09 11:00 | 0.829
Coal | GB | 2018-03-09 12:00 | 0.83276
Coal | GB | 2018-03-09 13:00 | 0.87521
Coal | GB | 2018-03-09 14:00 | 0.87521
Coal | GB | 2018-03-09 15:00 | 0.87197
Coal | GB | 2018-03-09 16:00 | 0.87022
Coal | GB | 2018-03-09 17:00 | 0.87197
Coal | GB | 2018-03-09 18:00 | 0.83276
Coal | GB | 2018-03-09 19:00 | 0.87678
Coal | GB | 2018-03-09 20:00 | 0.87678
Coal | GB | 2018-03-09 21:00 | 0.87162
Coal | GB | 2018-03-09 22:00 | 0.87179
Coal | GB | 2018-03-09 23:00 | 0.79408
Coal | GB | 2018-03-10 | 0.77606
Coal | GB | 2018-03-10 01:00 | 0.73169
Coal | GB | 2018-03-10 02:00 | 0.73169
Coal | GB | 2018-03-10 03:00 | 0.73169
Coal | GB | 2018-03-10 04:00 | 0.73169
Coal | GB | 2018-03-10 05:00 | 0.73169
Coal | GB | 2018-03-10 06:00 | 0.73169
Coal | GB | 2018-03-10 07:00 | 0.73169
Coal | GB | 2018-03-10 08:00 | 0.74972
Coal | GB | 2018-03-10 09:00 | 0.74972
Coal | GB | 2018-03-10 10:00 | 0.74972
Coal | GB | 2018-03-10 11:00 | 0.74044
Coal | GB | 2018-03-10 12:00 | 0.74044
Coal | GB | 2018-03-10 13:00 | 0.74044
Coal | GB | 2018-03-10 14:00 | 0.74044
Coal | GB | 2018-03-10 15:00 | 0.74044
Coal | GB | 2018-03-10 16:00 | 0.74044
Coal | GB | 2018-03-10 17:00 | 0.74044
Coal | GB | 2018-03-10 18:00 | 0.73869
Coal | GB | 2018-03-10 19:00 | 0.74823
Coal | GB | 2018-03-10 20:00 | 0.73598
Coal | GB | 2018-03-10 21:00 | 0.74692
Coal | GB | 2018-03-10 22:00 | 0.74692
Coal | GB | 2018-03-10 23:00 | 0.75015
Coal | GB | 2018-03-11 | 0.75015
Coal | GB | 2018-03-11 01:00 | 0.75015
Coal | GB | 2018-03-11 02:00 | 0.75015
Coal | GB | 2018-03-11 03:00 | 0.75015
Coal | GB | 2018-03-11 04:00 | 0.75015
Coal | GB | 2018-03-11 05:00 | 0.75015
Coal | GB | 2018-03-11 06:00 | 0.79417
Coal | GB | 2018-03-11 07:00 | 0.83854
Coal | GB | 2018-03-11 08:00 | 0.83854
Coal | GB | 2018-03-11 09:00 | 0.83548
Coal | GB | 2018-03-11 10:00 | 0.81386
Coal | GB | 2018-03-11 11:00 | 0.81316
Coal | GB | 2018-03-11 12:00 | 0.80931
Coal | GB | 2018-03-11 13:00 | 0.80931
Coal | GB | 2018-03-11 14:00 | 0.80476
Coal | GB | 2018-03-11 15:00 | 0.82393
Coal | GB | 2018-03-11 16:00 | 0.78691
Coal | GB | 2018-03-11 17:00 | 0.78446
Coal | GB | 2018-03-11 18:00 | 0.78936
Coal | GB | 2018-03-11 19:00 | 0.82226
Coal | GB | 2018-03-11 20:00 | 0.8339
Coal | GB | 2018-03-11 21:00 | 0.83548
Coal | GB | 2018-03-11 22:00 | 0.83548
Coal | GB | 2018-03-11 23:00 | 0.74805
Coal | GB | 2018-03-12 | 0.74779
Coal | GB | 2018-03-12 01:00 | 0.74779
Coal | GB | 2018-03-12 02:00 | 0.74779
Coal | GB | 2018-03-12 03:00 | 0.74779
Coal | GB | 2018-03-12 04:00 | 0.7519
Coal | GB | 2018-03-12 05:00 | 0.74604
Coal | GB | 2018-03-12 06:00 | 0.79268
Coal | GB | 2018-03-12 07:00 | 0.7961
Coal | GB | 2018-03-12 08:00 | 0.7961
Coal | GB | 2018-03-12 09:00 | 0.7961
Coal | GB | 2018-03-12 10:00 | 0.7961
Coal | GB | 2018-03-12 11:00 | 0.75689
Coal | GB | 2018-03-12 12:00 | 0.76722
Coal | GB | 2018-03-12 13:00 | 0.76634
Coal | GB | 2018-03-12 14:00 | 0.76958
Coal | GB | 2018-03-12 15:00 | 0.77282
Coal | GB | 2018-03-12 16:00 | 0.76608
Coal | GB | 2018-03-12 17:00 | 0.66912
Coal | GB | 2018-03-12 18:00 | 0.73143
Coal | GB | 2018-03-12 19:00 | 0.76958
Coal | GB | 2018-03-12 20:00 | 0.77649
Coal | GB | 2018-03-12 21:00 | 0.77606
Coal | GB | 2018-03-12 22:00 | 0.77693
Coal | GB | 2018-03-12 23:00 | 0.73361
Coal | GB | 2018-03-13 | 0.73291
Coal | GB | 2018-03-13 01:00 | 0.70552
Coal | GB | 2018-03-13 02:00 | 0.70263
Coal | GB | 2018-03-13 03:00 | 0.69423
Coal | GB | 2018-03-13 04:00 | 0.74867
Coal | GB | 2018-03-13 05:00 | 0.68373
Coal | GB | 2018-03-13 06:00 | 0.77203
Coal | GB | 2018-03-13 07:00 | 0.79918
Coal | GB | 2018-03-13 08:00 | 0.81826
Coal | GB | 2018-03-13 09:00 | 0.82603
Coal | GB | 2018-03-13 10:00 | 0.82046
Coal | GB | 2018-03-13 11:00 | 0.81886
Coal | GB | 2018-03-13 12:00 | 0.82321
Coal | GB | 2018-03-13 13:00 | 0.81859
Coal | GB | 2018-03-13 14:00 | 0.8217
Coal | GB | 2018-03-13 15:00 | 0.81681
Coal | GB | 2018-03-13 16:00 | 0.83404
Coal | GB | 2018-03-13 17:00 | 0.88023
Coal | GB | 2018-03-13 18:00 | 0.87785
Coal | GB | 2018-03-13 19:00 | 0.8686
Coal | GB | 2018-03-13 20:00 | 0.83939
Coal | GB | 2018-03-13 21:00 | 0.81384
Coal | GB | 2018-03-13 22:00 | 0.70736
Coal | GB | 2018-03-13 23:00 | 0.70736
Coal | GB | 2018-03-14 | 0.68417
Coal | GB | 2018-03-14 01:00 | 0.69056
Coal | GB | 2018-03-14 02:00 | 0.69056
Coal | GB | 2018-03-14 03:00 | 0.69056
Coal | GB | 2018-03-14 04:00 | 0.73458
Coal | GB | 2018-03-14 05:00 | 0.73064
Coal | GB | 2018-03-14 06:00 | 0.73064
Coal | GB | 2018-03-14 07:00 | 0.71296
Coal | GB | 2018-03-14 08:00 | 0.71961
Coal | GB | 2018-03-14 09:00 | 0.72084
Coal | GB | 2018-03-14 10:00 | 0.70954
Coal | GB | 2018-03-14 11:00 | 0.7127
Coal | GB | 2018-03-14 12:00 | 0.7127
Coal | GB | 2018-03-14 13:00 | 0.7127
Coal | GB | 2018-03-14 14:00 | 0.71926
Coal | GB | 2018-03-14 15:00 | 0.7372
Coal | GB | 2018-03-14 16:00 | 0.7372
Coal | GB | 2018-03-14 17:00 | 0.79489
Coal | GB | 2018-03-14 18:00 | 0.79866
Coal | GB | 2018-03-14 19:00 | 0.81686
Coal | GB | 2018-03-14 20:00 | 0.77285
Coal | GB | 2018-03-14 21:00 | 0.70596
Coal | GB | 2018-03-14 22:00 | 0.81771
Coal | GB | 2018-03-14 23:00 | 0.72801
Coal | GB | 2018-03-15 | 0.72801
Coal | GB | 2018-03-15 01:00 | 0.7099
Coal | GB | 2018-03-15 02:00 | 0.73309
Coal | GB | 2018-03-15 03:00 | 0.78665
Coal | GB | 2018-03-15 04:00 | 0.78665
Coal | GB | 2018-03-15 05:00 | 0.78665
Coal | GB | 2018-03-15 06:00 | 0.75488
Coal | GB | 2018-03-15 07:00 | 0.78376
Coal | GB | 2018-03-15 08:00 | 0.78665
Coal | GB | 2018-03-15 09:00 | 0.77833
Coal | GB | 2018-03-15 10:00 | 0.77728
Coal | GB | 2018-03-15 11:00 | 0.75899
Coal | GB | 2018-03-15 12:00 | 0.76205
Coal | GB | 2018-03-15 13:00 | 0.76827
Coal | GB | 2018-03-15 14:00 | 0.76827
Coal | GB | 2018-03-15 15:00 | 0.76827
Coal | GB | 2018-03-15 16:00 | 0.76827
Coal | GB | 2018-03-15 17:00 | 0.77413
Coal | GB | 2018-03-15 18:00 | 0.78566
Coal | GB | 2018-03-15 19:00 | 0.77845
Coal | GB | 2018-03-15 20:00 | 0.77483
Coal | GB | 2018-03-15 21:00 | 0.77247
Coal | GB | 2018-03-15 22:00 | 0.78017
Coal | GB | 2018-03-15 23:00 | 0.82288
Coal | GB | 2018-03-16 | 0.77929
Coal | GB | 2018-03-16 01:00 | 0.78673
Coal | GB | 2018-03-16 02:00 | 0.7842
Coal | GB | 2018-03-16 03:00 | 0.78166
Coal | GB | 2018-03-16 04:00 | 0.83093
Coal | GB | 2018-03-16 05:00 | 0.83093
Coal | GB | 2018-03-16 06:00 | 0.82874
Coal | GB | 2018-03-16 07:00 | 0.80677
Coal | GB | 2018-03-16 08:00 | 0.83093
Coal | GB | 2018-03-16 09:00 | 0.87337
Coal | GB | 2018-03-16 10:00 | 0.87337
Coal | GB | 2018-03-16 11:00 | 0.87013
Coal | GB | 2018-03-16 12:00 | 0.87013
Coal | GB | 2018-03-16 13:00 | 0.87013
Coal | GB | 2018-03-16 14:00 | 0.86646
Coal | GB | 2018-03-16 15:00 | 0.86891
Coal | GB | 2018-03-16 16:00 | 0.86838
Coal | GB | 2018-03-16 17:00 | 0.86654
Coal | GB | 2018-03-16 18:00 | 0.85578
Coal | GB | 2018-03-16 19:00 | 0.86707
Coal | GB | 2018-03-16 20:00 | 0.87013
Coal | GB | 2018-03-16 21:00 | 0.85832
Coal | GB | 2018-03-16 22:00 | 0.87337
Coal | GB | 2018-03-16 23:00 | 0.86156
Coal | GB | 2018-03-17 | 0.80214
Coal | GB | 2018-03-17 01:00 | 0.80214
Coal | GB | 2018-03-17 02:00 | 0.81395
Coal | GB | 2018-03-17 03:00 | 0.81395
Coal | GB | 2018-03-17 04:00 | 0.81395
Coal | GB | 2018-03-17 05:00 | 0.81395
Coal | GB | 2018-03-17 06:00 | 0.81395
Coal | GB | 2018-03-17 07:00 | 0.81395
Coal | GB | 2018-03-17 08:00 | 0.81395
Coal | GB | 2018-03-17 09:00 | 0.81395
Coal | GB | 2018-03-17 10:00 | 0.81395
Coal | GB | 2018-03-17 11:00 | 0.81395
Coal | GB | 2018-03-17 12:00 | 0.81395
Coal | GB | 2018-03-17 13:00 | 0.81395
Coal | GB | 2018-03-17 14:00 | 0.81395
Coal | GB | 2018-03-17 15:00 | 0.81395
Coal | GB | 2018-03-17 16:00 | 0.81395
Coal | GB | 2018-03-17 17:00 | 0.81202
Coal | GB | 2018-03-17 18:00 | 0.80984
Coal | GB | 2018-03-17 19:00 | 0.81395
Coal | GB | 2018-03-17 20:00 | 0.81395
Coal | GB | 2018-03-17 21:00 | 0.81395
Coal | GB | 2018-03-17 22:00 | 0.81395
Coal | GB | 2018-03-17 23:00 | 0.81395
Coal | GB | 2018-03-18 | 0.81395
Coal | GB | 2018-03-18 01:00 | 0.77046
Coal | GB | 2018-03-18 02:00 | 0.77046
Coal | GB | 2018-03-18 03:00 | 0.77046
Coal | GB | 2018-03-18 04:00 | 0.77046
Coal | GB | 2018-03-18 05:00 | 0.77046
Coal | GB | 2018-03-18 06:00 | 0.8178
Coal | GB | 2018-03-18 07:00 | 0.8178
Coal | GB | 2018-03-18 08:00 | 0.8178
Coal | GB | 2018-03-18 09:00 | 0.79986
Coal | GB | 2018-03-18 10:00 | 0.78174
Coal | GB | 2018-03-18 11:00 | 0.8178
Coal | GB | 2018-03-18 12:00 | 0.8178
Coal | GB | 2018-03-18 13:00 | 0.8178
Coal | GB | 2018-03-18 14:00 | 0.8178
Coal | GB | 2018-03-18 15:00 | 0.8178
Coal | GB | 2018-03-18 16:00 | 0.8178
Coal | GB | 2018-03-18 17:00 | 0.8178
Coal | GB | 2018-03-18 18:00 | 0.8178
Coal | GB | 2018-03-18 19:00 | 0.8178
Coal | GB | 2018-03-18 20:00 | 0.8178
Coal | GB | 2018-03-18 21:00 | 0.8178
Coal | GB | 2018-03-18 22:00 | 0.8178
Coal | GB | 2018-03-18 23:00 | 0.8178
Coal | GB | 2018-03-19 | 0.80555
Coal | GB | 2018-03-19 01:00 | 0.87888
Coal | GB | 2018-03-19 02:00 | 0.88825
Coal | GB | 2018-03-19 03:00 | 0.87923
Coal | GB | 2018-03-19 04:00 | 0.86112
Coal | GB | 2018-03-19 05:00 | 0.87923
Coal | GB | 2018-03-19 06:00 | 0.88825
Coal | GB | 2018-03-19 07:00 | 0.91669
Coal | GB | 2018-03-19 08:00 | 0.87932
Coal | GB | 2018-03-19 09:00 | 0.89324
Coal | GB | 2018-03-19 10:00 | 0.90251
Coal | GB | 2018-03-19 11:00 | 0.91153
Coal | GB | 2018-03-19 12:00 | 0.90304
Coal | GB | 2018-03-19 13:00 | 0.90391
Coal | GB | 2018-03-19 14:00 | 0.9131
Coal | GB | 2018-03-19 15:00 | 0.91634
Coal | GB | 2018-03-19 16:00 | 0.91634
Coal | GB | 2018-03-19 17:00 | 0.83364
Coal | GB | 2018-03-19 18:00 | 0.83364
Coal | GB | 2018-03-19 19:00 | 0.91634
Coal | GB | 2018-03-19 20:00 | 0.90934
Coal | GB | 2018-03-19 21:00 | 0.90934
Coal | GB | 2018-03-19 22:00 | 0.90934
Coal | GB | 2018-03-19 23:00 | 0.91634
Coal | GB | 2018-03-20 | 0.91634
Coal | GB | 2018-03-20 01:00 | 0.91634
Coal | GB | 2018-03-20 02:00 | 0.91634
Coal | GB | 2018-03-20 03:00 | 0.91634
Coal | GB | 2018-03-20 04:00 | 0.91634
Coal | GB | 2018-03-20 05:00 | 0.91634
Coal | GB | 2018-03-20 06:00 | 0.91634
Coal | GB | 2018-03-20 07:00 | 0.91266
Coal | GB | 2018-03-20 08:00 | 0.90479
Coal | GB | 2018-03-20 09:00 | 0.90356
Coal | GB | 2018-03-20 10:00 | 0.90085
Coal | GB | 2018-03-20 11:00 | 0.90732
Coal | GB | 2018-03-20 12:00 | 0.91634
Coal | GB | 2018-03-20 13:00 | 0.91328
Coal | GB | 2018-03-20 14:00 | 0.90732
Coal | GB | 2018-03-20 15:00 | 0.88405
Coal | GB | 2018-03-20 16:00 | 0.90732
Coal | GB | 2018-03-20 17:00 | 0.9152
Coal | GB | 2018-03-20 18:00 | 0.88842
Coal | GB | 2018-03-20 19:00 | 0.91144
Coal | GB | 2018-03-20 20:00 | 0.91704
Coal | GB | 2018-03-20 21:00 | 0.89945
Coal | GB | 2018-03-20 22:00 | 0.89945
Coal | GB | 2018-03-20 23:00 | 0.89945
Coal | GB | 2018-03-21 | 0.89945
Coal | GB | 2018-03-21 01:00 | 0.89945
Coal | GB | 2018-03-21 02:00 | 0.89945
Coal | GB | 2018-03-21 03:00 | 0.89945
Coal | GB | 2018-03-21 04:00 | 0.89945
Coal | GB | 2018-03-21 05:00 | 0.89945
Coal | GB | 2018-03-21 06:00 | 0.89945
Coal | GB | 2018-03-21 07:00 | 0.89945
Coal | GB | 2018-03-21 08:00 | 0.89945
Coal | GB | 2018-03-21 09:00 | 0.90916
Coal | GB | 2018-03-21 10:00 | 0.90916
Coal | GB | 2018-03-21 11:00 | 0.90732
Coal | GB | 2018-03-21 12:00 | 0.90732
Coal | GB | 2018-03-21 13:00 | 0.90732
Coal | GB | 2018-03-21 14:00 | 0.90732
Coal | GB | 2018-03-21 15:00 | 0.90732
Coal | GB | 2018-03-21 16:00 | 0.90732
Coal | GB | 2018-03-21 17:00 | 0.91634
Coal | GB | 2018-03-21 18:00 | 0.93174
Coal | GB | 2018-03-21 19:00 | 0.93174
Coal | GB | 2018-03-21 20:00 | 0.9278
Coal | GB | 2018-03-21 21:00 | 0.9278
Coal | GB | 2018-03-21 22:00 | 0.9278
Coal | GB | 2018-03-21 23:00 | 0.8451
Coal | GB | 2018-03-22 | 0.8451
Coal | GB | 2018-03-22 01:00 | 0.8451
Coal | GB | 2018-03-22 02:00 | 0.8451
Coal | GB | 2018-03-22 03:00 | 0.8451
Coal | GB | 2018-03-22 04:00 | 0.8451
Coal | GB | 2018-03-22 05:00 | 0.8451
Coal | GB | 2018-03-22 06:00 | 0.83381
Coal | GB | 2018-03-22 07:00 | 0.82795
Coal | GB | 2018-03-22 08:00 | 0.82795
Coal | GB | 2018-03-22 09:00 | 0.82445
Coal | GB | 2018-03-22 10:00 | 0.82296
Coal | GB | 2018-03-22 11:00 | 0.82795
Coal | GB | 2018-03-22 12:00 | 0.82795
Coal | GB | 2018-03-22 13:00 | 0.82795
Coal | GB | 2018-03-22 14:00 | 0.82795
Coal | GB | 2018-03-22 15:00 | 0.82795
Coal | GB | 2018-03-22 16:00 | 0.82795
Coal | GB | 2018-03-22 17:00 | 0.82795
Coal | GB | 2018-03-22 18:00 | 0.8451
Coal | GB | 2018-03-22 19:00 | 0.8451
Coal | GB | 2018-03-22 20:00 | 0.8451
Coal | GB | 2018-03-22 21:00 | 0.8479
Coal | GB | 2018-03-22 22:00 | 0.8479
Coal | GB | 2018-03-22 23:00 | 0.8479
Coal | GB | 2018-03-23 | 0.8479
Coal | GB | 2018-03-23 01:00 | 0.83171
Coal | GB | 2018-03-23 02:00 | 0.82603
Coal | GB | 2018-03-23 03:00 | 0.81727
Coal | GB | 2018-03-23 04:00 | 0.8129
Coal | GB | 2018-03-23 05:00 | 0.81727
Coal | GB | 2018-03-23 06:00 | 0.81727
Coal | GB | 2018-03-23 07:00 | 0.81727
Coal | GB | 2018-03-23 08:00 | 0.81727
Coal | GB | 2018-03-23 09:00 | 0.81727
Coal | GB | 2018-03-23 10:00 | 0.81727
Coal | GB | 2018-03-23 11:00 | 0.81727
Coal | GB | 2018-03-23 12:00 | 0.81727
Coal | GB | 2018-03-23 13:00 | 0.77291
Coal | GB | 2018-03-23 14:00 | 0.75147
Coal | GB | 2018-03-23 15:00 | 0.75147
Coal | GB | 2018-03-23 16:00 | 0.75147
Coal | GB | 2018-03-23 17:00 | 0.75147
Coal | GB | 2018-03-23 18:00 | 0.75147
Coal | GB | 2018-03-23 19:00 | 0.75147
Coal | GB | 2018-03-23 20:00 | 0.75147
Coal | GB | 2018-03-23 21:00 | 0.75147
Coal | GB | 2018-03-23 22:00 | 0.75147
Coal | GB | 2018-03-23 23:00 | 0.75147
Coal | GB | 2018-03-24 | 0.70745
Coal | GB | 2018-03-24 01:00 | 0.66325
Coal | GB | 2018-03-24 02:00 | 0.66325
Coal | GB | 2018-03-24 03:00 | 0.66325
Coal | GB | 2018-03-24 04:00 | 0.66325
Coal | GB | 2018-03-24 05:00 | 0.66325
Coal | GB | 2018-03-24 06:00 | 0.66325
Coal | GB | 2018-03-24 07:00 | 0.66325
Coal | GB | 2018-03-24 08:00 | 0.66325
Coal | GB | 2018-03-24 09:00 | 0.66325
Coal | GB | 2018-03-24 10:00 | 0.66325
Coal | GB | 2018-03-24 11:00 | 0.66325
Coal | GB | 2018-03-24 12:00 | 0.66325
Coal | GB | 2018-03-24 13:00 | 0.66325
Coal | GB | 2018-03-24 14:00 | 0.66325
Coal | GB | 2018-03-24 15:00 | 0.66325
Coal | GB | 2018-03-24 16:00 | 0.66325
Coal | GB | 2018-03-24 17:00 | 0.66325
Coal | GB | 2018-03-24 18:00 | 0.66325
Coal | GB | 2018-03-24 19:00 | 0.65406
Coal | GB | 2018-03-24 20:00 | 0.66264
Coal | GB | 2018-03-24 21:00 | 0.66325
Coal | GB | 2018-03-24 22:00 | 0.66325
Coal | GB | 2018-03-24 23:00 | 0.66325
Coal | GB | 2018-03-25 | 0.66325
Coal | GB | 2018-03-25 01:00 | 0.67489
Coal | GB | 2018-03-25 02:00 | 0.67489
Coal | GB | 2018-03-25 03:00 | 0.66325
Coal | GB | 2018-03-25 04:00 | 0.66325
Coal | GB | 2018-03-25 05:00 | 0.66325
Coal | GB | 2018-03-25 06:00 | 0.70727
Coal | GB | 2018-03-25 07:00 | 0.70727
Coal | GB | 2018-03-25 08:00 | 0.70727
Coal | GB | 2018-03-25 09:00 | 0.70727
Coal | GB | 2018-03-25 10:00 | 0.70727
Coal | GB | 2018-03-25 11:00 | 0.70727
Coal | GB | 2018-03-25 12:00 | 0.70727
Coal | GB | 2018-03-25 13:00 | 0.70727
Coal | GB | 2018-03-25 14:00 | 0.70727
Coal | GB | 2018-03-25 15:00 | 0.70727
Coal | GB | 2018-03-25 16:00 | 0.70727
Coal | GB | 2018-03-25 17:00 | 0.72871
Coal | GB | 2018-03-25 18:00 | 0.72871
Coal | GB | 2018-03-25 19:00 | 0.7176
Coal | GB | 2018-03-25 20:00 | 0.72871
Coal | GB | 2018-03-25 21:00 | 0.71935
Coal | GB | 2018-03-25 22:00 | 0.72022
Coal | GB | 2018-03-25 23:00 | 0.72871
Coal | GB | 2018-03-26 | 0.72871
Coal | GB | 2018-03-26 01:00 | 0.72871
Coal | GB | 2018-03-26 02:00 | 0.72871
Coal | GB | 2018-03-26 03:00 | 0.72871
Coal | GB | 2018-03-26 04:00 | 0.72871
Coal | GB | 2018-03-26 05:00 | 0.72871
Coal | GB | 2018-03-26 06:00 | 0.77273
Coal | GB | 2018-03-26 07:00 | 0.77273
Coal | GB | 2018-03-26 08:00 | 0.77273
Coal | GB | 2018-03-26 09:00 | 0.77273
Coal | GB | 2018-03-26 10:00 | 0.77273
Coal | GB | 2018-03-26 11:00 | 0.77273
Coal | GB | 2018-03-26 12:00 | 0.75917
Coal | GB | 2018-03-26 13:00 | 0.75917
Coal | GB | 2018-03-26 14:00 | 0.75917
Coal | GB | 2018-03-26 15:00 | 0.75917
Coal | GB | 2018-03-26 16:00 | 0.75917
Coal | GB | 2018-03-26 17:00 | 0.75917
Coal | GB | 2018-03-26 18:00 | 0.75917
Coal | GB | 2018-03-26 19:00 | 0.75917
Coal | GB | 2018-03-26 20:00 | 0.73939
Coal | GB | 2018-03-26 21:00 | 0.7246
Coal | GB | 2018-03-26 22:00 | 0.72959
Coal | GB | 2018-03-26 23:00 | 0.71515
Coal | GB | 2018-03-27 | 0.72162
Coal | GB | 2018-03-27 01:00 | 0.76109
Coal | GB | 2018-03-27 02:00 | 0.76109
Coal | GB | 2018-03-27 03:00 | 0.76109
Coal | GB | 2018-03-27 04:00 | 0.76109
Coal | GB | 2018-03-27 05:00 | 0.76109
Coal | GB | 2018-03-27 06:00 | 0.80415
Coal | GB | 2018-03-27 07:00 | 0.80546
Coal | GB | 2018-03-27 08:00 | 0.80546
Coal | GB | 2018-03-27 09:00 | 0.80546
Coal | GB | 2018-03-27 10:00 | 0.80546
Coal | GB | 2018-03-27 11:00 | 0.80546
Coal | GB | 2018-03-27 12:00 | 0.80546
Coal | GB | 2018-03-27 13:00 | 0.80546
Coal | GB | 2018-03-27 14:00 | 0.80546
Coal | GB | 2018-03-27 15:00 | 0.80546
Coal | GB | 2018-03-27 16:00 | 0.80546
Coal | GB | 2018-03-27 17:00 | 0.80546
Coal | GB | 2018-03-27 18:00 | 0.80546
Coal | GB | 2018-03-27 19:00 | 0.80546
Coal | GB | 2018-03-27 20:00 | 0.80546
Coal | GB | 2018-03-27 21:00 | 0.80546
Coal | GB | 2018-03-27 22:00 | 0.80546
Coal | GB | 2018-03-27 23:00 | 0.76144
Coal | GB | 2018-03-28 | 0.76144
Coal | GB | 2018-03-28 01:00 | 0.76144
Coal | GB | 2018-03-28 02:00 | 0.76144
Coal | GB | 2018-03-28 03:00 | 0.76144
Coal | GB | 2018-03-28 04:00 | 0.80739
Coal | GB | 2018-03-28 05:00 | 0.80739
Coal | GB | 2018-03-28 06:00 | 0.8514
Coal | GB | 2018-03-28 07:00 | 0.8514
Coal | GB | 2018-03-28 08:00 | 0.8514
Coal | GB | 2018-03-28 09:00 | 0.81036
Coal | GB | 2018-03-28 10:00 | 0.8514
Coal | GB | 2018-03-28 11:00 | 0.8514
Coal | GB | 2018-03-28 12:00 | 0.8514
Coal | GB | 2018-03-28 13:00 | 0.8514
Coal | GB | 2018-03-28 14:00 | 0.8514
Coal | GB | 2018-03-28 15:00 | 0.8514
Coal | GB | 2018-03-28 16:00 | 0.8514
Coal | GB | 2018-03-28 17:00 | 0.8514
Coal | GB | 2018-03-28 18:00 | 0.8514
Coal | GB | 2018-03-28 19:00 | 0.8514
Coal | GB | 2018-03-28 20:00 | 0.8514
Coal | GB | 2018-03-28 21:00 | 0.8514
Coal | GB | 2018-03-28 22:00 | 0.8514
Coal | GB | 2018-03-28 23:00 | 0.80739
Coal | GB | 2018-03-29 | 0.80739
Coal | GB | 2018-03-29 01:00 | 0.76389
Coal | GB | 2018-03-29 02:00 | 0.76389
Coal | GB | 2018-03-29 03:00 | 0.76389
Coal | GB | 2018-03-29 04:00 | 0.76389
Coal | GB | 2018-03-29 05:00 | 0.76389
Coal | GB | 2018-03-29 06:00 | 0.80791
Coal | GB | 2018-03-29 07:00 | 0.80791
Coal | GB | 2018-03-29 08:00 | 0.80791
Coal | GB | 2018-03-29 09:00 | 0.80791
Coal | GB | 2018-03-29 10:00 | 0.80791
Coal | GB | 2018-03-29 11:00 | 0.80791
Coal | GB | 2018-03-29 12:00 | 0.80791
Coal | GB | 2018-03-29 13:00 | 0.80791
Coal | GB | 2018-03-29 14:00 | 0.80791
Coal | GB | 2018-03-29 15:00 | 0.80791
Coal | GB | 2018-03-29 16:00 | 0.80791
Coal | GB | 2018-03-29 17:00 | 0.85193
Coal | GB | 2018-03-29 18:00 | 0.85193
Coal | GB | 2018-03-29 19:00 | 0.85193
Coal | GB | 2018-03-29 20:00 | 0.85193
Coal | GB | 2018-03-29 21:00 | 0.85193
Coal | GB | 2018-03-29 22:00 | 0.85193
Coal | GB | 2018-03-29 23:00 | 0.85193
Coal | GB | 2018-03-30 | 0.85193
Coal | GB | 2018-03-30 01:00 | 0.85193
Coal | GB | 2018-03-30 02:00 | 0.85193
Coal | GB | 2018-03-30 03:00 | 0.85193
Coal | GB | 2018-03-30 04:00 | 0.85193
Coal | GB | 2018-03-30 05:00 | 0.85193
Coal | GB | 2018-03-30 06:00 | 0.85193
Coal | GB | 2018-03-30 07:00 | 0.85193
Coal | GB | 2018-03-30 08:00 | 0.86549
Coal | GB | 2018-03-30 09:00 | 0.86549
Coal | GB | 2018-03-30 10:00 | 0.86549
Coal | GB | 2018-03-30 11:00 | 0.86549
Coal | GB | 2018-03-30 12:00 | 0.86549
Coal | GB | 2018-03-30 13:00 | 0.86549
Coal | GB | 2018-03-30 14:00 | 0.86549
Coal | GB | 2018-03-30 15:00 | 0.86549
Coal | GB | 2018-03-30 16:00 | 0.86549
Coal | GB | 2018-03-30 17:00 | 0.86549
Coal | GB | 2018-03-30 18:00 | 0.86549
Coal | GB | 2018-03-30 19:00 | 0.90899
Coal | GB | 2018-03-30 20:00 | 0.90899
Coal | GB | 2018-03-30 21:00 | 0.90899
Coal | GB | 2018-03-30 22:00 | 0.90899
Coal | GB | 2018-03-30 23:00 | 0.90899
Coal | GB | 2018-03-31 | 0.90899
Coal | GB | 2018-03-31 01:00 | 0.90899
Coal | GB | 2018-03-31 02:00 | 0.90899
Coal | GB | 2018-03-31 03:00 | 0.90899
Coal | GB | 2018-03-31 04:00 | 0.90899
Coal | GB | 2018-03-31 05:00 | 0.90899
Coal | GB | 2018-03-31 06:00 | 0.90899
Coal | GB | 2018-03-31 07:00 | 0.90899
Coal | GB | 2018-03-31 08:00 | 0.90899
Coal | GB | 2018-03-31 09:00 | 0.90899
Coal | GB | 2018-03-31 10:00 | 0.90899
Coal | GB | 2018-03-31 11:00 | 0.90899
Coal | GB | 2018-03-31 12:00 | 0.90899
Coal | GB | 2018-03-31 13:00 | 0.90899
Coal | GB | 2018-03-31 14:00 | 0.90899
Coal | GB | 2018-03-31 15:00 | 0.90899
Coal | GB | 2018-03-31 16:00 | 0.90899
Coal | GB | 2018-03-31 17:00 | 0.90899
Coal | GB | 2018-03-31 18:00 | 0.90899
Coal | GB | 2018-03-31 19:00 | 0.90899
Coal | GB | 2018-03-31 20:00 | 0.90899
Coal | GB | 2018-03-31 21:00 | 0.90899
Coal | GB | 2018-03-31 22:00 | 0.86217
Coal | GB | 2018-03-31 23:00 | 0.81797
Coal | GB | 2018-04-01 | 0.81797
Coal | GB | 2018-04-01 01:00 | 0.81797
Coal | GB | 2018-04-01 02:00 | 0.81797
Coal | GB | 2018-04-01 03:00 | 0.81797
Coal | GB | 2018-04-01 04:00 | 0.81797
Coal | GB | 2018-04-01 05:00 | 0.81797
Coal | GB | 2018-04-01 06:00 | 0.81797
Coal | GB | 2018-04-01 07:00 | 0.81797
Coal | GB | 2018-04-01 08:00 | 0.81797
Coal | GB | 2018-04-01 09:00 | 0.81797
Coal | GB | 2018-04-01 10:00 | 0.81797
Coal | GB | 2018-04-01 11:00 | 0.81797
Coal | GB | 2018-04-01 12:00 | 0.81797
Coal | GB | 2018-04-01 13:00 | 0.81797
Coal | GB | 2018-04-01 14:00 | 0.81797
Coal | GB | 2018-04-01 15:00 | 0.81797
Coal | GB | 2018-04-01 16:00 | 0.81797
Coal | GB | 2018-04-01 17:00 | 0.81797
Coal | GB | 2018-04-01 18:00 | 0.81797
Coal | GB | 2018-04-01 19:00 | 0.81797
Coal | GB | 2018-04-01 20:00 | 0.81797
Coal | GB | 2018-04-01 21:00 | 0.81797
Coal | GB | 2018-04-01 22:00 | 0.81797
Coal | GB | 2018-04-01 23:00 | 0.81797
Coal | GB | 2018-04-02 | 0.81797
Coal | GB | 2018-04-02 01:00 | 0.81797
Coal | GB | 2018-04-02 02:00 | 0.81797
Coal | GB | 2018-04-02 03:00 | 0.81797
Coal | GB | 2018-04-02 04:00 | 0.81797
Coal | GB | 2018-04-02 05:00 | 0.81797
Coal | GB | 2018-04-02 06:00 | 0.81797
Coal | GB | 2018-04-02 07:00 | 0.81797
Coal | GB | 2018-04-02 08:00 | 0.81797
Coal | GB | 2018-04-02 09:00 | 0.81797
Coal | GB | 2018-04-02 10:00 | 0.81797
Coal | GB | 2018-04-02 11:00 | 0.81797
Coal | GB | 2018-04-02 12:00 | 0.81797
Coal | GB | 2018-04-02 13:00 | 0.81797
Coal | GB | 2018-04-02 14:00 | 0.81797
Coal | GB | 2018-04-02 15:00 | 0.81797
Coal | GB | 2018-04-02 16:00 | 0.81797
Coal | GB | 2018-04-02 17:00 | 0.81797
Coal | GB | 2018-04-02 18:00 | 0.81797
Coal | GB | 2018-04-02 19:00 | 0.81797
Coal | GB | 2018-04-02 20:00 | 0.81797
Coal | GB | 2018-04-02 21:00 | 0.81797
Coal | GB | 2018-04-02 22:00 | 0.81797
Coal | GB | 2018-04-02 23:00 | 0.84423
Coal | GB | 2018-04-03 | 0.84423
Coal | GB | 2018-04-03 01:00 | 0.80074
Coal | GB | 2018-04-03 02:00 | 0.80074
Coal | GB | 2018-04-03 03:00 | 0.80074
Coal | GB | 2018-04-03 04:00 | 0.80074
Coal | GB | 2018-04-03 05:00 | 0.80074
Coal | GB | 2018-04-03 06:00 | 0.80074
Coal | GB | 2018-04-03 07:00 | 0.80074
Coal | GB | 2018-04-03 08:00 | 0.80074
Coal | GB | 2018-04-03 09:00 | 0.80074
Coal | GB | 2018-04-03 10:00 | 0.80074
Coal | GB | 2018-04-03 11:00 | 0.80074
Coal | GB | 2018-04-03 12:00 | 0.80074
Coal | GB | 2018-04-03 13:00 | 0.81868
Coal | GB | 2018-04-03 14:00 | 0.81868
Coal | GB | 2018-04-03 15:00 | 0.81868
Coal | GB | 2018-04-03 16:00 | 0.81868
Coal | GB | 2018-04-03 17:00 | 0.81868
Coal | GB | 2018-04-03 18:00 | 0.81868
Coal | GB | 2018-04-03 19:00 | 0.81868
Coal | GB | 2018-04-03 20:00 | 0.81868
Coal | GB | 2018-04-03 21:00 | 0.81868
Coal | GB | 2018-04-03 22:00 | 0.81868
Coal | GB | 2018-04-03 23:00 | 0.81868
Coal | GB | 2018-04-04 | 0.81868
Coal | GB | 2018-04-04 01:00 | 0.77518
Coal | GB | 2018-04-04 02:00 | 0.77518
Coal | GB | 2018-04-04 03:00 | 0.77518
Coal | GB | 2018-04-04 04:00 | 0.77518
Coal | GB | 2018-04-04 05:00 | 0.77518
Coal | GB | 2018-04-04 06:00 | 0.77518
Coal | GB | 2018-04-04 07:00 | 0.77518
Coal | GB | 2018-04-04 08:00 | 0.77518
Coal | GB | 2018-04-04 09:00 | 0.77518
Coal | GB | 2018-04-04 10:00 | 0.77518
Coal | GB | 2018-04-04 11:00 | 0.77518
Coal | GB | 2018-04-04 12:00 | 0.77518
Coal | GB | 2018-04-04 13:00 | 0.75269
Coal | GB | 2018-04-04 14:00 | 0.75269
Coal | GB | 2018-04-04 15:00 | 0.73081
Coal | GB | 2018-04-04 16:00 | 0.73081
Coal | GB | 2018-04-04 17:00 | 0.73081
Coal | GB | 2018-04-04 18:00 | 0.73081
Coal | GB | 2018-04-04 19:00 | 0.73081
Coal | GB | 2018-04-04 20:00 | 0.73081
Coal | GB | 2018-04-04 21:00 | 0.77518
Coal | GB | 2018-04-04 22:00 | 0.77518
Coal | GB | 2018-04-04 23:00 | 0.77518
Coal | GB | 2018-04-05 | 0.77518
Coal | GB | 2018-04-05 01:00 | 0.77518
Coal | GB | 2018-04-05 02:00 | 0.77518
Coal | GB | 2018-04-05 03:00 | 0.77518
Coal | GB | 2018-04-05 04:00 | 0.77518
Coal | GB | 2018-04-05 05:00 | 0.77518
Coal | GB | 2018-04-05 06:00 | 0.77518
Coal | GB | 2018-04-05 07:00 | 0.77518
Coal | GB | 2018-04-05 08:00 | 0.77518
Coal | GB | 2018-04-05 09:00 | 0.77518
Coal | GB | 2018-04-05 10:00 | 0.77518
Coal | GB | 2018-04-05 11:00 | 0.77518
Coal | GB | 2018-04-05 12:00 | 0.77518
Coal | GB | 2018-04-05 13:00 | 0.77518
Coal | GB | 2018-04-05 14:00 | 0.77518
Coal | GB | 2018-04-05 15:00 | 0.77518
Coal | GB | 2018-04-05 16:00 | 0.77518
Coal | GB | 2018-04-05 17:00 | 0.77518
Coal | GB | 2018-04-05 18:00 | 0.81868
Coal | GB | 2018-04-05 19:00 | 0.81868
Coal | GB | 2018-04-05 20:00 | 0.81868
Coal | GB | 2018-04-05 21:00 | 0.81868
Coal | GB | 2018-04-05 22:00 | 0.81868
Coal | GB | 2018-04-05 23:00 | 0.81868
Coal | GB | 2018-04-06 | 0.81868
Coal | GB | 2018-04-06 01:00 | 0.81868
Coal | GB | 2018-04-06 02:00 | 0.86287
Coal | GB | 2018-04-06 03:00 | 0.86287
Coal | GB | 2018-04-06 04:00 | 0.86287
Coal | GB | 2018-04-06 05:00 | 0.86287
Coal | GB | 2018-04-06 06:00 | 0.90636
Coal | GB | 2018-04-06 07:00 | 0.90636
Coal | GB | 2018-04-06 08:00 | 0.90636
Coal | GB | 2018-04-06 09:00 | 0.90636
Coal | GB | 2018-04-06 10:00 | 0.90636
Coal | GB | 2018-04-06 11:00 | 0.90636
Coal | GB | 2018-04-06 12:00 | 0.90636
Coal | GB | 2018-04-06 13:00 | 0.90636
Coal | GB | 2018-04-06 14:00 | 0.90636
Coal | GB | 2018-04-06 15:00 | 0.90636
Coal | GB | 2018-04-06 16:00 | 0.90636
Coal | GB | 2018-04-06 17:00 | 0.90636
Coal | GB | 2018-04-06 18:00 | 0.90636
Coal | GB | 2018-04-06 19:00 | 0.90636
Coal | GB | 2018-04-06 20:00 | 0.90636
Coal | GB | 2018-04-06 21:00 | 0.90636
Coal | GB | 2018-04-06 22:00 | 0.90636
Coal | GB | 2018-04-06 23:00 | 0.90636
Coal | GB | 2018-04-07 | 0.86217
Coal | GB | 2018-04-07 01:00 | 0.86217
Coal | GB | 2018-04-07 02:00 | 0.86217
Coal | GB | 2018-04-07 03:00 | 0.86217
Coal | GB | 2018-04-07 04:00 | 0.86217
Coal | GB | 2018-04-07 05:00 | 0.86217
Coal | GB | 2018-04-07 06:00 | 0.86217
Coal | GB | 2018-04-07 07:00 | 0.86217
Coal | GB | 2018-04-07 08:00 | 0.86217
Coal | GB | 2018-04-07 09:00 | 0.86217
Coal | GB | 2018-04-07 10:00 | 0.86217
Coal | GB | 2018-04-07 11:00 | 0.86217
Coal | GB | 2018-04-07 12:00 | 0.86217
Coal | GB | 2018-04-07 13:00 | 0.86217
Coal | GB | 2018-04-07 14:00 | 0.86217
Coal | GB | 2018-04-07 15:00 | 0.86217
Coal | GB | 2018-04-07 16:00 | 0.86217
Coal | GB | 2018-04-07 17:00 | 0.86217
Coal | GB | 2018-04-07 18:00 | 0.86217
Coal | GB | 2018-04-07 19:00 | 0.86217
Coal | GB | 2018-04-07 20:00 | 0.86217
Coal | GB | 2018-04-07 21:00 | 0.86217
Coal | GB | 2018-04-07 22:00 | 0.86217
Coal | GB | 2018-04-07 23:00 | 0.86217
Coal | GB | 2018-04-08 | 0.86217
Coal | GB | 2018-04-08 01:00 | 0.86217
Coal | GB | 2018-04-08 02:00 | 0.86217
Coal | GB | 2018-04-08 03:00 | 0.86217
Coal | GB | 2018-04-08 04:00 | 0.86217
Coal | GB | 2018-04-08 05:00 | 0.86217
Coal | GB | 2018-04-08 06:00 | 0.86217
Coal | GB | 2018-04-08 07:00 | 0.86217
Coal | GB | 2018-04-08 08:00 | 0.86217
Coal | GB | 2018-04-08 09:00 | 0.86217
Coal | GB | 2018-04-08 10:00 | 0.86217
Coal | GB | 2018-04-08 11:00 | 0.86217
Coal | GB | 2018-04-08 12:00 | 0.86217
Coal | GB | 2018-04-08 13:00 | 0.86217
Coal | GB | 2018-04-08 14:00 | 0.86217
Coal | GB | 2018-04-08 15:00 | 0.86217
Coal | GB | 2018-04-08 16:00 | 0.86217
Coal | GB | 2018-04-08 17:00 | 0.86217
Coal | GB | 2018-04-08 18:00 | 0.86217
Coal | GB | 2018-04-08 19:00 | 0.86217
Coal | GB | 2018-04-08 20:00 | 0.86217
Coal | GB | 2018-04-08 21:00 | 0.86217
Coal | GB | 2018-04-08 22:00 | 0.86217
Coal | GB | 2018-04-08 23:00 | 0.86217
Coal | GB | 2018-04-09 | 0.86217
Coal | GB | 2018-04-09 01:00 | 0.86217
Coal | GB | 2018-04-09 02:00 | 0.86217
Coal | GB | 2018-04-09 03:00 | 0.86217
Coal | GB | 2018-04-09 04:00 | 0.86217
Coal | GB | 2018-04-09 05:00 | 0.86217
Coal | GB | 2018-04-09 06:00 | 0.86217
Coal | GB | 2018-04-09 07:00 | 0.82743
Coal | GB | 2018-04-09 08:00 | 0.83058
Coal | GB | 2018-04-09 09:00 | 0.83994
Coal | GB | 2018-04-09 10:00 | 0.83775
Coal | GB | 2018-04-09 11:00 | 0.86217
Coal | GB | 2018-04-09 12:00 | 0.86217
Coal | GB | 2018-04-09 13:00 | 0.79828
Coal | GB | 2018-04-09 14:00 | 0.81973
Coal | GB | 2018-04-09 15:00 | 0.79828
Coal | GB | 2018-04-09 16:00 | 0.79828
Coal | GB | 2018-04-09 17:00 | 0.79828
Coal | GB | 2018-04-09 18:00 | 0.79828
Coal | GB | 2018-04-09 19:00 | 0.81973
Coal | GB | 2018-04-09 20:00 | 0.81973
Coal | GB | 2018-04-09 21:00 | 0.81973
Coal | GB | 2018-04-09 22:00 | 0.81973
Coal | GB | 2018-04-09 23:00 | 0.81973
Coal | GB | 2018-04-10 | 0.81973
Coal | GB | 2018-04-10 01:00 | 0.77571
Coal | GB | 2018-04-10 02:00 | 0.77571
Coal | GB | 2018-04-10 03:00 | 0.77571
Coal | GB | 2018-04-10 04:00 | 0.77571
Coal | GB | 2018-04-10 05:00 | 0.77571
Coal | GB | 2018-04-10 06:00 | 0.77571
Coal | GB | 2018-04-10 07:00 | 0.73221
Coal | GB | 2018-04-10 08:00 | 0.73221
Coal | GB | 2018-04-10 09:00 | 0.73221
Coal | GB | 2018-04-10 10:00 | 0.73221
Coal | GB | 2018-04-10 11:00 | 0.73221
Coal | GB | 2018-04-10 12:00 | 0.73221
Coal | GB | 2018-04-10 13:00 | 0.73221
Coal | GB | 2018-04-10 14:00 | 0.73221
Coal | GB | 2018-04-10 15:00 | 0.73221
Coal | GB | 2018-04-10 16:00 | 0.73178
Coal | GB | 2018-04-10 17:00 | 0.7288
Coal | GB | 2018-04-10 18:00 | 0.7281
Coal | GB | 2018-04-10 19:00 | 0.7281
Coal | GB | 2018-04-10 20:00 | 0.73221
Coal | GB | 2018-04-10 21:00 | 0.73221
Coal | GB | 2018-04-10 22:00 | 0.73221
Coal | GB | 2018-04-10 23:00 | 0.68819
Coal | GB | 2018-04-11 | 0.68819
Coal | GB | 2018-04-11 01:00 | 0.73064
Coal | GB | 2018-04-11 02:00 | 0.73064
Coal | GB | 2018-04-11 03:00 | 0.73064
Coal | GB | 2018-04-11 04:00 | 0.73064
Coal | GB | 2018-04-11 05:00 | 0.73064
Coal | GB | 2018-04-11 06:00 | 0.73064
Coal | GB | 2018-04-11 07:00 | 0.73064
Coal | GB | 2018-04-11 08:00 | 0.73064
Coal | GB | 2018-04-11 09:00 | 0.73064
Coal | GB | 2018-04-11 10:00 | 0.73064
Coal | GB | 2018-04-11 11:00 | 0.73064
Coal | GB | 2018-04-11 12:00 | 0.73064
Coal | GB | 2018-04-11 13:00 | 0.73064
Coal | GB | 2018-04-11 14:00 | 0.73064
Coal | GB | 2018-04-11 15:00 | 0.73064
Coal | GB | 2018-04-11 16:00 | 0.73064
Coal | GB | 2018-04-11 17:00 | 0.73064
Coal | GB | 2018-04-11 18:00 | 0.77413
Coal | GB | 2018-04-11 19:00 | 0.77413
Coal | GB | 2018-04-11 20:00 | 0.77413
Coal | GB | 2018-04-11 21:00 | 0.77413
Coal | GB | 2018-04-11 22:00 | 0.77413
Coal | GB | 2018-04-11 23:00 | 0.77413
Coal | GB | 2018-04-12 | 0.77413
Coal | GB | 2018-04-12 01:00 | 0.77413
Coal | GB | 2018-04-12 02:00 | 0.77413
Coal | GB | 2018-04-12 03:00 | 0.77413
Coal | GB | 2018-04-12 04:00 | 0.77413
Coal | GB | 2018-04-12 05:00 | 0.77413
Coal | GB | 2018-04-12 06:00 | 0.77413
Coal | GB | 2018-04-12 07:00 | 0.77413
Coal | GB | 2018-04-12 08:00 | 0.77413
Coal | GB | 2018-04-12 09:00 | 0.77413
Coal | GB | 2018-04-12 10:00 | 0.77413
Coal | GB | 2018-04-12 11:00 | 0.74998
Coal | GB | 2018-04-12 12:00 | 0.76626
Coal | GB | 2018-04-12 13:00 | 0.77002
Coal | GB | 2018-04-12 14:00 | 0.77002
Coal | GB | 2018-04-12 15:00 | 0.77002
Coal | GB | 2018-04-12 16:00 | 0.77002
Coal | GB | 2018-04-12 17:00 | 0.77002
Coal | GB | 2018-04-12 18:00 | 0.77002
Coal | GB | 2018-04-12 19:00 | 0.75899
Coal | GB | 2018-04-12 20:00 | 0.75899
Coal | GB | 2018-04-12 21:00 | 0.77002
Coal | GB | 2018-04-12 22:00 | 0.77002
Coal | GB | 2018-04-12 23:00 | 0.77413
Coal | GB | 2018-04-13 | 0.77413
Coal | GB | 2018-04-13 01:00 | 0.77413
Coal | GB | 2018-04-13 02:00 | 0.77413
Coal | GB | 2018-04-13 03:00 | 0.77413
Coal | GB | 2018-04-13 04:00 | 0.77413
Coal | GB | 2018-04-13 05:00 | 0.77413
Coal | GB | 2018-04-13 06:00 | 0.77413
Coal | GB | 2018-04-13 07:00 | 0.77413
Coal | GB | 2018-04-13 08:00 | 0.77212
Coal | GB | 2018-04-13 09:00 | 0.77238
Coal | GB | 2018-04-13 10:00 | 0.77177
Coal | GB | 2018-04-13 11:00 | 0.77413
Coal | GB | 2018-04-13 12:00 | 0.75269
Coal | GB | 2018-04-13 13:00 | 0.75269
Coal | GB | 2018-04-13 14:00 | 0.75269
Coal | GB | 2018-04-13 15:00 | 0.75269
Coal | GB | 2018-04-13 16:00 | 0.75269
Coal | GB | 2018-04-13 17:00 | 0.77413
Coal | GB | 2018-04-13 18:00 | 0.77413
Coal | GB | 2018-04-13 19:00 | 0.77413
Coal | GB | 2018-04-13 20:00 | 0.77413
Coal | GB | 2018-04-13 21:00 | 0.77413
Coal | GB | 2018-04-13 22:00 | 0.77413
Coal | GB | 2018-04-13 23:00 | 0.73064
Coal | GB | 2018-04-14 | 0.73064
Coal | GB | 2018-04-14 01:00 | 0.73064
Coal | GB | 2018-04-14 02:00 | 0.73064
Coal | GB | 2018-04-14 03:00 | 0.73064
Coal | GB | 2018-04-14 04:00 | 0.73064
Coal | GB | 2018-04-14 05:00 | 0.73064
Coal | GB | 2018-04-14 06:00 | 0.77466
Coal | GB | 2018-04-14 07:00 | 0.77466
Coal | GB | 2018-04-14 08:00 | 0.77466
Coal | GB | 2018-04-14 09:00 | 0.77466
Coal | GB | 2018-04-14 10:00 | 0.77466
Coal | GB | 2018-04-14 11:00 | 0.77466
Coal | GB | 2018-04-14 12:00 | 0.77466
Coal | GB | 2018-04-14 13:00 | 0.77466
Coal | GB | 2018-04-14 14:00 | 0.77466
Coal | GB | 2018-04-14 15:00 | 0.77466
Coal | GB | 2018-04-14 16:00 | 0.77466
Coal | GB | 2018-04-14 17:00 | 0.77466
Coal | GB | 2018-04-14 18:00 | 0.72994
Coal | GB | 2018-04-14 19:00 | 0.72994
Coal | GB | 2018-04-14 20:00 | 0.72994
Coal | GB | 2018-04-14 21:00 | 0.72994
Coal | GB | 2018-04-14 22:00 | 0.72994
Coal | GB | 2018-04-14 23:00 | 0.72994
Coal | GB | 2018-04-15 | 0.72994
Coal | GB | 2018-04-15 01:00 | 0.77466
Coal | GB | 2018-04-15 02:00 | 0.77466
Coal | GB | 2018-04-15 03:00 | 0.77466
Coal | GB | 2018-04-15 04:00 | 0.77466
Coal | GB | 2018-04-15 05:00 | 0.77466
Coal | GB | 2018-04-15 06:00 | 0.81868
Coal | GB | 2018-04-15 07:00 | 0.81868
Coal | GB | 2018-04-15 08:00 | 0.81868
Coal | GB | 2018-04-15 09:00 | 0.81868
Coal | GB | 2018-04-15 10:00 | 0.81868
Coal | GB | 2018-04-15 11:00 | 0.81868
Coal | GB | 2018-04-15 12:00 | 0.81868
Coal | GB | 2018-04-15 13:00 | 0.81868
Coal | GB | 2018-04-15 14:00 | 0.81868
Coal | GB | 2018-04-15 15:00 | 0.81868
Coal | GB | 2018-04-15 16:00 | 0.81868
Coal | GB | 2018-04-15 17:00 | 0.81868
Coal | GB | 2018-04-15 18:00 | 0.81868
Coal | GB | 2018-04-15 19:00 | 0.81868
Coal | GB | 2018-04-15 20:00 | 0.81868
Coal | GB | 2018-04-15 21:00 | 0.81868
Coal | GB | 2018-04-15 22:00 | 0.81868
Coal | GB | 2018-04-15 23:00 | 0.81868
Coal | GB | 2018-04-16 | 0.81868
Coal | GB | 2018-04-16 01:00 | 0.81868
Coal | GB | 2018-04-16 02:00 | 0.81868
Coal | GB | 2018-04-16 03:00 | 0.81868
Coal | GB | 2018-04-16 04:00 | 0.81868
Coal | GB | 2018-04-16 05:00 | 0.81868
Coal | GB | 2018-04-16 06:00 | 0.81868
Coal | GB | 2018-04-16 07:00 | 0.81868
Coal | GB | 2018-04-16 08:00 | 0.81868
Coal | GB | 2018-04-16 09:00 | 0.81868
Coal | GB | 2018-04-16 10:00 | 0.81868
Coal | GB | 2018-04-16 11:00 | 0.81868
Coal | GB | 2018-04-16 12:00 | 0.81868
Coal | GB | 2018-04-16 13:00 | 0.81868
Coal | GB | 2018-04-16 14:00 | 0.81868
Coal | GB | 2018-04-16 15:00 | 0.81868
Coal | GB | 2018-04-16 16:00 | 0.81868
Coal | GB | 2018-04-16 17:00 | 0.81868
Coal | GB | 2018-04-16 18:00 | 0.86217
Coal | GB | 2018-04-16 19:00 | 0.86217
Coal | GB | 2018-04-16 20:00 | 0.86217
Coal | GB | 2018-04-16 21:00 | 0.86217
Coal | GB | 2018-04-16 22:00 | 0.86217
Coal | GB | 2018-04-16 23:00 | 0.86217
Coal | GB | 2018-04-17 | 0.86217
Coal | GB | 2018-04-17 01:00 | 0.86217
Coal | GB | 2018-04-17 02:00 | 0.86217
Coal | GB | 2018-04-17 03:00 | 0.86217
Coal | GB | 2018-04-17 04:00 | 0.86217
Coal | GB | 2018-04-17 05:00 | 0.86217
Coal | GB | 2018-04-17 06:00 | 0.86217
Coal | GB | 2018-04-17 07:00 | 0.86217
Coal | GB | 2018-04-17 08:00 | 0.86217
Coal | GB | 2018-04-17 09:00 | 0.86217
Coal | GB | 2018-04-17 10:00 | 0.86217
Coal | GB | 2018-04-17 11:00 | 0.86217
Coal | GB | 2018-04-17 12:00 | 0.86217
Coal | GB | 2018-04-17 13:00 | 0.86217
Coal | GB | 2018-04-17 14:00 | 0.86217
Coal | GB | 2018-04-17 15:00 | 0.86217
Coal | GB | 2018-04-17 16:00 | 0.86217
Coal | GB | 2018-04-17 17:00 | 0.86217
Coal | GB | 2018-04-17 18:00 | 0.86217
Coal | GB | 2018-04-17 19:00 | 0.86217
Coal | GB | 2018-04-17 20:00 | 0.86217
Coal | GB | 2018-04-17 21:00 | 0.86217
Coal | GB | 2018-04-17 22:00 | 0.86217
Coal | GB | 2018-04-17 23:00 | 0.86217
Coal | GB | 2018-04-18 | 0.86217
Coal | GB | 2018-04-18 01:00 | 0.86217
Coal | GB | 2018-04-18 02:00 | 0.86217
Coal | GB | 2018-04-18 03:00 | 0.86217
Coal | GB | 2018-04-18 04:00 | 0.86217
Coal | GB | 2018-04-18 05:00 | 0.86217
Coal | GB | 2018-04-18 06:00 | 0.86217
Coal | GB | 2018-04-18 07:00 | 0.86217
Coal | GB | 2018-04-18 08:00 | 0.86217
Coal | GB | 2018-04-18 09:00 | 0.86217
Coal | GB | 2018-04-18 10:00 | 0.86217
Coal | GB | 2018-04-18 11:00 | 0.84423
Coal | GB | 2018-04-18 12:00 | 0.84423
Coal | GB | 2018-04-18 13:00 | 0.84423
Coal | GB | 2018-04-18 14:00 | 0.84423
Coal | GB | 2018-04-18 15:00 | 0.84423
Coal | GB | 2018-04-18 16:00 | 0.84423
Coal | GB | 2018-04-18 17:00 | 0.84423
Coal | GB | 2018-04-18 18:00 | 0.84423
Coal | GB | 2018-04-18 19:00 | 0.84423
Coal | GB | 2018-04-18 20:00 | 0.84423
Coal | GB | 2018-04-18 21:00 | 0.84423
Coal | GB | 2018-04-18 22:00 | 0.84117
Coal | GB | 2018-04-18 23:00 | 0.84117
Coal | GB | 2018-04-19 | 0.84117
Coal | GB | 2018-04-19 01:00 | 0.84117
Coal | GB | 2018-04-19 02:00 | 0.84117
Coal | GB | 2018-04-19 03:00 | 0.84117
Coal | GB | 2018-04-19 04:00 | 0.84117
Coal | GB | 2018-04-19 05:00 | 0.84117
Coal | GB | 2018-04-19 06:00 | 0.84117
Coal | GB | 2018-04-19 07:00 | 0.84117
Coal | GB | 2018-04-19 08:00 | 0.84117
Coal | GB | 2018-04-19 09:00 | 0.79697
Coal | GB | 2018-04-19 10:00 | 0.79697
Coal | GB | 2018-04-19 11:00 | 0.79697
Coal | GB | 2018-04-19 12:00 | 0.79697
Coal | GB | 2018-04-19 13:00 | 0.79697
Coal | GB | 2018-04-19 14:00 | 0.79697
Coal | GB | 2018-04-19 15:00 | 0.81491
Coal | GB | 2018-04-19 16:00 | 0.81797
Coal | GB | 2018-04-19 17:00 | 0.81797
Coal | GB | 2018-04-19 18:00 | 0.81797
Coal | GB | 2018-04-19 19:00 | 0.81797
Coal | GB | 2018-04-19 20:00 | 0.81797
Coal | GB | 2018-04-19 21:00 | 0.81797
Coal | GB | 2018-04-19 22:00 | 0.81797
Coal | GB | 2018-04-19 23:00 | 0.81797
Coal | GB | 2018-04-20 | 0.81797
Coal | GB | 2018-04-20 01:00 | 0.86217
Coal | GB | 2018-04-20 02:00 | 0.86217
Coal | GB | 2018-04-20 03:00 | 0.86217
Coal | GB | 2018-04-20 04:00 | 0.86217
Coal | GB | 2018-04-20 05:00 | 0.86217
Coal | GB | 2018-04-20 06:00 | 0.86217
Coal | GB | 2018-04-20 07:00 | 0.86217
Coal | GB | 2018-04-20 08:00 | 0.86217
Coal | GB | 2018-04-20 09:00 | 0.86217
Coal | GB | 2018-04-20 10:00 | 0.86217
Coal | GB | 2018-04-20 11:00 | 0.86217
Coal | GB | 2018-04-20 12:00 | 0.86217
Coal | GB | 2018-04-20 13:00 | 0.86217
Coal | GB | 2018-04-20 14:00 | 0.86217
Coal | GB | 2018-04-20 15:00 | 0.85736
Coal | GB | 2018-04-20 16:00 | 0.85736
Coal | GB | 2018-04-20 17:00 | 0.85736
Coal | GB | 2018-04-20 18:00 | 0.85736
Coal | GB | 2018-04-20 19:00 | 0.85736
Coal | GB | 2018-04-20 20:00 | 0.85736
Coal | GB | 2018-04-20 21:00 | 0.85736
Coal | GB | 2018-04-20 22:00 | 0.85736
Coal | GB | 2018-04-20 23:00 | 0.85736
Coal | GB | 2018-04-21 | 0.85736
Coal | GB | 2018-04-21 01:00 | 0.81316
Coal | GB | 2018-04-21 02:00 | 0.81316
Coal | GB | 2018-04-21 03:00 | 0.81316
Coal | GB | 2018-04-21 04:00 | 0.81316
Coal | GB | 2018-04-21 05:00 | 0.81316
Coal | GB | 2018-04-21 06:00 | 0.81316
Coal | GB | 2018-04-21 07:00 | 0.81316
Coal | GB | 2018-04-21 08:00 | 0.68539
Coal | GB | 2018-04-21 09:00 | 0.68539
Coal | GB | 2018-04-21 10:00 | 0.68539
Coal | GB | 2018-04-21 11:00 | 0.68539
Coal | GB | 2018-04-21 12:00 | 0.68539
Coal | GB | 2018-04-21 13:00 | 0.68539
Coal | GB | 2018-04-21 14:00 | 0.68539
Coal | GB | 2018-04-21 15:00 | 0.68539
Coal | GB | 2018-04-21 16:00 | 0.68539
Coal | GB | 2018-04-21 17:00 | 0.68539
Coal | GB | 2018-04-21 18:00 | 0.68539
Coal | GB | 2018-04-21 19:00 | 0.68539
Coal | GB | 2018-04-21 20:00 | 0.72477
Coal | GB | 2018-04-21 21:00 | 0.72477
Coal | GB | 2018-04-21 22:00 | 0.72477
Coal | GB | 2018-04-21 23:00 | 0.72477
Coal | GB | 2018-04-22 | 0.72477
Coal | GB | 2018-04-22 01:00 | 0.72477
Coal | GB | 2018-04-22 02:00 | 0.72477
Coal | GB | 2018-04-22 03:00 | 0.72477
Coal | GB | 2018-04-22 04:00 | 0.72477
Coal | GB | 2018-04-22 05:00 | 0.72477
Coal | GB | 2018-04-22 06:00 | 0.68539
Coal | GB | 2018-04-22 07:00 | 0.68539
Coal | GB | 2018-04-22 08:00 | 0.68539
Coal | GB | 2018-04-22 09:00 | 0.68539
Coal | GB | 2018-04-22 10:00 | 0.68539
Coal | GB | 2018-04-22 11:00 | 0.68539
Coal | GB | 2018-04-22 12:00 | 0.68539
Coal | GB | 2018-04-22 13:00 | 0.68539
Coal | GB | 2018-04-22 14:00 | 0.68539
Coal | GB | 2018-04-22 15:00 | 0.68539
Coal | GB | 2018-04-22 16:00 | 0.68539
Coal | GB | 2018-04-22 17:00 | 0.68539
Coal | GB | 2018-04-22 18:00 | 0.68539
Coal | GB | 2018-04-22 19:00 | 0.68539
Coal | GB | 2018-04-22 20:00 | 0.68539
Coal | GB | 2018-04-22 21:00 | 0.68539
Coal | GB | 2018-04-22 22:00 | 0.68233
Coal | GB | 2018-04-22 23:00 | 0.72171
Coal | GB | 2018-04-23 | 0.72171
Coal | GB | 2018-04-23 01:00 | 0.72171
Coal | GB | 2018-04-23 02:00 | 0.72171
Coal | GB | 2018-04-23 03:00 | 0.72652
Coal | GB | 2018-04-23 04:00 | 0.72652
Coal | GB | 2018-04-23 05:00 | 0.72652
Coal | GB | 2018-04-23 06:00 | 0.77072
Coal | GB | 2018-04-23 07:00 | 0.77072
Coal | GB | 2018-04-23 08:00 | 0.77072
Coal | GB | 2018-04-23 09:00 | 0.77072
Coal | GB | 2018-04-23 10:00 | 0.77072
Coal | GB | 2018-04-23 11:00 | 0.77072
Coal | GB | 2018-04-23 12:00 | 0.77072
Coal | GB | 2018-04-23 13:00 | 0.77072
Coal | GB | 2018-04-23 14:00 | 0.77072
Coal | GB | 2018-04-23 15:00 | 0.77072
Coal | GB | 2018-04-23 16:00 | 0.77072
Coal | GB | 2018-04-23 17:00 | 0.77072
Coal | GB | 2018-04-23 18:00 | 0.77072
Coal | GB | 2018-04-23 19:00 | 0.77072
Coal | GB | 2018-04-23 20:00 | 0.77072
Coal | GB | 2018-04-23 21:00 | 0.77072
Coal | GB | 2018-04-23 22:00 | 0.77072
Coal | GB | 2018-04-23 23:00 | 0.77072
Coal | GB | 2018-04-24 | 0.77072
Coal | GB | 2018-04-24 01:00 | 0.77072
Coal | GB | 2018-04-24 02:00 | 0.77072
Coal | GB | 2018-04-24 03:00 | 0.77072
Coal | GB | 2018-04-24 04:00 | 0.77072
Coal | GB | 2018-04-24 05:00 | 0.77072
Coal | GB | 2018-04-24 06:00 | 0.77072
Coal | GB | 2018-04-24 07:00 | 0.77072
Coal | GB | 2018-04-24 08:00 | 0.77072
Coal | GB | 2018-04-24 09:00 | 0.77072
Coal | GB | 2018-04-24 10:00 | 0.77072
Coal | GB | 2018-04-24 11:00 | 0.77072
Coal | GB | 2018-04-24 12:00 | 0.77072
Coal | GB | 2018-04-24 13:00 | 0.77072
Coal | GB | 2018-04-24 14:00 | 0.77072
Coal | GB | 2018-04-24 15:00 | 0.77072
Coal | GB | 2018-04-24 16:00 | 0.77072
Coal | GB | 2018-04-24 17:00 | 0.75453
Coal | GB | 2018-04-24 18:00 | 0.77072
Coal | GB | 2018-04-24 19:00 | 0.77072
Coal | GB | 2018-04-24 20:00 | 0.77072
Coal | GB | 2018-04-24 21:00 | 0.77072
Coal | GB | 2018-04-24 22:00 | 0.77072
Coal | GB | 2018-04-24 23:00 | 0.77072
Coal | GB | 2018-04-25 | 0.77072
Coal | GB | 2018-04-25 01:00 | 0.77072
Coal | GB | 2018-04-25 02:00 | 0.77072
Coal | GB | 2018-04-25 03:00 | 0.77072
Coal | GB | 2018-04-25 04:00 | 0.77072
Coal | GB | 2018-04-25 05:00 | 0.77072
Coal | GB | 2018-04-25 06:00 | 0.77072
Coal | GB | 2018-04-25 07:00 | 0.77072
Coal | GB | 2018-04-25 08:00 | 0.77072
Coal | GB | 2018-04-25 09:00 | 0.77072
Coal | GB | 2018-04-25 10:00 | 0.77072
Coal | GB | 2018-04-25 11:00 | 0.77072
Coal | GB | 2018-04-25 12:00 | 0.77072
Coal | GB | 2018-04-25 13:00 | 0.77072
Coal | GB | 2018-04-25 14:00 | 0.77072
Coal | GB | 2018-04-25 15:00 | 0.77072
Coal | GB | 2018-04-25 16:00 | 0.77072
Coal | GB | 2018-04-25 17:00 | 0.77072
Coal | GB | 2018-04-25 18:00 | 0.77072
Coal | GB | 2018-04-25 19:00 | 0.77072
Coal | GB | 2018-04-25 20:00 | 0.77072
Coal | GB | 2018-04-25 21:00 | 0.77072
Coal | GB | 2018-04-25 22:00 | 0.77072
Coal | GB | 2018-04-25 23:00 | 0.77072
Coal | GB | 2018-04-26 | 0.77072
Coal | GB | 2018-04-26 01:00 | 0.77072
Coal | GB | 2018-04-26 02:00 | 0.77072
Coal | GB | 2018-04-26 03:00 | 0.77072
Coal | GB | 2018-04-26 04:00 | 0.77072
Coal | GB | 2018-04-26 05:00 | 0.77072
Coal | GB | 2018-04-26 06:00 | 0.77072
Coal | GB | 2018-04-26 07:00 | 0.77072
Coal | GB | 2018-04-26 08:00 | 0.77072
Coal | GB | 2018-04-26 09:00 | 0.77072
Coal | GB | 2018-04-26 10:00 | 0.77072
Coal | GB | 2018-04-26 11:00 | 0.77072
Coal | GB | 2018-04-26 12:00 | 0.77072
Coal | GB | 2018-04-26 13:00 | 0.77072
Coal | GB | 2018-04-26 14:00 | 0.77072
Coal | GB | 2018-04-26 15:00 | 0.77072
Coal | GB | 2018-04-26 16:00 | 0.77072
Coal | GB | 2018-04-26 17:00 | 0.77072
Coal | GB | 2018-04-26 18:00 | 0.77072
Coal | GB | 2018-04-26 19:00 | 0.77072
Coal | GB | 2018-04-26 20:00 | 0.77072
Coal | GB | 2018-04-26 21:00 | 0.77072
Coal | GB | 2018-04-26 22:00 | 0.77072
Coal | GB | 2018-04-26 23:00 | 0.77072
Coal | GB | 2018-04-27 | 0.77072
Coal | GB | 2018-04-27 01:00 | 0.77072
Coal | GB | 2018-04-27 02:00 | 0.77072
Coal | GB | 2018-04-27 03:00 | 0.77072
Coal | GB | 2018-04-27 04:00 | 0.77072
Coal | GB | 2018-04-27 05:00 | 0.76853
Coal | GB | 2018-04-27 06:00 | 0.81272
Coal | GB | 2018-04-27 07:00 | 0.78822
Coal | GB | 2018-04-27 08:00 | 0.78822
Coal | GB | 2018-04-27 09:00 | 0.80196
Coal | GB | 2018-04-27 10:00 | 0.7828
Coal | GB | 2018-04-27 11:00 | 0.8031
Coal | GB | 2018-04-27 12:00 | 0.8031
Coal | GB | 2018-04-27 13:00 | 0.8031
Coal | GB | 2018-04-27 14:00 | 0.8031
Coal | GB | 2018-04-27 15:00 | 0.8031
Coal | GB | 2018-04-27 16:00 | 0.8031
Coal | GB | 2018-04-27 17:00 | 0.81491
Coal | GB | 2018-04-27 18:00 | 0.81491
Coal | GB | 2018-04-27 19:00 | 0.81491
Coal | GB | 2018-04-27 20:00 | 0.80572
Coal | GB | 2018-04-27 21:00 | 0.80572
Coal | GB | 2018-04-27 22:00 | 0.81491
Coal | GB | 2018-04-27 23:00 | 0.75103
Coal | GB | 2018-04-28 | 0.75103
Coal | GB | 2018-04-28 01:00 | 0.75103
Coal | GB | 2018-04-28 02:00 | 0.75103
Coal | GB | 2018-04-28 03:00 | 0.75103
Coal | GB | 2018-04-28 04:00 | 0.75103
Coal | GB | 2018-04-28 05:00 | 0.75103
Coal | GB | 2018-04-28 06:00 | 0.75103
Coal | GB | 2018-04-28 07:00 | 0.75103
Coal | GB | 2018-04-28 08:00 | 0.75103
Coal | GB | 2018-04-28 09:00 | 0.75103
Coal | GB | 2018-04-28 10:00 | 0.75103
Coal | GB | 2018-04-28 11:00 | 0.77247
Coal | GB | 2018-04-28 12:00 | 0.77247
Coal | GB | 2018-04-28 13:00 | 0.77247
Coal | GB | 2018-04-28 14:00 | 0.77247
Coal | GB | 2018-04-28 15:00 | 0.77247
Coal | GB | 2018-04-28 16:00 | 0.77247
Coal | GB | 2018-04-28 17:00 | 0.77247
Coal | GB | 2018-04-28 18:00 | 0.77247
Coal | GB | 2018-04-28 19:00 | 0.77247
Coal | GB | 2018-04-28 20:00 | 0.77247
Coal | GB | 2018-04-28 21:00 | 0.77247
Coal | GB | 2018-04-28 22:00 | 0.76328
Coal | GB | 2018-04-28 23:00 | 0.76328
Coal | GB | 2018-04-29 | 0.77247
Coal | GB | 2018-04-29 01:00 | 0.72898
Coal | GB | 2018-04-29 02:00 | 0.72898
Coal | GB | 2018-04-29 03:00 | 0.72898
Coal | GB | 2018-04-29 04:00 | 0.72898
Coal | GB | 2018-04-29 05:00 | 0.72898
Coal | GB | 2018-04-29 06:00 | 0.72898
Coal | GB | 2018-04-29 07:00 | 0.72898
Coal | GB | 2018-04-29 08:00 | 0.72898
Coal | GB | 2018-04-29 09:00 | 0.72898
Coal | GB | 2018-04-29 10:00 | 0.72898
Coal | GB | 2018-04-29 11:00 | 0.72898
Coal | GB | 2018-04-29 12:00 | 0.72898
Coal | GB | 2018-04-29 13:00 | 0.72898
Coal | GB | 2018-04-29 14:00 | 0.72898
Coal | GB | 2018-04-29 15:00 | 0.72898
Coal | GB | 2018-04-29 16:00 | 0.72898
Coal | GB | 2018-04-29 17:00 | 0.68653
Coal | GB | 2018-04-29 18:00 | 0.68653
Coal | GB | 2018-04-29 19:00 | 0.68653
Coal | GB | 2018-04-29 20:00 | 0.68653
Coal | GB | 2018-04-29 21:00 | 0.68653
Coal | GB | 2018-04-29 22:00 | 0.68653
Coal | GB | 2018-04-29 23:00 | 0.68653
Coal | GB | 2018-04-30 | 0.68653
Coal | GB | 2018-04-30 01:00 | 0.68653
Coal | GB | 2018-04-30 02:00 | 0.68653
Coal | GB | 2018-04-30 03:00 | 0.68653
Coal | GB | 2018-04-30 04:00 | 0.68653
Coal | GB | 2018-04-30 05:00 | 0.68653
Coal | GB | 2018-04-30 06:00 | 0.64409
Coal | GB | 2018-04-30 07:00 | 0.64409
Coal | GB | 2018-04-30 08:00 | 0.64409
Coal | GB | 2018-04-30 09:00 | 0.64409
Coal | GB | 2018-04-30 10:00 | 0.64409
Coal | GB | 2018-04-30 11:00 | 0.64409
Coal | GB | 2018-04-30 12:00 | 0.64409
Coal | GB | 2018-04-30 13:00 | 0.64409
Coal | GB | 2018-04-30 14:00 | 0.64409
Coal | GB | 2018-04-30 15:00 | 0.64409
Coal | GB | 2018-04-30 16:00 | 0.64409
Coal | GB | 2018-04-30 17:00 | 0.64409
Coal | GB | 2018-04-30 18:00 | 0.64409
Coal | GB | 2018-04-30 19:00 | 0.64409
Coal | GB | 2018-04-30 20:00 | 0.64409
Coal | GB | 2018-04-30 21:00 | 0.63665
Coal | GB | 2018-04-30 22:00 | 0.64409
Coal | GB | 2018-04-30 23:00 | 0.64409
Coal | GB | 2018-05-01 | 0.64409
Coal | GB | 2018-05-01 01:00 | 0.64409
Coal | GB | 2018-05-01 02:00 | 0.64409
Coal | GB | 2018-05-01 03:00 | 0.64409
Coal | GB | 2018-05-01 04:00 | 0.64409
Coal | GB | 2018-05-01 05:00 | 0.64409
Coal | GB | 2018-05-01 06:00 | 0.64409
Coal | GB | 2018-05-01 07:00 | 0.64409
Coal | GB | 2018-05-01 08:00 | 0.62081
Coal | GB | 2018-05-01 09:00 | 0.62081
Coal | GB | 2018-05-01 10:00 | 0.62081
Coal | GB | 2018-05-01 11:00 | 0.62081
Coal | GB | 2018-05-01 12:00 | 0.64409
Coal | GB | 2018-05-01 13:00 | 0.64409
Coal | GB | 2018-05-01 14:00 | 0.64409
Coal | GB | 2018-05-01 15:00 | 0.64409
Coal | GB | 2018-05-01 16:00 | 0.64409
Coal | GB | 2018-05-01 17:00 | 0.64409
Coal | GB | 2018-05-01 18:00 | 0.64409
Coal | GB | 2018-05-01 19:00 | 0.64409
Coal | GB | 2018-05-01 20:00 | 0.64409
Coal | GB | 2018-05-01 21:00 | 0.68653
Coal | GB | 2018-05-01 22:00 | 0.68653
Coal | GB | 2018-05-01 23:00 | 0.68653
Coal | GB | 2018-05-02 | 0.68653
Coal | GB | 2018-05-02 01:00 | 0.68653
Coal | GB | 2018-05-02 02:00 | 0.68653
Coal | GB | 2018-05-02 03:00 | 0.68653
Coal | GB | 2018-05-02 04:00 | 0.68653
Coal | GB | 2018-05-02 05:00 | 0.68653
Coal | GB | 2018-05-02 06:00 | 0.73003
Coal | GB | 2018-05-02 07:00 | 0.73003
Coal | GB | 2018-05-02 08:00 | 0.73003
Coal | GB | 2018-05-02 09:00 | 0.73003
Coal | GB | 2018-05-02 10:00 | 0.73003
Coal | GB | 2018-05-02 11:00 | 0.73003
Coal | GB | 2018-05-02 12:00 | 0.73003
Coal | GB | 2018-05-02 13:00 | 0.70596
Coal | GB | 2018-05-02 14:00 | 0.70596
Coal | GB | 2018-05-02 15:00 | 0.70596
Coal | GB | 2018-05-02 16:00 | 0.70596
Coal | GB | 2018-05-02 17:00 | 0.70596
Coal | GB | 2018-05-02 18:00 | 0.73003
Coal | GB | 2018-05-02 19:00 | 0.73003
Coal | GB | 2018-05-02 20:00 | 0.73003
Coal | GB | 2018-05-02 21:00 | 0.73003
Coal | GB | 2018-05-02 22:00 | 0.68653
Coal | GB | 2018-05-02 23:00 | 0.68653
Coal | GB | 2018-05-03 | 0.68653
Coal | GB | 2018-05-03 01:00 | 0.68653
Coal | GB | 2018-05-03 02:00 | 0.68653
Coal | GB | 2018-05-03 03:00 | 0.68653
Coal | GB | 2018-05-03 04:00 | 0.68653
Coal | GB | 2018-05-03 05:00 | 0.68653
Coal | GB | 2018-05-03 06:00 | 0.68653
Coal | GB | 2018-05-03 07:00 | 0.68653
Coal | GB | 2018-05-03 08:00 | 0.68653
Coal | GB | 2018-05-03 09:00 | 0.68653
Coal | GB | 2018-05-03 10:00 | 0.68653
Coal | GB | 2018-05-03 11:00 | 0.68653
Coal | GB | 2018-05-03 12:00 | 0.66247
Coal | GB | 2018-05-03 13:00 | 0.66247
Coal | GB | 2018-05-03 14:00 | 0.66247
Coal | GB | 2018-05-03 15:00 | 0.66247
Coal | GB | 2018-05-03 16:00 | 0.66247
Coal | GB | 2018-05-03 17:00 | 0.68653
Coal | GB | 2018-05-03 18:00 | 0.68653
Coal | GB | 2018-05-03 19:00 | 0.68653
Coal | GB | 2018-05-03 20:00 | 0.68653
Coal | GB | 2018-05-03 21:00 | 0.68653
Coal | GB | 2018-05-03 22:00 | 0.68653
Coal | GB | 2018-05-03 23:00 | 0.68653
Coal | GB | 2018-05-04 | 0.68653
Coal | GB | 2018-05-04 01:00 | 0.68653
Coal | GB | 2018-05-04 02:00 | 0.68653
Coal | GB | 2018-05-04 03:00 | 0.68653
Coal | GB | 2018-05-04 04:00 | 0.68653
Coal | GB | 2018-05-04 05:00 | 0.68653
Coal | GB | 2018-05-04 06:00 | 0.68653
Coal | GB | 2018-05-04 07:00 | 0.68653
Coal | GB | 2018-05-04 08:00 | 0.68653
Coal | GB | 2018-05-04 09:00 | 0.68653
Coal | GB | 2018-05-04 10:00 | 0.68653
Coal | GB | 2018-05-04 11:00 | 0.68653
Coal | GB | 2018-05-04 12:00 | 0.68653
Coal | GB | 2018-05-04 13:00 | 0.68653
Coal | GB | 2018-05-04 14:00 | 0.68653
Coal | GB | 2018-05-04 15:00 | 0.68653
Coal | GB | 2018-05-04 16:00 | 0.68653
Coal | GB | 2018-05-04 17:00 | 0.68653
Coal | GB | 2018-05-04 18:00 | 0.68653
Coal | GB | 2018-05-04 19:00 | 0.68653
Coal | GB | 2018-05-04 20:00 | 0.68653
Coal | GB | 2018-05-04 21:00 | 0.68653
Coal | GB | 2018-05-04 22:00 | 0.68653
Coal | GB | 2018-05-04 23:00 | 0.64234
Coal | GB | 2018-05-05 | 0.64234
Coal | GB | 2018-05-05 01:00 | 0.64234
Coal | GB | 2018-05-05 02:00 | 0.64234
Coal | GB | 2018-05-05 03:00 | 0.64234
Coal | GB | 2018-05-05 04:00 | 0.64234
Coal | GB | 2018-05-05 05:00 | 0.64234
Coal | GB | 2018-05-05 06:00 | 0.68583
Coal | GB | 2018-05-05 07:00 | 0.68583
Coal | GB | 2018-05-05 08:00 | 0.68583
Coal | GB | 2018-05-05 09:00 | 0.68583
Coal | GB | 2018-05-05 10:00 | 0.68583
Coal | GB | 2018-05-05 11:00 | 0.68583
Coal | GB | 2018-05-05 12:00 | 0.68583
Coal | GB | 2018-05-05 13:00 | 0.68583
Coal | GB | 2018-05-05 14:00 | 0.68583
Coal | GB | 2018-05-05 15:00 | 0.68583
Coal | GB | 2018-05-05 16:00 | 0.68583
Coal | GB | 2018-05-05 17:00 | 0.68583
Coal | GB | 2018-05-05 18:00 | 0.68583
Coal | GB | 2018-05-05 19:00 | 0.68583
Coal | GB | 2018-05-05 20:00 | 0.68583
Coal | GB | 2018-05-05 21:00 | 0.68583
Coal | GB | 2018-05-05 22:00 | 0.68583
Coal | GB | 2018-05-05 23:00 | 0.68583
Coal | GB | 2018-05-06 | 0.68583
Coal | GB | 2018-05-06 01:00 | 0.68583
Coal | GB | 2018-05-06 02:00 | 0.68583
Coal | GB | 2018-05-06 03:00 | 0.68583
Coal | GB | 2018-05-06 04:00 | 0.68583
Coal | GB | 2018-05-06 05:00 | 0.68583
Coal | GB | 2018-05-06 06:00 | 0.68583
Coal | GB | 2018-05-06 07:00 | 0.68583
Coal | GB | 2018-05-06 08:00 | 0.68583
Coal | GB | 2018-05-06 09:00 | 0.68583
Coal | GB | 2018-05-06 10:00 | 0.68583
Coal | GB | 2018-05-06 11:00 | 0.68583
Coal | GB | 2018-05-06 12:00 | 0.68583
Coal | GB | 2018-05-06 13:00 | 0.68583
Coal | GB | 2018-05-06 14:00 | 0.68583
Coal | GB | 2018-05-06 15:00 | 0.68583
Coal | GB | 2018-05-06 16:00 | 0.68583
Coal | GB | 2018-05-06 17:00 | 0.68583
Coal | GB | 2018-05-06 18:00 | 0.68583
Coal | GB | 2018-05-06 19:00 | 0.68583
Coal | GB | 2018-05-06 20:00 | 0.68583
Coal | GB | 2018-05-06 21:00 | 0.68583
Coal | GB | 2018-05-06 22:00 | 0.68583
Coal | GB | 2018-05-06 23:00 | 0.68583
Coal | GB | 2018-05-07 | 0.68583
Coal | GB | 2018-05-07 01:00 | 0.68583
Coal | GB | 2018-05-07 02:00 | 0.68583
Coal | GB | 2018-05-07 03:00 | 0.68583
Coal | GB | 2018-05-07 04:00 | 0.68583
Coal | GB | 2018-05-07 05:00 | 0.68583
Coal | GB | 2018-05-07 06:00 | 0.68583
Coal | GB | 2018-05-07 07:00 | 0.68583
Coal | GB | 2018-05-07 08:00 | 0.68583
Coal | GB | 2018-05-07 09:00 | 0.68583
Coal | GB | 2018-05-07 10:00 | 0.68583
Coal | GB | 2018-05-07 11:00 | 0.68583
Coal | GB | 2018-05-07 12:00 | 0.68583
Coal | GB | 2018-05-07 13:00 | 0.68583
Coal | GB | 2018-05-07 14:00 | 0.68583
Coal | GB | 2018-05-07 15:00 | 0.68583
Coal | GB | 2018-05-07 16:00 | 0.68583
Coal | GB | 2018-05-07 17:00 | 0.68583
Coal | GB | 2018-05-07 18:00 | 0.68583
Coal | GB | 2018-05-07 19:00 | 0.68583
Coal | GB | 2018-05-07 20:00 | 0.68583
Coal | GB | 2018-05-07 21:00 | 0.68583
Coal | GB | 2018-05-07 22:00 | 0.68583
Coal | GB | 2018-05-07 23:00 | 0.68583
Coal | GB | 2018-05-08 | 0.68583
Coal | GB | 2018-05-08 01:00 | 0.68583
Coal | GB | 2018-05-08 02:00 | 0.68583
Coal | GB | 2018-05-08 03:00 | 0.68583
Coal | GB | 2018-05-08 04:00 | 0.68583
Coal | GB | 2018-05-08 05:00 | 0.68583
Coal | GB | 2018-05-08 06:00 | 0.68583
Coal | GB | 2018-05-08 07:00 | 0.68583
Coal | GB | 2018-05-08 08:00 | 0.68583
Coal | GB | 2018-05-08 09:00 | 0.68583
Coal | GB | 2018-05-08 10:00 | 0.68583
Coal | GB | 2018-05-08 11:00 | 0.73003
Coal | GB | 2018-05-08 12:00 | 0.73003
Coal | GB | 2018-05-08 13:00 | 0.73003
Coal | GB | 2018-05-08 14:00 | 0.73003
Coal | GB | 2018-05-08 15:00 | 0.54625
Coal | GB | 2018-05-08 16:00 | 0.54625
Coal | GB | 2018-05-08 17:00 | 0.54625
Coal | GB | 2018-05-08 18:00 | 0.54625
Coal | GB | 2018-05-08 19:00 | 0.54625
Coal | GB | 2018-05-08 20:00 | 0.54625
Coal | GB | 2018-05-08 21:00 | 0.54625
Coal | GB | 2018-05-08 22:00 | 0.54625
Coal | GB | 2018-05-08 23:00 | 0.54625
Coal | GB | 2018-05-09 | 0.54625
Coal | GB | 2018-05-09 01:00 | 0.54625
Coal | GB | 2018-05-09 02:00 | 0.54625
Coal | GB | 2018-05-09 03:00 | 0.54625
Coal | GB | 2018-05-09 04:00 | 0.54625
Coal | GB | 2018-05-09 05:00 | 0.54625
Coal | GB | 2018-05-09 06:00 | 0.54625
Coal | GB | 2018-05-09 07:00 | 0.54625
Coal | GB | 2018-05-09 08:00 | 0.54625
Coal | GB | 2018-05-09 09:00 | 0.54625
Coal | GB | 2018-05-09 10:00 | 0.54625
Coal | GB | 2018-05-09 11:00 | 0.54625
Coal | GB | 2018-05-09 12:00 | 0.54625
Coal | GB | 2018-05-09 13:00 | 0.54625
Coal | GB | 2018-05-09 14:00 | 0.54625
Coal | GB | 2018-05-09 15:00 | 0.54625
Coal | GB | 2018-05-09 16:00 | 0.54625
Coal | GB | 2018-05-09 17:00 | 0.54625
Coal | GB | 2018-05-09 18:00 | 0.54625
Coal | GB | 2018-05-09 19:00 | 0.54625
Coal | GB | 2018-05-09 20:00 | 0.54625
Coal | GB | 2018-05-09 21:00 | 0.54625
Coal | GB | 2018-05-09 22:00 | 0.54625
Coal | GB | 2018-05-09 23:00 | 0.54625
Coal | GB | 2018-05-10 | 0.54625
Coal | GB | 2018-05-10 01:00 | 0.54625
Coal | GB | 2018-05-10 02:00 | 0.54625
Coal | GB | 2018-05-10 03:00 | 0.54625
Coal | GB | 2018-05-10 04:00 | 0.54625
Coal | GB | 2018-05-10 05:00 | 0.54625
Coal | GB | 2018-05-10 06:00 | 0.54625
Coal | GB | 2018-05-10 07:00 | 0.54625
Coal | GB | 2018-05-10 08:00 | 0.54625
Coal | GB | 2018-05-10 09:00 | 0.54625
Coal | GB | 2018-05-10 10:00 | 0.54625
Coal | GB | 2018-05-10 11:00 | 0.54625
Coal | GB | 2018-05-10 12:00 | 0.54625
Coal | GB | 2018-05-10 13:00 | 0.54625
Coal | GB | 2018-05-10 14:00 | 0.54625
Coal | GB | 2018-05-10 15:00 | 0.54625
Coal | GB | 2018-05-10 16:00 | 0.54625
Coal | GB | 2018-05-10 17:00 | 0.54625
Coal | GB | 2018-05-10 18:00 | 0.54625
Coal | GB | 2018-05-10 19:00 | 0.54625
Coal | GB | 2018-05-10 20:00 | 0.54625
Coal | GB | 2018-05-10 21:00 | 0.54625
Coal | GB | 2018-05-10 22:00 | 0.54625
Coal | GB | 2018-05-10 23:00 | 0.54625
Coal | GB | 2018-05-11 | 0.54625
Coal | GB | 2018-05-11 01:00 | 0.54625
Coal | GB | 2018-05-11 02:00 | 0.54625
Coal | GB | 2018-05-11 03:00 | 0.54625
Coal | GB | 2018-05-11 04:00 | 0.54625
Coal | GB | 2018-05-11 05:00 | 0.54625
Coal | GB | 2018-05-11 06:00 | 0.54625
Coal | GB | 2018-05-11 07:00 | 0.54625
Coal | GB | 2018-05-11 08:00 | 0.54625
Coal | GB | 2018-05-11 09:00 | 0.54625
Coal | GB | 2018-05-11 10:00 | 0.54625
Coal | GB | 2018-05-11 11:00 | 0.54625
Coal | GB | 2018-05-11 12:00 | 0.54625
Coal | GB | 2018-05-11 13:00 | 0.54625
Coal | GB | 2018-05-11 14:00 | 0.54625
Coal | GB | 2018-05-11 15:00 | 0.54625
Coal | GB | 2018-05-11 16:00 | 0.54625
Coal | GB | 2018-05-11 17:00 | 0.54625
Coal | GB | 2018-05-11 18:00 | 0.54625
Coal | GB | 2018-05-11 19:00 | 0.54625
Coal | GB | 2018-05-11 20:00 | 0.54625
Coal | GB | 2018-05-11 21:00 | 0.54625
Coal | GB | 2018-05-11 22:00 | 0.54625
Coal | GB | 2018-05-11 23:00 | 0.54625
Coal | GB | 2018-05-12 | 0.54625
Coal | GB | 2018-05-12 01:00 | 0.54625
Coal | GB | 2018-05-12 02:00 | 0.54625
Coal | GB | 2018-05-12 03:00 | 0.54625
Coal | GB | 2018-05-12 04:00 | 0.54625
Coal | GB | 2018-05-12 05:00 | 0.54625
Coal | GB | 2018-05-12 06:00 | 0.54625
Coal | GB | 2018-05-12 07:00 | 0.54625
Coal | GB | 2018-05-12 08:00 | 0.54625
Coal | GB | 2018-05-12 09:00 | 0.54625
Coal | GB | 2018-05-12 10:00 | 0.54625
Coal | GB | 2018-05-12 11:00 | 0.54625
Coal | GB | 2018-05-12 12:00 | 0.54625
Coal | GB | 2018-05-12 13:00 | 0.54625
Coal | GB | 2018-05-12 14:00 | 0.54625
Coal | GB | 2018-05-12 15:00 | 0.54625
Coal | GB | 2018-05-12 16:00 | 0.54625
Coal | GB | 2018-05-12 17:00 | 0.54625
Coal | GB | 2018-05-12 18:00 | 0.54625
Coal | GB | 2018-05-12 19:00 | 0.54625
Coal | GB | 2018-05-12 20:00 | 0.54625
Coal | GB | 2018-05-12 21:00 | 0.54625
Coal | GB | 2018-05-12 22:00 | 0.54625
Coal | GB | 2018-05-12 23:00 | 0.54625
Coal | GB | 2018-05-13 | 0.54625
Coal | GB | 2018-05-13 01:00 | 0.54625
Coal | GB | 2018-05-13 02:00 | 0.54625
Coal | GB | 2018-05-13 03:00 | 0.54625
Coal | GB | 2018-05-13 04:00 | 0.54625
Coal | GB | 2018-05-13 05:00 | 0.54625
Coal | GB | 2018-05-13 06:00 | 0.54625
Coal | GB | 2018-05-13 07:00 | 0.54625
Coal | GB | 2018-05-13 08:00 | 0.54625
Coal | GB | 2018-05-13 09:00 | 0.54625
Coal | GB | 2018-05-13 10:00 | 0.54625
Coal | GB | 2018-05-13 11:00 | 0.54625
Coal | GB | 2018-05-13 12:00 | 0.54625
Coal | GB | 2018-05-13 13:00 | 0.54625
Coal | GB | 2018-05-13 14:00 | 0.54625
Coal | GB | 2018-05-13 15:00 | 0.54625
Coal | GB | 2018-05-13 16:00 | 0.54625
Coal | GB | 2018-05-13 17:00 | 0.54625
Coal | GB | 2018-05-13 18:00 | 0.54625
Coal | GB | 2018-05-13 19:00 | 0.54625
Coal | GB | 2018-05-13 20:00 | 0.54625
Coal | GB | 2018-05-13 21:00 | 0.54625
Coal | GB | 2018-05-13 22:00 | 0.54625
Coal | GB | 2018-05-13 23:00 | 0.54625
Coal | GB | 2018-05-14 | 0.54625
Coal | GB | 2018-05-14 01:00 | 0.54625
Coal | GB | 2018-05-14 02:00 | 0.54625
Coal | GB | 2018-05-14 03:00 | 0.54625
Coal | GB | 2018-05-14 04:00 | 0.54625
Coal | GB | 2018-05-14 05:00 | 0.54625
Coal | GB | 2018-05-14 06:00 | 0.54625
Coal | GB | 2018-05-14 07:00 | 0.54625
Coal | GB | 2018-05-14 08:00 | 0.54625
Coal | GB | 2018-05-14 09:00 | 0.54625
Coal | GB | 2018-05-14 10:00 | 0.54625
Coal | GB | 2018-05-14 11:00 | 0.54625
Coal | GB | 2018-05-14 12:00 | 0.54625
Coal | GB | 2018-05-14 13:00 | 0.54625
Coal | GB | 2018-05-14 14:00 | 0.54625
Coal | GB | 2018-05-14 15:00 | 0.54625
Coal | GB | 2018-05-14 16:00 | 0.54625
Coal | GB | 2018-05-14 17:00 | 0.54625
Coal | GB | 2018-05-14 18:00 | 0.54625
Coal | GB | 2018-05-14 19:00 | 0.54625
Coal | GB | 2018-05-14 20:00 | 0.54625
Coal | GB | 2018-05-14 21:00 | 0.54625
Coal | GB | 2018-05-14 22:00 | 0.54625
Coal | GB | 2018-05-14 23:00 | 0.54625
Coal | GB | 2018-05-15 | 0.54625
Coal | GB | 2018-05-15 01:00 | 0.54625
Coal | GB | 2018-05-15 02:00 | 0.54625
Coal | GB | 2018-05-15 03:00 | 0.54625
Coal | GB | 2018-05-15 04:00 | 0.54625
Coal | GB | 2018-05-15 05:00 | 0.54625
Coal | GB | 2018-05-15 06:00 | 0.54625
Coal | GB | 2018-05-15 07:00 | 0.54625
Coal | GB | 2018-05-15 08:00 | 0.54625
Coal | GB | 2018-05-15 09:00 | 0.54625
Coal | GB | 2018-05-15 10:00 | 0.54625
Coal | GB | 2018-05-15 11:00 | 0.54625
Coal | GB | 2018-05-15 12:00 | 0.54625
Coal | GB | 2018-05-15 13:00 | 0.54625
Coal | GB | 2018-05-15 14:00 | 0.54625
Coal | GB | 2018-05-15 15:00 | 0.54625
Coal | GB | 2018-05-15 16:00 | 0.54625
Coal | GB | 2018-05-15 17:00 | 0.54625
Coal | GB | 2018-05-15 18:00 | 0.54625
Coal | GB | 2018-05-15 19:00 | 0.54625
Coal | GB | 2018-05-15 20:00 | 0.54625
Coal | GB | 2018-05-15 21:00 | 0.54625
Coal | GB | 2018-05-15 22:00 | 0.54625
Coal | GB | 2018-05-15 23:00 | 0.54625
Coal | GB | 2018-05-16 | 0.54625
Coal | GB | 2018-05-16 01:00 | 0.54625
Coal | GB | 2018-05-16 02:00 | 0.54625
Coal | GB | 2018-05-16 03:00 | 0.54625
Coal | GB | 2018-05-16 04:00 | 0.54625
Coal | GB | 2018-05-16 05:00 | 0.54625
Coal | GB | 2018-05-16 06:00 | 0.54625
Coal | GB | 2018-05-16 07:00 | 0.54625
Coal | GB | 2018-05-16 08:00 | 0.54625
Coal | GB | 2018-05-16 09:00 | 0.54625
Coal | GB | 2018-05-16 10:00 | 0.54625
Coal | GB | 2018-05-16 11:00 | 0.54625
Coal | GB | 2018-05-16 12:00 | 0.54625
Coal | GB | 2018-05-16 13:00 | 0.54625
Coal | GB | 2018-05-16 14:00 | 0.54625
Coal | GB | 2018-05-16 15:00 | 0.54625
Coal | GB | 2018-05-16 16:00 | 0.54625
Coal | GB | 2018-05-16 17:00 | 0.54625
Coal | GB | 2018-05-16 18:00 | 0.54625
Coal | GB | 2018-05-16 19:00 | 0.54625
Coal | GB | 2018-05-16 20:00 | 0.54625
Coal | GB | 2018-05-16 21:00 | 0.54625
Coal | GB | 2018-05-16 22:00 | 0.54625
Coal | GB | 2018-05-16 23:00 | 0.54625
Coal | GB | 2018-05-17 | 0.54625
Coal | GB | 2018-05-17 01:00 | 0.54625
Coal | GB | 2018-05-17 02:00 | 0.54625
Coal | GB | 2018-05-17 03:00 | 0.54625
Coal | GB | 2018-05-17 04:00 | 0.54625
Coal | GB | 2018-05-17 05:00 | 0.54625
Coal | GB | 2018-05-17 06:00 | 0.54625
Coal | GB | 2018-05-17 07:00 | 0.54625
Coal | GB | 2018-05-17 08:00 | 0.54625
Coal | GB | 2018-05-17 09:00 | 0.54625
Coal | GB | 2018-05-17 10:00 | 0.54625
Coal | GB | 2018-05-17 11:00 | 0.54625
Coal | GB | 2018-05-17 12:00 | 0.54625
Coal | GB | 2018-05-17 13:00 | 0.54625
Coal | GB | 2018-05-17 14:00 | 0.54625
Coal | GB | 2018-05-17 15:00 | 0.54625
Coal | GB | 2018-05-17 16:00 | 0.54625
Coal | GB | 2018-05-17 17:00 | 0.54625
Coal | GB | 2018-05-17 18:00 | 0.54625
Coal | GB | 2018-05-17 19:00 | 0.54625
Coal | GB | 2018-05-17 20:00 | 0.54625
Coal | GB | 2018-05-17 21:00 | 0.54625
Coal | GB | 2018-05-17 22:00 | 0.54625
Coal | GB | 2018-05-17 23:00 | 0.54625
Coal | GB | 2018-05-18 | 0.54625
Coal | GB | 2018-05-18 01:00 | 0.54625
Coal | GB | 2018-05-18 02:00 | 0.54625
Coal | GB | 2018-05-18 03:00 | 0.54625
Coal | GB | 2018-05-18 04:00 | 0.54625
Coal | GB | 2018-05-18 05:00 | 0.54625
Coal | GB | 2018-05-18 06:00 | 0.54625
Coal | GB | 2018-05-18 07:00 | 0.54625
Coal | GB | 2018-05-18 08:00 | 0.54625
Coal | GB | 2018-05-18 09:00 | 0.54625
Coal | GB | 2018-05-18 10:00 | 0.54625
Coal | GB | 2018-05-18 11:00 | 0.54625
Coal | GB | 2018-05-18 12:00 | 0.54625
Coal | GB | 2018-05-18 13:00 | 0.54625
Coal | GB | 2018-05-18 14:00 | 0.54625
Coal | GB | 2018-05-18 15:00 | 0.54625
Coal | GB | 2018-05-18 16:00 | 0.54625
Coal | GB | 2018-05-18 17:00 | 0.54625
Coal | GB | 2018-05-18 18:00 | 0.54625
Coal | GB | 2018-05-18 19:00 | 0.54625
Coal | GB | 2018-05-18 20:00 | 0.54625
Coal | GB | 2018-05-18 21:00 | 0.54625
Coal | GB | 2018-05-18 22:00 | 0.54625
Coal | GB | 2018-05-18 23:00 | 0.54625
Coal | GB | 2018-05-19 | 0.54625
Coal | GB | 2018-05-19 01:00 | 0.54625
Coal | GB | 2018-05-19 02:00 | 0.54625
Coal | GB | 2018-05-19 03:00 | 0.54625
Coal | GB | 2018-05-19 04:00 | 0.54625
Coal | GB | 2018-05-19 05:00 | 0.54625
Coal | GB | 2018-05-19 06:00 | 0.54625
Coal | GB | 2018-05-19 07:00 | 0.54625
Coal | GB | 2018-05-19 08:00 | 0.54625
Coal | GB | 2018-05-19 09:00 | 0.54625
Coal | GB | 2018-05-19 10:00 | 0.54625
Coal | GB | 2018-05-19 11:00 | 0.54625
Coal | GB | 2018-05-19 12:00 | 0.54625
Coal | GB | 2018-05-19 13:00 | 0.54625
Coal | GB | 2018-05-19 14:00 | 0.54625
Coal | GB | 2018-05-19 15:00 | 0.54625
Coal | GB | 2018-05-19 16:00 | 0.54625
Coal | GB | 2018-05-19 17:00 | 0.54625
Coal | GB | 2018-05-19 18:00 | 0.54625
Coal | GB | 2018-05-19 19:00 | 0.54625
Coal | GB | 2018-05-19 20:00 | 0.54625
Coal | GB | 2018-05-19 21:00 | 0.54625
Coal | GB | 2018-05-19 22:00 | 0.54625
Coal | GB | 2018-05-19 23:00 | 0.54625
Coal | GB | 2018-05-20 | 0.54625
Coal | GB | 2018-05-20 01:00 | 0.54625
Coal | GB | 2018-05-20 02:00 | 0.54625
Coal | GB | 2018-05-20 03:00 | 0.54625
Coal | GB | 2018-05-20 04:00 | 0.54625
Coal | GB | 2018-05-20 05:00 | 0.54625
Coal | GB | 2018-05-20 06:00 | 0.54625
Coal | GB | 2018-05-20 07:00 | 0.54625
Coal | GB | 2018-05-20 08:00 | 0.54625
Coal | GB | 2018-05-20 09:00 | 0.54625
Coal | GB | 2018-05-20 10:00 | 0.54625
Coal | GB | 2018-05-20 11:00 | 0.54625
Coal | GB | 2018-05-20 12:00 | 0.54625
Coal | GB | 2018-05-20 13:00 | 0.54625
Coal | GB | 2018-05-20 14:00 | 0.54625
Coal | GB | 2018-05-20 15:00 | 0.54625
Coal | GB | 2018-05-20 16:00 | 0.54625
Coal | GB | 2018-05-20 17:00 | 0.54625
Coal | GB | 2018-05-20 18:00 | 0.54625
Coal | GB | 2018-05-20 19:00 | 0.54625
Coal | GB | 2018-05-20 20:00 | 0.54625
Coal | GB | 2018-05-20 21:00 | 0.54625
Coal | GB | 2018-05-20 22:00 | 0.54625
Coal | GB | 2018-05-20 23:00 | 0.54625
Coal | GB | 2018-05-21 | 0.54625
Coal | GB | 2018-05-21 01:00 | 0.54625
Coal | GB | 2018-05-21 02:00 | 0.54625
Coal | GB | 2018-05-21 03:00 | 0.54625
Coal | GB | 2018-05-21 04:00 | 0.54625
Coal | GB | 2018-05-21 05:00 | 0.54625
Coal | GB | 2018-05-21 06:00 | 0.54625
Coal | GB | 2018-05-21 07:00 | 0.54625
Coal | GB | 2018-05-21 08:00 | 0.54625
Coal | GB | 2018-05-21 09:00 | 0.54625
Coal | GB | 2018-05-21 10:00 | 0.54625
Coal | GB | 2018-05-21 11:00 | 0.54625
Coal | GB | 2018-05-21 12:00 | 0.54625
Coal | GB | 2018-05-21 13:00 | 0.54625
Coal | GB | 2018-05-21 14:00 | 0.54625
Coal | GB | 2018-05-21 15:00 | 0.54625
Coal | GB | 2018-05-21 16:00 | 0.54625
Coal | GB | 2018-05-21 17:00 | 0.54214
Coal | GB | 2018-05-21 18:00 | 0.5424
Coal | GB | 2018-05-21 19:00 | 0.54161
Coal | GB | 2018-05-21 20:00 | 0.54161
Coal | GB | 2018-05-21 21:00 | 0.54625
Coal | GB | 2018-05-21 22:00 | 0.54625
Coal | GB | 2018-05-21 23:00 | 0.54625
Coal | GB | 2018-05-22 | 0.54625
Coal | GB | 2018-05-22 01:00 | 0.54625
Coal | GB | 2018-05-22 02:00 | 0.54625
Coal | GB | 2018-05-22 03:00 | 0.54625
Coal | GB | 2018-05-22 04:00 | 0.54625
Coal | GB | 2018-05-22 05:00 | 0.50223
Coal | GB | 2018-05-22 06:00 | 0.50223
Coal | GB | 2018-05-22 07:00 | 0.50223
Coal | GB | 2018-05-22 08:00 | 0.50223
Coal | GB | 2018-05-22 09:00 | 0.50223
Coal | GB | 2018-05-22 10:00 | 0.50223
Coal | GB | 2018-05-22 11:00 | 0.50223
Coal | GB | 2018-05-22 12:00 | 0.50223
Coal | GB | 2018-05-22 13:00 | 0.50223
Coal | GB | 2018-05-22 14:00 | 0.50223
Coal | GB | 2018-05-22 15:00 | 0.50223
Coal | GB | 2018-05-22 16:00 | 0.50223
Coal | GB | 2018-05-22 17:00 | 0.50223
Coal | GB | 2018-05-22 18:00 | 0.50223
Coal | GB | 2018-05-22 19:00 | 0.50223
Coal | GB | 2018-05-22 20:00 | 0.50223
Coal | GB | 2018-05-22 21:00 | 0.50223
Coal | GB | 2018-05-22 22:00 | 0.50223
Coal | GB | 2018-05-22 23:00 | 0.50223
Coal | GB | 2018-05-23 | 0.50223
Coal | GB | 2018-05-23 01:00 | 0.54625
Coal | GB | 2018-05-23 02:00 | 0.54625
Coal | GB | 2018-05-23 03:00 | 0.54625
Coal | GB | 2018-05-23 04:00 | 0.54625
Coal | GB | 2018-05-23 05:00 | 0.54625
Coal | GB | 2018-05-23 06:00 | 0.54625
Coal | GB | 2018-05-23 07:00 | 0.54625
Coal | GB | 2018-05-23 08:00 | 0.54625
Coal | GB | 2018-05-23 09:00 | 0.54625
Coal | GB | 2018-05-23 10:00 | 0.54625
Coal | GB | 2018-05-23 11:00 | 0.54625
Coal | GB | 2018-05-23 12:00 | 0.54625
Coal | GB | 2018-05-23 13:00 | 0.54625
Coal | GB | 2018-05-23 14:00 | 0.54625
Coal | GB | 2018-05-23 15:00 | 0.54625
Coal | GB | 2018-05-23 16:00 | 0.54625
Coal | GB | 2018-05-23 17:00 | 0.54625
Coal | GB | 2018-05-23 18:00 | 0.54625
Coal | GB | 2018-05-23 19:00 | 0.54625
Coal | GB | 2018-05-23 20:00 | 0.54625
Coal | GB | 2018-05-23 21:00 | 0.54625
Coal | GB | 2018-05-23 22:00 | 0.50276
Coal | GB | 2018-05-23 23:00 | 0.50276
Coal | GB | 2018-05-24 | 0.50276
Coal | GB | 2018-05-24 01:00 | 0.50276
Coal | GB | 2018-05-24 02:00 | 0.50276
Coal | GB | 2018-05-24 03:00 | 0.49269
Coal | GB | 2018-05-24 04:00 | 0.49269
Coal | GB | 2018-05-24 05:00 | 0.49269
Coal | GB | 2018-05-24 06:00 | 0.50276
Coal | GB | 2018-05-24 07:00 | 0.50276
Coal | GB | 2018-05-24 08:00 | 0.50276
Coal | GB | 2018-05-24 09:00 | 0.50276
Coal | GB | 2018-05-24 10:00 | 0.50276
Coal | GB | 2018-05-24 11:00 | 0.50276
Coal | GB | 2018-05-24 12:00 | 0.50276
Coal | GB | 2018-05-24 13:00 | 0.50276
Coal | GB | 2018-05-24 14:00 | 0.50276
Coal | GB | 2018-05-24 15:00 | 0.50276
Coal | GB | 2018-05-24 16:00 | 0.50276
Coal | GB | 2018-05-24 17:00 | 0.50276
Coal | GB | 2018-05-24 18:00 | 0.50276
Coal | GB | 2018-05-24 19:00 | 0.50276
Coal | GB | 2018-05-24 20:00 | 0.50276
Coal | GB | 2018-05-24 21:00 | 0.50276
Coal | GB | 2018-05-24 22:00 | 0.50276
Coal | GB | 2018-05-24 23:00 | 0.50276
Coal | GB | 2018-05-25 | 0.50276
Coal | GB | 2018-05-25 01:00 | 0.50276
Coal | GB | 2018-05-25 02:00 | 0.50276
Coal | GB | 2018-05-25 03:00 | 0.50276
Coal | GB | 2018-05-25 04:00 | 0.50276
Coal | GB | 2018-05-25 05:00 | 0.50276
Coal | GB | 2018-05-25 06:00 | 0.50276
Coal | GB | 2018-05-25 07:00 | 0.50276
Coal | GB | 2018-05-25 08:00 | 0.50276
Coal | GB | 2018-05-25 09:00 | 0.50276
Coal | GB | 2018-05-25 10:00 | 0.50276
Coal | GB | 2018-05-25 11:00 | 0.50276
Coal | GB | 2018-05-25 12:00 | 0.50276
Coal | GB | 2018-05-25 13:00 | 0.50276
Coal | GB | 2018-05-25 14:00 | 0.50276
Coal | GB | 2018-05-25 15:00 | 0.50276
Coal | GB | 2018-05-25 16:00 | 0.50276
Coal | GB | 2018-05-25 17:00 | 0.50276
Coal | GB | 2018-05-25 18:00 | 0.50276
Coal | GB | 2018-05-25 19:00 | 0.50276
Coal | GB | 2018-05-25 20:00 | 0.50276
Coal | GB | 2018-05-25 21:00 | 0.50276
Coal | GB | 2018-05-25 22:00 | 0.50276
Coal | GB | 2018-05-25 23:00 | 0.50276
Coal | GB | 2018-05-26 | 0.50276
Coal | GB | 2018-05-26 01:00 | 0.50276
Coal | GB | 2018-05-26 02:00 | 0.50276
Coal | GB | 2018-05-26 03:00 | 0.50276
Coal | GB | 2018-05-26 04:00 | 0.50276
Coal | GB | 2018-05-26 05:00 | 0.50276
Coal | GB | 2018-05-26 06:00 | 0.50276
Coal | GB | 2018-05-26 07:00 | 0.50276
Coal | GB | 2018-05-26 08:00 | 0.50276
Coal | GB | 2018-05-26 09:00 | 0.50276
Coal | GB | 2018-05-26 10:00 | 0.50276
Coal | GB | 2018-05-26 11:00 | 0.50276
Coal | GB | 2018-05-26 12:00 | 0.50276
Coal | GB | 2018-05-26 13:00 | 0.50276
Coal | GB | 2018-05-26 14:00 | 0.50276
Coal | GB | 2018-05-26 15:00 | 0.50276
Coal | GB | 2018-05-26 16:00 | 0.50276
Coal | GB | 2018-05-26 17:00 | 0.50276
Coal | GB | 2018-05-26 18:00 | 0.50276
Coal | GB | 2018-05-26 19:00 | 0.50276
Coal | GB | 2018-05-26 20:00 | 0.50276
Coal | GB | 2018-05-26 21:00 | 0.50276
Coal | GB | 2018-05-26 22:00 | 0.50276
Coal | GB | 2018-05-26 23:00 | 0.50276
Coal | GB | 2018-05-27 | 0.50276
Coal | GB | 2018-05-27 01:00 | 0.50276
Coal | GB | 2018-05-27 02:00 | 0.50276
Coal | GB | 2018-05-27 03:00 | 0.50276
Coal | GB | 2018-05-27 04:00 | 0.50276
Coal | GB | 2018-05-27 05:00 | 0.50276
Coal | GB | 2018-05-27 06:00 | 0.50276
Coal | GB | 2018-05-27 07:00 | 0.50276
Coal | GB | 2018-05-27 08:00 | 0.50276
Coal | GB | 2018-05-27 09:00 | 0.50276
Coal | GB | 2018-05-27 10:00 | 0.50276
Coal | GB | 2018-05-27 11:00 | 0.50276
Coal | GB | 2018-05-27 12:00 | 0.50276
Coal | GB | 2018-05-27 13:00 | 0.50276
Coal | GB | 2018-05-27 14:00 | 0.50276
Coal | GB | 2018-05-27 15:00 | 0.50276
Coal | GB | 2018-05-27 16:00 | 0.50276
Coal | GB | 2018-05-27 17:00 | 0.50276
Coal | GB | 2018-05-27 18:00 | 0.50276
Coal | GB | 2018-05-27 19:00 | 0.50276
Coal | GB | 2018-05-27 20:00 | 0.50276
Coal | GB | 2018-05-27 21:00 | 0.50276
Coal | GB | 2018-05-27 22:00 | 0.50276
Coal | GB | 2018-05-27 23:00 | 0.50276
Coal | GB | 2018-05-28 | 0.50276
Coal | GB | 2018-05-28 01:00 | 0.50276
Coal | GB | 2018-05-28 02:00 | 0.50276
Coal | GB | 2018-05-28 03:00 | 0.50276
Coal | GB | 2018-05-28 04:00 | 0.50276
Coal | GB | 2018-05-28 05:00 | 0.50276
Coal | GB | 2018-05-28 06:00 | 0.50276
Coal | GB | 2018-05-28 07:00 | 0.50276
Coal | GB | 2018-05-28 08:00 | 0.50276
Coal | GB | 2018-05-28 09:00 | 0.50276
Coal | GB | 2018-05-28 10:00 | 0.50276
Coal | GB | 2018-05-28 11:00 | 0.50276
Coal | GB | 2018-05-28 12:00 | 0.50276
Coal | GB | 2018-05-28 13:00 | 0.50276
Coal | GB | 2018-05-28 14:00 | 0.50276
Coal | GB | 2018-05-28 15:00 | 0.50276
Coal | GB | 2018-05-28 16:00 | 0.50276
Coal | GB | 2018-05-28 17:00 | 0.50276
Coal | GB | 2018-05-28 18:00 | 0.50276
Coal | GB | 2018-05-28 19:00 | 0.50276
Coal | GB | 2018-05-28 20:00 | 0.50276
Coal | GB | 2018-05-28 21:00 | 0.50276
Coal | GB | 2018-05-28 22:00 | 0.50276
Coal | GB | 2018-05-28 23:00 | 0.50276
Coal | GB | 2018-05-29 | 0.50276
Coal | GB | 2018-05-29 01:00 | 0.50276
Coal | GB | 2018-05-29 02:00 | 0.50276
Coal | GB | 2018-05-29 03:00 | 0.50276
Coal | GB | 2018-05-29 04:00 | 0.50276
Coal | GB | 2018-05-29 05:00 | 0.50276
Coal | GB | 2018-05-29 06:00 | 0.45874
Coal | GB | 2018-05-29 07:00 | 0.45874
Coal | GB | 2018-05-29 08:00 | 0.45874
Coal | GB | 2018-05-29 09:00 | 0.45874
Coal | GB | 2018-05-29 10:00 | 0.45874
Coal | GB | 2018-05-29 11:00 | 0.45874
Coal | GB | 2018-05-29 12:00 | 0.45874
Coal | GB | 2018-05-29 13:00 | 0.45874
Coal | GB | 2018-05-29 14:00 | 0.45874
Coal | GB | 2018-05-29 15:00 | 0.45874
Coal | GB | 2018-05-29 16:00 | 0.45874
Coal | GB | 2018-05-29 17:00 | 0.45874
Coal | GB | 2018-05-29 18:00 | 0.45874
Coal | GB | 2018-05-29 19:00 | 0.45874
Coal | GB | 2018-05-29 20:00 | 0.41524
Coal | GB | 2018-05-29 21:00 | 0.41524
Coal | GB | 2018-05-29 22:00 | 0.41524
Coal | GB | 2018-05-29 23:00 | 0.41524
Coal | GB | 2018-05-30 | 0.41524
Coal | GB | 2018-05-30 01:00 | 0.41524
Coal | GB | 2018-05-30 02:00 | 0.41524
Coal | GB | 2018-05-30 03:00 | 0.41524
Coal | GB | 2018-05-30 04:00 | 0.41524
Coal | GB | 2018-05-30 05:00 | 0.41524
Coal | GB | 2018-05-30 06:00 | 0.41524
Coal | GB | 2018-05-30 07:00 | 0.41524
Coal | GB | 2018-05-30 08:00 | 0.41524
Coal | GB | 2018-05-30 09:00 | 0.41524
Coal | GB | 2018-05-30 10:00 | 0.41524
Coal | GB | 2018-05-30 11:00 | 0.41524
Coal | GB | 2018-05-30 12:00 | 0.41524
Coal | GB | 2018-05-30 13:00 | 0.41524
Coal | GB | 2018-05-30 14:00 | 0.41524
Coal | GB | 2018-05-30 15:00 | 0.41524
Coal | GB | 2018-05-30 16:00 | 0.41524
Coal | GB | 2018-05-30 17:00 | 0.41524
Coal | GB | 2018-05-30 18:00 | 0.41524
Coal | GB | 2018-05-30 19:00 | 0.40606
Coal | GB | 2018-05-30 20:00 | 0.40606
Coal | GB | 2018-05-30 21:00 | 0.40606
Coal | GB | 2018-05-30 22:00 | 0.40606
Coal | GB | 2018-05-30 23:00 | 0.45007
Coal | GB | 2018-05-31 | 0.45007
Coal | GB | 2018-05-31 01:00 | 0.45926
Coal | GB | 2018-05-31 02:00 | 0.45926
Coal | GB | 2018-05-31 03:00 | 0.45926
Coal | GB | 2018-05-31 04:00 | 0.45926
Coal | GB | 2018-05-31 05:00 | 0.45926
Coal | GB | 2018-05-31 06:00 | 0.41524
Coal | GB | 2018-05-31 07:00 | 0.41524
Coal | GB | 2018-05-31 08:00 | 0.41524
Coal | GB | 2018-05-31 09:00 | 0.41524
Coal | GB | 2018-05-31 10:00 | 0.41524
Coal | GB | 2018-05-31 11:00 | 0.41524
Coal | GB | 2018-05-31 12:00 | 0.41524
Coal | GB | 2018-05-31 13:00 | 0.41524
Coal | GB | 2018-05-31 14:00 | 0.41524
Coal | GB | 2018-05-31 15:00 | 0.41524
Coal | GB | 2018-05-31 16:00 | 0.41524
Coal | GB | 2018-05-31 17:00 | 0.41524
Coal | GB | 2018-05-31 18:00 | 0.41524
Coal | GB | 2018-05-31 19:00 | 0.41524
Coal | GB | 2018-05-31 20:00 | 0.41524
Coal | GB | 2018-05-31 21:00 | 0.41524
Coal | GB | 2018-05-31 22:00 | 0.41524
Coal | GB | 2018-05-31 23:00 | 0.41524
Coal | GB | 2018-06-01 | 0.41524
Coal | GB | 2018-06-01 01:00 | 0.41524
Coal | GB | 2018-06-01 02:00 | 0.41524
Coal | GB | 2018-06-01 03:00 | 0.41524
Coal | GB | 2018-06-01 04:00 | 0.41524
Coal | GB | 2018-06-01 05:00 | 0.41524
Coal | GB | 2018-06-01 06:00 | 0.45874
Coal | GB | 2018-06-01 07:00 | 0.45874
Coal | GB | 2018-06-01 08:00 | 0.45874
Coal | GB | 2018-06-01 09:00 | 0.45874
Coal | GB | 2018-06-01 10:00 | 0.45874
Coal | GB | 2018-06-01 11:00 | 0.45874
Coal | GB | 2018-06-01 12:00 | 0.45874
Coal | GB | 2018-06-01 13:00 | 0.45874
Coal | GB | 2018-06-01 14:00 | 0.45874
Coal | GB | 2018-06-01 15:00 | 0.45874
Coal | GB | 2018-06-01 16:00 | 0.45874
Coal | GB | 2018-06-01 17:00 | 0.45874
Coal | GB | 2018-06-01 18:00 | 0.45874
Coal | GB | 2018-06-01 19:00 | 0.45874
Coal | GB | 2018-06-01 20:00 | 0.45874
Coal | GB | 2018-06-01 21:00 | 0.45874
Coal | GB | 2018-06-01 22:00 | 0.45874
Coal | GB | 2018-06-01 23:00 | 0.45874
Coal | GB | 2018-06-02 | 0.45874
Coal | GB | 2018-06-02 01:00 | 0.45874
Coal | GB | 2018-06-02 02:00 | 0.45874
Coal | GB | 2018-06-02 03:00 | 0.45874
Coal | GB | 2018-06-02 04:00 | 0.45874
Coal | GB | 2018-06-02 05:00 | 0.45874
Coal | GB | 2018-06-02 06:00 | 0.45874
Coal | GB | 2018-06-02 07:00 | 0.45874
Coal | GB | 2018-06-02 08:00 | 0.45874
Coal | GB | 2018-06-02 09:00 | 0.45874
Coal | GB | 2018-06-02 10:00 | 0.45874
Coal | GB | 2018-06-02 11:00 | 0.45874
Coal | GB | 2018-06-02 12:00 | 0.45874
Coal | GB | 2018-06-02 13:00 | 0.45874
Coal | GB | 2018-06-02 14:00 | 0.45874
Coal | GB | 2018-06-02 15:00 | 0.45874
Coal | GB | 2018-06-02 16:00 | 0.45874
Coal | GB | 2018-06-02 17:00 | 0.45874
Coal | GB | 2018-06-02 18:00 | 0.45874
Coal | GB | 2018-06-02 19:00 | 0.45874
Coal | GB | 2018-06-02 20:00 | 0.45874
Coal | GB | 2018-06-02 21:00 | 0.45874
Coal | GB | 2018-06-02 22:00 | 0.45874
Coal | GB | 2018-06-02 23:00 | 0.45874
Coal | GB | 2018-06-03 | 0.45874
Coal | GB | 2018-06-03 01:00 | 0.45874
Coal | GB | 2018-06-03 02:00 | 0.45874
Coal | GB | 2018-06-03 03:00 | 0.45874
Coal | GB | 2018-06-03 04:00 | 0.45874
Coal | GB | 2018-06-03 05:00 | 0.45874
Coal | GB | 2018-06-03 06:00 | 0.45874
Coal | GB | 2018-06-03 07:00 | 0.45874
Coal | GB | 2018-06-03 08:00 | 0.45874
Coal | GB | 2018-06-03 09:00 | 0.45874
Coal | GB | 2018-06-03 10:00 | 0.45874
Coal | GB | 2018-06-03 11:00 | 0.45874
Coal | GB | 2018-06-03 12:00 | 0.45874
Coal | GB | 2018-06-03 13:00 | 0.45874
Coal | GB | 2018-06-03 14:00 | 0.45874
Coal | GB | 2018-06-03 15:00 | 0.45874
Coal | GB | 2018-06-03 16:00 | 0.45874
Coal | GB | 2018-06-03 17:00 | 0.45874
Coal | GB | 2018-06-03 18:00 | 0.45874
Coal | GB | 2018-06-03 19:00 | 0.45874
Coal | GB | 2018-06-03 20:00 | 0.45874
Coal | GB | 2018-06-03 21:00 | 0.45874
Coal | GB | 2018-06-03 22:00 | 0.45874
Coal | GB | 2018-06-03 23:00 | 0.45874
Coal | GB | 2018-06-04 | 0.45874
Coal | GB | 2018-06-04 01:00 | 0.45874
Coal | GB | 2018-06-04 02:00 | 0.45874
Coal | GB | 2018-06-04 03:00 | 0.45874
Coal | GB | 2018-06-04 04:00 | 0.45874
Coal | GB | 2018-06-04 05:00 | 0.45874
Coal | GB | 2018-06-04 06:00 | 0.50276
Coal | GB | 2018-06-04 07:00 | 0.50276
Coal | GB | 2018-06-04 08:00 | 0.50276
Coal | GB | 2018-06-04 09:00 | 0.50276
Coal | GB | 2018-06-04 10:00 | 0.50276
Coal | GB | 2018-06-04 11:00 | 0.50276
Coal | GB | 2018-06-04 12:00 | 0.49882
Coal | GB | 2018-06-04 13:00 | 0.49882
Coal | GB | 2018-06-04 14:00 | 0.49882
Coal | GB | 2018-06-04 15:00 | 0.54126
Coal | GB | 2018-06-04 16:00 | 0.54126
Coal | GB | 2018-06-04 17:00 | 0.5452
Coal | GB | 2018-06-04 18:00 | 0.5452
Coal | GB | 2018-06-04 19:00 | 0.5452
Coal | GB | 2018-06-04 20:00 | 0.5452
Coal | GB | 2018-06-04 21:00 | 0.5452
Coal | GB | 2018-06-04 22:00 | 0.5452
Coal | GB | 2018-06-04 23:00 | 0.50118
Coal | GB | 2018-06-05 | 0.50118
Coal | GB | 2018-06-05 01:00 | 0.50118
Coal | GB | 2018-06-05 02:00 | 0.50118
Coal | GB | 2018-06-05 03:00 | 0.50118
Coal | GB | 2018-06-05 04:00 | 0.50118
Coal | GB | 2018-06-05 05:00 | 0.50118
Coal | GB | 2018-06-05 06:00 | 0.50118
Coal | GB | 2018-06-05 07:00 | 0.50118
Coal | GB | 2018-06-05 08:00 | 0.50118
Coal | GB | 2018-06-05 09:00 | 0.50118
Coal | GB | 2018-06-05 10:00 | 0.50118
Coal | GB | 2018-06-05 11:00 | 0.50118
Coal | GB | 2018-06-05 12:00 | 0.50118
Coal | GB | 2018-06-05 13:00 | 0.50118
Coal | GB | 2018-06-05 14:00 | 0.50118
Coal | GB | 2018-06-05 15:00 | 0.50118
Coal | GB | 2018-06-05 16:00 | 0.50118
Coal | GB | 2018-06-05 17:00 | 0.50118
Coal | GB | 2018-06-05 18:00 | 0.50118
Coal | GB | 2018-06-05 19:00 | 0.50118
Coal | GB | 2018-06-05 20:00 | 0.50118
Coal | GB | 2018-06-05 21:00 | 0.50118
Coal | GB | 2018-06-05 22:00 | 0.50118
Coal | GB | 2018-06-05 23:00 | 0.50118
Coal | GB | 2018-06-06 | 0.50118
Coal | GB | 2018-06-06 01:00 | 0.50118
Coal | GB | 2018-06-06 02:00 | 0.50118
Coal | GB | 2018-06-06 03:00 | 0.50118
Coal | GB | 2018-06-06 04:00 | 0.50118
Coal | GB | 2018-06-06 05:00 | 0.50118
Coal | GB | 2018-06-06 06:00 | 0.50118
Coal | GB | 2018-06-06 07:00 | 0.50118
Coal | GB | 2018-06-06 08:00 | 0.50118
Coal | GB | 2018-06-06 09:00 | 0.50118
Coal | GB | 2018-06-06 10:00 | 0.50118
Coal | GB | 2018-06-06 11:00 | 0.50118
Coal | GB | 2018-06-06 12:00 | 0.50118
Coal | GB | 2018-06-06 13:00 | 0.50118
Coal | GB | 2018-06-06 14:00 | 0.50118
Coal | GB | 2018-06-06 15:00 | 0.50118
Coal | GB | 2018-06-06 16:00 | 0.50118
Coal | GB | 2018-06-06 17:00 | 0.50118
Coal | GB | 2018-06-06 18:00 | 0.50118
Coal | GB | 2018-06-06 19:00 | 0.50118
Coal | GB | 2018-06-06 20:00 | 0.50118
Coal | GB | 2018-06-06 21:00 | 0.50118
Coal | GB | 2018-06-06 22:00 | 0.50118
Coal | GB | 2018-06-06 23:00 | 0.50118
Coal | GB | 2018-06-07 | 0.50118
Coal | GB | 2018-06-07 01:00 | 0.50118
Coal | GB | 2018-06-07 02:00 | 0.50118
Coal | GB | 2018-06-07 03:00 | 0.50118
Coal | GB | 2018-06-07 04:00 | 0.50118
Coal | GB | 2018-06-07 05:00 | 0.50118
Coal | GB | 2018-06-07 06:00 | 0.5452
Coal | GB | 2018-06-07 07:00 | 0.5452
Coal | GB | 2018-06-07 08:00 | 0.5452
Coal | GB | 2018-06-07 09:00 | 0.5452
Coal | GB | 2018-06-07 10:00 | 0.5452
Coal | GB | 2018-06-07 11:00 | 0.5452
Coal | GB | 2018-06-07 12:00 | 0.5452
Coal | GB | 2018-06-07 13:00 | 0.54109
Coal | GB | 2018-06-07 14:00 | 0.54109
Coal | GB | 2018-06-07 15:00 | 0.54109
Coal | GB | 2018-06-07 16:00 | 0.54109
Coal | GB | 2018-06-07 17:00 | 0.54109
Coal | GB | 2018-06-07 18:00 | 0.54109
Coal | GB | 2018-06-07 19:00 | 0.54109
Coal | GB | 2018-06-07 20:00 | 0.54109
Coal | GB | 2018-06-07 21:00 | 0.54109
Coal | GB | 2018-06-07 22:00 | 0.54109
Coal | GB | 2018-06-07 23:00 | 0.5452
Coal | GB | 2018-06-08 | 0.5452
Coal | GB | 2018-06-08 01:00 | 0.5452
Coal | GB | 2018-06-08 02:00 | 0.5452
Coal | GB | 2018-06-08 03:00 | 0.5452
Coal | GB | 2018-06-08 04:00 | 0.5452
Coal | GB | 2018-06-08 05:00 | 0.5452
Coal | GB | 2018-06-08 06:00 | 0.5452
Coal | GB | 2018-06-08 07:00 | 0.5249
Coal | GB | 2018-06-08 08:00 | 0.50171
Coal | GB | 2018-06-08 09:00 | 0.5452
Coal | GB | 2018-06-08 10:00 | 0.5452
Coal | GB | 2018-06-08 11:00 | 0.5452
Coal | GB | 2018-06-08 12:00 | 0.5452
Coal | GB | 2018-06-08 13:00 | 0.5452
Coal | GB | 2018-06-08 14:00 | 0.5452
Coal | GB | 2018-06-08 15:00 | 0.5452
Coal | GB | 2018-06-08 16:00 | 0.5452
Coal | GB | 2018-06-08 17:00 | 0.5452
Coal | GB | 2018-06-08 18:00 | 0.5452
Coal | GB | 2018-06-08 19:00 | 0.5452
Coal | GB | 2018-06-08 20:00 | 0.5452
Coal | GB | 2018-06-08 21:00 | 0.5452
Coal | GB | 2018-06-08 22:00 | 0.5452
Coal | GB | 2018-06-08 23:00 | 0.5452
Coal | GB | 2018-06-09 | 0.5452
Coal | GB | 2018-06-09 01:00 | 0.5452
Coal | GB | 2018-06-09 02:00 | 0.5452
Coal | GB | 2018-06-09 03:00 | 0.5452
Coal | GB | 2018-06-09 04:00 | 0.5452
Coal | GB | 2018-06-09 05:00 | 0.5452
Coal | GB | 2018-06-09 06:00 | 0.5452
Coal | GB | 2018-06-09 07:00 | 0.5452
Coal | GB | 2018-06-09 08:00 | 0.5452
Coal | GB | 2018-06-09 09:00 | 0.5452
Coal | GB | 2018-06-09 10:00 | 0.5452
Coal | GB | 2018-06-09 11:00 | 0.5452
Coal | GB | 2018-06-09 12:00 | 0.5452
Coal | GB | 2018-06-09 13:00 | 0.5452
Coal | GB | 2018-06-09 14:00 | 0.5452
Coal | GB | 2018-06-09 15:00 | 0.5452
Coal | GB | 2018-06-09 16:00 | 0.5452
Coal | GB | 2018-06-09 17:00 | 0.5452
Coal | GB | 2018-06-09 18:00 | 0.5452
Coal | GB | 2018-06-09 19:00 | 0.5452
Coal | GB | 2018-06-09 20:00 | 0.5452
Coal | GB | 2018-06-09 21:00 | 0.5452
Coal | GB | 2018-06-09 22:00 | 0.5452
Coal | GB | 2018-06-09 23:00 | 0.5452
Coal | GB | 2018-06-10 | 0.5452
Coal | GB | 2018-06-10 01:00 | 0.5452
Coal | GB | 2018-06-10 02:00 | 0.5452
Coal | GB | 2018-06-10 03:00 | 0.5452
Coal | GB | 2018-06-10 04:00 | 0.5452
Coal | GB | 2018-06-10 05:00 | 0.5452
Coal | GB | 2018-06-10 06:00 | 0.5452
Coal | GB | 2018-06-10 07:00 | 0.5452
Coal | GB | 2018-06-10 08:00 | 0.5452
Coal | GB | 2018-06-10 09:00 | 0.5452
Coal | GB | 2018-06-10 10:00 | 0.5452
Coal | GB | 2018-06-10 11:00 | 0.5452
Coal | GB | 2018-06-10 12:00 | 0.5452
Coal | GB | 2018-06-10 13:00 | 0.5452
Coal | GB | 2018-06-10 14:00 | 0.5452
Coal | GB | 2018-06-10 15:00 | 0.5452
Coal | GB | 2018-06-10 16:00 | 0.5452
Coal | GB | 2018-06-10 17:00 | 0.5452
Coal | GB | 2018-06-10 18:00 | 0.5452
Coal | GB | 2018-06-10 19:00 | 0.5452
Coal | GB | 2018-06-10 20:00 | 0.5452
Coal | GB | 2018-06-10 21:00 | 0.5452
Coal | GB | 2018-06-10 22:00 | 0.5452
Coal | GB | 2018-06-10 23:00 | 0.50101
Coal | GB | 2018-06-11 | 0.50101
Coal | GB | 2018-06-11 01:00 | 0.50101
Coal | GB | 2018-06-11 02:00 | 0.50101
Coal | GB | 2018-06-11 03:00 | 0.50101
Coal | GB | 2018-06-11 04:00 | 0.50101
Coal | GB | 2018-06-11 05:00 | 0.50101
Coal | GB | 2018-06-11 06:00 | 0.50101
Coal | GB | 2018-06-11 07:00 | 0.50101
Coal | GB | 2018-06-11 08:00 | 0.50101
Coal | GB | 2018-06-11 09:00 | 0.50101
Coal | GB | 2018-06-11 10:00 | 0.50101
Coal | GB | 2018-06-11 11:00 | 0.50101
Coal | GB | 2018-06-11 12:00 | 0.50101
Coal | GB | 2018-06-11 13:00 | 0.50101
Coal | GB | 2018-06-11 14:00 | 0.50101
Coal | GB | 2018-06-11 15:00 | 0.50101
Coal | GB | 2018-06-11 16:00 | 0.50101
Coal | GB | 2018-06-11 17:00 | 0.50101
Coal | GB | 2018-06-11 18:00 | 0.50101
Coal | GB | 2018-06-11 19:00 | 0.50101
Coal | GB | 2018-06-11 20:00 | 0.50101
Coal | GB | 2018-06-11 21:00 | 0.50101
Coal | GB | 2018-06-11 22:00 | 0.50101
Coal | GB | 2018-06-11 23:00 | 0.50101
Coal | GB | 2018-06-12 | 0.50101
Coal | GB | 2018-06-12 01:00 | 0.50101
Coal | GB | 2018-06-12 02:00 | 0.50101
Coal | GB | 2018-06-12 03:00 | 0.50101
Coal | GB | 2018-06-12 04:00 | 0.50101
Coal | GB | 2018-06-12 05:00 | 0.50101
Coal | GB | 2018-06-12 06:00 | 0.50101
Coal | GB | 2018-06-12 07:00 | 0.50101
Coal | GB | 2018-06-12 08:00 | 0.50101
Coal | GB | 2018-06-12 09:00 | 0.50101
Coal | GB | 2018-06-12 10:00 | 0.50101
Coal | GB | 2018-06-12 11:00 | 0.50101
Coal | GB | 2018-06-12 12:00 | 0.50101
Coal | GB | 2018-06-12 13:00 | 0.50101
Coal | GB | 2018-06-12 14:00 | 0.50101
Coal | GB | 2018-06-12 15:00 | 0.50101
Coal | GB | 2018-06-12 16:00 | 0.50101
Coal | GB | 2018-06-12 17:00 | 0.50101
Coal | GB | 2018-06-12 18:00 | 0.50101
Coal | GB | 2018-06-12 19:00 | 0.50101
Coal | GB | 2018-06-12 20:00 | 0.50101
Coal | GB | 2018-06-12 21:00 | 0.50101
Coal | GB | 2018-06-12 22:00 | 0.50101
Coal | GB | 2018-06-12 23:00 | 0.50101
Coal | GB | 2018-06-13 | 0.50101
Coal | GB | 2018-06-13 01:00 | 0.50101
Coal | GB | 2018-06-13 02:00 | 0.50101
Coal | GB | 2018-06-13 03:00 | 0.50101
Coal | GB | 2018-06-13 04:00 | 0.48919
Coal | GB | 2018-06-13 05:00 | 0.48919
Coal | GB | 2018-06-13 06:00 | 0.48919
Coal | GB | 2018-06-13 07:00 | 0.48919
Coal | GB | 2018-06-13 08:00 | 0.48919
Coal | GB | 2018-06-13 09:00 | 0.48919
Coal | GB | 2018-06-13 10:00 | 0.48919
Coal | GB | 2018-06-13 11:00 | 0.44491
Coal | GB | 2018-06-13 12:00 | 0.44491
Coal | GB | 2018-06-13 13:00 | 0.48919
Coal | GB | 2018-06-13 14:00 | 0.48919
Coal | GB | 2018-06-13 15:00 | 0.50101
Coal | GB | 2018-06-13 16:00 | 0.50101
Coal | GB | 2018-06-13 17:00 | 0.50101
Coal | GB | 2018-06-13 18:00 | 0.50101
Coal | GB | 2018-06-13 19:00 | 0.50101
Coal | GB | 2018-06-13 20:00 | 0.50101
Coal | GB | 2018-06-13 21:00 | 0.50101
Coal | GB | 2018-06-13 22:00 | 0.50101
Coal | GB | 2018-06-13 23:00 | 0.45856
Coal | GB | 2018-06-14 | 0.45856
Coal | GB | 2018-06-14 01:00 | 0.45856
Coal | GB | 2018-06-14 02:00 | 0.50101
Coal | GB | 2018-06-14 03:00 | 0.50101
Coal | GB | 2018-06-14 04:00 | 0.50101
Coal | GB | 2018-06-14 05:00 | 0.50101
Coal | GB | 2018-06-14 06:00 | 0.5452
Coal | GB | 2018-06-14 07:00 | 0.5452
Coal | GB | 2018-06-14 08:00 | 0.5452
Coal | GB | 2018-06-14 09:00 | 0.5452
Coal | GB | 2018-06-14 10:00 | 0.5452
Coal | GB | 2018-06-14 11:00 | 0.5452
Coal | GB | 2018-06-14 12:00 | 0.5452
Coal | GB | 2018-06-14 13:00 | 0.5452
Coal | GB | 2018-06-14 14:00 | 0.5452
Coal | GB | 2018-06-14 15:00 | 0.5452
Coal | GB | 2018-06-14 16:00 | 0.5452
Coal | GB | 2018-06-14 17:00 | 0.5452
Coal | GB | 2018-06-14 18:00 | 0.5452
Coal | GB | 2018-06-14 19:00 | 0.53076
Coal | GB | 2018-06-14 20:00 | 0.41262
Coal | GB | 2018-06-14 21:00 | 0.41262
Coal | GB | 2018-06-14 22:00 | 0.41262
Coal | GB | 2018-06-14 23:00 | 0.41262
Coal | GB | 2018-06-15 | 0.41262
Coal | GB | 2018-06-15 01:00 | 0.41262
Coal | GB | 2018-06-15 02:00 | 0.41262
Coal | GB | 2018-06-15 03:00 | 0.41262
Coal | GB | 2018-06-15 04:00 | 0.41262
Coal | GB | 2018-06-15 05:00 | 0.41262
Coal | GB | 2018-06-15 06:00 | 0.41262
Coal | GB | 2018-06-15 07:00 | 0.41262
Coal | GB | 2018-06-15 08:00 | 0.41262
Coal | GB | 2018-06-15 09:00 | 0.41262
Coal | GB | 2018-06-15 10:00 | 0.41262
Coal | GB | 2018-06-15 11:00 | 0.41262
Coal | GB | 2018-06-15 12:00 | 0.41262
Coal | GB | 2018-06-15 13:00 | 0.41262
Coal | GB | 2018-06-15 14:00 | 0.41262
Coal | GB | 2018-06-15 15:00 | 0.41262
Coal | GB | 2018-06-15 16:00 | 0.41262
Coal | GB | 2018-06-15 17:00 | 0.41262
Coal | GB | 2018-06-15 18:00 | 0.41262
Coal | GB | 2018-06-15 19:00 | 0.41262
Coal | GB | 2018-06-15 20:00 | 0.41262
Coal | GB | 2018-06-15 21:00 | 0.41262
Coal | GB | 2018-06-15 22:00 | 0.41262
Coal | GB | 2018-06-15 23:00 | 0.41262
Coal | GB | 2018-06-16 | 0.41262
Coal | GB | 2018-06-16 01:00 | 0.41262
Coal | GB | 2018-06-16 02:00 | 0.41262
Coal | GB | 2018-06-16 03:00 | 0.41262
Coal | GB | 2018-06-16 04:00 | 0.41262
Coal | GB | 2018-06-16 05:00 | 0.41262
Coal | GB | 2018-06-16 06:00 | 0.41262
Coal | GB | 2018-06-16 07:00 | 0.41262
Coal | GB | 2018-06-16 08:00 | 0.41262
Coal | GB | 2018-06-16 09:00 | 0.41262
Coal | GB | 2018-06-16 10:00 | 0.41262
Coal | GB | 2018-06-16 11:00 | 0.41262
Coal | GB | 2018-06-16 12:00 | 0.41262
Coal | GB | 2018-06-16 13:00 | 0.41262
Coal | GB | 2018-06-16 14:00 | 0.41262
Coal | GB | 2018-06-16 15:00 | 0.41262
Coal | GB | 2018-06-16 16:00 | 0.41262
Coal | GB | 2018-06-16 17:00 | 0.41262
Coal | GB | 2018-06-16 18:00 | 0.41262
Coal | GB | 2018-06-16 19:00 | 0.41262
Coal | GB | 2018-06-16 20:00 | 0.41262
Coal | GB | 2018-06-16 21:00 | 0.41262
Coal | GB | 2018-06-16 22:00 | 0.41262
Coal | GB | 2018-06-16 23:00 | 0.41262
Coal | GB | 2018-06-17 | 0.41262
Coal | GB | 2018-06-17 01:00 | 0.41262
Coal | GB | 2018-06-17 02:00 | 0.41262
Coal | GB | 2018-06-17 03:00 | 0.41262
Coal | GB | 2018-06-17 04:00 | 0.41262
Coal | GB | 2018-06-17 05:00 | 0.41262
Coal | GB | 2018-06-17 06:00 | 0.41262
Coal | GB | 2018-06-17 07:00 | 0.41262
Coal | GB | 2018-06-17 08:00 | 0.41262
Coal | GB | 2018-06-17 09:00 | 0.41262
Coal | GB | 2018-06-17 10:00 | 0.41262
Coal | GB | 2018-06-17 11:00 | 0.41262
Coal | GB | 2018-06-17 12:00 | 0.41262
Coal | GB | 2018-06-17 13:00 | 0.41262
Coal | GB | 2018-06-17 14:00 | 0.41262
Coal | GB | 2018-06-17 15:00 | 0.41262
Coal | GB | 2018-06-17 16:00 | 0.41262
Coal | GB | 2018-06-17 17:00 | 0.41262
Coal | GB | 2018-06-17 18:00 | 0.41262
Coal | GB | 2018-06-17 19:00 | 0.41262
Coal | GB | 2018-06-17 20:00 | 0.41262
Coal | GB | 2018-06-17 21:00 | 0.41262
Coal | GB | 2018-06-17 22:00 | 0.41262
Coal | GB | 2018-06-17 23:00 | 0.41262
Coal | GB | 2018-06-18 | 0.41262
Coal | GB | 2018-06-18 01:00 | 0.36834
Coal | GB | 2018-06-18 02:00 | 0.36834
Coal | GB | 2018-06-18 03:00 | 0.36834
Coal | GB | 2018-06-18 04:00 | 0.36834
Coal | GB | 2018-06-18 05:00 | 0.36834
Coal | GB | 2018-06-18 06:00 | 0.36834
Coal | GB | 2018-06-18 07:00 | 0.36834
Coal | GB | 2018-06-18 08:00 | 0.36834
Coal | GB | 2018-06-18 09:00 | 0.36834
Coal | GB | 2018-06-18 10:00 | 0.41262
Coal | GB | 2018-06-18 11:00 | 0.41262
Coal | GB | 2018-06-18 12:00 | 0.41262
Coal | GB | 2018-06-18 13:00 | 0.41262
Coal | GB | 2018-06-18 14:00 | 0.41262
Coal | GB | 2018-06-18 15:00 | 0.41262
Coal | GB | 2018-06-18 16:00 | 0.41262
Coal | GB | 2018-06-18 17:00 | 0.41262
Coal | GB | 2018-06-18 18:00 | 0.41262
Coal | GB | 2018-06-18 19:00 | 0.41262
Coal | GB | 2018-06-18 20:00 | 0.41262
Coal | GB | 2018-06-18 21:00 | 0.41262
Coal | GB | 2018-06-18 22:00 | 0.41262
Coal | GB | 2018-06-18 23:00 | 0.41262
Coal | GB | 2018-06-19 | 0.41262
Coal | GB | 2018-06-19 01:00 | 0.41262
Coal | GB | 2018-06-19 02:00 | 0.41262
Coal | GB | 2018-06-19 03:00 | 0.41262
Coal | GB | 2018-06-19 04:00 | 0.41262
Coal | GB | 2018-06-19 05:00 | 0.41262
Coal | GB | 2018-06-19 06:00 | 0.41262
Coal | GB | 2018-06-19 07:00 | 0.41262
Coal | GB | 2018-06-19 08:00 | 0.41262
Coal | GB | 2018-06-19 09:00 | 0.41262
Coal | GB | 2018-06-19 10:00 | 0.41262
Coal | GB | 2018-06-19 11:00 | 0.41262
Coal | GB | 2018-06-19 12:00 | 0.41262
Coal | GB | 2018-06-19 13:00 | 0.41262
Coal | GB | 2018-06-19 14:00 | 0.37018
Coal | GB | 2018-06-19 15:00 | 0.37018
Coal | GB | 2018-06-19 16:00 | 0.37018
Coal | GB | 2018-06-19 17:00 | 0.37018
Coal | GB | 2018-06-19 18:00 | 0.37018
Coal | GB | 2018-06-19 19:00 | 0.32773
Coal | GB | 2018-06-19 20:00 | 0.32773
Coal | GB | 2018-06-19 21:00 | 0.32773
Coal | GB | 2018-06-19 22:00 | 0.37018
Coal | GB | 2018-06-19 23:00 | 0.37018
Coal | GB | 2018-06-20 | 0.37018
Coal | GB | 2018-06-20 01:00 | 0.37018
Coal | GB | 2018-06-20 02:00 | 0.37018
Coal | GB | 2018-06-20 03:00 | 0.37018
Coal | GB | 2018-06-20 04:00 | 0.37018
Coal | GB | 2018-06-20 05:00 | 0.37018
Coal | GB | 2018-06-20 06:00 | 0.37018
Coal | GB | 2018-06-20 07:00 | 0.37018
Coal | GB | 2018-06-20 08:00 | 0.37018
Coal | GB | 2018-06-20 09:00 | 0.37018
Coal | GB | 2018-06-20 10:00 | 0.37018
Coal | GB | 2018-06-20 11:00 | 0.37018
Coal | GB | 2018-06-20 12:00 | 0.37018
Coal | GB | 2018-06-20 13:00 | 0.37018
Coal | GB | 2018-06-20 14:00 | 0.37018
Coal | GB | 2018-06-20 15:00 | 0.37018
Coal | GB | 2018-06-20 16:00 | 0.37018
Coal | GB | 2018-06-20 17:00 | 0.37018
Coal | GB | 2018-06-20 18:00 | 0.37018
Coal | GB | 2018-06-20 19:00 | 0.37018
Coal | GB | 2018-06-20 20:00 | 0.37018
Coal | GB | 2018-06-20 21:00 | 0.37018
Coal | GB | 2018-06-20 22:00 | 0.37018
Coal | GB | 2018-06-20 23:00 | 0.37018
Coal | GB | 2018-06-21 | 0.37018
Coal | GB | 2018-06-21 01:00 | 0.37018
Coal | GB | 2018-06-21 02:00 | 0.35652
Coal | GB | 2018-06-21 03:00 | 0.35652
Coal | GB | 2018-06-21 04:00 | 0.35652
Coal | GB | 2018-06-21 05:00 | 0.35652
Coal | GB | 2018-06-21 06:00 | 0.35652
Coal | GB | 2018-06-21 07:00 | 0.35652
Coal | GB | 2018-06-21 08:00 | 0.35652
Coal | GB | 2018-06-21 09:00 | 0.35652
Coal | GB | 2018-06-21 10:00 | 0.37018
Coal | GB | 2018-06-21 11:00 | 0.37018
Coal | GB | 2018-06-21 12:00 | 0.37018
Coal | GB | 2018-06-21 13:00 | 0.37018
Coal | GB | 2018-06-21 14:00 | 0.37018
Coal | GB | 2018-06-21 15:00 | 0.37018
Coal | GB | 2018-06-21 16:00 | 0.37018
Coal | GB | 2018-06-21 17:00 | 0.37018
Coal | GB | 2018-06-21 18:00 | 0.37018
Coal | GB | 2018-06-21 19:00 | 0.37018
Coal | GB | 2018-06-21 20:00 | 0.35652
Coal | GB | 2018-06-21 21:00 | 0.37018
Coal | GB | 2018-06-21 22:00 | 0.37018
Coal | GB | 2018-06-21 23:00 | 0.37018
Coal | GB | 2018-06-22 | 0.37018
Coal | GB | 2018-06-22 01:00 | 0.37018
Coal | GB | 2018-06-22 02:00 | 0.37018
Coal | GB | 2018-06-22 03:00 | 0.37018
Coal | GB | 2018-06-22 04:00 | 0.37018
Coal | GB | 2018-06-22 05:00 | 0.37018
Coal | GB | 2018-06-22 06:00 | 0.37018
Coal | GB | 2018-06-22 07:00 | 0.37018
Coal | GB | 2018-06-22 08:00 | 0.37018
Coal | GB | 2018-06-22 09:00 | 0.37018
Coal | GB | 2018-06-22 10:00 | 0.37018
Coal | GB | 2018-06-22 11:00 | 0.37018
Coal | GB | 2018-06-22 12:00 | 0.37018
Coal | GB | 2018-06-22 13:00 | 0.37018
Coal | GB | 2018-06-22 14:00 | 0.37018
Coal | GB | 2018-06-22 15:00 | 0.37018
Coal | GB | 2018-06-22 16:00 | 0.37018
Coal | GB | 2018-06-22 17:00 | 0.37018
Coal | GB | 2018-06-22 18:00 | 0.37018
Coal | GB | 2018-06-22 19:00 | 0.37018
Coal | GB | 2018-06-22 20:00 | 0.37018
Coal | GB | 2018-06-22 21:00 | 0.37018
Coal | GB | 2018-06-22 22:00 | 0.37018
Coal | GB | 2018-06-22 23:00 | 0.37018
Coal | GB | 2018-06-23 | 0.36746
Coal | GB | 2018-06-23 01:00 | 0.37018
Coal | GB | 2018-06-23 02:00 | 0.37018
Coal | GB | 2018-06-23 03:00 | 0.37018
Coal | GB | 2018-06-23 04:00 | 0.37018
Coal | GB | 2018-06-23 05:00 | 0.37018
Coal | GB | 2018-06-23 06:00 | 0.37018
Coal | GB | 2018-06-23 07:00 | 0.37018
Coal | GB | 2018-06-23 08:00 | 0.37018
Coal | GB | 2018-06-23 09:00 | 0.37018
Coal | GB | 2018-06-23 10:00 | 0.37018
Coal | GB | 2018-06-23 11:00 | 0.37018
Coal | GB | 2018-06-23 12:00 | 0.37018
Coal | GB | 2018-06-23 13:00 | 0.37018
Coal | GB | 2018-06-23 14:00 | 0.37018
Coal | GB | 2018-06-23 15:00 | 0.37018
Coal | GB | 2018-06-23 16:00 | 0.37018
Coal | GB | 2018-06-23 17:00 | 0.37018
Coal | GB | 2018-06-23 18:00 | 0.37018
Coal | GB | 2018-06-23 19:00 | 0.37018
Coal | GB | 2018-06-23 20:00 | 0.37018
Coal | GB | 2018-06-23 21:00 | 0.37018
Coal | GB | 2018-06-23 22:00 | 0.37018
Coal | GB | 2018-06-23 23:00 | 0.37018
Coal | GB | 2018-06-24 | 0.37018
Coal | GB | 2018-06-24 01:00 | 0.37018
Coal | GB | 2018-06-24 02:00 | 0.37018
Coal | GB | 2018-06-24 03:00 | 0.37018
Coal | GB | 2018-06-24 04:00 | 0.37018
Coal | GB | 2018-06-24 05:00 | 0.37018
Coal | GB | 2018-06-24 06:00 | 0.37018
Coal | GB | 2018-06-24 07:00 | 0.37018
Coal | GB | 2018-06-24 08:00 | 0.37018
Coal | GB | 2018-06-24 09:00 | 0.37018
Coal | GB | 2018-06-24 10:00 | 0.37018
Coal | GB | 2018-06-24 11:00 | 0.37018
Coal | GB | 2018-06-24 12:00 | 0.37018
Coal | GB | 2018-06-24 13:00 | 0.37018
Coal | GB | 2018-06-24 14:00 | 0.37018
Coal | GB | 2018-06-24 15:00 | 0.37018
Coal | GB | 2018-06-24 16:00 | 0.37018
Coal | GB | 2018-06-24 17:00 | 0.37018
Coal | GB | 2018-06-24 18:00 | 0.37018
Coal | GB | 2018-06-24 19:00 | 0.37018
Coal | GB | 2018-06-24 20:00 | 0.37018
Coal | GB | 2018-06-24 21:00 | 0.37018
Coal | GB | 2018-06-24 22:00 | 0.37018
Coal | GB | 2018-06-24 23:00 | 0.37018
Coal | GB | 2018-06-25 | 0.37018
Coal | GB | 2018-06-25 01:00 | 0.37018
Coal | GB | 2018-06-25 02:00 | 0.37018
Coal | GB | 2018-06-25 03:00 | 0.37018
Coal | GB | 2018-06-25 04:00 | 0.37018
Coal | GB | 2018-06-25 05:00 | 0.37018
Coal | GB | 2018-06-25 06:00 | 0.37018
Coal | GB | 2018-06-25 07:00 | 0.37018
Coal | GB | 2018-06-25 08:00 | 0.37018
Coal | GB | 2018-06-25 09:00 | 0.37018
Coal | GB | 2018-06-25 10:00 | 0.37018
Coal | GB | 2018-06-25 11:00 | 0.41271
Coal | GB | 2018-06-25 12:00 | 0.41271
Coal | GB | 2018-06-25 13:00 | 0.41271
Coal | GB | 2018-06-25 14:00 | 0.41271
Coal | GB | 2018-06-25 15:00 | 0.41271
Coal | GB | 2018-06-25 16:00 | 0.41271
Coal | GB | 2018-06-25 17:00 | 0.41271
Coal | GB | 2018-06-25 18:00 | 0.41271
Coal | GB | 2018-06-25 19:00 | 0.41271
Coal | GB | 2018-06-25 20:00 | 0.41271
Coal | GB | 2018-06-25 21:00 | 0.41271
Coal | GB | 2018-06-25 22:00 | 0.41271
Coal | GB | 2018-06-25 23:00 | 0.41271
Coal | GB | 2018-06-26 | 0.41271
Coal | GB | 2018-06-26 01:00 | 0.41271
Coal | GB | 2018-06-26 02:00 | 0.41271
Coal | GB | 2018-06-26 03:00 | 0.39652
Coal | GB | 2018-06-26 04:00 | 0.39652
Coal | GB | 2018-06-26 05:00 | 0.39652
Coal | GB | 2018-06-26 06:00 | 0.39652
Coal | GB | 2018-06-26 07:00 | 0.39652
Coal | GB | 2018-06-26 08:00 | 0.39652
Coal | GB | 2018-06-26 09:00 | 0.41271
Coal | GB | 2018-06-26 10:00 | 0.41271
Coal | GB | 2018-06-26 11:00 | 0.41271
Coal | GB | 2018-06-26 12:00 | 0.41271
Coal | GB | 2018-06-26 13:00 | 0.41271
Coal | GB | 2018-06-26 14:00 | 0.41271
Coal | GB | 2018-06-26 15:00 | 0.41271
Coal | GB | 2018-06-26 16:00 | 0.41271
Coal | GB | 2018-06-26 17:00 | 0.41271
Coal | GB | 2018-06-26 18:00 | 0.41271
Coal | GB | 2018-06-26 19:00 | 0.40676
Coal | GB | 2018-06-26 20:00 | 0.40658
Coal | GB | 2018-06-26 21:00 | 0.40719
Coal | GB | 2018-06-26 22:00 | 0.41271
Coal | GB | 2018-06-26 23:00 | 0.41271
Coal | GB | 2018-06-27 | 0.41271
Coal | GB | 2018-06-27 01:00 | 0.41271
Coal | GB | 2018-06-27 02:00 | 0.41271
Coal | GB | 2018-06-27 03:00 | 0.41271
Coal | GB | 2018-06-27 04:00 | 0.41271
Coal | GB | 2018-06-27 05:00 | 0.41271
Coal | GB | 2018-06-27 06:00 | 0.41271
Coal | GB | 2018-06-27 07:00 | 0.41271
Coal | GB | 2018-06-27 08:00 | 0.41271
Coal | GB | 2018-06-27 09:00 | 0.41271
Coal | GB | 2018-06-27 10:00 | 0.41271
Coal | GB | 2018-06-27 11:00 | 0.41271
Coal | GB | 2018-06-27 12:00 | 0.41271
Coal | GB | 2018-06-27 13:00 | 0.41271
Coal | GB | 2018-06-27 14:00 | 0.41271
Coal | GB | 2018-06-27 15:00 | 0.41271
Coal | GB | 2018-06-27 16:00 | 0.41271
Coal | GB | 2018-06-27 17:00 | 0.40002
Coal | GB | 2018-06-27 18:00 | 0.40002
Coal | GB | 2018-06-27 19:00 | 0.40002
Coal | GB | 2018-06-27 20:00 | 0.40002
Coal | GB | 2018-06-27 21:00 | 0.40002
Coal | GB | 2018-06-27 22:00 | 0.4884
Coal | GB | 2018-06-27 23:00 | 0.4884
Coal | GB | 2018-06-28 | 0.4884
Coal | GB | 2018-06-28 01:00 | 0.4884
Coal | GB | 2018-06-28 02:00 | 0.4884
Coal | GB | 2018-06-28 03:00 | 0.4884
Coal | GB | 2018-06-28 04:00 | 0.4884
Coal | GB | 2018-06-28 05:00 | 0.4884
Coal | GB | 2018-06-28 06:00 | 0.4884
Coal | GB | 2018-06-28 07:00 | 0.4884
Coal | GB | 2018-06-28 08:00 | 0.4884
Coal | GB | 2018-06-28 09:00 | 0.4884
Coal | GB | 2018-06-28 10:00 | 0.4884
Coal | GB | 2018-06-28 11:00 | 0.4884
Coal | GB | 2018-06-28 12:00 | 0.4884
Coal | GB | 2018-06-28 13:00 | 0.4884
Coal | GB | 2018-06-28 14:00 | 0.4884
Coal | GB | 2018-06-28 15:00 | 0.4884
Coal | GB | 2018-06-28 16:00 | 0.4884
Coal | GB | 2018-06-28 17:00 | 0.4884
Coal | GB | 2018-06-28 18:00 | 0.4884
Coal | GB | 2018-06-28 19:00 | 0.4884
Coal | GB | 2018-06-28 20:00 | 0.4884
Coal | GB | 2018-06-28 21:00 | 0.4884
Coal | GB | 2018-06-28 22:00 | 0.4884
Coal | GB | 2018-06-28 23:00 | 0.4884
Coal | GB | 2018-06-29 | 0.4884
Coal | GB | 2018-06-29 01:00 | 0.5326
Coal | GB | 2018-06-29 02:00 | 0.5326
Coal | GB | 2018-06-29 03:00 | 0.5326
Coal | GB | 2018-06-29 04:00 | 0.5326
Coal | GB | 2018-06-29 05:00 | 0.5326
Coal | GB | 2018-06-29 06:00 | 0.5326
Coal | GB | 2018-06-29 07:00 | 0.5326
Coal | GB | 2018-06-29 08:00 | 0.5326
Coal | GB | 2018-06-29 09:00 | 0.5326
Coal | GB | 2018-06-29 10:00 | 0.5326
Coal | GB | 2018-06-29 11:00 | 0.5326
Coal | GB | 2018-06-29 12:00 | 0.5326
Coal | GB | 2018-06-29 13:00 | 0.5326
Coal | GB | 2018-06-29 14:00 | 0.5326
Coal | GB | 2018-06-29 15:00 | 0.5326
Coal | GB | 2018-06-29 16:00 | 0.5326
Coal | GB | 2018-06-29 17:00 | 0.5326
Coal | GB | 2018-06-29 18:00 | 0.5326
Coal | GB | 2018-06-29 19:00 | 0.5326
Coal | GB | 2018-06-29 20:00 | 0.5326
Coal | GB | 2018-06-29 21:00 | 0.5326
Coal | GB | 2018-06-29 22:00 | 0.5326
Coal | GB | 2018-06-29 23:00 | 0.5326
Coal | GB | 2018-06-30 | 0.48832
Coal | GB | 2018-06-30 01:00 | 0.48832
Coal | GB | 2018-06-30 02:00 | 0.48832
Coal | GB | 2018-06-30 03:00 | 0.48832
Coal | GB | 2018-06-30 04:00 | 0.48832
Coal | GB | 2018-06-30 05:00 | 0.48832
Coal | GB | 2018-06-30 06:00 | 0.48832
Coal | GB | 2018-06-30 07:00 | 0.48832
Coal | GB | 2018-06-30 08:00 | 0.48832
Coal | GB | 2018-06-30 09:00 | 0.48832
Coal | GB | 2018-06-30 10:00 | 0.48832
Coal | GB | 2018-06-30 11:00 | 0.48832
Coal | GB | 2018-06-30 12:00 | 0.48832
Coal | GB | 2018-06-30 13:00 | 0.48832
Coal | GB | 2018-06-30 14:00 | 0.48832
Coal | GB | 2018-06-30 15:00 | 0.5326
Coal | GB | 2018-06-30 16:00 | 0.5326
Coal | GB | 2018-06-30 17:00 | 0.5326
Coal | GB | 2018-06-30 18:00 | 0.5326
Coal | GB | 2018-06-30 19:00 | 0.5326
Coal | GB | 2018-06-30 20:00 | 0.5326
Coal | GB | 2018-06-30 21:00 | 0.5326
Coal | GB | 2018-06-30 22:00 | 0.5326
Coal | GB | 2018-06-30 23:00 | 0.5326
Coal | GB | 2018-07-01 | 0.5326
Coal | GB | 2018-07-01 01:00 | 0.5326
Coal | GB | 2018-07-01 02:00 | 0.5326
Coal | GB | 2018-07-01 03:00 | 0.5326
Coal | GB | 2018-07-01 04:00 | 0.5326
Coal | GB | 2018-07-01 05:00 | 0.5326
Coal | GB | 2018-07-01 06:00 | 0.5326
Coal | GB | 2018-07-01 07:00 | 0.5326
Coal | GB | 2018-07-01 08:00 | 0.5326
Coal | GB | 2018-07-01 09:00 | 0.5326
Coal | GB | 2018-07-01 10:00 | 0.5326
Coal | GB | 2018-07-01 11:00 | 0.5326
Coal | GB | 2018-07-01 12:00 | 0.5326
Coal | GB | 2018-07-01 13:00 | 0.5326
Coal | GB | 2018-07-01 14:00 | 0.5326
Coal | GB | 2018-07-01 15:00 | 0.5326
Coal | GB | 2018-07-01 16:00 | 0.5326
Coal | GB | 2018-07-01 17:00 | 0.54529
Coal | GB | 2018-07-01 18:00 | 0.54529
Coal | GB | 2018-07-01 19:00 | 0.54529
Coal | GB | 2018-07-01 20:00 | 0.54529
Coal | GB | 2018-07-01 21:00 | 0.54529
Coal | GB | 2018-07-01 22:00 | 0.54529
Coal | GB | 2018-07-01 23:00 | 0.54529
Coal | GB | 2018-07-02 | 0.54529
Coal | GB | 2018-07-02 01:00 | 0.54529
Coal | GB | 2018-07-02 02:00 | 0.54529
Coal | GB | 2018-07-02 03:00 | 0.54529
Coal | GB | 2018-07-02 04:00 | 0.54529
Coal | GB | 2018-07-02 05:00 | 0.54529
Coal | GB | 2018-07-02 06:00 | 0.54529
Coal | GB | 2018-07-02 07:00 | 0.54529
Coal | GB | 2018-07-02 08:00 | 0.54529
Coal | GB | 2018-07-02 09:00 | 0.54529
Coal | GB | 2018-07-02 10:00 | 0.54529
Coal | GB | 2018-07-02 11:00 | 0.54529
Coal | GB | 2018-07-02 12:00 | 0.54529
Coal | GB | 2018-07-02 13:00 | 0.58878
Coal | GB | 2018-07-02 14:00 | 0.58878
Coal | GB | 2018-07-02 15:00 | 0.58878
Coal | GB | 2018-07-02 16:00 | 0.58878
Coal | GB | 2018-07-02 17:00 | 0.58878
Coal | GB | 2018-07-02 18:00 | 0.58878
Coal | GB | 2018-07-02 19:00 | 0.58878
Coal | GB | 2018-07-02 20:00 | 0.58878
Coal | GB | 2018-07-02 21:00 | 0.58878
Coal | GB | 2018-07-02 22:00 | 0.58878
Coal | GB | 2018-07-02 23:00 | 0.58878
Coal | GB | 2018-07-03 | 0.58878
Coal | GB | 2018-07-03 01:00 | 0.58878
Coal | GB | 2018-07-03 02:00 | 0.58878
Coal | GB | 2018-07-03 03:00 | 0.58878
Coal | GB | 2018-07-03 04:00 | 0.58878
Coal | GB | 2018-07-03 05:00 | 0.58878
Coal | GB | 2018-07-03 06:00 | 0.58878
Coal | GB | 2018-07-03 07:00 | 0.58878
Coal | GB | 2018-07-03 08:00 | 0.58878
Coal | GB | 2018-07-03 09:00 | 0.58878
Coal | GB | 2018-07-03 10:00 | 0.58878
Coal | GB | 2018-07-03 11:00 | 0.58878
Coal | GB | 2018-07-03 12:00 | 0.58878
Coal | GB | 2018-07-03 13:00 | 0.58878
Coal | GB | 2018-07-03 14:00 | 0.58878
Coal | GB | 2018-07-03 15:00 | 0.58878
Coal | GB | 2018-07-03 16:00 | 0.58878
Coal | GB | 2018-07-03 17:00 | 0.58878
Coal | GB | 2018-07-03 18:00 | 0.58878
Coal | GB | 2018-07-03 19:00 | 0.58878
Coal | GB | 2018-07-03 20:00 | 0.58878
Coal | GB | 2018-07-03 21:00 | 0.58878
Coal | GB | 2018-07-03 22:00 | 0.58878
Coal | GB | 2018-07-03 23:00 | 0.58878
Coal | GB | 2018-07-04 | 0.58878
Coal | GB | 2018-07-04 01:00 | 0.58878
Coal | GB | 2018-07-04 02:00 | 0.58878
Coal | GB | 2018-07-04 03:00 | 0.58878
Coal | GB | 2018-07-04 04:00 | 0.58878
Coal | GB | 2018-07-04 05:00 | 0.58878
Coal | GB | 2018-07-04 06:00 | 0.58878
Coal | GB | 2018-07-04 07:00 | 0.58878
Coal | GB | 2018-07-04 08:00 | 0.58878
Coal | GB | 2018-07-04 09:00 | 0.58878
Coal | GB | 2018-07-04 10:00 | 0.58878
Coal | GB | 2018-07-04 11:00 | 0.58878
Coal | GB | 2018-07-04 12:00 | 0.58878
Coal | GB | 2018-07-04 13:00 | 0.58878
Coal | GB | 2018-07-04 14:00 | 0.58878
Coal | GB | 2018-07-04 15:00 | 0.58878
Coal | GB | 2018-07-04 16:00 | 0.58878
Coal | GB | 2018-07-04 17:00 | 0.54476
Coal | GB | 2018-07-04 18:00 | 0.54476
Coal | GB | 2018-07-04 19:00 | 0.54476
Coal | GB | 2018-07-04 20:00 | 0.54476
Coal | GB | 2018-07-04 21:00 | 0.54476
Coal | GB | 2018-07-04 22:00 | 0.54476
Coal | GB | 2018-07-04 23:00 | 0.54476
Coal | GB | 2018-07-05 | 0.54476
Coal | GB | 2018-07-05 01:00 | 0.54476
Coal | GB | 2018-07-05 02:00 | 0.54476
Coal | GB | 2018-07-05 03:00 | 0.54476
Coal | GB | 2018-07-05 04:00 | 0.54476
Coal | GB | 2018-07-05 05:00 | 0.54476
Coal | GB | 2018-07-05 06:00 | 0.54476
Coal | GB | 2018-07-05 07:00 | 0.54476
Coal | GB | 2018-07-05 08:00 | 0.54476
Coal | GB | 2018-07-05 09:00 | 0.54476
Coal | GB | 2018-07-05 10:00 | 0.54476
Coal | GB | 2018-07-05 11:00 | 0.54476
Coal | GB | 2018-07-05 12:00 | 0.54476
Coal | GB | 2018-07-05 13:00 | 0.54476
Coal | GB | 2018-07-05 14:00 | 0.54476
Coal | GB | 2018-07-05 15:00 | 0.54476
Coal | GB | 2018-07-05 16:00 | 0.54476
Coal | GB | 2018-07-05 17:00 | 0.54476
Coal | GB | 2018-07-05 18:00 | 0.54476
Coal | GB | 2018-07-05 19:00 | 0.54476
Coal | GB | 2018-07-05 20:00 | 0.54476
Coal | GB | 2018-07-05 21:00 | 0.54476
Coal | GB | 2018-07-05 22:00 | 0.54476
Coal | GB | 2018-07-05 23:00 | 0.54476
Coal | GB | 2018-07-06 | 0.54476
Coal | GB | 2018-07-06 01:00 | 0.54476
Coal | GB | 2018-07-06 02:00 | 0.54476
Coal | GB | 2018-07-06 03:00 | 0.54476
Coal | GB | 2018-07-06 04:00 | 0.54476
Coal | GB | 2018-07-06 05:00 | 0.54476
Coal | GB | 2018-07-06 06:00 | 0.54476
Coal | GB | 2018-07-06 07:00 | 0.54476
Coal | GB | 2018-07-06 08:00 | 0.54476
Coal | GB | 2018-07-06 09:00 | 0.54476
Coal | GB | 2018-07-06 10:00 | 0.54476
Coal | GB | 2018-07-06 11:00 | 0.54476
Coal | GB | 2018-07-06 12:00 | 0.54476
Coal | GB | 2018-07-06 13:00 | 0.54476
Coal | GB | 2018-07-06 14:00 | 0.54476
Coal | GB | 2018-07-06 15:00 | 0.54476
Coal | GB | 2018-07-06 16:00 | 0.54476
Coal | GB | 2018-07-06 17:00 | 0.54476
Coal | GB | 2018-07-06 18:00 | 0.54476
Coal | GB | 2018-07-06 19:00 | 0.54476
Coal | GB | 2018-07-06 20:00 | 0.54476
Coal | GB | 2018-07-06 21:00 | 0.54476
Coal | GB | 2018-07-06 22:00 | 0.54476
Coal | GB | 2018-07-06 23:00 | 0.54476
Coal | GB | 2018-07-07 | 0.54476
Coal | GB | 2018-07-07 01:00 | 0.54476
Coal | GB | 2018-07-07 02:00 | 0.54476
Coal | GB | 2018-07-07 03:00 | 0.54476
Coal | GB | 2018-07-07 04:00 | 0.54476
Coal | GB | 2018-07-07 05:00 | 0.54476
Coal | GB | 2018-07-07 06:00 | 0.54476
Coal | GB | 2018-07-07 07:00 | 0.54476
Coal | GB | 2018-07-07 08:00 | 0.54476
Coal | GB | 2018-07-07 09:00 | 0.54476
Coal | GB | 2018-07-07 10:00 | 0.54476
Coal | GB | 2018-07-07 11:00 | 0.54476
Coal | GB | 2018-07-07 12:00 | 0.54476
Coal | GB | 2018-07-07 13:00 | 0.54476
Coal | GB | 2018-07-07 14:00 | 0.54476
Coal | GB | 2018-07-07 15:00 | 0.54476
Coal | GB | 2018-07-07 16:00 | 0.54476
Coal | GB | 2018-07-07 17:00 | 0.58878
Coal | GB | 2018-07-07 18:00 | 0.58878
Coal | GB | 2018-07-07 19:00 | 0.58878
Coal | GB | 2018-07-07 20:00 | 0.58878
Coal | GB | 2018-07-07 21:00 | 0.58878
Coal | GB | 2018-07-07 22:00 | 0.58878
Coal | GB | 2018-07-07 23:00 | 0.58878
Coal | GB | 2018-07-08 | 0.58878
Coal | GB | 2018-07-08 01:00 | 0.54476
Coal | GB | 2018-07-08 02:00 | 0.54476
Coal | GB | 2018-07-08 03:00 | 0.54476
Coal | GB | 2018-07-08 04:00 | 0.54476
Coal | GB | 2018-07-08 05:00 | 0.54476
Coal | GB | 2018-07-08 06:00 | 0.54476
Coal | GB | 2018-07-08 07:00 | 0.54476
Coal | GB | 2018-07-08 08:00 | 0.54476
Coal | GB | 2018-07-08 09:00 | 0.54476
Coal | GB | 2018-07-08 10:00 | 0.54476
Coal | GB | 2018-07-08 11:00 | 0.54476
Coal | GB | 2018-07-08 12:00 | 0.54476
Coal | GB | 2018-07-08 13:00 | 0.54476
Coal | GB | 2018-07-08 14:00 | 0.54476
Coal | GB | 2018-07-08 15:00 | 0.54476
Coal | GB | 2018-07-08 16:00 | 0.50232
Coal | GB | 2018-07-08 17:00 | 0.50232
Coal | GB | 2018-07-08 18:00 | 0.50232
Coal | GB | 2018-07-08 19:00 | 0.50232
Coal | GB | 2018-07-08 20:00 | 0.50232
Coal | GB | 2018-07-08 21:00 | 0.50232
Coal | GB | 2018-07-08 22:00 | 0.50232
Coal | GB | 2018-07-08 23:00 | 0.50232
Coal | GB | 2018-07-09 | 0.50232
Coal | GB | 2018-07-09 01:00 | 0.50232
Coal | GB | 2018-07-09 02:00 | 0.50232
Coal | GB | 2018-07-09 03:00 | 0.50232
Coal | GB | 2018-07-09 04:00 | 0.50232
Coal | GB | 2018-07-09 05:00 | 0.50232
Coal | GB | 2018-07-09 06:00 | 0.50232
Coal | GB | 2018-07-09 07:00 | 0.50232
Coal | GB | 2018-07-09 08:00 | 0.50232
Coal | GB | 2018-07-09 09:00 | 0.50232
Coal | GB | 2018-07-09 10:00 | 0.50232
Coal | GB | 2018-07-09 11:00 | 0.50232
Coal | GB | 2018-07-09 12:00 | 0.50232
Coal | GB | 2018-07-09 13:00 | 0.50232
Coal | GB | 2018-07-09 14:00 | 0.50232
Coal | GB | 2018-07-09 15:00 | 0.50232
Coal | GB | 2018-07-09 16:00 | 0.50232
Coal | GB | 2018-07-09 17:00 | 0.50232
Coal | GB | 2018-07-09 18:00 | 0.50232
Coal | GB | 2018-07-09 19:00 | 0.54476
Coal | GB | 2018-07-09 20:00 | 0.54476
Coal | GB | 2018-07-09 21:00 | 0.54476
Coal | GB | 2018-07-09 22:00 | 0.54476
Coal | GB | 2018-07-09 23:00 | 0.54476
Coal | GB | 2018-07-10 | 0.54476
Coal | GB | 2018-07-10 01:00 | 0.58309
Coal | GB | 2018-07-10 02:00 | 0.58309
Coal | GB | 2018-07-10 03:00 | 0.58309
Coal | GB | 2018-07-10 04:00 | 0.58309
Coal | GB | 2018-07-10 05:00 | 0.58309
Coal | GB | 2018-07-10 06:00 | 0.58309
Coal | GB | 2018-07-10 07:00 | 0.58309
Coal | GB | 2018-07-10 08:00 | 0.58309
Coal | GB | 2018-07-10 09:00 | 0.54065
Coal | GB | 2018-07-10 10:00 | 0.54065
Coal | GB | 2018-07-10 11:00 | 0.54065
Coal | GB | 2018-07-10 12:00 | 0.54065
Coal | GB | 2018-07-10 13:00 | 0.54065
Coal | GB | 2018-07-10 14:00 | 0.54065
Coal | GB | 2018-07-10 15:00 | 0.54065
Coal | GB | 2018-07-10 16:00 | 0.54065
Coal | GB | 2018-07-10 17:00 | 0.54065
Coal | GB | 2018-07-10 18:00 | 0.54065
Coal | GB | 2018-07-10 19:00 | 0.54065
Coal | GB | 2018-07-10 20:00 | 0.54065
Coal | GB | 2018-07-10 21:00 | 0.54065
Coal | GB | 2018-07-10 22:00 | 0.54065
Coal | GB | 2018-07-10 23:00 | 0.54065
Coal | GB | 2018-07-11 | 0.54065
Coal | GB | 2018-07-11 01:00 | 0.54065
Coal | GB | 2018-07-11 02:00 | 0.54065
Coal | GB | 2018-07-11 03:00 | 0.54065
Coal | GB | 2018-07-11 04:00 | 0.54065
Coal | GB | 2018-07-11 05:00 | 0.54065
Coal | GB | 2018-07-11 06:00 | 0.54065
Coal | GB | 2018-07-11 07:00 | 0.54065
Coal | GB | 2018-07-11 08:00 | 0.54065
Coal | GB | 2018-07-11 09:00 | 0.58309
Coal | GB | 2018-07-11 10:00 | 0.58309
Coal | GB | 2018-07-11 11:00 | 0.58309
Coal | GB | 2018-07-11 12:00 | 0.58309
Coal | GB | 2018-07-11 13:00 | 0.58309
Coal | GB | 2018-07-11 14:00 | 0.58309
Coal | GB | 2018-07-11 15:00 | 0.58309
Coal | GB | 2018-07-11 16:00 | 0.58309
Coal | GB | 2018-07-11 17:00 | 0.58309
Coal | GB | 2018-07-11 18:00 | 0.58309
Coal | GB | 2018-07-11 19:00 | 0.58309
Coal | GB | 2018-07-11 20:00 | 0.58309
Coal | GB | 2018-07-11 21:00 | 0.58309
Coal | GB | 2018-07-11 22:00 | 0.58721
Coal | GB | 2018-07-11 23:00 | 0.58721
Coal | GB | 2018-07-12 | 0.58721
Coal | GB | 2018-07-12 01:00 | 0.58721
Coal | GB | 2018-07-12 02:00 | 0.58721
Coal | GB | 2018-07-12 03:00 | 0.58721
Coal | GB | 2018-07-12 04:00 | 0.58721
Coal | GB | 2018-07-12 05:00 | 0.58721
Coal | GB | 2018-07-12 06:00 | 0.58721
Coal | GB | 2018-07-12 07:00 | 0.58721
Coal | GB | 2018-07-12 08:00 | 0.58721
Coal | GB | 2018-07-12 09:00 | 0.58721
Coal | GB | 2018-07-12 10:00 | 0.58721
Coal | GB | 2018-07-12 11:00 | 0.63122
Coal | GB | 2018-07-12 12:00 | 0.63122
Coal | GB | 2018-07-12 13:00 | 0.62029
Coal | GB | 2018-07-12 14:00 | 0.61346
Coal | GB | 2018-07-12 15:00 | 0.61346
Coal | GB | 2018-07-12 16:00 | 0.63122
Coal | GB | 2018-07-12 17:00 | 0.61372
Coal | GB | 2018-07-12 18:00 | 0.62221
Coal | GB | 2018-07-12 19:00 | 0.63122
Coal | GB | 2018-07-12 20:00 | 0.62571
Coal | GB | 2018-07-12 21:00 | 0.62851
Coal | GB | 2018-07-12 22:00 | 0.63122
Coal | GB | 2018-07-12 23:00 | 0.63122
Coal | GB | 2018-07-13 | 0.63122
Coal | GB | 2018-07-13 01:00 | 0.63122
Coal | GB | 2018-07-13 02:00 | 0.63122
Coal | GB | 2018-07-13 03:00 | 0.63122
Coal | GB | 2018-07-13 04:00 | 0.63122
Coal | GB | 2018-07-13 05:00 | 0.63122
Coal | GB | 2018-07-13 06:00 | 0.63122
Coal | GB | 2018-07-13 07:00 | 0.63122
Coal | GB | 2018-07-13 08:00 | 0.63122
Coal | GB | 2018-07-13 09:00 | 0.63122
Coal | GB | 2018-07-13 10:00 | 0.63122
Coal | GB | 2018-07-13 11:00 | 0.63122
Coal | GB | 2018-07-13 12:00 | 0.63122
Coal | GB | 2018-07-13 13:00 | 0.63122
Coal | GB | 2018-07-13 14:00 | 0.63122
Coal | GB | 2018-07-13 15:00 | 0.63122
Coal | GB | 2018-07-13 16:00 | 0.63122
Coal | GB | 2018-07-13 17:00 | 0.63122
Coal | GB | 2018-07-13 18:00 | 0.63122
Coal | GB | 2018-07-13 19:00 | 0.63122
Coal | GB | 2018-07-13 20:00 | 0.63122
Coal | GB | 2018-07-13 21:00 | 0.63122
Coal | GB | 2018-07-13 22:00 | 0.63122
Coal | GB | 2018-07-13 23:00 | 0.63122
Coal | GB | 2018-07-14 | 0.63122
Coal | GB | 2018-07-14 01:00 | 0.63122
Coal | GB | 2018-07-14 02:00 | 0.63122
Coal | GB | 2018-07-14 03:00 | 0.63122
Coal | GB | 2018-07-14 04:00 | 0.63122
Coal | GB | 2018-07-14 05:00 | 0.63122
Coal | GB | 2018-07-14 06:00 | 0.63122
Coal | GB | 2018-07-14 07:00 | 0.63122
Coal | GB | 2018-07-14 08:00 | 0.63122
Coal | GB | 2018-07-14 09:00 | 0.54284
Coal | GB | 2018-07-14 10:00 | 0.54284
Coal | GB | 2018-07-14 11:00 | 0.54284
Coal | GB | 2018-07-14 12:00 | 0.54284
Coal | GB | 2018-07-14 13:00 | 0.54284
Coal | GB | 2018-07-14 14:00 | 0.54284
Coal | GB | 2018-07-14 15:00 | 0.54284
Coal | GB | 2018-07-14 16:00 | 0.54284
Coal | GB | 2018-07-14 17:00 | 0.54284
Coal | GB | 2018-07-14 18:00 | 0.54284
Coal | GB | 2018-07-14 19:00 | 0.54284
Coal | GB | 2018-07-14 20:00 | 0.54284
Coal | GB | 2018-07-14 21:00 | 0.63122
Coal | GB | 2018-07-14 22:00 | 0.63122
Coal | GB | 2018-07-14 23:00 | 0.63122
Coal | GB | 2018-07-15 | 0.63122
Coal | GB | 2018-07-15 01:00 | 0.63122
Coal | GB | 2018-07-15 02:00 | 0.63122
Coal | GB | 2018-07-15 03:00 | 0.63122
Coal | GB | 2018-07-15 04:00 | 0.63122
Coal | GB | 2018-07-15 05:00 | 0.63122
Coal | GB | 2018-07-15 06:00 | 0.63122
Coal | GB | 2018-07-15 07:00 | 0.63122
Coal | GB | 2018-07-15 08:00 | 0.63122
Coal | GB | 2018-07-15 09:00 | 0.63122
Coal | GB | 2018-07-15 10:00 | 0.63122
Coal | GB | 2018-07-15 11:00 | 0.63122
Coal | GB | 2018-07-15 12:00 | 0.63122
Coal | GB | 2018-07-15 13:00 | 0.63122
Coal | GB | 2018-07-15 14:00 | 0.63122
Coal | GB | 2018-07-15 15:00 | 0.63122
Coal | GB | 2018-07-15 16:00 | 0.63122
Coal | GB | 2018-07-15 17:00 | 0.63122
Coal | GB | 2018-07-15 18:00 | 0.63122
Coal | GB | 2018-07-15 19:00 | 0.63122
Coal | GB | 2018-07-15 20:00 | 0.63122
Coal | GB | 2018-07-15 21:00 | 0.63122
Coal | GB | 2018-07-15 22:00 | 0.63122
Coal | GB | 2018-07-15 23:00 | 0.63122
Coal | GB | 2018-07-16 | 0.63122
Coal | GB | 2018-07-16 01:00 | 0.63122
Coal | GB | 2018-07-16 02:00 | 0.63122
Coal | GB | 2018-07-16 03:00 | 0.63122
Coal | GB | 2018-07-16 04:00 | 0.63122
Coal | GB | 2018-07-16 05:00 | 0.63122
Coal | GB | 2018-07-16 06:00 | 0.63122
Coal | GB | 2018-07-16 07:00 | 0.63122
Coal | GB | 2018-07-16 08:00 | 0.63122
Coal | GB | 2018-07-16 09:00 | 0.63122
Coal | GB | 2018-07-16 10:00 | 0.63122
Coal | GB | 2018-07-16 11:00 | 0.63122
Coal | GB | 2018-07-16 12:00 | 0.63122
Coal | GB | 2018-07-16 13:00 | 0.63122
Coal | GB | 2018-07-16 14:00 | 0.63122
Coal | GB | 2018-07-16 15:00 | 0.63122
Coal | GB | 2018-07-16 16:00 | 0.63122
Coal | GB | 2018-07-16 17:00 | 0.63122
Coal | GB | 2018-07-16 18:00 | 0.63122
Coal | GB | 2018-07-16 19:00 | 0.63122
Coal | GB | 2018-07-16 20:00 | 0.63122
Coal | GB | 2018-07-16 21:00 | 0.63122
Coal | GB | 2018-07-16 22:00 | 0.63122
Coal | GB | 2018-07-16 23:00 | 0.63122
Coal | GB | 2018-07-17 | 0.63122
Coal | GB | 2018-07-17 01:00 | 0.63122
Coal | GB | 2018-07-17 02:00 | 0.63122
Coal | GB | 2018-07-17 03:00 | 0.63122
Coal | GB | 2018-07-17 04:00 | 0.63122
Coal | GB | 2018-07-17 05:00 | 0.63122
Coal | GB | 2018-07-17 06:00 | 0.63122
Coal | GB | 2018-07-17 07:00 | 0.63122
Coal | GB | 2018-07-17 08:00 | 0.63122
Coal | GB | 2018-07-17 09:00 | 0.63122
Coal | GB | 2018-07-17 10:00 | 0.63122
Coal | GB | 2018-07-17 11:00 | 0.63122
Coal | GB | 2018-07-17 12:00 | 0.63122
Coal | GB | 2018-07-17 13:00 | 0.62379
Coal | GB | 2018-07-17 14:00 | 0.61915
Coal | GB | 2018-07-17 15:00 | 0.62379
Coal | GB | 2018-07-17 16:00 | 0.62379
Coal | GB | 2018-07-17 17:00 | 0.62037
Coal | GB | 2018-07-17 18:00 | 0.62326
Coal | GB | 2018-07-17 19:00 | 0.63122
Coal | GB | 2018-07-17 20:00 | 0.63122
Coal | GB | 2018-07-17 21:00 | 0.63122
Coal | GB | 2018-07-17 22:00 | 0.63122
Coal | GB | 2018-07-17 23:00 | 0.63122
Coal | GB | 2018-07-18 | 0.63122
Coal | GB | 2018-07-18 01:00 | 0.63122
Coal | GB | 2018-07-18 02:00 | 0.63122
Coal | GB | 2018-07-18 03:00 | 0.63122
Coal | GB | 2018-07-18 04:00 | 0.63122
Coal | GB | 2018-07-18 05:00 | 0.63122
Coal | GB | 2018-07-18 06:00 | 0.63122
Coal | GB | 2018-07-18 07:00 | 0.63122
Coal | GB | 2018-07-18 08:00 | 0.63122
Coal | GB | 2018-07-18 09:00 | 0.62554
Coal | GB | 2018-07-18 10:00 | 0.62554
Coal | GB | 2018-07-18 11:00 | 0.62641
Coal | GB | 2018-07-18 12:00 | 0.62641
Coal | GB | 2018-07-18 13:00 | 0.62641
Coal | GB | 2018-07-18 14:00 | 0.62641
Coal | GB | 2018-07-18 15:00 | 0.62317
Coal | GB | 2018-07-18 16:00 | 0.62177
Coal | GB | 2018-07-18 17:00 | 0.62659
Coal | GB | 2018-07-18 18:00 | 0.63122
Coal | GB | 2018-07-18 19:00 | 0.63122
Coal | GB | 2018-07-18 20:00 | 0.63122
Coal | GB | 2018-07-18 21:00 | 0.63122
Coal | GB | 2018-07-18 22:00 | 0.63122
Coal | GB | 2018-07-18 23:00 | 0.63122
Coal | GB | 2018-07-19 | 0.63122
Coal | GB | 2018-07-19 01:00 | 0.63122
Coal | GB | 2018-07-19 02:00 | 0.63122
Coal | GB | 2018-07-19 03:00 | 0.63122
Coal | GB | 2018-07-19 04:00 | 0.63122
Coal | GB | 2018-07-19 05:00 | 0.63122
Coal | GB | 2018-07-19 06:00 | 0.63122
Coal | GB | 2018-07-19 07:00 | 0.63122
Coal | GB | 2018-07-19 08:00 | 0.63122
Coal | GB | 2018-07-19 09:00 | 0.62641
Coal | GB | 2018-07-19 10:00 | 0.62641
Coal | GB | 2018-07-19 11:00 | 0.62641
Coal | GB | 2018-07-19 12:00 | 0.62641
Coal | GB | 2018-07-19 13:00 | 0.62641
Coal | GB | 2018-07-19 14:00 | 0.62641
Coal | GB | 2018-07-19 15:00 | 0.62641
Coal | GB | 2018-07-19 16:00 | 0.62641
Coal | GB | 2018-07-19 17:00 | 0.63122
Coal | GB | 2018-07-19 18:00 | 0.63122
Coal | GB | 2018-07-19 19:00 | 0.63122
Coal | GB | 2018-07-19 20:00 | 0.63122
Coal | GB | 2018-07-19 21:00 | 0.63122
Coal | GB | 2018-07-19 22:00 | 0.63122
Coal | GB | 2018-07-19 23:00 | 0.63122
Coal | GB | 2018-07-20 | 0.63122
Coal | GB | 2018-07-20 01:00 | 0.63122
Coal | GB | 2018-07-20 02:00 | 0.63122
Coal | GB | 2018-07-20 03:00 | 0.63122
Coal | GB | 2018-07-20 04:00 | 0.63122
Coal | GB | 2018-07-20 05:00 | 0.63122
Coal | GB | 2018-07-20 06:00 | 0.63122
Coal | GB | 2018-07-20 07:00 | 0.63122
Coal | GB | 2018-07-20 08:00 | 0.63122
Coal | GB | 2018-07-20 09:00 | 0.56734
Coal | GB | 2018-07-20 10:00 | 0.56734
Coal | GB | 2018-07-20 11:00 | 0.56734
Coal | GB | 2018-07-20 12:00 | 0.56734
Coal | GB | 2018-07-20 13:00 | 0.60978
Coal | GB | 2018-07-20 14:00 | 0.6006
Coal | GB | 2018-07-20 15:00 | 0.57915
Coal | GB | 2018-07-20 16:00 | 0.58834
Coal | GB | 2018-07-20 17:00 | 0.58834
Coal | GB | 2018-07-20 18:00 | 0.61503
Coal | GB | 2018-07-20 19:00 | 0.61503
Coal | GB | 2018-07-20 20:00 | 0.63122
Coal | GB | 2018-07-20 21:00 | 0.63122
Coal | GB | 2018-07-20 22:00 | 0.63122
Coal | GB | 2018-07-20 23:00 | 0.63122
Coal | GB | 2018-07-21 | 0.58694
Coal | GB | 2018-07-21 01:00 | 0.58694
Coal | GB | 2018-07-21 02:00 | 0.58694
Coal | GB | 2018-07-21 03:00 | 0.58694
Coal | GB | 2018-07-21 04:00 | 0.58694
Coal | GB | 2018-07-21 05:00 | 0.58694
Coal | GB | 2018-07-21 06:00 | 0.58694
Coal | GB | 2018-07-21 07:00 | 0.58694
Coal | GB | 2018-07-21 08:00 | 0.58694
Coal | GB | 2018-07-21 09:00 | 0.58694
Coal | GB | 2018-07-21 10:00 | 0.58694
Coal | GB | 2018-07-21 11:00 | 0.58694
Coal | GB | 2018-07-21 12:00 | 0.58694
Coal | GB | 2018-07-21 13:00 | 0.58694
Coal | GB | 2018-07-21 14:00 | 0.58694
Coal | GB | 2018-07-21 15:00 | 0.58694
Coal | GB | 2018-07-21 16:00 | 0.58694
Coal | GB | 2018-07-21 17:00 | 0.58694
Coal | GB | 2018-07-21 18:00 | 0.58694
Coal | GB | 2018-07-21 19:00 | 0.58694
Coal | GB | 2018-07-21 20:00 | 0.58694
Coal | GB | 2018-07-21 21:00 | 0.58694
Coal | GB | 2018-07-21 22:00 | 0.58694
Coal | GB | 2018-07-21 23:00 | 0.58694
Coal | GB | 2018-07-22 | 0.58694
Coal | GB | 2018-07-22 01:00 | 0.58694
Coal | GB | 2018-07-22 02:00 | 0.58694
Coal | GB | 2018-07-22 03:00 | 0.58694
Coal | GB | 2018-07-22 04:00 | 0.58694
Coal | GB | 2018-07-22 05:00 | 0.58694
Coal | GB | 2018-07-22 06:00 | 0.58694
Coal | GB | 2018-07-22 07:00 | 0.58694
Coal | GB | 2018-07-22 08:00 | 0.58694
Coal | GB | 2018-07-22 09:00 | 0.58694
Coal | GB | 2018-07-22 10:00 | 0.58694
Coal | GB | 2018-07-22 11:00 | 0.58694
Coal | GB | 2018-07-22 12:00 | 0.58694
Coal | GB | 2018-07-22 13:00 | 0.58694
Coal | GB | 2018-07-22 14:00 | 0.58694
Coal | GB | 2018-07-22 15:00 | 0.58694
Coal | GB | 2018-07-22 16:00 | 0.58694
Coal | GB | 2018-07-22 17:00 | 0.58694
Coal | GB | 2018-07-22 18:00 | 0.58694
Coal | GB | 2018-07-22 19:00 | 0.58694
Coal | GB | 2018-07-22 20:00 | 0.58694
Coal | GB | 2018-07-22 21:00 | 0.58694
Coal | GB | 2018-07-22 22:00 | 0.58694
Coal | GB | 2018-07-22 23:00 | 0.58694
Coal | GB | 2018-07-23 | 0.58694
Coal | GB | 2018-07-23 01:00 | 0.49891
Coal | GB | 2018-07-23 02:00 | 0.49891
Coal | GB | 2018-07-23 03:00 | 0.49891
Coal | GB | 2018-07-23 04:00 | 0.49891
Coal | GB | 2018-07-23 05:00 | 0.49891
Coal | GB | 2018-07-23 06:00 | 0.49891
Coal | GB | 2018-07-23 07:00 | 0.49891
Coal | GB | 2018-07-23 08:00 | 0.49891
Coal | GB | 2018-07-23 09:00 | 0.49891
Coal | GB | 2018-07-23 10:00 | 0.49891
Coal | GB | 2018-07-23 11:00 | 0.49891
Coal | GB | 2018-07-23 12:00 | 0.49891
Coal | GB | 2018-07-23 13:00 | 0.49891
Coal | GB | 2018-07-23 14:00 | 0.49891
Coal | GB | 2018-07-23 15:00 | 0.45471
Coal | GB | 2018-07-23 16:00 | 0.45471
Coal | GB | 2018-07-23 17:00 | 0.45471
Coal | GB | 2018-07-23 18:00 | 0.45471
Coal | GB | 2018-07-23 19:00 | 0.45471
Coal | GB | 2018-07-23 20:00 | 0.45471
Coal | GB | 2018-07-23 21:00 | 0.45471
Coal | GB | 2018-07-23 22:00 | 0.45471
Coal | GB | 2018-07-23 23:00 | 0.45471
Coal | GB | 2018-07-24 | 0.45471
Coal | GB | 2018-07-24 01:00 | 0.45471
Coal | GB | 2018-07-24 02:00 | 0.45471
Coal | GB | 2018-07-24 03:00 | 0.45471
Coal | GB | 2018-07-24 04:00 | 0.45471
Coal | GB | 2018-07-24 05:00 | 0.45471
Coal | GB | 2018-07-24 06:00 | 0.45471
Coal | GB | 2018-07-24 07:00 | 0.45471
Coal | GB | 2018-07-24 08:00 | 0.45471
Coal | GB | 2018-07-24 09:00 | 0.45471
Coal | GB | 2018-07-24 10:00 | 0.45471
Coal | GB | 2018-07-24 11:00 | 0.45471
Coal | GB | 2018-07-24 12:00 | 0.45471
Coal | GB | 2018-07-24 13:00 | 0.45471
Coal | GB | 2018-07-24 14:00 | 0.45471
Coal | GB | 2018-07-24 15:00 | 0.45471
Coal | GB | 2018-07-24 16:00 | 0.45471
Coal | GB | 2018-07-24 17:00 | 0.45471
Coal | GB | 2018-07-24 18:00 | 0.45471
Coal | GB | 2018-07-24 19:00 | 0.49891
Coal | GB | 2018-07-24 20:00 | 0.49891
Coal | GB | 2018-07-24 21:00 | 0.49891
Coal | GB | 2018-07-24 22:00 | 0.49891
Coal | GB | 2018-07-24 23:00 | 0.49891
Coal | GB | 2018-07-25 | 0.49891
Coal | GB | 2018-07-25 01:00 | 0.49891
Coal | GB | 2018-07-25 02:00 | 0.49891
Coal | GB | 2018-07-25 03:00 | 0.49891
Coal | GB | 2018-07-25 04:00 | 0.49891
Coal | GB | 2018-07-25 05:00 | 0.49891
Coal | GB | 2018-07-25 06:00 | 0.49891
Coal | GB | 2018-07-25 07:00 | 0.49891
Coal | GB | 2018-07-25 08:00 | 0.49891
Coal | GB | 2018-07-25 09:00 | 0.49891
Coal | GB | 2018-07-25 10:00 | 0.49891
Coal | GB | 2018-07-25 11:00 | 0.49891
Coal | GB | 2018-07-25 12:00 | 0.49891
Coal | GB | 2018-07-25 13:00 | 0.49891
Coal | GB | 2018-07-25 14:00 | 0.49891
Coal | GB | 2018-07-25 15:00 | 0.49891
Coal | GB | 2018-07-25 16:00 | 0.49891
Coal | GB | 2018-07-25 17:00 | 0.49891
Coal | GB | 2018-07-25 18:00 | 0.49891
Coal | GB | 2018-07-25 19:00 | 0.49891
Coal | GB | 2018-07-25 20:00 | 0.49891
Coal | GB | 2018-07-25 21:00 | 0.49891
Coal | GB | 2018-07-25 22:00 | 0.49891
Coal | GB | 2018-07-25 23:00 | 0.49891
Coal | GB | 2018-07-26 | 0.49891
Coal | GB | 2018-07-26 01:00 | 0.45541
Coal | GB | 2018-07-26 02:00 | 0.45541
Coal | GB | 2018-07-26 03:00 | 0.45541
Coal | GB | 2018-07-26 04:00 | 0.45541
Coal | GB | 2018-07-26 05:00 | 0.45541
Coal | GB | 2018-07-26 06:00 | 0.45541
Coal | GB | 2018-07-26 07:00 | 0.45541
Coal | GB | 2018-07-26 08:00 | 0.45541
Coal | GB | 2018-07-26 09:00 | 0.45541
Coal | GB | 2018-07-26 10:00 | 0.45541
Coal | GB | 2018-07-26 11:00 | 0.45541
Coal | GB | 2018-07-26 12:00 | 0.45541
Coal | GB | 2018-07-26 13:00 | 0.45541
Coal | GB | 2018-07-26 14:00 | 0.45541
Coal | GB | 2018-07-26 15:00 | 0.45541
Coal | GB | 2018-07-26 16:00 | 0.45541
Coal | GB | 2018-07-26 17:00 | 0.45541
Coal | GB | 2018-07-26 18:00 | 0.45541
Coal | GB | 2018-07-26 19:00 | 0.45541
Coal | GB | 2018-07-26 20:00 | 0.45541
Coal | GB | 2018-07-26 21:00 | 0.45541
Coal | GB | 2018-07-26 22:00 | 0.45541
Coal | GB | 2018-07-26 23:00 | 0.45541
Coal | GB | 2018-07-27 | 0.45541
Coal | GB | 2018-07-27 01:00 | 0.45541
Coal | GB | 2018-07-27 02:00 | 0.45541
Coal | GB | 2018-07-27 03:00 | 0.45541
Coal | GB | 2018-07-27 04:00 | 0.45541
Coal | GB | 2018-07-27 05:00 | 0.45541
Coal | GB | 2018-07-27 06:00 | 0.45541
Coal | GB | 2018-07-27 07:00 | 0.45541
Coal | GB | 2018-07-27 08:00 | 0.45541
Coal | GB | 2018-07-27 09:00 | 0.45541
Coal | GB | 2018-07-27 10:00 | 0.45541
Coal | GB | 2018-07-27 11:00 | 0.45541
Coal | GB | 2018-07-27 12:00 | 0.45541
Coal | GB | 2018-07-27 13:00 | 0.45541
Coal | GB | 2018-07-27 14:00 | 0.45541
Coal | GB | 2018-07-27 15:00 | 0.44797
Coal | GB | 2018-07-27 16:00 | 0.44622
Coal | GB | 2018-07-27 17:00 | 0.44622
Coal | GB | 2018-07-27 18:00 | 0.44622
Coal | GB | 2018-07-27 19:00 | 0.43922
Coal | GB | 2018-07-27 20:00 | 0.43922
Coal | GB | 2018-07-27 21:00 | 0.43922
Coal | GB | 2018-07-27 22:00 | 0.43922
Coal | GB | 2018-07-27 23:00 | 0.48867
Coal | GB | 2018-07-28 | 0.48867
Coal | GB | 2018-07-28 01:00 | 0.48867
Coal | GB | 2018-07-28 02:00 | 0.48867
Coal | GB | 2018-07-28 03:00 | 0.48867
Coal | GB | 2018-07-28 04:00 | 0.48867
Coal | GB | 2018-07-28 05:00 | 0.48867
Coal | GB | 2018-07-28 06:00 | 0.48867
Coal | GB | 2018-07-28 07:00 | 0.48867
Coal | GB | 2018-07-28 08:00 | 0.48867
Coal | GB | 2018-07-28 09:00 | 0.48867
Coal | GB | 2018-07-28 10:00 | 0.48867
Coal | GB | 2018-07-28 11:00 | 0.48867
Coal | GB | 2018-07-28 12:00 | 0.48867
Coal | GB | 2018-07-28 13:00 | 0.48867
Coal | GB | 2018-07-28 14:00 | 0.48867
Coal | GB | 2018-07-28 15:00 | 0.48867
Coal | GB | 2018-07-28 16:00 | 0.48867
Coal | GB | 2018-07-28 17:00 | 0.48867
Coal | GB | 2018-07-28 18:00 | 0.53216
Coal | GB | 2018-07-28 19:00 | 0.53216
Coal | GB | 2018-07-28 20:00 | 0.53216
Coal | GB | 2018-07-28 21:00 | 0.53216
Coal | GB | 2018-07-28 22:00 | 0.53216
Coal | GB | 2018-07-28 23:00 | 0.53216
Coal | GB | 2018-07-29 | 0.53216
Coal | GB | 2018-07-29 01:00 | 0.53216
Coal | GB | 2018-07-29 02:00 | 0.53216
Coal | GB | 2018-07-29 03:00 | 0.53216
Coal | GB | 2018-07-29 04:00 | 0.53216
Coal | GB | 2018-07-29 05:00 | 0.53216
Coal | GB | 2018-07-29 06:00 | 0.53216
Coal | GB | 2018-07-29 07:00 | 0.53216
Coal | GB | 2018-07-29 08:00 | 0.53216
Coal | GB | 2018-07-29 09:00 | 0.53216
Coal | GB | 2018-07-29 10:00 | 0.53216
Coal | GB | 2018-07-29 11:00 | 0.53216
Coal | GB | 2018-07-29 12:00 | 0.53216
Coal | GB | 2018-07-29 13:00 | 0.53216
Coal | GB | 2018-07-29 14:00 | 0.53216
Coal | GB | 2018-07-29 15:00 | 0.53216
Coal | GB | 2018-07-29 16:00 | 0.53216
Coal | GB | 2018-07-29 17:00 | 0.53216
Coal | GB | 2018-07-29 18:00 | 0.53216
Coal | GB | 2018-07-29 19:00 | 0.53216
Coal | GB | 2018-07-29 20:00 | 0.53216
Coal | GB | 2018-07-29 21:00 | 0.53216
Coal | GB | 2018-07-29 22:00 | 0.57618
Coal | GB | 2018-07-29 23:00 | 0.57618
Coal | GB | 2018-07-30 | 0.57618
Coal | GB | 2018-07-30 01:00 | 0.57618
Coal | GB | 2018-07-30 02:00 | 0.57618
Coal | GB | 2018-07-30 03:00 | 0.57618
Coal | GB | 2018-07-30 04:00 | 0.57618
Coal | GB | 2018-07-30 05:00 | 0.57618
Coal | GB | 2018-07-30 06:00 | 0.57618
Coal | GB | 2018-07-30 07:00 | 0.57618
Coal | GB | 2018-07-30 08:00 | 0.57618
Coal | GB | 2018-07-30 09:00 | 0.57618
Coal | GB | 2018-07-30 10:00 | 0.56918
Coal | GB | 2018-07-30 11:00 | 0.6132
Coal | GB | 2018-07-30 12:00 | 0.6132
Coal | GB | 2018-07-30 13:00 | 0.6132
Coal | GB | 2018-07-30 14:00 | 0.57417
Coal | GB | 2018-07-30 15:00 | 0.6132
Coal | GB | 2018-07-30 16:00 | 0.60978
Coal | GB | 2018-07-30 17:00 | 0.602
Coal | GB | 2018-07-30 18:00 | 0.60628
Coal | GB | 2018-07-30 19:00 | 0.60768
Coal | GB | 2018-07-30 20:00 | 0.60768
Coal | GB | 2018-07-30 21:00 | 0.60768
Coal | GB | 2018-07-30 22:00 | 0.60768
Coal | GB | 2018-07-30 23:00 | 0.60768
Coal | GB | 2018-07-31 | 0.60768
Coal | GB | 2018-07-31 01:00 | 0.60768
Coal | GB | 2018-07-31 02:00 | 0.60768
Coal | GB | 2018-07-31 03:00 | 0.60768
Coal | GB | 2018-07-31 04:00 | 0.60768
Coal | GB | 2018-07-31 05:00 | 0.60768
Coal | GB | 2018-07-31 06:00 | 0.60768
Coal | GB | 2018-07-31 07:00 | 0.60768
Coal | GB | 2018-07-31 08:00 | 0.60768
Coal | GB | 2018-07-31 09:00 | 0.60768
Coal | GB | 2018-07-31 10:00 | 0.60768
Coal | GB | 2018-07-31 11:00 | 0.60768
Coal | GB | 2018-07-31 12:00 | 0.60768
Coal | GB | 2018-07-31 13:00 | 0.60768
Coal | GB | 2018-07-31 14:00 | 0.60768
Coal | GB | 2018-07-31 15:00 | 0.60768
Coal | GB | 2018-07-31 16:00 | 0.60768
Coal | GB | 2018-07-31 17:00 | 0.6132
Coal | GB | 2018-07-31 18:00 | 0.6132
Coal | GB | 2018-07-31 19:00 | 0.56918
Coal | GB | 2018-07-31 20:00 | 0.56918
Coal | GB | 2018-07-31 21:00 | 0.56918
Coal | GB | 2018-07-31 22:00 | 0.56918
Coal | GB | 2018-07-31 23:00 | 0.56918
Coal | GB | 2018-08-01 | 0.56918
Coal | GB | 2018-08-01 01:00 | 0.56918
Coal | GB | 2018-08-01 02:00 | 0.56918
Coal | GB | 2018-08-01 03:00 | 0.56918
Coal | GB | 2018-08-01 04:00 | 0.56918
Coal | GB | 2018-08-01 05:00 | 0.56918
Coal | GB | 2018-08-01 06:00 | 0.56918
Coal | GB | 2018-08-01 07:00 | 0.56918
Coal | GB | 2018-08-01 08:00 | 0.56918
Coal | GB | 2018-08-01 09:00 | 0.56918
Coal | GB | 2018-08-01 10:00 | 0.56918
Coal | GB | 2018-08-01 11:00 | 0.56918
Coal | GB | 2018-08-01 12:00 | 0.56918
Coal | GB | 2018-08-01 13:00 | 0.52498
Coal | GB | 2018-08-01 14:00 | 0.52498
Coal | GB | 2018-08-01 15:00 | 0.52498
Coal | GB | 2018-08-01 16:00 | 0.52498
Coal | GB | 2018-08-01 17:00 | 0.52498
Coal | GB | 2018-08-01 18:00 | 0.52498
Coal | GB | 2018-08-01 19:00 | 0.52498
Coal | GB | 2018-08-01 20:00 | 0.52498
Coal | GB | 2018-08-01 21:00 | 0.52498
Coal | GB | 2018-08-01 22:00 | 0.52498
Coal | GB | 2018-08-01 23:00 | 0.52498
Coal | GB | 2018-08-02 | 0.52498
Coal | GB | 2018-08-02 01:00 | 0.52498
Coal | GB | 2018-08-02 02:00 | 0.52498
Coal | GB | 2018-08-02 03:00 | 0.52498
Coal | GB | 2018-08-02 04:00 | 0.49873
Coal | GB | 2018-08-02 05:00 | 0.52498
Coal | GB | 2018-08-02 06:00 | 0.52498
Coal | GB | 2018-08-02 07:00 | 0.52498
Coal | GB | 2018-08-02 08:00 | 0.52498
Coal | GB | 2018-08-02 09:00 | 0.52498
Coal | GB | 2018-08-02 10:00 | 0.52936
Coal | GB | 2018-08-02 11:00 | 0.52936
Coal | GB | 2018-08-02 12:00 | 0.52936
Coal | GB | 2018-08-02 13:00 | 0.52936
Coal | GB | 2018-08-02 14:00 | 0.53374
Coal | GB | 2018-08-02 15:00 | 0.53374
Coal | GB | 2018-08-02 16:00 | 0.53374
Coal | GB | 2018-08-02 17:00 | 0.53374
Coal | GB | 2018-08-02 18:00 | 0.53811
Coal | GB | 2018-08-02 19:00 | 0.53811
Coal | GB | 2018-08-02 20:00 | 0.54292
Coal | GB | 2018-08-02 21:00 | 0.54292
Coal | GB | 2018-08-02 22:00 | 0.54292
Coal | GB | 2018-08-02 23:00 | 0.54292
Coal | GB | 2018-08-03 | 0.54292
Coal | GB | 2018-08-03 01:00 | 0.54292
Coal | GB | 2018-08-03 02:00 | 0.54292
Coal | GB | 2018-08-03 03:00 | 0.54292
Coal | GB | 2018-08-03 04:00 | 0.54292
Coal | GB | 2018-08-03 05:00 | 0.54292
Coal | GB | 2018-08-03 06:00 | 0.54292
Coal | GB | 2018-08-03 07:00 | 0.54292
Coal | GB | 2018-08-03 08:00 | 0.54292
Coal | GB | 2018-08-03 09:00 | 0.53811
Coal | GB | 2018-08-03 10:00 | 0.54292
Coal | GB | 2018-08-03 11:00 | 0.54292
Coal | GB | 2018-08-03 12:00 | 0.54292
Coal | GB | 2018-08-03 13:00 | 0.54292
Coal | GB | 2018-08-03 14:00 | 0.54292
Coal | GB | 2018-08-03 15:00 | 0.54292
Coal | GB | 2018-08-03 16:00 | 0.54292
Coal | GB | 2018-08-03 17:00 | 0.54292
Coal | GB | 2018-08-03 18:00 | 0.54292
Coal | GB | 2018-08-03 19:00 | 0.58694
Coal | GB | 2018-08-03 20:00 | 0.58694
Coal | GB | 2018-08-03 21:00 | 0.58694
Coal | GB | 2018-08-03 22:00 | 0.58694
Coal | GB | 2018-08-03 23:00 | 0.58694
Coal | GB | 2018-08-04 | 0.58694
Coal | GB | 2018-08-04 01:00 | 0.58694
Coal | GB | 2018-08-04 02:00 | 0.58694
Coal | GB | 2018-08-04 03:00 | 0.58694
Coal | GB | 2018-08-04 04:00 | 0.58694
Coal | GB | 2018-08-04 05:00 | 0.58694
Coal | GB | 2018-08-04 06:00 | 0.58694
Coal | GB | 2018-08-04 07:00 | 0.58694
Coal | GB | 2018-08-04 08:00 | 0.58694
Coal | GB | 2018-08-04 09:00 | 0.58694
Coal | GB | 2018-08-04 10:00 | 0.58694
Coal | GB | 2018-08-04 11:00 | 0.58694
Coal | GB | 2018-08-04 12:00 | 0.58694
Coal | GB | 2018-08-04 13:00 | 0.58694
Coal | GB | 2018-08-04 14:00 | 0.58694
Coal | GB | 2018-08-04 15:00 | 0.58694
Coal | GB | 2018-08-04 16:00 | 0.58694
Coal | GB | 2018-08-04 17:00 | 0.58694
Coal | GB | 2018-08-04 18:00 | 0.58694
Coal | GB | 2018-08-04 19:00 | 0.58694
Coal | GB | 2018-08-04 20:00 | 0.58694
Coal | GB | 2018-08-04 21:00 | 0.58694
Coal | GB | 2018-08-04 22:00 | 0.58694
Coal | GB | 2018-08-04 23:00 | 0.58694
Coal | GB | 2018-08-05 | 0.58694
Coal | GB | 2018-08-05 01:00 | 0.58694
Coal | GB | 2018-08-05 02:00 | 0.58694
Coal | GB | 2018-08-05 03:00 | 0.58694
Coal | GB | 2018-08-05 04:00 | 0.58694
Coal | GB | 2018-08-05 05:00 | 0.58694
Coal | GB | 2018-08-05 06:00 | 0.58694
Coal | GB | 2018-08-05 07:00 | 0.58694
Coal | GB | 2018-08-05 08:00 | 0.58694
Coal | GB | 2018-08-05 09:00 | 0.58694
Coal | GB | 2018-08-05 10:00 | 0.58694
Coal | GB | 2018-08-05 11:00 | 0.58694
Coal | GB | 2018-08-05 12:00 | 0.58694
Coal | GB | 2018-08-05 13:00 | 0.58694
Coal | GB | 2018-08-05 14:00 | 0.58694
Coal | GB | 2018-08-05 15:00 | 0.58694
Coal | GB | 2018-08-05 16:00 | 0.58694
Coal | GB | 2018-08-05 17:00 | 0.58694
Coal | GB | 2018-08-05 18:00 | 0.58694
Coal | GB | 2018-08-05 19:00 | 0.58694
Coal | GB | 2018-08-05 20:00 | 0.58694
Coal | GB | 2018-08-05 21:00 | 0.58694
Coal | GB | 2018-08-05 22:00 | 0.58694
Coal | GB | 2018-08-05 23:00 | 0.58694
Coal | GB | 2018-08-06 | 0.58694
Coal | GB | 2018-08-06 01:00 | 0.58694
Coal | GB | 2018-08-06 02:00 | 0.58694
Coal | GB | 2018-08-06 03:00 | 0.58694
Coal | GB | 2018-08-06 04:00 | 0.58694
Coal | GB | 2018-08-06 05:00 | 0.58694
Coal | GB | 2018-08-06 06:00 | 0.58694
Coal | GB | 2018-08-06 07:00 | 0.58694
Coal | GB | 2018-08-06 08:00 | 0.58694
Coal | GB | 2018-08-06 09:00 | 0.58694
Coal | GB | 2018-08-06 10:00 | 0.58694
Coal | GB | 2018-08-06 11:00 | 0.58694
Coal | GB | 2018-08-06 12:00 | 0.58694
Coal | GB | 2018-08-06 13:00 | 0.58694
Coal | GB | 2018-08-06 14:00 | 0.58694
Coal | GB | 2018-08-06 15:00 | 0.58694
Coal | GB | 2018-08-06 16:00 | 0.58694
Coal | GB | 2018-08-06 17:00 | 0.58694
Coal | GB | 2018-08-06 18:00 | 0.58694
Coal | GB | 2018-08-06 19:00 | 0.58694
Coal | GB | 2018-08-06 20:00 | 0.58694
Coal | GB | 2018-08-06 21:00 | 0.58694
Coal | GB | 2018-08-06 22:00 | 0.58694
Coal | GB | 2018-08-06 23:00 | 0.58694
Coal | GB | 2018-08-07 | 0.58694
Coal | GB | 2018-08-07 01:00 | 0.54292
Coal | GB | 2018-08-07 02:00 | 0.54292
Coal | GB | 2018-08-07 03:00 | 0.54292
Coal | GB | 2018-08-07 04:00 | 0.54292
Coal | GB | 2018-08-07 05:00 | 0.54292
Coal | GB | 2018-08-07 06:00 | 0.54292
Coal | GB | 2018-08-07 07:00 | 0.54292
Coal | GB | 2018-08-07 08:00 | 0.54292
Coal | GB | 2018-08-07 09:00 | 0.54292
Coal | GB | 2018-08-07 10:00 | 0.54292
Coal | GB | 2018-08-07 11:00 | 0.54292
Coal | GB | 2018-08-07 12:00 | 0.54292
Coal | GB | 2018-08-07 13:00 | 0.54292
Coal | GB | 2018-08-07 14:00 | 0.50048
Coal | GB | 2018-08-07 15:00 | 0.50048
Coal | GB | 2018-08-07 16:00 | 0.50048
Coal | GB | 2018-08-07 17:00 | 0.50048
Coal | GB | 2018-08-07 18:00 | 0.50048
Coal | GB | 2018-08-07 19:00 | 0.50048
Coal | GB | 2018-08-07 20:00 | 0.50048
Coal | GB | 2018-08-07 21:00 | 0.50048
Coal | GB | 2018-08-07 22:00 | 0.50048
Coal | GB | 2018-08-07 23:00 | 0.50048
Coal | GB | 2018-08-08 | 0.50048
Coal | GB | 2018-08-08 01:00 | 0.50048
Coal | GB | 2018-08-08 02:00 | 0.49374
Coal | GB | 2018-08-08 03:00 | 0.45699
Coal | GB | 2018-08-08 04:00 | 0.45699
Coal | GB | 2018-08-08 05:00 | 0.45699
Coal | GB | 2018-08-08 06:00 | 0.45699
Coal | GB | 2018-08-08 07:00 | 0.45699
Coal | GB | 2018-08-08 08:00 | 0.45699
Coal | GB | 2018-08-08 09:00 | 0.45961
Coal | GB | 2018-08-08 10:00 | 0.46486
Coal | GB | 2018-08-08 11:00 | 0.48945
Coal | GB | 2018-08-08 12:00 | 0.50048
Coal | GB | 2018-08-08 13:00 | 0.49374
Coal | GB | 2018-08-08 14:00 | 0.49374
Coal | GB | 2018-08-08 15:00 | 0.49374
Coal | GB | 2018-08-08 16:00 | 0.49374
Coal | GB | 2018-08-08 17:00 | 0.49374
Coal | GB | 2018-08-08 18:00 | 0.49374
Coal | GB | 2018-08-08 19:00 | 0.49374
Coal | GB | 2018-08-08 20:00 | 0.49374
Coal | GB | 2018-08-08 21:00 | 0.49374
Coal | GB | 2018-08-08 22:00 | 0.49374
Coal | GB | 2018-08-08 23:00 | 0.49374
Coal | GB | 2018-08-09 | 0.50048
Coal | GB | 2018-08-09 01:00 | 0.50048
Coal | GB | 2018-08-09 02:00 | 0.50048
Coal | GB | 2018-08-09 03:00 | 0.50048
Coal | GB | 2018-08-09 04:00 | 0.50048
Coal | GB | 2018-08-09 05:00 | 0.50048
Coal | GB | 2018-08-09 06:00 | 0.50048
Coal | GB | 2018-08-09 07:00 | 0.50048
Coal | GB | 2018-08-09 08:00 | 0.50048
Coal | GB | 2018-08-09 09:00 | 0.49593
Coal | GB | 2018-08-09 10:00 | 0.50048
Coal | GB | 2018-08-09 11:00 | 0.50048
Coal | GB | 2018-08-09 12:00 | 0.50048
Coal | GB | 2018-08-09 13:00 | 0.50048
Coal | GB | 2018-08-09 14:00 | 0.50048
Coal | GB | 2018-08-09 15:00 | 0.50048
Coal | GB | 2018-08-09 16:00 | 0.50048
Coal | GB | 2018-08-09 17:00 | 0.50048
Coal | GB | 2018-08-09 18:00 | 0.50048
Coal | GB | 2018-08-09 19:00 | 0.50048
Coal | GB | 2018-08-09 20:00 | 0.50048
Coal | GB | 2018-08-09 21:00 | 0.50048
Coal | GB | 2018-08-09 22:00 | 0.50048
Coal | GB | 2018-08-09 23:00 | 0.50048
Coal | GB | 2018-08-10 | 0.50048
Coal | GB | 2018-08-10 01:00 | 0.50048
Coal | GB | 2018-08-10 02:00 | 0.50048
Coal | GB | 2018-08-10 03:00 | 0.50048
Coal | GB | 2018-08-10 04:00 | 0.50048
Coal | GB | 2018-08-10 05:00 | 0.50048
Coal | GB | 2018-08-10 06:00 | 0.50048
Coal | GB | 2018-08-10 07:00 | 0.50048
Coal | GB | 2018-08-10 08:00 | 0.50048
Coal | GB | 2018-08-10 09:00 | 0.50048
Coal | GB | 2018-08-10 10:00 | 0.50048
Coal | GB | 2018-08-10 11:00 | 0.50048
Coal | GB | 2018-08-10 12:00 | 0.50048
Coal | GB | 2018-08-10 13:00 | 0.50048
Coal | GB | 2018-08-10 14:00 | 0.50048
Coal | GB | 2018-08-10 15:00 | 0.50048
Coal | GB | 2018-08-10 16:00 | 0.50048
Coal | GB | 2018-08-10 17:00 | 0.50048
Coal | GB | 2018-08-10 18:00 | 0.50048
Coal | GB | 2018-08-10 19:00 | 0.50048
Coal | GB | 2018-08-10 20:00 | 0.50048
Coal | GB | 2018-08-10 21:00 | 0.50048
Coal | GB | 2018-08-10 22:00 | 0.50048
Coal | GB | 2018-08-10 23:00 | 0.50048
Coal | GB | 2018-08-11 | 0.50048
Coal | GB | 2018-08-11 01:00 | 0.50048
Coal | GB | 2018-08-11 02:00 | 0.50048
Coal | GB | 2018-08-11 03:00 | 0.50048
Coal | GB | 2018-08-11 04:00 | 0.50048
Coal | GB | 2018-08-11 05:00 | 0.50048
Coal | GB | 2018-08-11 06:00 | 0.50048
Coal | GB | 2018-08-11 07:00 | 0.50048
Coal | GB | 2018-08-11 08:00 | 0.50048
Coal | GB | 2018-08-11 09:00 | 0.50048
Coal | GB | 2018-08-11 10:00 | 0.50048
Coal | GB | 2018-08-11 11:00 | 0.50048
Coal | GB | 2018-08-11 12:00 | 0.50048
Coal | GB | 2018-08-11 13:00 | 0.50048
Coal | GB | 2018-08-11 14:00 | 0.50048
Coal | GB | 2018-08-11 15:00 | 0.50048
Coal | GB | 2018-08-11 16:00 | 0.50048
Coal | GB | 2018-08-11 17:00 | 0.50048
Coal | GB | 2018-08-11 18:00 | 0.50048
Coal | GB | 2018-08-11 19:00 | 0.50048
Coal | GB | 2018-08-11 20:00 | 0.50048
Coal | GB | 2018-08-11 21:00 | 0.50048
Coal | GB | 2018-08-11 22:00 | 0.50048
Coal | GB | 2018-08-11 23:00 | 0.50048
Coal | GB | 2018-08-12 | 0.50048
Coal | GB | 2018-08-12 01:00 | 0.49374
Coal | GB | 2018-08-12 02:00 | 0.49374
Coal | GB | 2018-08-12 03:00 | 0.49374
Coal | GB | 2018-08-12 04:00 | 0.49374
Coal | GB | 2018-08-12 05:00 | 0.49374
Coal | GB | 2018-08-12 06:00 | 0.49374
Coal | GB | 2018-08-12 07:00 | 0.49374
Coal | GB | 2018-08-12 08:00 | 0.49374
Coal | GB | 2018-08-12 09:00 | 0.49374
Coal | GB | 2018-08-12 10:00 | 0.49374
Coal | GB | 2018-08-12 11:00 | 0.49374
Coal | GB | 2018-08-12 12:00 | 0.49374
Coal | GB | 2018-08-12 13:00 | 0.49374
Coal | GB | 2018-08-12 14:00 | 0.49374
Coal | GB | 2018-08-12 15:00 | 0.49374
Coal | GB | 2018-08-12 16:00 | 0.49374
Coal | GB | 2018-08-12 17:00 | 0.49374
Coal | GB | 2018-08-12 18:00 | 0.49374
Coal | GB | 2018-08-12 19:00 | 0.49374
Coal | GB | 2018-08-12 20:00 | 0.49374
Coal | GB | 2018-08-12 21:00 | 0.49374
Coal | GB | 2018-08-12 22:00 | 0.49374
Coal | GB | 2018-08-12 23:00 | 0.49374
Coal | GB | 2018-08-13 | 0.49374
Coal | GB | 2018-08-13 01:00 | 0.49374
Coal | GB | 2018-08-13 02:00 | 0.49374
Coal | GB | 2018-08-13 03:00 | 0.49374
Coal | GB | 2018-08-13 04:00 | 0.49374
Coal | GB | 2018-08-13 05:00 | 0.49374
Coal | GB | 2018-08-13 06:00 | 0.49374
Coal | GB | 2018-08-13 07:00 | 0.49374
Coal | GB | 2018-08-13 08:00 | 0.49374
Coal | GB | 2018-08-13 09:00 | 0.49374
Coal | GB | 2018-08-13 10:00 | 0.49374
Coal | GB | 2018-08-13 11:00 | 0.49374
Coal | GB | 2018-08-13 12:00 | 0.49374
Coal | GB | 2018-08-13 13:00 | 0.49374
Coal | GB | 2018-08-13 14:00 | 0.49374
Coal | GB | 2018-08-13 15:00 | 0.49374
Coal | GB | 2018-08-13 16:00 | 0.49374
Coal | GB | 2018-08-13 17:00 | 0.49374
Coal | GB | 2018-08-13 18:00 | 0.49374
Coal | GB | 2018-08-13 19:00 | 0.49374
Coal | GB | 2018-08-13 20:00 | 0.49374
Coal | GB | 2018-08-13 21:00 | 0.49374
Coal | GB | 2018-08-13 22:00 | 0.49374
Coal | GB | 2018-08-13 23:00 | 0.49374
Coal | GB | 2018-08-14 | 0.50048
Coal | GB | 2018-08-14 01:00 | 0.50048
Coal | GB | 2018-08-14 02:00 | 0.50048
Coal | GB | 2018-08-14 03:00 | 0.50048
Coal | GB | 2018-08-14 04:00 | 0.50048
Coal | GB | 2018-08-14 05:00 | 0.50048
Coal | GB | 2018-08-14 06:00 | 0.50048
Coal | GB | 2018-08-14 07:00 | 0.50048
Coal | GB | 2018-08-14 08:00 | 0.50048
Coal | GB | 2018-08-14 09:00 | 0.50048
Coal | GB | 2018-08-14 10:00 | 0.50048
Coal | GB | 2018-08-14 11:00 | 0.50048
Coal | GB | 2018-08-14 12:00 | 0.50048
Coal | GB | 2018-08-14 13:00 | 0.50048
Coal | GB | 2018-08-14 14:00 | 0.50048
Coal | GB | 2018-08-14 15:00 | 0.50048
Coal | GB | 2018-08-14 16:00 | 0.50048
Coal | GB | 2018-08-14 17:00 | 0.50048
Coal | GB | 2018-08-14 18:00 | 0.50048
Coal | GB | 2018-08-14 19:00 | 0.50048
Coal | GB | 2018-08-14 20:00 | 0.50048
Coal | GB | 2018-08-14 21:00 | 0.50048
Coal | GB | 2018-08-14 22:00 | 0.50048
Coal | GB | 2018-08-14 23:00 | 0.50048
Coal | GB | 2018-08-15 | 0.50048
Coal | GB | 2018-08-15 01:00 | 0.50048
Coal | GB | 2018-08-15 02:00 | 0.50048
Coal | GB | 2018-08-15 03:00 | 0.50048
Coal | GB | 2018-08-15 04:00 | 0.50048
Coal | GB | 2018-08-15 05:00 | 0.50048
Coal | GB | 2018-08-15 06:00 | 0.50048
Coal | GB | 2018-08-15 07:00 | 0.50048
Coal | GB | 2018-08-15 08:00 | 0.50048
Coal | GB | 2018-08-15 09:00 | 0.50048
Coal | GB | 2018-08-15 10:00 | 0.50048
Coal | GB | 2018-08-15 11:00 | 0.50048
Coal | GB | 2018-08-15 12:00 | 0.50048
Coal | GB | 2018-08-15 13:00 | 0.50048
Coal | GB | 2018-08-15 14:00 | 0.50048
Coal | GB | 2018-08-15 15:00 | 0.50048
Coal | GB | 2018-08-15 16:00 | 0.50048
Coal | GB | 2018-08-15 17:00 | 0.50048
Coal | GB | 2018-08-15 18:00 | 0.50048
Coal | GB | 2018-08-15 19:00 | 0.52061
Coal | GB | 2018-08-15 20:00 | 0.52061
Coal | GB | 2018-08-15 21:00 | 0.52061
Coal | GB | 2018-08-15 22:00 | 0.52061
Coal | GB | 2018-08-15 23:00 | 0.52061
Coal | GB | 2018-08-16 | 0.52061
Coal | GB | 2018-08-16 01:00 | 0.47659
Coal | GB | 2018-08-16 02:00 | 0.47659
Coal | GB | 2018-08-16 03:00 | 0.47659
Coal | GB | 2018-08-16 04:00 | 0.47659
Coal | GB | 2018-08-16 05:00 | 0.47659
Coal | GB | 2018-08-16 06:00 | 0.47659
Coal | GB | 2018-08-16 07:00 | 0.47659
Coal | GB | 2018-08-16 08:00 | 0.47659
Coal | GB | 2018-08-16 09:00 | 0.47659
Coal | GB | 2018-08-16 10:00 | 0.47659
Coal | GB | 2018-08-16 11:00 | 0.47659
Coal | GB | 2018-08-16 12:00 | 0.47659
Coal | GB | 2018-08-16 13:00 | 0.47659
Coal | GB | 2018-08-16 14:00 | 0.47659
Coal | GB | 2018-08-16 15:00 | 0.47659
Coal | GB | 2018-08-16 16:00 | 0.47659
Coal | GB | 2018-08-16 17:00 | 0.47659
Coal | GB | 2018-08-16 18:00 | 0.47659
Coal | GB | 2018-08-16 19:00 | 0.47659
Coal | GB | 2018-08-16 20:00 | 0.47659
Coal | GB | 2018-08-16 21:00 | 0.47659
Coal | GB | 2018-08-16 22:00 | 0.47659
Coal | GB | 2018-08-16 23:00 | 0.47659
Coal | GB | 2018-08-17 | 0.47659
Coal | GB | 2018-08-17 01:00 | 0.47659
Coal | GB | 2018-08-17 02:00 | 0.47659
Coal | GB | 2018-08-17 03:00 | 0.47659
Coal | GB | 2018-08-17 04:00 | 0.47659
Coal | GB | 2018-08-17 05:00 | 0.47659
Coal | GB | 2018-08-17 06:00 | 0.47659
Coal | GB | 2018-08-17 07:00 | 0.47659
Coal | GB | 2018-08-17 08:00 | 0.47659
Coal | GB | 2018-08-17 09:00 | 0.4324
Coal | GB | 2018-08-17 10:00 | 0.4324
Coal | GB | 2018-08-17 11:00 | 0.4324
Coal | GB | 2018-08-17 12:00 | 0.4324
Coal | GB | 2018-08-17 13:00 | 0.4324
Coal | GB | 2018-08-17 14:00 | 0.4324
Coal | GB | 2018-08-17 15:00 | 0.4324
Coal | GB | 2018-08-17 16:00 | 0.4324
Coal | GB | 2018-08-17 17:00 | 0.4324
Coal | GB | 2018-08-17 18:00 | 0.4324
Coal | GB | 2018-08-17 19:00 | 0.4324
Coal | GB | 2018-08-17 20:00 | 0.4324
Coal | GB | 2018-08-17 21:00 | 0.4324
Coal | GB | 2018-08-17 22:00 | 0.4324
Coal | GB | 2018-08-17 23:00 | 0.4324
Coal | GB | 2018-08-18 | 0.4324
Coal | GB | 2018-08-18 01:00 | 0.4324
Coal | GB | 2018-08-18 02:00 | 0.4324
Coal | GB | 2018-08-18 03:00 | 0.4324
Coal | GB | 2018-08-18 04:00 | 0.4324
Coal | GB | 2018-08-18 05:00 | 0.4324
Coal | GB | 2018-08-18 06:00 | 0.4324
Coal | GB | 2018-08-18 07:00 | 0.4324
Coal | GB | 2018-08-18 08:00 | 0.4324
Coal | GB | 2018-08-18 09:00 | 0.4324
Coal | GB | 2018-08-18 10:00 | 0.4324
Coal | GB | 2018-08-18 11:00 | 0.4324
Coal | GB | 2018-08-18 12:00 | 0.4324
Coal | GB | 2018-08-18 13:00 | 0.4324
Coal | GB | 2018-08-18 14:00 | 0.4324
Coal | GB | 2018-08-18 15:00 | 0.4324
Coal | GB | 2018-08-18 16:00 | 0.4324
Coal | GB | 2018-08-18 17:00 | 0.4324
Coal | GB | 2018-08-18 18:00 | 0.4324
Coal | GB | 2018-08-18 19:00 | 0.4324
Coal | GB | 2018-08-18 20:00 | 0.4324
Coal | GB | 2018-08-18 21:00 | 0.4324
Coal | GB | 2018-08-18 22:00 | 0.4324
Coal | GB | 2018-08-18 23:00 | 0.4324
Coal | GB | 2018-08-19 | 0.4324
Coal | GB | 2018-08-19 01:00 | 0.34488
Coal | GB | 2018-08-19 02:00 | 0.34488
Coal | GB | 2018-08-19 03:00 | 0.34488
Coal | GB | 2018-08-19 04:00 | 0.34488
Coal | GB | 2018-08-19 05:00 | 0.34488
Coal | GB | 2018-08-19 06:00 | 0.3889
Coal | GB | 2018-08-19 07:00 | 0.3889
Coal | GB | 2018-08-19 08:00 | 0.3889
Coal | GB | 2018-08-19 09:00 | 0.3889
Coal | GB | 2018-08-19 10:00 | 0.3889
Coal | GB | 2018-08-19 11:00 | 0.3889
Coal | GB | 2018-08-19 12:00 | 0.3889
Coal | GB | 2018-08-19 13:00 | 0.3889
Coal | GB | 2018-08-19 14:00 | 0.3889
Coal | GB | 2018-08-19 15:00 | 0.3889
Coal | GB | 2018-08-19 16:00 | 0.3889
Coal | GB | 2018-08-19 17:00 | 0.3889
Coal | GB | 2018-08-19 18:00 | 0.3889
Coal | GB | 2018-08-19 19:00 | 0.3889
Coal | GB | 2018-08-19 20:00 | 0.3889
Coal | GB | 2018-08-19 21:00 | 0.3889
Coal | GB | 2018-08-19 22:00 | 0.3889
Coal | GB | 2018-08-19 23:00 | 0.3889
Coal | GB | 2018-08-20 | 0.3889
Coal | GB | 2018-08-20 01:00 | 0.34453
Coal | GB | 2018-08-20 02:00 | 0.34453
Coal | GB | 2018-08-20 03:00 | 0.32309
Coal | GB | 2018-08-20 04:00 | 0.34453
Coal | GB | 2018-08-20 05:00 | 0.34453
Coal | GB | 2018-08-20 06:00 | 0.34278
Coal | GB | 2018-08-20 07:00 | 0.3728
Coal | GB | 2018-08-20 08:00 | 0.37718
Coal | GB | 2018-08-20 09:00 | 0.33981
Coal | GB | 2018-08-20 10:00 | 0.34541
Coal | GB | 2018-08-20 11:00 | 0.37499
Coal | GB | 2018-08-20 12:00 | 0.37936
Coal | GB | 2018-08-20 13:00 | 0.38549
Coal | GB | 2018-08-20 14:00 | 0.38549
Coal | GB | 2018-08-20 15:00 | 0.4198
Coal | GB | 2018-08-20 16:00 | 0.42898
Coal | GB | 2018-08-20 17:00 | 0.42898
Coal | GB | 2018-08-20 18:00 | 0.42898
Coal | GB | 2018-08-20 19:00 | 0.42513
Coal | GB | 2018-08-20 20:00 | 0.42898
Coal | GB | 2018-08-20 21:00 | 0.43817
Coal | GB | 2018-08-20 22:00 | 0.43817
Coal | GB | 2018-08-20 23:00 | 0.43817
Coal | GB | 2018-08-21 | 0.43817
Coal | GB | 2018-08-21 01:00 | 0.43817
Coal | GB | 2018-08-21 02:00 | 0.43817
Coal | GB | 2018-08-21 03:00 | 0.43817
Coal | GB | 2018-08-21 04:00 | 0.43817
Coal | GB | 2018-08-21 05:00 | 0.43817
Coal | GB | 2018-08-21 06:00 | 0.44255
Coal | GB | 2018-08-21 07:00 | 0.43423
Coal | GB | 2018-08-21 08:00 | 0.43423
Coal | GB | 2018-08-21 09:00 | 0.40518
Coal | GB | 2018-08-21 10:00 | 0.41262
Coal | GB | 2018-08-21 11:00 | 0.43423
Coal | GB | 2018-08-21 12:00 | 0.43047
Coal | GB | 2018-08-21 13:00 | 0.42347
Coal | GB | 2018-08-21 14:00 | 0.4226
Coal | GB | 2018-08-21 15:00 | 0.42898
Coal | GB | 2018-08-21 16:00 | 0.42898
Coal | GB | 2018-08-21 17:00 | 0.41192
Coal | GB | 2018-08-21 18:00 | 0.41629
Coal | GB | 2018-08-21 19:00 | 0.42505
Coal | GB | 2018-08-21 20:00 | 0.42505
Coal | GB | 2018-08-21 21:00 | 0.42505
Coal | GB | 2018-08-21 22:00 | 0.42505
Coal | GB | 2018-08-21 23:00 | 0.42505
Coal | GB | 2018-08-22 | 0.44255
Coal | GB | 2018-08-22 01:00 | 0.39853
Coal | GB | 2018-08-22 02:00 | 0.39853
Coal | GB | 2018-08-22 03:00 | 0.39853
Coal | GB | 2018-08-22 04:00 | 0.39853
Coal | GB | 2018-08-22 05:00 | 0.39853
Coal | GB | 2018-08-22 06:00 | 0.39853
Coal | GB | 2018-08-22 07:00 | 0.39853
Coal | GB | 2018-08-22 08:00 | 0.39853
Coal | GB | 2018-08-22 09:00 | 0.39853
Coal | GB | 2018-08-22 10:00 | 0.40728
Coal | GB | 2018-08-22 11:00 | 0.40728
Coal | GB | 2018-08-22 12:00 | 0.40728
Coal | GB | 2018-08-22 13:00 | 0.40728
Coal | GB | 2018-08-22 14:00 | 0.40728
Coal | GB | 2018-08-22 15:00 | 0.40728
Coal | GB | 2018-08-22 16:00 | 0.40728
Coal | GB | 2018-08-22 17:00 | 0.40728
Coal | GB | 2018-08-22 18:00 | 0.40291
Coal | GB | 2018-08-22 19:00 | 0.40291
Coal | GB | 2018-08-22 20:00 | 0.40291
Coal | GB | 2018-08-22 21:00 | 0.40291
Coal | GB | 2018-08-22 22:00 | 0.40291
Coal | GB | 2018-08-22 23:00 | 0.40291
Coal | GB | 2018-08-23 | 0.40291
Coal | GB | 2018-08-23 01:00 | 0.39879
Coal | GB | 2018-08-23 02:00 | 0.39879
Coal | GB | 2018-08-23 03:00 | 0.39879
Coal | GB | 2018-08-23 04:00 | 0.39879
Coal | GB | 2018-08-23 05:00 | 0.39879
Coal | GB | 2018-08-23 06:00 | 0.39879
Coal | GB | 2018-08-23 07:00 | 0.39879
Coal | GB | 2018-08-23 08:00 | 0.39879
Coal | GB | 2018-08-23 09:00 | 0.39879
Coal | GB | 2018-08-23 10:00 | 0.39879
Coal | GB | 2018-08-23 11:00 | 0.39879
Coal | GB | 2018-08-23 12:00 | 0.39879
Coal | GB | 2018-08-23 13:00 | 0.39879
Coal | GB | 2018-08-23 14:00 | 0.39879
Coal | GB | 2018-08-23 15:00 | 0.39879
Coal | GB | 2018-08-23 16:00 | 0.39879
Coal | GB | 2018-08-23 17:00 | 0.39879
Coal | GB | 2018-08-23 18:00 | 0.39879
Coal | GB | 2018-08-23 19:00 | 0.39879
Coal | GB | 2018-08-23 20:00 | 0.39879
Coal | GB | 2018-08-23 21:00 | 0.39879
Coal | GB | 2018-08-23 22:00 | 0.39879
Coal | GB | 2018-08-23 23:00 | 0.39879
Coal | GB | 2018-08-24 | 0.39879
Coal | GB | 2018-08-24 01:00 | 0.39879
Coal | GB | 2018-08-24 02:00 | 0.39879
Coal | GB | 2018-08-24 03:00 | 0.39879
Coal | GB | 2018-08-24 04:00 | 0.39879
Coal | GB | 2018-08-24 05:00 | 0.39879
Coal | GB | 2018-08-24 06:00 | 0.39879
Coal | GB | 2018-08-24 07:00 | 0.39879
Coal | GB | 2018-08-24 08:00 | 0.39879
Coal | GB | 2018-08-24 09:00 | 0.39879
Coal | GB | 2018-08-24 10:00 | 0.39879
Coal | GB | 2018-08-24 11:00 | 0.39879
Coal | GB | 2018-08-24 12:00 | 0.39879
Coal | GB | 2018-08-24 13:00 | 0.39879
Coal | GB | 2018-08-24 14:00 | 0.39879
Coal | GB | 2018-08-24 15:00 | 0.39879
Coal | GB | 2018-08-24 16:00 | 0.36379
Coal | GB | 2018-08-24 17:00 | 0.39879
Coal | GB | 2018-08-24 18:00 | 0.44281
Coal | GB | 2018-08-24 19:00 | 0.44281
Coal | GB | 2018-08-24 20:00 | 0.44281
Coal | GB | 2018-08-24 21:00 | 0.44281
Coal | GB | 2018-08-24 22:00 | 0.44281
Coal | GB | 2018-08-24 23:00 | 0.44281
Coal | GB | 2018-08-25 | 0.452
Coal | GB | 2018-08-25 01:00 | 0.452
Coal | GB | 2018-08-25 02:00 | 0.452
Coal | GB | 2018-08-25 03:00 | 0.44281
Coal | GB | 2018-08-25 04:00 | 0.44281
Coal | GB | 2018-08-25 05:00 | 0.44281
Coal | GB | 2018-08-25 06:00 | 0.48683
Coal | GB | 2018-08-25 07:00 | 0.48683
Coal | GB | 2018-08-25 08:00 | 0.48683
Coal | GB | 2018-08-25 09:00 | 0.48683
Coal | GB | 2018-08-25 10:00 | 0.48683
Coal | GB | 2018-08-25 11:00 | 0.48683
Coal | GB | 2018-08-25 12:00 | 0.48683
Coal | GB | 2018-08-25 13:00 | 0.48683
Coal | GB | 2018-08-25 14:00 | 0.48683
Coal | GB | 2018-08-25 15:00 | 0.48683
Coal | GB | 2018-08-25 16:00 | 0.48683
Coal | GB | 2018-08-25 17:00 | 0.48683
Coal | GB | 2018-08-25 18:00 | 0.48683
Coal | GB | 2018-08-25 19:00 | 0.48683
Coal | GB | 2018-08-25 20:00 | 0.48683
Coal | GB | 2018-08-25 21:00 | 0.48683
Coal | GB | 2018-08-25 22:00 | 0.48683
Coal | GB | 2018-08-25 23:00 | 0.48683
Coal | GB | 2018-08-26 | 0.48683
Coal | GB | 2018-08-26 01:00 | 0.45182
Coal | GB | 2018-08-26 02:00 | 0.45182
Coal | GB | 2018-08-26 03:00 | 0.45182
Coal | GB | 2018-08-26 04:00 | 0.45182
Coal | GB | 2018-08-26 05:00 | 0.45182
Coal | GB | 2018-08-26 06:00 | 0.45182
Coal | GB | 2018-08-26 07:00 | 0.45182
Coal | GB | 2018-08-26 08:00 | 0.45182
Coal | GB | 2018-08-26 09:00 | 0.45182
Coal | GB | 2018-08-26 10:00 | 0.45182
Coal | GB | 2018-08-26 11:00 | 0.45182
Coal | GB | 2018-08-26 12:00 | 0.45182
Coal | GB | 2018-08-26 13:00 | 0.45182
Coal | GB | 2018-08-26 14:00 | 0.45182
Coal | GB | 2018-08-26 15:00 | 0.45182
Coal | GB | 2018-08-26 16:00 | 0.45182
Coal | GB | 2018-08-26 17:00 | 0.45182
Coal | GB | 2018-08-26 18:00 | 0.45182
Coal | GB | 2018-08-26 19:00 | 0.45182
Coal | GB | 2018-08-26 20:00 | 0.45182
Coal | GB | 2018-08-26 21:00 | 0.45182
Coal | GB | 2018-08-26 22:00 | 0.45182
Coal | GB | 2018-08-26 23:00 | 0.45182
Coal | GB | 2018-08-27 | 0.45182
Coal | GB | 2018-08-27 01:00 | 0.45182
Coal | GB | 2018-08-27 02:00 | 0.45182
Coal | GB | 2018-08-27 03:00 | 0.45182
Coal | GB | 2018-08-27 04:00 | 0.45182
Coal | GB | 2018-08-27 05:00 | 0.45182
Coal | GB | 2018-08-27 06:00 | 0.45182
Coal | GB | 2018-08-27 07:00 | 0.45182
Coal | GB | 2018-08-27 08:00 | 0.45182
Coal | GB | 2018-08-27 09:00 | 0.45182
Coal | GB | 2018-08-27 10:00 | 0.45182
Coal | GB | 2018-08-27 11:00 | 0.45182
Coal | GB | 2018-08-27 12:00 | 0.45182
Coal | GB | 2018-08-27 13:00 | 0.45182
Coal | GB | 2018-08-27 14:00 | 0.45182
Coal | GB | 2018-08-27 15:00 | 0.45182
Coal | GB | 2018-08-27 16:00 | 0.45182
Coal | GB | 2018-08-27 17:00 | 0.45182
Coal | GB | 2018-08-27 18:00 | 0.45182
Coal | GB | 2018-08-27 19:00 | 0.45182
Coal | GB | 2018-08-27 20:00 | 0.45182
Coal | GB | 2018-08-27 21:00 | 0.45182
Coal | GB | 2018-08-27 22:00 | 0.45182
Coal | GB | 2018-08-27 23:00 | 0.45182
Coal | GB | 2018-08-28 | 0.45182
Coal | GB | 2018-08-28 01:00 | 0.45182
Coal | GB | 2018-08-28 02:00 | 0.45182
Coal | GB | 2018-08-28 03:00 | 0.45182
Coal | GB | 2018-08-28 04:00 | 0.45182
Coal | GB | 2018-08-28 05:00 | 0.45182
Coal | GB | 2018-08-28 06:00 | 0.45182
Coal | GB | 2018-08-28 07:00 | 0.45182
Coal | GB | 2018-08-28 08:00 | 0.45007
Coal | GB | 2018-08-28 09:00 | 0.44176
Coal | GB | 2018-08-28 10:00 | 0.44614
Coal | GB | 2018-08-28 11:00 | 0.44614
Coal | GB | 2018-08-28 12:00 | 0.44614
Coal | GB | 2018-08-28 13:00 | 0.44614
Coal | GB | 2018-08-28 14:00 | 0.44614
Coal | GB | 2018-08-28 15:00 | 0.44526
Coal | GB | 2018-08-28 16:00 | 0.44526
Coal | GB | 2018-08-28 17:00 | 0.44526
Coal | GB | 2018-08-28 18:00 | 0.44526
Coal | GB | 2018-08-28 19:00 | 0.44526
Coal | GB | 2018-08-28 20:00 | 0.44526
Coal | GB | 2018-08-28 21:00 | 0.44526
Coal | GB | 2018-08-28 22:00 | 0.40588
Coal | GB | 2018-08-28 23:00 | 0.40588
Coal | GB | 2018-08-29 | 0.40588
Coal | GB | 2018-08-29 01:00 | 0.41244
Coal | GB | 2018-08-29 02:00 | 0.41244
Coal | GB | 2018-08-29 03:00 | 0.41244
Coal | GB | 2018-08-29 04:00 | 0.41244
Coal | GB | 2018-08-29 05:00 | 0.40851
Coal | GB | 2018-08-29 06:00 | 0.40851
Coal | GB | 2018-08-29 07:00 | 0.40851
Coal | GB | 2018-08-29 08:00 | 0.40151
Coal | GB | 2018-08-29 09:00 | 0.40719
Coal | GB | 2018-08-29 10:00 | 0.40719
Coal | GB | 2018-08-29 11:00 | 0.40719
Coal | GB | 2018-08-29 12:00 | 0.40719
Coal | GB | 2018-08-29 13:00 | 0.40719
Coal | GB | 2018-08-29 14:00 | 0.40719
Coal | GB | 2018-08-29 15:00 | 0.36317
Coal | GB | 2018-08-29 16:00 | 0.36317
Coal | GB | 2018-08-29 17:00 | 0.36317
Coal | GB | 2018-08-29 18:00 | 0.36317
Coal | GB | 2018-08-29 19:00 | 0.36317
Coal | GB | 2018-08-29 20:00 | 0.36317
Coal | GB | 2018-08-29 21:00 | 0.36011
Coal | GB | 2018-08-29 22:00 | 0.35574
Coal | GB | 2018-08-29 23:00 | 0.35574
Coal | GB | 2018-08-30 | 0.35574
Coal | GB | 2018-08-30 01:00 | 0.31137
Coal | GB | 2018-08-30 02:00 | 0.31137
Coal | GB | 2018-08-30 03:00 | 0.31137
Coal | GB | 2018-08-30 04:00 | 0.31137
Coal | GB | 2018-08-30 05:00 | 0.26761
Coal | GB | 2018-08-30 06:00 | 0.30262
Coal | GB | 2018-08-30 07:00 | 0.30262
Coal | GB | 2018-08-30 08:00 | 0.30262
Coal | GB | 2018-08-30 09:00 | 0.30262
Coal | GB | 2018-08-30 10:00 | 0.30262
Coal | GB | 2018-08-30 11:00 | 0.31181
Coal | GB | 2018-08-30 12:00 | 0.31181
Coal | GB | 2018-08-30 13:00 | 0.31181
Coal | GB | 2018-08-30 14:00 | 0.31181
Coal | GB | 2018-08-30 15:00 | 0.31181
Coal | GB | 2018-08-30 16:00 | 0.31181
Coal | GB | 2018-08-30 17:00 | 0.31181
Coal | GB | 2018-08-30 18:00 | 0.31181
Coal | GB | 2018-08-30 19:00 | 0.31181
Coal | GB | 2018-08-30 20:00 | 0.31181
Coal | GB | 2018-08-30 21:00 | 0.31181
Coal | GB | 2018-08-30 22:00 | 0.31181
Coal | GB | 2018-08-30 23:00 | 0.31181
Coal | GB | 2018-08-31 | 0.31181
Coal | GB | 2018-08-31 01:00 | 0.31181
Coal | GB | 2018-08-31 02:00 | 0.31181
Coal | GB | 2018-08-31 03:00 | 0.31181
Coal | GB | 2018-08-31 04:00 | 0.31181
Coal | GB | 2018-08-31 05:00 | 0.31181
Coal | GB | 2018-08-31 06:00 | 0.3553
Coal | GB | 2018-08-31 07:00 | 0.3553
Coal | GB | 2018-08-31 08:00 | 0.3553
Coal | GB | 2018-08-31 09:00 | 0.3553
Coal | GB | 2018-08-31 10:00 | 0.3553
Coal | GB | 2018-08-31 11:00 | 0.3553
Coal | GB | 2018-08-31 12:00 | 0.3553
Coal | GB | 2018-08-31 13:00 | 0.3553
Coal | GB | 2018-08-31 14:00 | 0.3553
Coal | GB | 2018-08-31 15:00 | 0.3553
Coal | GB | 2018-08-31 16:00 | 0.3553
Coal | GB | 2018-08-31 17:00 | 0.3553
Coal | GB | 2018-08-31 18:00 | 0.3553
Coal | GB | 2018-08-31 19:00 | 0.39932
Coal | GB | 2018-08-31 20:00 | 0.39932
Coal | GB | 2018-08-31 21:00 | 0.39932
Coal | GB | 2018-08-31 22:00 | 0.39932
Coal | GB | 2018-08-31 23:00 | 0.39932
Coal | GB | 2018-09-01 | 0.39932
Coal | GB | 2018-09-01 01:00 | 0.35967
Coal | GB | 2018-09-01 02:00 | 0.36099
Coal | GB | 2018-09-01 03:00 | 0.3798
Coal | GB | 2018-09-01 04:00 | 0.38838
Coal | GB | 2018-09-01 05:00 | 0.39932
Coal | GB | 2018-09-01 06:00 | 0.39932
Coal | GB | 2018-09-01 07:00 | 0.37805
Coal | GB | 2018-09-01 08:00 | 0.39932
Coal | GB | 2018-09-01 09:00 | 0.31093
Coal | GB | 2018-09-01 10:00 | 0.31093
Coal | GB | 2018-09-01 11:00 | 0.31093
Coal | GB | 2018-09-01 12:00 | 0.31093
Coal | GB | 2018-09-01 13:00 | 0.31093
Coal | GB | 2018-09-01 14:00 | 0.31093
Coal | GB | 2018-09-01 15:00 | 0.31093
Coal | GB | 2018-09-01 16:00 | 0.31093
Coal | GB | 2018-09-01 17:00 | 0.31093
Coal | GB | 2018-09-01 18:00 | 0.31093
Coal | GB | 2018-09-01 19:00 | 0.31093
Coal | GB | 2018-09-01 20:00 | 0.31093
Coal | GB | 2018-09-01 21:00 | 0.31093
Coal | GB | 2018-09-01 22:00 | 0.36738
Coal | GB | 2018-09-01 23:00 | 0.36738
Coal | GB | 2018-09-02 | 0.36738
Coal | GB | 2018-09-02 01:00 | 0.36738
Coal | GB | 2018-09-02 02:00 | 0.36738
Coal | GB | 2018-09-02 03:00 | 0.36738
Coal | GB | 2018-09-02 04:00 | 0.36738
Coal | GB | 2018-09-02 05:00 | 0.36738
Coal | GB | 2018-09-02 06:00 | 0.36738
Coal | GB | 2018-09-02 07:00 | 0.36738
Coal | GB | 2018-09-02 08:00 | 0.36431
Coal | GB | 2018-09-02 09:00 | 0.36738
Coal | GB | 2018-09-02 10:00 | 0.36431
Coal | GB | 2018-09-02 11:00 | 0.36738
Coal | GB | 2018-09-02 12:00 | 0.36738
Coal | GB | 2018-09-02 13:00 | 0.36738
Coal | GB | 2018-09-02 14:00 | 0.36738
Coal | GB | 2018-09-02 15:00 | 0.36738
Coal | GB | 2018-09-02 16:00 | 0.36738
Coal | GB | 2018-09-02 17:00 | 0.36738
Coal | GB | 2018-09-02 18:00 | 0.36738
Coal | GB | 2018-09-02 19:00 | 0.36519
Coal | GB | 2018-09-02 20:00 | 0.35906
Coal | GB | 2018-09-02 21:00 | 0.44745
Coal | GB | 2018-09-02 22:00 | 0.44745
Coal | GB | 2018-09-02 23:00 | 0.45576
Coal | GB | 2018-09-03 | 0.45576
Coal | GB | 2018-09-03 01:00 | 0.45576
Coal | GB | 2018-09-03 02:00 | 0.45576
Coal | GB | 2018-09-03 03:00 | 0.45576
Coal | GB | 2018-09-03 04:00 | 0.45576
Coal | GB | 2018-09-03 05:00 | 0.45576
Coal | GB | 2018-09-03 06:00 | 0.45576
Coal | GB | 2018-09-03 07:00 | 0.45576
Coal | GB | 2018-09-03 08:00 | 0.45576
Coal | GB | 2018-09-03 09:00 | 0.45576
Coal | GB | 2018-09-03 10:00 | 0.45576
Coal | GB | 2018-09-03 11:00 | 0.44745
Coal | GB | 2018-09-03 12:00 | 0.44307
Coal | GB | 2018-09-03 13:00 | 0.431
Coal | GB | 2018-09-03 14:00 | 0.43712
Coal | GB | 2018-09-03 15:00 | 0.43537
Coal | GB | 2018-09-03 16:00 | 0.43537
Coal | GB | 2018-09-03 17:00 | 0.43809
Coal | GB | 2018-09-03 18:00 | 0.43423
Coal | GB | 2018-09-03 19:00 | 0.42881
Coal | GB | 2018-09-03 20:00 | 0.39914
Coal | GB | 2018-09-03 21:00 | 0.40177
Coal | GB | 2018-09-03 22:00 | 0.40938
Coal | GB | 2018-09-03 23:00 | 0.43432
Coal | GB | 2018-09-04 | 0.43432
Coal | GB | 2018-09-04 01:00 | 0.43432
Coal | GB | 2018-09-04 02:00 | 0.4387
Coal | GB | 2018-09-04 03:00 | 0.4387
Coal | GB | 2018-09-04 04:00 | 0.4387
Coal | GB | 2018-09-04 05:00 | 0.4387
Coal | GB | 2018-09-04 06:00 | 0.44482
Coal | GB | 2018-09-04 07:00 | 0.45576
Coal | GB | 2018-09-04 08:00 | 0.45576
Coal | GB | 2018-09-04 09:00 | 0.44395
Coal | GB | 2018-09-04 10:00 | 0.44657
Coal | GB | 2018-09-04 11:00 | 0.44657
Coal | GB | 2018-09-04 12:00 | 0.44657
Coal | GB | 2018-09-04 13:00 | 0.42513
Coal | GB | 2018-09-04 14:00 | 0.42513
Coal | GB | 2018-09-04 15:00 | 0.42513
Coal | GB | 2018-09-04 16:00 | 0.47213
Coal | GB | 2018-09-04 17:00 | 0.47869
Coal | GB | 2018-09-04 18:00 | 0.47869
Coal | GB | 2018-09-04 19:00 | 0.47869
Coal | GB | 2018-09-04 20:00 | 0.47869
Coal | GB | 2018-09-04 21:00 | 0.47869
Coal | GB | 2018-09-04 22:00 | 0.47869
Coal | GB | 2018-09-04 23:00 | 0.47869
Coal | GB | 2018-09-05 | 0.47869
Coal | GB | 2018-09-05 01:00 | 0.47869
Coal | GB | 2018-09-05 02:00 | 0.47869
Coal | GB | 2018-09-05 03:00 | 0.47869
Coal | GB | 2018-09-05 04:00 | 0.47869
Coal | GB | 2018-09-05 05:00 | 0.47869
Coal | GB | 2018-09-05 06:00 | 0.47607
Coal | GB | 2018-09-05 07:00 | 0.46775
Coal | GB | 2018-09-05 08:00 | 0.42583
Coal | GB | 2018-09-05 09:00 | 0.45331
Coal | GB | 2018-09-05 10:00 | 0.45252
Coal | GB | 2018-09-05 11:00 | 0.46425
Coal | GB | 2018-09-05 12:00 | 0.47125
Coal | GB | 2018-09-05 13:00 | 0.46425
Coal | GB | 2018-09-05 14:00 | 0.466
Coal | GB | 2018-09-05 15:00 | 0.466
Coal | GB | 2018-09-05 16:00 | 0.46688
Coal | GB | 2018-09-05 17:00 | 0.46014
Coal | GB | 2018-09-05 18:00 | 0.46513
Coal | GB | 2018-09-05 19:00 | 0.46775
Coal | GB | 2018-09-05 20:00 | 0.46775
Coal | GB | 2018-09-05 21:00 | 0.45839
Coal | GB | 2018-09-05 22:00 | 0.45839
Coal | GB | 2018-09-05 23:00 | 0.45489
Coal | GB | 2018-09-06 | 0.46425
Coal | GB | 2018-09-06 01:00 | 0.4765
Coal | GB | 2018-09-06 02:00 | 0.47869
Coal | GB | 2018-09-06 03:00 | 0.47869
Coal | GB | 2018-09-06 04:00 | 0.47869
Coal | GB | 2018-09-06 05:00 | 0.47869
Coal | GB | 2018-09-06 06:00 | 0.47869
Coal | GB | 2018-09-06 07:00 | 0.47038
Coal | GB | 2018-09-06 08:00 | 0.466
Coal | GB | 2018-09-06 09:00 | 0.46863
Coal | GB | 2018-09-06 10:00 | 0.47475
Coal | GB | 2018-09-06 11:00 | 0.47475
Coal | GB | 2018-09-06 12:00 | 0.47475
Coal | GB | 2018-09-06 13:00 | 0.47825
Coal | GB | 2018-09-06 14:00 | 0.4835
Coal | GB | 2018-09-06 15:00 | 0.48088
Coal | GB | 2018-09-06 16:00 | 0.49444
Coal | GB | 2018-09-06 17:00 | 0.49619
Coal | GB | 2018-09-06 18:00 | 0.49882
Coal | GB | 2018-09-06 19:00 | 0.49313
Coal | GB | 2018-09-06 20:00 | 0.49357
Coal | GB | 2018-09-06 21:00 | 0.50013
Coal | GB | 2018-09-06 22:00 | 0.50013
Coal | GB | 2018-09-06 23:00 | 0.50013
Coal | GB | 2018-09-07 | 0.50013
Coal | GB | 2018-09-07 01:00 | 0.41262
Coal | GB | 2018-09-07 02:00 | 0.41262
Coal | GB | 2018-09-07 03:00 | 0.41262
Coal | GB | 2018-09-07 04:00 | 0.41262
Coal | GB | 2018-09-07 05:00 | 0.41262
Coal | GB | 2018-09-07 06:00 | 0.41262
Coal | GB | 2018-09-07 07:00 | 0.41262
Coal | GB | 2018-09-07 08:00 | 0.41262
Coal | GB | 2018-09-07 09:00 | 0.41262
Coal | GB | 2018-09-07 10:00 | 0.41262
Coal | GB | 2018-09-07 11:00 | 0.41262
Coal | GB | 2018-09-07 12:00 | 0.41262
Coal | GB | 2018-09-07 13:00 | 0.41262
Coal | GB | 2018-09-07 14:00 | 0.41262
Coal | GB | 2018-09-07 15:00 | 0.41262
Coal | GB | 2018-09-07 16:00 | 0.41262
Coal | GB | 2018-09-07 17:00 | 0.41262
Coal | GB | 2018-09-07 18:00 | 0.3882
Coal | GB | 2018-09-07 19:00 | 0.40579
Coal | GB | 2018-09-07 20:00 | 0.41087
Coal | GB | 2018-09-07 21:00 | 0.39118
Coal | GB | 2018-09-07 22:00 | 0.39118
Coal | GB | 2018-09-07 23:00 | 0.39818
Coal | GB | 2018-09-08 | 0.35075
Coal | GB | 2018-09-08 01:00 | 0.36431
Coal | GB | 2018-09-08 02:00 | 0.36738
Coal | GB | 2018-09-08 03:00 | 0.36738
Coal | GB | 2018-09-08 04:00 | 0.36738
Coal | GB | 2018-09-08 05:00 | 0.36825
Coal | GB | 2018-09-08 06:00 | 0.36694
Coal | GB | 2018-09-08 07:00 | 0.36694
Coal | GB | 2018-09-08 08:00 | 0.36825
Coal | GB | 2018-09-08 09:00 | 0.36825
Coal | GB | 2018-09-08 10:00 | 0.36825
Coal | GB | 2018-09-08 11:00 | 0.36825
Coal | GB | 2018-09-08 12:00 | 0.36825
Coal | GB | 2018-09-08 13:00 | 0.36825
Coal | GB | 2018-09-08 14:00 | 0.36825
Coal | GB | 2018-09-08 15:00 | 0.36825
Coal | GB | 2018-09-08 16:00 | 0.36825
Coal | GB | 2018-09-08 17:00 | 0.36825
Coal | GB | 2018-09-08 18:00 | 0.36825
Coal | GB | 2018-09-08 19:00 | 0.36825
Coal | GB | 2018-09-08 20:00 | 0.36825
Coal | GB | 2018-09-08 21:00 | 0.36825
Coal | GB | 2018-09-08 22:00 | 0.36825
Coal | GB | 2018-09-08 23:00 | 0.31181
Coal | GB | 2018-09-09 | 0.31181
Coal | GB | 2018-09-09 01:00 | 0.34383
Coal | GB | 2018-09-09 02:00 | 0.34847
Coal | GB | 2018-09-09 03:00 | 0.35495
Coal | GB | 2018-09-09 04:00 | 0.35495
Coal | GB | 2018-09-09 05:00 | 0.35495
Coal | GB | 2018-09-09 06:00 | 0.39932
Coal | GB | 2018-09-09 07:00 | 0.39932
Coal | GB | 2018-09-09 08:00 | 0.39932
Coal | GB | 2018-09-09 09:00 | 0.39932
Coal | GB | 2018-09-09 10:00 | 0.3875
Coal | GB | 2018-09-09 11:00 | 0.39625
Coal | GB | 2018-09-09 12:00 | 0.40019
Coal | GB | 2018-09-09 13:00 | 0.44369
Coal | GB | 2018-09-09 14:00 | 0.44369
Coal | GB | 2018-09-09 15:00 | 0.44369
Coal | GB | 2018-09-09 16:00 | 0.44369
Coal | GB | 2018-09-09 17:00 | 0.44369
Coal | GB | 2018-09-09 18:00 | 0.44237
Coal | GB | 2018-09-09 19:00 | 0.44237
Coal | GB | 2018-09-09 20:00 | 0.44237
Coal | GB | 2018-09-09 21:00 | 0.44237
Coal | GB | 2018-09-09 22:00 | 0.44237
Coal | GB | 2018-09-09 23:00 | 0.44237
Coal | GB | 2018-09-10 | 0.44369
Coal | GB | 2018-09-10 01:00 | 0.44369
Coal | GB | 2018-09-10 02:00 | 0.44369
Coal | GB | 2018-09-10 03:00 | 0.44369
Coal | GB | 2018-09-10 04:00 | 0.44369
Coal | GB | 2018-09-10 05:00 | 0.44369
Coal | GB | 2018-09-10 06:00 | 0.44369
Coal | GB | 2018-09-10 07:00 | 0.38724
Coal | GB | 2018-09-10 08:00 | 0.44369
Coal | GB | 2018-09-10 09:00 | 0.44369
Coal | GB | 2018-09-10 10:00 | 0.38724
Coal | GB | 2018-09-10 11:00 | 0.38724
Coal | GB | 2018-09-10 12:00 | 0.38724
Coal | GB | 2018-09-10 13:00 | 0.43161
Coal | GB | 2018-09-10 14:00 | 0.42006
Coal | GB | 2018-09-10 15:00 | 0.38724
Coal | GB | 2018-09-10 16:00 | 0.38724
Coal | GB | 2018-09-10 17:00 | 0.37858
Coal | GB | 2018-09-10 18:00 | 0.38724
Coal | GB | 2018-09-10 19:00 | 0.37718
Coal | GB | 2018-09-10 20:00 | 0.37175
Coal | GB | 2018-09-10 21:00 | 0.44237
Coal | GB | 2018-09-10 22:00 | 0.44369
Coal | GB | 2018-09-10 23:00 | 0.44369
Coal | GB | 2018-09-11 | 0.44369
Coal | GB | 2018-09-11 01:00 | 0.39967
Coal | GB | 2018-09-11 02:00 | 0.39967
Coal | GB | 2018-09-11 03:00 | 0.39967
Coal | GB | 2018-09-11 04:00 | 0.39967
Coal | GB | 2018-09-11 05:00 | 0.39967
Coal | GB | 2018-09-11 06:00 | 0.45611
Coal | GB | 2018-09-11 07:00 | 0.45611
Coal | GB | 2018-09-11 08:00 | 0.43511
Coal | GB | 2018-09-11 09:00 | 0.44342
Coal | GB | 2018-09-11 10:00 | 0.4478
Coal | GB | 2018-09-11 11:00 | 0.44605
Coal | GB | 2018-09-11 12:00 | 0.42811
Coal | GB | 2018-09-11 13:00 | 0.43467
Coal | GB | 2018-09-11 14:00 | 0.42592
Coal | GB | 2018-09-11 15:00 | 0.42592
Coal | GB | 2018-09-11 16:00 | 0.43336
Coal | GB | 2018-09-11 17:00 | 0.4478
Coal | GB | 2018-09-11 18:00 | 0.45611
Coal | GB | 2018-09-11 19:00 | 0.45611
Coal | GB | 2018-09-11 20:00 | 0.45611
Coal | GB | 2018-09-11 21:00 | 0.49129
Coal | GB | 2018-09-11 22:00 | 0.49217
Coal | GB | 2018-09-11 23:00 | 0.48298
Coal | GB | 2018-09-12 | 0.48298
Coal | GB | 2018-09-12 01:00 | 0.48805
Coal | GB | 2018-09-12 02:00 | 0.48805
Coal | GB | 2018-09-12 03:00 | 0.48805
Coal | GB | 2018-09-12 04:00 | 0.48805
Coal | GB | 2018-09-12 05:00 | 0.43161
Coal | GB | 2018-09-12 06:00 | 0.43161
Coal | GB | 2018-09-12 07:00 | 0.43992
Coal | GB | 2018-09-12 08:00 | 0.39555
Coal | GB | 2018-09-12 09:00 | 0.452
Coal | GB | 2018-09-12 10:00 | 0.44281
Coal | GB | 2018-09-12 11:00 | 0.42793
Coal | GB | 2018-09-12 12:00 | 0.42793
Coal | GB | 2018-09-12 13:00 | 0.452
Coal | GB | 2018-09-12 14:00 | 0.452
Coal | GB | 2018-09-12 15:00 | 0.452
Coal | GB | 2018-09-12 16:00 | 0.43756
Coal | GB | 2018-09-12 17:00 | 0.44194
Coal | GB | 2018-09-12 18:00 | 0.44194
Coal | GB | 2018-09-12 19:00 | 0.44369
Coal | GB | 2018-09-12 20:00 | 0.44369
Coal | GB | 2018-09-12 21:00 | 0.452
Coal | GB | 2018-09-12 22:00 | 0.452
Coal | GB | 2018-09-12 23:00 | 0.452
Coal | GB | 2018-09-13 | 0.452
Coal | GB | 2018-09-13 01:00 | 0.452
Coal | GB | 2018-09-13 02:00 | 0.452
Coal | GB | 2018-09-13 03:00 | 0.452
Coal | GB | 2018-09-13 04:00 | 0.452
Coal | GB | 2018-09-13 05:00 | 0.452
Coal | GB | 2018-09-13 06:00 | 0.452
Coal | GB | 2018-09-13 07:00 | 0.452
Coal | GB | 2018-09-13 08:00 | 0.452
Coal | GB | 2018-09-13 09:00 | 0.43931
Coal | GB | 2018-09-13 10:00 | 0.44369
Coal | GB | 2018-09-13 11:00 | 0.452
Coal | GB | 2018-09-13 12:00 | 0.43712
Coal | GB | 2018-09-13 13:00 | 0.44369
Coal | GB | 2018-09-13 14:00 | 0.44369
Coal | GB | 2018-09-13 15:00 | 0.42662
Coal | GB | 2018-09-13 16:00 | 0.42225
Coal | GB | 2018-09-13 17:00 | 0.43135
Coal | GB | 2018-09-13 18:00 | 0.42085
Coal | GB | 2018-09-13 19:00 | 0.39888
Coal | GB | 2018-09-13 20:00 | 0.40396
Coal | GB | 2018-09-13 21:00 | 0.42697
Coal | GB | 2018-09-13 22:00 | 0.42697
Coal | GB | 2018-09-13 23:00 | 0.42697
Coal | GB | 2018-09-14 | 0.43966
Coal | GB | 2018-09-14 01:00 | 0.43966
Coal | GB | 2018-09-14 02:00 | 0.43966
Coal | GB | 2018-09-14 03:00 | 0.44141
Coal | GB | 2018-09-14 04:00 | 0.44141
Coal | GB | 2018-09-14 05:00 | 0.44141
Coal | GB | 2018-09-14 06:00 | 0.44141
Coal | GB | 2018-09-14 07:00 | 0.44141
Coal | GB | 2018-09-14 08:00 | 0.44141
Coal | GB | 2018-09-14 09:00 | 0.44141
Coal | GB | 2018-09-14 10:00 | 0.44054
Coal | GB | 2018-09-14 11:00 | 0.44054
Coal | GB | 2018-09-14 12:00 | 0.44054
Coal | GB | 2018-09-14 13:00 | 0.44316
Coal | GB | 2018-09-14 14:00 | 0.44316
Coal | GB | 2018-09-14 15:00 | 0.44316
Coal | GB | 2018-09-14 16:00 | 0.44316
Coal | GB | 2018-09-14 17:00 | 0.43669
Coal | GB | 2018-09-14 18:00 | 0.44316
Coal | GB | 2018-09-14 19:00 | 0.44404
Coal | GB | 2018-09-14 20:00 | 0.44404
Coal | GB | 2018-09-14 21:00 | 0.45235
Coal | GB | 2018-09-14 22:00 | 0.45235
Coal | GB | 2018-09-14 23:00 | 0.45235
Coal | GB | 2018-09-15 | 0.45235
Coal | GB | 2018-09-15 01:00 | 0.45235
Coal | GB | 2018-09-15 02:00 | 0.45235
Coal | GB | 2018-09-15 03:00 | 0.45235
Coal | GB | 2018-09-15 04:00 | 0.45235
Coal | GB | 2018-09-15 05:00 | 0.45235
Coal | GB | 2018-09-15 06:00 | 0.49637
Coal | GB | 2018-09-15 07:00 | 0.46618
Coal | GB | 2018-09-15 08:00 | 0.48805
Coal | GB | 2018-09-15 09:00 | 0.49637
Coal | GB | 2018-09-15 10:00 | 0.49637
Coal | GB | 2018-09-15 11:00 | 0.49637
Coal | GB | 2018-09-15 12:00 | 0.49637
Coal | GB | 2018-09-15 13:00 | 0.49637
Coal | GB | 2018-09-15 14:00 | 0.49637
Coal | GB | 2018-09-15 15:00 | 0.49637
Coal | GB | 2018-09-15 16:00 | 0.49637
Coal | GB | 2018-09-15 17:00 | 0.49637
Coal | GB | 2018-09-15 18:00 | 0.49637
Coal | GB | 2018-09-15 19:00 | 0.49637
Coal | GB | 2018-09-15 20:00 | 0.49637
Coal | GB | 2018-09-15 21:00 | 0.49637
Coal | GB | 2018-09-15 22:00 | 0.43073
Coal | GB | 2018-09-15 23:00 | 0.41411
Coal | GB | 2018-09-16 | 0.37761
Coal | GB | 2018-09-16 01:00 | 0.38724
Coal | GB | 2018-09-16 02:00 | 0.39555
Coal | GB | 2018-09-16 03:00 | 0.39555
Coal | GB | 2018-09-16 04:00 | 0.39555
Coal | GB | 2018-09-16 05:00 | 0.39555
Coal | GB | 2018-09-16 06:00 | 0.39555
Coal | GB | 2018-09-16 07:00 | 0.39555
Coal | GB | 2018-09-16 08:00 | 0.39555
Coal | GB | 2018-09-16 09:00 | 0.39555
Coal | GB | 2018-09-16 10:00 | 0.39555
Coal | GB | 2018-09-16 11:00 | 0.39555
Coal | GB | 2018-09-16 12:00 | 0.38549
Coal | GB | 2018-09-16 13:00 | 0.3301
Coal | GB | 2018-09-16 14:00 | 0.33885
Coal | GB | 2018-09-16 15:00 | 0.35154
Coal | GB | 2018-09-16 16:00 | 0.3301
Coal | GB | 2018-09-16 17:00 | 0.38724
Coal | GB | 2018-09-16 18:00 | 0.39555
Coal | GB | 2018-09-16 19:00 | 0.39555
Coal | GB | 2018-09-16 20:00 | 0.39555
Coal | GB | 2018-09-16 21:00 | 0.37613
Coal | GB | 2018-09-16 22:00 | 0.36475
Coal | GB | 2018-09-16 23:00 | 0.35801
Coal | GB | 2018-09-17 | 0.36475
Coal | GB | 2018-09-17 01:00 | 0.27706
Coal | GB | 2018-09-17 02:00 | 0.27269
Coal | GB | 2018-09-17 03:00 | 0.27269
Coal | GB | 2018-09-17 04:00 | 0.28319
Coal | GB | 2018-09-17 05:00 | 0.28319
Coal | GB | 2018-09-17 06:00 | 0.30787
Coal | GB | 2018-09-17 07:00 | 0.33508
Coal | GB | 2018-09-17 08:00 | 0.33543
Coal | GB | 2018-09-17 09:00 | 0.33543
Coal | GB | 2018-09-17 10:00 | 0.36169
Coal | GB | 2018-09-17 11:00 | 0.36169
Coal | GB | 2018-09-17 12:00 | 0.38882
Coal | GB | 2018-09-17 13:00 | 0.39538
Coal | GB | 2018-09-17 14:00 | 0.39275
Coal | GB | 2018-09-17 15:00 | 0.39625
Coal | GB | 2018-09-17 16:00 | 0.398
Coal | GB | 2018-09-17 17:00 | 0.39888
Coal | GB | 2018-09-17 18:00 | 0.40299
Coal | GB | 2018-09-17 19:00 | 0.40649
Coal | GB | 2018-09-17 20:00 | 0.40999
Coal | GB | 2018-09-17 21:00 | 0.41087
Coal | GB | 2018-09-17 22:00 | 0.45436
Coal | GB | 2018-09-17 23:00 | 0.45436
Coal | GB | 2018-09-18 | 0.45436
Coal | GB | 2018-09-18 01:00 | 0.41209
Coal | GB | 2018-09-18 02:00 | 0.41209
Coal | GB | 2018-09-18 03:00 | 0.41209
Coal | GB | 2018-09-18 04:00 | 0.35565
Coal | GB | 2018-09-18 05:00 | 0.35565
Coal | GB | 2018-09-18 06:00 | 0.40002
Coal | GB | 2018-09-18 07:00 | 0.39783
Coal | GB | 2018-09-18 08:00 | 0.39783
Coal | GB | 2018-09-18 09:00 | 0.41883
Coal | GB | 2018-09-18 10:00 | 0.41883
Coal | GB | 2018-09-18 11:00 | 0.41883
Coal | GB | 2018-09-18 12:00 | 0.41883
Coal | GB | 2018-09-18 13:00 | 0.41883
Coal | GB | 2018-09-18 14:00 | 0.43108
Coal | GB | 2018-09-18 15:00 | 0.43108
Coal | GB | 2018-09-18 16:00 | 0.43108
Coal | GB | 2018-09-18 17:00 | 0.48429
Coal | GB | 2018-09-18 18:00 | 0.47729
Coal | GB | 2018-09-18 19:00 | 0.47729
Coal | GB | 2018-09-18 20:00 | 0.47729
Coal | GB | 2018-09-18 21:00 | 0.47729
Coal | GB | 2018-09-18 22:00 | 0.47729
Coal | GB | 2018-09-18 23:00 | 0.47729
Coal | GB | 2018-09-19 | 0.47729
Coal | GB | 2018-09-19 01:00 | 0.47729
Coal | GB | 2018-09-19 02:00 | 0.47729
Coal | GB | 2018-09-19 03:00 | 0.47729
Coal | GB | 2018-09-19 04:00 | 0.47729
Coal | GB | 2018-09-19 05:00 | 0.47729
Coal | GB | 2018-09-19 06:00 | 0.47729
Coal | GB | 2018-09-19 07:00 | 0.47729
Coal | GB | 2018-09-19 08:00 | 0.43003
Coal | GB | 2018-09-19 09:00 | 0.43003
Coal | GB | 2018-09-19 10:00 | 0.43003
Coal | GB | 2018-09-19 11:00 | 0.43003
Coal | GB | 2018-09-19 12:00 | 0.43003
Coal | GB | 2018-09-19 13:00 | 0.43003
Coal | GB | 2018-09-19 14:00 | 0.43266
Coal | GB | 2018-09-19 15:00 | 0.43791
Coal | GB | 2018-09-19 16:00 | 0.44754
Coal | GB | 2018-09-19 17:00 | 0.47029
Coal | GB | 2018-09-19 18:00 | 0.47729
Coal | GB | 2018-09-19 19:00 | 0.47817
Coal | GB | 2018-09-19 20:00 | 0.47817
Coal | GB | 2018-09-19 21:00 | 0.47817
Coal | GB | 2018-09-19 22:00 | 0.47817
Coal | GB | 2018-09-19 23:00 | 0.47817
Coal | GB | 2018-09-20 | 0.47817
Coal | GB | 2018-09-20 01:00 | 0.43415
Coal | GB | 2018-09-20 02:00 | 0.43415
Coal | GB | 2018-09-20 03:00 | 0.43415
Coal | GB | 2018-09-20 04:00 | 0.43415
Coal | GB | 2018-09-20 05:00 | 0.43415
Coal | GB | 2018-09-20 06:00 | 0.38602
Coal | GB | 2018-09-20 07:00 | 0.38602
Coal | GB | 2018-09-20 08:00 | 0.38602
Coal | GB | 2018-09-20 09:00 | 0.37411
Coal | GB | 2018-09-20 10:00 | 0.37411
Coal | GB | 2018-09-20 11:00 | 0.37411
Coal | GB | 2018-09-20 12:00 | 0.37411
Coal | GB | 2018-09-20 13:00 | 0.43056
Coal | GB | 2018-09-20 14:00 | 0.487
Coal | GB | 2018-09-20 15:00 | 0.487
Coal | GB | 2018-09-20 16:00 | 0.487
Coal | GB | 2018-09-20 17:00 | 0.47729
Coal | GB | 2018-09-20 18:00 | 0.48368
Coal | GB | 2018-09-20 19:00 | 0.487
Coal | GB | 2018-09-20 20:00 | 0.48569
Coal | GB | 2018-09-20 21:00 | 0.48569
Coal | GB | 2018-09-20 22:00 | 0.48569
Coal | GB | 2018-09-20 23:00 | 0.4422
Coal | GB | 2018-09-21 | 0.44351
Coal | GB | 2018-09-21 01:00 | 0.44351
Coal | GB | 2018-09-21 02:00 | 0.44351
Coal | GB | 2018-09-21 03:00 | 0.44351
Coal | GB | 2018-09-21 04:00 | 0.44351
Coal | GB | 2018-09-21 05:00 | 0.44351
Coal | GB | 2018-09-21 06:00 | 0.44351
Coal | GB | 2018-09-21 07:00 | 0.44351
Coal | GB | 2018-09-21 08:00 | 0.44351
Coal | GB | 2018-09-21 09:00 | 0.44351
Coal | GB | 2018-09-21 10:00 | 0.44351
Coal | GB | 2018-09-21 11:00 | 0.44351
Coal | GB | 2018-09-21 12:00 | 0.44351
Coal | GB | 2018-09-21 13:00 | 0.44351
Coal | GB | 2018-09-21 14:00 | 0.44351
Coal | GB | 2018-09-21 15:00 | 0.44351
Coal | GB | 2018-09-21 16:00 | 0.44351
Coal | GB | 2018-09-21 17:00 | 0.44351
Coal | GB | 2018-09-21 18:00 | 0.44351
Coal | GB | 2018-09-21 19:00 | 0.4352
Coal | GB | 2018-09-21 20:00 | 0.44351
Coal | GB | 2018-09-21 21:00 | 0.48753
Coal | GB | 2018-09-21 22:00 | 0.48753
Coal | GB | 2018-09-21 23:00 | 0.53102
Coal | GB | 2018-09-22 | 0.53102
Coal | GB | 2018-09-22 01:00 | 0.47677
Coal | GB | 2018-09-22 02:00 | 0.39013
Coal | GB | 2018-09-22 03:00 | 0.39013
Coal | GB | 2018-09-22 04:00 | 0.39013
Coal | GB | 2018-09-22 05:00 | 0.39013
Coal | GB | 2018-09-22 06:00 | 0.38514
Coal | GB | 2018-09-22 07:00 | 0.38514
Coal | GB | 2018-09-22 08:00 | 0.29675
Coal | GB | 2018-09-22 09:00 | 0.29675
Coal | GB | 2018-09-22 10:00 | 0.29675
Coal | GB | 2018-09-22 11:00 | 0.29369
Coal | GB | 2018-09-22 12:00 | 0.28319
Coal | GB | 2018-09-22 13:00 | 0.28756
Coal | GB | 2018-09-22 14:00 | 0.29194
Coal | GB | 2018-09-22 15:00 | 0.29588
Coal | GB | 2018-09-22 16:00 | 0.29588
Coal | GB | 2018-09-22 17:00 | 0.29588
Coal | GB | 2018-09-22 18:00 | 0.29844
Coal | GB | 2018-09-22 19:00 | 0.38925
Coal | GB | 2018-09-22 20:00 | 0.38925
Coal | GB | 2018-09-22 21:00 | 0.38925
Coal | GB | 2018-09-22 22:00 | 0.38925
Coal | GB | 2018-09-22 23:00 | 0.38532
Coal | GB | 2018-09-23 | 0.38777
Coal | GB | 2018-09-23 01:00 | 0.38969
Coal | GB | 2018-09-23 02:00 | 0.38575
Coal | GB | 2018-09-23 03:00 | 0.38969
Coal | GB | 2018-09-23 04:00 | 0.38969
Coal | GB | 2018-09-23 05:00 | 0.38969
Coal | GB | 2018-09-23 06:00 | 0.39013
Coal | GB | 2018-09-23 07:00 | 0.39013
Coal | GB | 2018-09-23 08:00 | 0.37744
Coal | GB | 2018-09-23 09:00 | 0.39013
Coal | GB | 2018-09-23 10:00 | 0.39013
Coal | GB | 2018-09-23 11:00 | 0.38925
Coal | GB | 2018-09-23 12:00 | 0.38925
Coal | GB | 2018-09-23 13:00 | 0.38925
Coal | GB | 2018-09-23 14:00 | 0.38925
Coal | GB | 2018-09-23 15:00 | 0.38925
Coal | GB | 2018-09-23 16:00 | 0.38925
Coal | GB | 2018-09-23 17:00 | 0.38925
Coal | GB | 2018-09-23 18:00 | 0.38532
Coal | GB | 2018-09-23 19:00 | 0.38925
Coal | GB | 2018-09-23 20:00 | 0.38925
Coal | GB | 2018-09-23 21:00 | 0.38925
Coal | GB | 2018-09-23 22:00 | 0.39013
Coal | GB | 2018-09-23 23:00 | 0.38707
Coal | GB | 2018-09-24 | 0.39013
Coal | GB | 2018-09-24 01:00 | 0.39013
Coal | GB | 2018-09-24 02:00 | 0.39013
Coal | GB | 2018-09-24 03:00 | 0.39013
Coal | GB | 2018-09-24 04:00 | 0.39013
Coal | GB | 2018-09-24 05:00 | 0.39013
Coal | GB | 2018-09-24 06:00 | 0.39013
Coal | GB | 2018-09-24 07:00 | 0.38269
Coal | GB | 2018-09-24 08:00 | 0.39013
Coal | GB | 2018-09-24 09:00 | 0.37875
Coal | GB | 2018-09-24 10:00 | 0.38794
Coal | GB | 2018-09-24 11:00 | 0.40369
Coal | GB | 2018-09-24 12:00 | 0.40369
Coal | GB | 2018-09-24 13:00 | 0.39975
Coal | GB | 2018-09-24 14:00 | 0.40369
Coal | GB | 2018-09-24 15:00 | 0.40588
Coal | GB | 2018-09-24 16:00 | 0.42247
Coal | GB | 2018-09-24 17:00 | 0.48976
Coal | GB | 2018-09-24 18:00 | 0.50027
Coal | GB | 2018-09-24 19:00 | 0.48994
Coal | GB | 2018-09-24 20:00 | 0.4622
Coal | GB | 2018-09-24 21:00 | 0.40501
Coal | GB | 2018-09-24 22:00 | 0.40851
Coal | GB | 2018-09-24 23:00 | 0.35626
Coal | GB | 2018-09-25 | 0.35057
Coal | GB | 2018-09-25 01:00 | 0.35364
Coal | GB | 2018-09-25 02:00 | 0.35364
Coal | GB | 2018-09-25 03:00 | 0.35364
Coal | GB | 2018-09-25 04:00 | 0.35976
Coal | GB | 2018-09-25 05:00 | 0.35976
Coal | GB | 2018-09-25 06:00 | 0.37069
Coal | GB | 2018-09-25 07:00 | 0.38812
Coal | GB | 2018-09-25 08:00 | 0.38214
Coal | GB | 2018-09-25 09:00 | 0.41419
Coal | GB | 2018-09-25 10:00 | 0.40571
Coal | GB | 2018-09-25 11:00 | 0.41244
Coal | GB | 2018-09-25 12:00 | 0.41244
Coal | GB | 2018-09-25 13:00 | 0.41883
Coal | GB | 2018-09-25 14:00 | 0.42015
Coal | GB | 2018-09-25 15:00 | 0.42015
Coal | GB | 2018-09-25 16:00 | 0.42015
Coal | GB | 2018-09-25 17:00 | 0.42015
Coal | GB | 2018-09-25 18:00 | 0.42015
Coal | GB | 2018-09-25 19:00 | 0.41402
Coal | GB | 2018-09-25 20:00 | 0.41796
Coal | GB | 2018-09-25 21:00 | 0.41621
Coal | GB | 2018-09-25 22:00 | 0.41621
Coal | GB | 2018-09-25 23:00 | 0.41621
Coal | GB | 2018-09-26 | 0.41621
Coal | GB | 2018-09-26 01:00 | 0.46023
Coal | GB | 2018-09-26 02:00 | 0.46023
Coal | GB | 2018-09-26 03:00 | 0.40816
Coal | GB | 2018-09-26 04:00 | 0.41516
Coal | GB | 2018-09-26 05:00 | 0.46023
Coal | GB | 2018-09-26 06:00 | 0.46023
Coal | GB | 2018-09-26 07:00 | 0.46023
Coal | GB | 2018-09-26 08:00 | 0.44447
Coal | GB | 2018-09-26 09:00 | 0.45016
Coal | GB | 2018-09-26 10:00 | 0.46023
Coal | GB | 2018-09-26 11:00 | 0.45629
Coal | GB | 2018-09-26 12:00 | 0.46023
Coal | GB | 2018-09-26 13:00 | 0.46241
Coal | GB | 2018-09-26 14:00 | 0.45585
Coal | GB | 2018-09-26 15:00 | 0.45585
Coal | GB | 2018-09-26 16:00 | 0.45121
Coal | GB | 2018-09-26 17:00 | 0.45603
Coal | GB | 2018-09-26 18:00 | 0.46066
Coal | GB | 2018-09-26 19:00 | 0.4569
Coal | GB | 2018-09-26 20:00 | 0.45655
Coal | GB | 2018-09-26 21:00 | 0.45655
Coal | GB | 2018-09-26 22:00 | 0.45655
Coal | GB | 2018-09-26 23:00 | 0.45655
Coal | GB | 2018-09-27 | 0.46066
Coal | GB | 2018-09-27 01:00 | 0.46066
Coal | GB | 2018-09-27 02:00 | 0.46066
Coal | GB | 2018-09-27 03:00 | 0.46066
Coal | GB | 2018-09-27 04:00 | 0.46066
Coal | GB | 2018-09-27 05:00 | 0.46066
Coal | GB | 2018-09-27 06:00 | 0.46066
Coal | GB | 2018-09-27 07:00 | 0.46066
Coal | GB | 2018-09-27 08:00 | 0.45935
Coal | GB | 2018-09-27 09:00 | 0.45935
Coal | GB | 2018-09-27 10:00 | 0.45585
Coal | GB | 2018-09-27 11:00 | 0.44885
Coal | GB | 2018-09-27 12:00 | 0.46416
Coal | GB | 2018-09-27 13:00 | 0.46416
Coal | GB | 2018-09-27 14:00 | 0.46416
Coal | GB | 2018-09-27 15:00 | 0.46416
Coal | GB | 2018-09-27 16:00 | 0.46416
Coal | GB | 2018-09-27 17:00 | 0.47248
Coal | GB | 2018-09-27 18:00 | 0.47248
Coal | GB | 2018-09-27 19:00 | 0.46653
Coal | GB | 2018-09-27 20:00 | 0.46705
Coal | GB | 2018-09-27 21:00 | 0.46985
Coal | GB | 2018-09-27 22:00 | 0.46985
Coal | GB | 2018-09-27 23:00 | 0.42758
Coal | GB | 2018-09-28 | 0.42758
Coal | GB | 2018-09-28 01:00 | 0.42758
Coal | GB | 2018-09-28 02:00 | 0.42758
Coal | GB | 2018-09-28 03:00 | 0.42758
Coal | GB | 2018-09-28 04:00 | 0.42758
Coal | GB | 2018-09-28 05:00 | 0.42758
Coal | GB | 2018-09-28 06:00 | 0.42758
Coal | GB | 2018-09-28 07:00 | 0.42758
Coal | GB | 2018-09-28 08:00 | 0.39739
Coal | GB | 2018-09-28 09:00 | 0.43196
Coal | GB | 2018-09-28 10:00 | 0.43371
Coal | GB | 2018-09-28 11:00 | 0.43283
Coal | GB | 2018-09-28 12:00 | 0.4534
Coal | GB | 2018-09-28 13:00 | 0.46434
Coal | GB | 2018-09-28 14:00 | 0.47309
Coal | GB | 2018-09-28 15:00 | 0.46915
Coal | GB | 2018-09-28 16:00 | 0.4604
Coal | GB | 2018-09-28 17:00 | 0.46766
Coal | GB | 2018-09-28 18:00 | 0.46766
Coal | GB | 2018-09-28 19:00 | 0.46766
Coal | GB | 2018-09-28 20:00 | 0.44789
Coal | GB | 2018-09-28 21:00 | 0.44964
Coal | GB | 2018-09-28 22:00 | 0.45357
Coal | GB | 2018-09-28 23:00 | 0.43835
Coal | GB | 2018-09-29 | 0.39722
Coal | GB | 2018-09-29 01:00 | 0.38628
Coal | GB | 2018-09-29 02:00 | 0.39153
Coal | GB | 2018-09-29 03:00 | 0.39328
Coal | GB | 2018-09-29 04:00 | 0.38628
Coal | GB | 2018-09-29 05:00 | 0.39328
Coal | GB | 2018-09-29 06:00 | 0.39328
Coal | GB | 2018-09-29 07:00 | 0.39328
Coal | GB | 2018-09-29 08:00 | 0.39328
Coal | GB | 2018-09-29 09:00 | 0.38453
Coal | GB | 2018-09-29 10:00 | 0.38453
Coal | GB | 2018-09-29 11:00 | 0.39153
Coal | GB | 2018-09-29 12:00 | 0.39153
Coal | GB | 2018-09-29 13:00 | 0.39153
Coal | GB | 2018-09-29 14:00 | 0.39153
Coal | GB | 2018-09-29 15:00 | 0.39153
Coal | GB | 2018-09-29 16:00 | 0.39153
Coal | GB | 2018-09-29 17:00 | 0.39153
Coal | GB | 2018-09-29 18:00 | 0.39153
Coal | GB | 2018-09-29 19:00 | 0.38287
Coal | GB | 2018-09-29 20:00 | 0.38418
Coal | GB | 2018-09-29 21:00 | 0.38978
Coal | GB | 2018-09-29 22:00 | 0.38978
Coal | GB | 2018-09-29 23:00 | 0.38978
Coal | GB | 2018-09-30 | 0.39722
Coal | GB | 2018-09-30 01:00 | 0.39722
Coal | GB | 2018-09-30 02:00 | 0.39722
Coal | GB | 2018-09-30 03:00 | 0.39722
Coal | GB | 2018-09-30 04:00 | 0.39722
Coal | GB | 2018-09-30 05:00 | 0.39722
Coal | GB | 2018-09-30 06:00 | 0.44124
Coal | GB | 2018-09-30 07:00 | 0.44124
Coal | GB | 2018-09-30 08:00 | 0.40229
Coal | GB | 2018-09-30 09:00 | 0.42155
Coal | GB | 2018-09-30 10:00 | 0.38873
Coal | GB | 2018-09-30 11:00 | 0.13073
Coal | GB | 2018-09-30 12:00 | 0.13064
Coal | GB | 2018-09-30 13:00 | 0.12749
Coal | GB | 2018-09-30 14:00 | 0.14308
Coal | GB | 2018-09-30 15:00 | 0.15613
Coal | GB | 2018-09-30 16:00 | 0.17694
Coal | GB | 2018-09-30 17:00 | 0.19051
Coal | GB | 2018-09-30 18:00 | 0.19033
Coal | GB | 2018-09-30 19:00 | 0.19558
Coal | GB | 2018-09-30 20:00 | 0.1302
Coal | GB | 2018-09-30 21:00 | 0.15595
Coal | GB | 2018-09-30 22:00 | 0.15595
Coal | GB | 2018-09-30 23:00 | 0.15595
Coal | GB | 2018-10-01 | 0.15595
Coal | GB | 2018-10-01 01:00 | 0.15595
Coal | GB | 2018-10-01 02:00 | 0.15595
Coal | GB | 2018-10-01 03:00 | 0.11193
Coal | GB | 2018-10-01 04:00 | 0.11314
Coal | GB | 2018-10-01 05:00 | 0.17292
Coal | GB | 2018-10-01 06:00 | 0.18358
Coal | GB | 2018-10-01 07:00 | 0.19845
Coal | GB | 2018-10-01 08:00 | 0.19982
Coal | GB | 2018-10-01 09:00 | 0.17322
Coal | GB | 2018-10-01 10:00 | 0.17421
Coal | GB | 2018-10-01 11:00 | 0.14937
Coal | GB | 2018-10-01 12:00 | 0.14645
Coal | GB | 2018-10-01 13:00 | 0.14744
Coal | GB | 2018-10-01 14:00 | 0.14543
Coal | GB | 2018-10-01 15:00 | 0.18499
Coal | GB | 2018-10-01 16:00 | 0.19645
Coal | GB | 2018-10-01 17:00 | 0.19607
Coal | GB | 2018-10-01 18:00 | 0.21968
Coal | GB | 2018-10-01 19:00 | 0.21429
Coal | GB | 2018-10-01 20:00 | 0.15248
Coal | GB | 2018-10-01 21:00 | 0.13048
Coal | GB | 2018-10-01 22:00 | 0.12917
Coal | GB | 2018-10-01 23:00 | 0.14361
Coal | GB | 2018-10-02 | 0.1563
Coal | GB | 2018-10-02 01:00 | 0.1128
Coal | GB | 2018-10-02 02:00 | 0.1128
Coal | GB | 2018-10-02 03:00 | 0.1128
Coal | GB | 2018-10-02 04:00 | 0.1128
Coal | GB | 2018-10-02 05:00 | 0.1128
Coal | GB | 2018-10-02 06:00 | 0.14566
Coal | GB | 2018-10-02 07:00 | 0.17144
Coal | GB | 2018-10-02 08:00 | 0.17139
Coal | GB | 2018-10-02 09:00 | 0.26525
Coal | GB | 2018-10-02 10:00 | 0.26525
Coal | GB | 2018-10-02 11:00 | 0.28144
Coal | GB | 2018-10-02 12:00 | 0.29544
Coal | GB | 2018-10-02 13:00 | 0.29632
Coal | GB | 2018-10-02 14:00 | 0.29238
Coal | GB | 2018-10-02 15:00 | 0.29719
Coal | GB | 2018-10-02 16:00 | 0.29019
Coal | GB | 2018-10-02 17:00 | 0.28713
Coal | GB | 2018-10-02 18:00 | 0.29063
Coal | GB | 2018-10-02 19:00 | 0.29632
Coal | GB | 2018-10-02 20:00 | 0.29632
Coal | GB | 2018-10-02 21:00 | 0.29632
Coal | GB | 2018-10-02 22:00 | 0.28109
Coal | GB | 2018-10-02 23:00 | 0.29632
Coal | GB | 2018-10-03 | 0.2985
Coal | GB | 2018-10-03 01:00 | 0.29632
Coal | GB | 2018-10-03 02:00 | 0.29632
Coal | GB | 2018-10-03 03:00 | 0.29632
Coal | GB | 2018-10-03 04:00 | 0.2985
Coal | GB | 2018-10-03 05:00 | 0.2985
Coal | GB | 2018-10-03 06:00 | 0.34121
Coal | GB | 2018-10-03 07:00 | 0.34121
Coal | GB | 2018-10-03 08:00 | 0.34121
Coal | GB | 2018-10-03 09:00 | 0.34121
Coal | GB | 2018-10-03 10:00 | 0.38514
Coal | GB | 2018-10-03 11:00 | 0.38208
Coal | GB | 2018-10-03 12:00 | 0.38514
Coal | GB | 2018-10-03 13:00 | 0.38514
Coal | GB | 2018-10-03 14:00 | 0.38514
Coal | GB | 2018-10-03 15:00 | 0.38514
Coal | GB | 2018-10-03 16:00 | 0.38514
Coal | GB | 2018-10-03 17:00 | 0.38514
Coal | GB | 2018-10-03 18:00 | 0.38514
Coal | GB | 2018-10-03 19:00 | 0.38514
Coal | GB | 2018-10-03 20:00 | 0.38514
Coal | GB | 2018-10-03 21:00 | 0.38514
Coal | GB | 2018-10-03 22:00 | 0.38514
Coal | GB | 2018-10-03 23:00 | 0.38514
Coal | GB | 2018-10-04 | 0.38602
Coal | GB | 2018-10-04 01:00 | 0.38602
Coal | GB | 2018-10-04 02:00 | 0.38602
Coal | GB | 2018-10-04 03:00 | 0.38602
Coal | GB | 2018-10-04 04:00 | 0.38602
Coal | GB | 2018-10-04 05:00 | 0.38602
Coal | GB | 2018-10-04 06:00 | 0.38602
Coal | GB | 2018-10-04 07:00 | 0.38602
Coal | GB | 2018-10-04 08:00 | 0.38602
Coal | GB | 2018-10-04 09:00 | 0.38383
Coal | GB | 2018-10-04 10:00 | 0.37289
Coal | GB | 2018-10-04 11:00 | 0.38427
Coal | GB | 2018-10-04 12:00 | 0.38427
Coal | GB | 2018-10-04 13:00 | 0.32388
Coal | GB | 2018-10-04 14:00 | 0.32957
Coal | GB | 2018-10-04 15:00 | 0.32957
Coal | GB | 2018-10-04 16:00 | 0.32957
Coal | GB | 2018-10-04 17:00 | 0.35845
Coal | GB | 2018-10-04 18:00 | 0.38295
Coal | GB | 2018-10-04 19:00 | 0.36939
Coal | GB | 2018-10-04 20:00 | 0.37989
Coal | GB | 2018-10-04 21:00 | 0.3672
Coal | GB | 2018-10-04 22:00 | 0.36851
Coal | GB | 2018-10-04 23:00 | 0.37595
Coal | GB | 2018-10-05 | 0.37595
Coal | GB | 2018-10-05 01:00 | 0.43003
Coal | GB | 2018-10-05 02:00 | 0.43003
Coal | GB | 2018-10-05 03:00 | 0.43003
Coal | GB | 2018-10-05 04:00 | 0.43003
Coal | GB | 2018-10-05 05:00 | 0.43003
Coal | GB | 2018-10-05 06:00 | 0.43003
Coal | GB | 2018-10-05 07:00 | 0.43003
Coal | GB | 2018-10-05 08:00 | 0.41034
Coal | GB | 2018-10-05 09:00 | 0.4191
Coal | GB | 2018-10-05 10:00 | 0.41691
Coal | GB | 2018-10-05 11:00 | 0.42435
Coal | GB | 2018-10-05 12:00 | 0.40641
Coal | GB | 2018-10-05 13:00 | 0.42435
Coal | GB | 2018-10-05 14:00 | 0.42435
Coal | GB | 2018-10-05 15:00 | 0.4191
Coal | GB | 2018-10-05 16:00 | 0.4191
Coal | GB | 2018-10-05 17:00 | 0.41997
Coal | GB | 2018-10-05 18:00 | 0.41997
Coal | GB | 2018-10-05 19:00 | 0.42435
Coal | GB | 2018-10-05 20:00 | 0.42522
Coal | GB | 2018-10-05 21:00 | 0.42522
Coal | GB | 2018-10-05 22:00 | 0.40816
Coal | GB | 2018-10-05 23:00 | 0.39503
Coal | GB | 2018-10-06 | 0.32957
Coal | GB | 2018-10-06 01:00 | 0.32957
Coal | GB | 2018-10-06 02:00 | 0.32957
Coal | GB | 2018-10-06 03:00 | 0.32957
Coal | GB | 2018-10-06 04:00 | 0.32957
Coal | GB | 2018-10-06 05:00 | 0.32957
Coal | GB | 2018-10-06 06:00 | 0.28538
Coal | GB | 2018-10-06 07:00 | 0.27706
Coal | GB | 2018-10-06 08:00 | 0.27706
Coal | GB | 2018-10-06 09:00 | 0.19218
Coal | GB | 2018-10-06 10:00 | 0.19218
Coal | GB | 2018-10-06 11:00 | 0.19218
Coal | GB | 2018-10-06 12:00 | 0.19218
Coal | GB | 2018-10-06 13:00 | 0.19218
Coal | GB | 2018-10-06 14:00 | 0.19218
Coal | GB | 2018-10-06 15:00 | 0.23637
Coal | GB | 2018-10-06 16:00 | 0.23637
Coal | GB | 2018-10-06 17:00 | 0.23637
Coal | GB | 2018-10-06 18:00 | 0.32607
Coal | GB | 2018-10-06 19:00 | 0.32607
Coal | GB | 2018-10-06 20:00 | 0.32607
Coal | GB | 2018-10-06 21:00 | 0.32607
Coal | GB | 2018-10-06 22:00 | 0.32607
Coal | GB | 2018-10-06 23:00 | 0.27313
Coal | GB | 2018-10-07 | 0.27313
Coal | GB | 2018-10-07 01:00 | 0.27313
Coal | GB | 2018-10-07 02:00 | 0.27313
Coal | GB | 2018-10-07 03:00 | 0.27313
Coal | GB | 2018-10-07 04:00 | 0.27313
Coal | GB | 2018-10-07 05:00 | 0.27313
Coal | GB | 2018-10-07 06:00 | 0.27313
Coal | GB | 2018-10-07 07:00 | 0.27313
Coal | GB | 2018-10-07 08:00 | 0.27313
Coal | GB | 2018-10-07 09:00 | 0.27313
Coal | GB | 2018-10-07 10:00 | 0.27313
Coal | GB | 2018-10-07 11:00 | 0.27313
Coal | GB | 2018-10-07 12:00 | 0.27313
Coal | GB | 2018-10-07 13:00 | 0.27313
Coal | GB | 2018-10-07 14:00 | 0.27313
Coal | GB | 2018-10-07 15:00 | 0.27313
Coal | GB | 2018-10-07 16:00 | 0.27313
Coal | GB | 2018-10-07 17:00 | 0.27313
Coal | GB | 2018-10-07 18:00 | 0.27313
Coal | GB | 2018-10-07 19:00 | 0.27313
Coal | GB | 2018-10-07 20:00 | 0.27313
Coal | GB | 2018-10-07 21:00 | 0.27313
Coal | GB | 2018-10-07 22:00 | 0.27313
Coal | GB | 2018-10-07 23:00 | 0.27313
Coal | GB | 2018-10-08 | 0.27313
Coal | GB | 2018-10-08 01:00 | 0.27313
Coal | GB | 2018-10-08 02:00 | 0.27313
Coal | GB | 2018-10-08 03:00 | 0.27313
Coal | GB | 2018-10-08 04:00 | 0.3287
Coal | GB | 2018-10-08 05:00 | 0.3287
Coal | GB | 2018-10-08 06:00 | 0.28468
Coal | GB | 2018-10-08 07:00 | 0.28468
Coal | GB | 2018-10-08 08:00 | 0.32756
Coal | GB | 2018-10-08 09:00 | 0.28074
Coal | GB | 2018-10-08 10:00 | 0.30699
Coal | GB | 2018-10-08 11:00 | 0.30699
Coal | GB | 2018-10-08 12:00 | 0.31312
Coal | GB | 2018-10-08 13:00 | 0.31837
Coal | GB | 2018-10-08 14:00 | 0.31837
Coal | GB | 2018-10-08 15:00 | 0.31837
Coal | GB | 2018-10-08 16:00 | 0.31137
Coal | GB | 2018-10-08 17:00 | 0.32099
Coal | GB | 2018-10-08 18:00 | 0.32099
Coal | GB | 2018-10-08 19:00 | 0.32099
Coal | GB | 2018-10-08 20:00 | 0.32099
Coal | GB | 2018-10-08 21:00 | 0.31137
Coal | GB | 2018-10-08 22:00 | 0.32099
Coal | GB | 2018-10-08 23:00 | 0.32099
Coal | GB | 2018-10-09 | 0.40921
Coal | GB | 2018-10-09 01:00 | 0.42933
Coal | GB | 2018-10-09 02:00 | 0.42933
Coal | GB | 2018-10-09 03:00 | 0.42933
Coal | GB | 2018-10-09 04:00 | 0.42933
Coal | GB | 2018-10-09 05:00 | 0.37289
Coal | GB | 2018-10-09 06:00 | 0.31268
Coal | GB | 2018-10-09 07:00 | 0.36519
Coal | GB | 2018-10-09 08:00 | 0.3805
Coal | GB | 2018-10-09 09:00 | 0.3805
Coal | GB | 2018-10-09 10:00 | 0.37
Coal | GB | 2018-10-09 11:00 | 0.37
Coal | GB | 2018-10-09 12:00 | 0.37
Coal | GB | 2018-10-09 13:00 | 0.37
Coal | GB | 2018-10-09 14:00 | 0.37
Coal | GB | 2018-10-09 15:00 | 0.37
Coal | GB | 2018-10-09 16:00 | 0.37
Coal | GB | 2018-10-09 17:00 | 0.37
Coal | GB | 2018-10-09 18:00 | 0.37
Coal | GB | 2018-10-09 19:00 | 0.36606
Coal | GB | 2018-10-09 20:00 | 0.37788
Coal | GB | 2018-10-09 21:00 | 0.37788
Coal | GB | 2018-10-09 22:00 | 0.3735
Coal | GB | 2018-10-09 23:00 | 0.37788
Coal | GB | 2018-10-10 | 0.38619
Coal | GB | 2018-10-10 01:00 | 0.43021
Coal | GB | 2018-10-10 02:00 | 0.43021
Coal | GB | 2018-10-10 03:00 | 0.43021
Coal | GB | 2018-10-10 04:00 | 0.43021
Coal | GB | 2018-10-10 05:00 | 0.43021
Coal | GB | 2018-10-10 06:00 | 0.37376
Coal | GB | 2018-10-10 07:00 | 0.37376
Coal | GB | 2018-10-10 08:00 | 0.37376
Coal | GB | 2018-10-10 09:00 | 0.43021
Coal | GB | 2018-10-10 10:00 | 0.42715
Coal | GB | 2018-10-10 11:00 | 0.42715
Coal | GB | 2018-10-10 12:00 | 0.42715
Coal | GB | 2018-10-10 13:00 | 0.42321
Coal | GB | 2018-10-10 14:00 | 0.4289
Coal | GB | 2018-10-10 15:00 | 0.4289
Coal | GB | 2018-10-10 16:00 | 0.4289
Coal | GB | 2018-10-10 17:00 | 0.42277
Coal | GB | 2018-10-10 18:00 | 0.41183
Coal | GB | 2018-10-10 19:00 | 0.41008
Coal | GB | 2018-10-10 20:00 | 0.41008
Coal | GB | 2018-10-10 21:00 | 0.40921
Coal | GB | 2018-10-10 22:00 | 0.40921
Coal | GB | 2018-10-10 23:00 | 0.42058
Coal | GB | 2018-10-11 | 0.42058
Coal | GB | 2018-10-11 01:00 | 0.42058
Coal | GB | 2018-10-11 02:00 | 0.42058
Coal | GB | 2018-10-11 03:00 | 0.42058
Coal | GB | 2018-10-11 04:00 | 0.42058
Coal | GB | 2018-10-11 05:00 | 0.42058
Coal | GB | 2018-10-11 06:00 | 0.42058
Coal | GB | 2018-10-11 07:00 | 0.44115
Coal | GB | 2018-10-11 08:00 | 0.47309
Coal | GB | 2018-10-11 09:00 | 0.47309
Coal | GB | 2018-10-11 10:00 | 0.47309
Coal | GB | 2018-10-11 11:00 | 0.47309
Coal | GB | 2018-10-11 12:00 | 0.47309
Coal | GB | 2018-10-11 13:00 | 0.47309
Coal | GB | 2018-10-11 14:00 | 0.47309
Coal | GB | 2018-10-11 15:00 | 0.47309
Coal | GB | 2018-10-11 16:00 | 0.47309
Coal | GB | 2018-10-11 17:00 | 0.47309
Coal | GB | 2018-10-11 18:00 | 0.47309
Coal | GB | 2018-10-11 19:00 | 0.47309
Coal | GB | 2018-10-11 20:00 | 0.47309
Coal | GB | 2018-10-11 21:00 | 0.47309
Coal | GB | 2018-10-11 22:00 | 0.47309
Coal | GB | 2018-10-11 23:00 | 0.47309
Coal | GB | 2018-10-12 | 0.47703
Coal | GB | 2018-10-12 01:00 | 0.43353
Coal | GB | 2018-10-12 02:00 | 0.43353
Coal | GB | 2018-10-12 03:00 | 0.43353
Coal | GB | 2018-10-12 04:00 | 0.43353
Coal | GB | 2018-10-12 05:00 | 0.43353
Coal | GB | 2018-10-12 06:00 | 0.47755
Coal | GB | 2018-10-12 07:00 | 0.47755
Coal | GB | 2018-10-12 08:00 | 0.47755
Coal | GB | 2018-10-12 09:00 | 0.57557
Coal | GB | 2018-10-12 10:00 | 0.47405
Coal | GB | 2018-10-12 11:00 | 0.47405
Coal | GB | 2018-10-12 12:00 | 0.47405
Coal | GB | 2018-10-12 13:00 | 0.47405
Coal | GB | 2018-10-12 14:00 | 0.47405
Coal | GB | 2018-10-12 15:00 | 0.47405
Coal | GB | 2018-10-12 16:00 | 0.47405
Coal | GB | 2018-10-12 17:00 | 0.47405
Coal | GB | 2018-10-12 18:00 | 0.47405
Coal | GB | 2018-10-12 19:00 | 0.47405
Coal | GB | 2018-10-12 20:00 | 0.47405
Coal | GB | 2018-10-12 21:00 | 0.47405
Coal | GB | 2018-10-12 22:00 | 0.41761
Coal | GB | 2018-10-12 23:00 | 0.41761
Coal | GB | 2018-10-13 | 0.41761
Coal | GB | 2018-10-13 01:00 | 0.41761
Coal | GB | 2018-10-13 02:00 | 0.41761
Coal | GB | 2018-10-13 03:00 | 0.41761
Coal | GB | 2018-10-13 04:00 | 0.41761
Coal | GB | 2018-10-13 05:00 | 0.41761
Coal | GB | 2018-10-13 06:00 | 0.41761
Coal | GB | 2018-10-13 07:00 | 0.41761
Coal | GB | 2018-10-13 08:00 | 0.41761
Coal | GB | 2018-10-13 09:00 | 0.41761
Coal | GB | 2018-10-13 10:00 | 0.41761
Coal | GB | 2018-10-13 11:00 | 0.41761
Coal | GB | 2018-10-13 12:00 | 0.41761
Coal | GB | 2018-10-13 13:00 | 0.41761
Coal | GB | 2018-10-13 14:00 | 0.41761
Coal | GB | 2018-10-13 15:00 | 0.41761
Coal | GB | 2018-10-13 16:00 | 0.41761
Coal | GB | 2018-10-13 17:00 | 0.41761
Coal | GB | 2018-10-13 18:00 | 0.41761
Coal | GB | 2018-10-13 19:00 | 0.41761
Coal | GB | 2018-10-13 20:00 | 0.41761
Coal | GB | 2018-10-13 21:00 | 0.41761
Coal | GB | 2018-10-13 22:00 | 0.41761
Coal | GB | 2018-10-13 23:00 | 0.41761
Coal | GB | 2018-10-14 | 0.41761
Coal | GB | 2018-10-14 01:00 | 0.41761
Coal | GB | 2018-10-14 02:00 | 0.41761
Coal | GB | 2018-10-14 03:00 | 0.41761
Coal | GB | 2018-10-14 04:00 | 0.41761
Coal | GB | 2018-10-14 05:00 | 0.41761
Coal | GB | 2018-10-14 06:00 | 0.4611
Coal | GB | 2018-10-14 07:00 | 0.4611
Coal | GB | 2018-10-14 08:00 | 0.4611
Coal | GB | 2018-10-14 09:00 | 0.4611
Coal | GB | 2018-10-14 10:00 | 0.4611
Coal | GB | 2018-10-14 11:00 | 0.4611
Coal | GB | 2018-10-14 12:00 | 0.4611
Coal | GB | 2018-10-14 13:00 | 0.4611
Coal | GB | 2018-10-14 14:00 | 0.4611
Coal | GB | 2018-10-14 15:00 | 0.4611
Coal | GB | 2018-10-14 16:00 | 0.4611
Coal | GB | 2018-10-14 17:00 | 0.45611
Coal | GB | 2018-10-14 18:00 | 0.45611
Coal | GB | 2018-10-14 19:00 | 0.44237
Coal | GB | 2018-10-14 20:00 | 0.44237
Coal | GB | 2018-10-14 21:00 | 0.44237
Coal | GB | 2018-10-14 22:00 | 0.4611
Coal | GB | 2018-10-14 23:00 | 0.4611
Coal | GB | 2018-10-15 | 0.4611
Coal | GB | 2018-10-15 01:00 | 0.45611
Coal | GB | 2018-10-15 02:00 | 0.45611
Coal | GB | 2018-10-15 03:00 | 0.45611
Coal | GB | 2018-10-15 04:00 | 0.45611
Coal | GB | 2018-10-15 05:00 | 0.40929
Coal | GB | 2018-10-15 06:00 | 0.40929
Coal | GB | 2018-10-15 07:00 | 0.40929
Coal | GB | 2018-10-15 08:00 | 0.40929
Coal | GB | 2018-10-15 09:00 | 0.3658
Coal | GB | 2018-10-15 10:00 | 0.3658
Coal | GB | 2018-10-15 11:00 | 0.36309
Coal | GB | 2018-10-15 12:00 | 0.34944
Coal | GB | 2018-10-15 13:00 | 0.35049
Coal | GB | 2018-10-15 14:00 | 0.34944
Coal | GB | 2018-10-15 15:00 | 0.45427
Coal | GB | 2018-10-15 16:00 | 0.45427
Coal | GB | 2018-10-15 17:00 | 0.45865
Coal | GB | 2018-10-15 18:00 | 0.45865
Coal | GB | 2018-10-15 19:00 | 0.45865
Coal | GB | 2018-10-15 20:00 | 0.45865
Coal | GB | 2018-10-15 21:00 | 0.45865
Coal | GB | 2018-10-15 22:00 | 0.45865
Coal | GB | 2018-10-15 23:00 | 0.45865
Coal | GB | 2018-10-16 | 0.45865
Coal | GB | 2018-10-16 01:00 | 0.50214
Coal | GB | 2018-10-16 02:00 | 0.40413
Coal | GB | 2018-10-16 03:00 | 0.40413
Coal | GB | 2018-10-16 04:00 | 0.40413
Coal | GB | 2018-10-16 05:00 | 0.40413
Coal | GB | 2018-10-16 06:00 | 0.44762
Coal | GB | 2018-10-16 07:00 | 0.44762
Coal | GB | 2018-10-16 08:00 | 0.44762
Coal | GB | 2018-10-16 09:00 | 0.49926
Coal | GB | 2018-10-16 10:00 | 0.50188
Coal | GB | 2018-10-16 11:00 | 0.50188
Coal | GB | 2018-10-16 12:00 | 0.50407
Coal | GB | 2018-10-16 13:00 | 0.50249
Coal | GB | 2018-10-16 14:00 | 0.60051
Coal | GB | 2018-10-16 15:00 | 0.60532
Coal | GB | 2018-10-16 16:00 | 0.60532
Coal | GB | 2018-10-16 17:00 | 0.60532
Coal | GB | 2018-10-16 18:00 | 0.61363
Coal | GB | 2018-10-16 19:00 | 0.61731
Coal | GB | 2018-10-16 20:00 | 0.61731
Coal | GB | 2018-10-16 21:00 | 0.61731
Coal | GB | 2018-10-16 22:00 | 0.61731
Coal | GB | 2018-10-16 23:00 | 0.61731
Coal | GB | 2018-10-17 | 0.61906
Coal | GB | 2018-10-17 01:00 | 0.61862
Coal | GB | 2018-10-17 02:00 | 0.61906
Coal | GB | 2018-10-17 03:00 | 0.61906
Coal | GB | 2018-10-17 04:00 | 0.61906
Coal | GB | 2018-10-17 05:00 | 0.57924
Coal | GB | 2018-10-17 06:00 | 0.57924
Coal | GB | 2018-10-17 07:00 | 0.59202
Coal | GB | 2018-10-17 08:00 | 0.5809
Coal | GB | 2018-10-17 09:00 | 0.61819
Coal | GB | 2018-10-17 10:00 | 0.57399
Coal | GB | 2018-10-17 11:00 | 0.57399
Coal | GB | 2018-10-17 12:00 | 0.57399
Coal | GB | 2018-10-17 13:00 | 0.56918
Coal | GB | 2018-10-17 14:00 | 0.57399
Coal | GB | 2018-10-17 15:00 | 0.61819
Coal | GB | 2018-10-17 16:00 | 0.61819
Coal | GB | 2018-10-17 17:00 | 0.61792
Coal | GB | 2018-10-17 18:00 | 0.60926
Coal | GB | 2018-10-17 19:00 | 0.61057
Coal | GB | 2018-10-17 20:00 | 0.61057
Coal | GB | 2018-10-17 21:00 | 0.61819
Coal | GB | 2018-10-17 22:00 | 0.61906
Coal | GB | 2018-10-17 23:00 | 0.61775
Coal | GB | 2018-10-18 | 0.61775
Coal | GB | 2018-10-18 01:00 | 0.57425
Coal | GB | 2018-10-18 02:00 | 0.57425
Coal | GB | 2018-10-18 03:00 | 0.57557
Coal | GB | 2018-10-18 04:00 | 0.57557
Coal | GB | 2018-10-18 05:00 | 0.57557
Coal | GB | 2018-10-18 06:00 | 0.57557
Coal | GB | 2018-10-18 07:00 | 0.57557
Coal | GB | 2018-10-18 08:00 | 0.57557
Coal | GB | 2018-10-18 09:00 | 0.57338
Coal | GB | 2018-10-18 10:00 | 0.56463
Coal | GB | 2018-10-18 11:00 | 0.57557
Coal | GB | 2018-10-18 12:00 | 0.57557
Coal | GB | 2018-10-18 13:00 | 0.57557
Coal | GB | 2018-10-18 14:00 | 0.57557
Coal | GB | 2018-10-18 15:00 | 0.55229
Coal | GB | 2018-10-18 16:00 | 0.55229
Coal | GB | 2018-10-18 17:00 | 0.55229
Coal | GB | 2018-10-18 18:00 | 0.55229
Coal | GB | 2018-10-18 19:00 | 0.55229
Coal | GB | 2018-10-18 20:00 | 0.55229
Coal | GB | 2018-10-18 21:00 | 0.55229
Coal | GB | 2018-10-18 22:00 | 0.55229
Coal | GB | 2018-10-18 23:00 | 0.55229
Coal | GB | 2018-10-19 | 0.50827
Coal | GB | 2018-10-19 01:00 | 0.50827
Coal | GB | 2018-10-19 02:00 | 0.50827
Coal | GB | 2018-10-19 03:00 | 0.50827
Coal | GB | 2018-10-19 04:00 | 0.50827
Coal | GB | 2018-10-19 05:00 | 0.50827
Coal | GB | 2018-10-19 06:00 | 0.50827
Coal | GB | 2018-10-19 07:00 | 0.50258
Coal | GB | 2018-10-19 08:00 | 0.50258
Coal | GB | 2018-10-19 09:00 | 0.50827
Coal | GB | 2018-10-19 10:00 | 0.50827
Coal | GB | 2018-10-19 11:00 | 0.50827
Coal | GB | 2018-10-19 12:00 | 0.50827
Coal | GB | 2018-10-19 13:00 | 0.50827
Coal | GB | 2018-10-19 14:00 | 0.46408
Coal | GB | 2018-10-19 15:00 | 0.46408
Coal | GB | 2018-10-19 16:00 | 0.46408
Coal | GB | 2018-10-19 17:00 | 0.46408
Coal | GB | 2018-10-19 18:00 | 0.46408
Coal | GB | 2018-10-19 19:00 | 0.4583
Coal | GB | 2018-10-19 20:00 | 0.43371
Coal | GB | 2018-10-19 21:00 | 0.46408
Coal | GB | 2018-10-19 22:00 | 0.44701
Coal | GB | 2018-10-19 23:00 | 0.43257
Coal | GB | 2018-10-20 | 0.38532
Coal | GB | 2018-10-20 01:00 | 0.38663
Coal | GB | 2018-10-20 02:00 | 0.38663
Coal | GB | 2018-10-20 03:00 | 0.38663
Coal | GB | 2018-10-20 04:00 | 0.38663
Coal | GB | 2018-10-20 05:00 | 0.38663
Coal | GB | 2018-10-20 06:00 | 0.38663
Coal | GB | 2018-10-20 07:00 | 0.38663
Coal | GB | 2018-10-20 08:00 | 0.38663
Coal | GB | 2018-10-20 09:00 | 0.38663
Coal | GB | 2018-10-20 10:00 | 0.38663
Coal | GB | 2018-10-20 11:00 | 0.38663
Coal | GB | 2018-10-20 12:00 | 0.38663
Coal | GB | 2018-10-20 13:00 | 0.38663
Coal | GB | 2018-10-20 14:00 | 0.38663
Coal | GB | 2018-10-20 15:00 | 0.38663
Coal | GB | 2018-10-20 16:00 | 0.38663
Coal | GB | 2018-10-20 17:00 | 0.38663
Coal | GB | 2018-10-20 18:00 | 0.43082
Coal | GB | 2018-10-20 19:00 | 0.43082
Coal | GB | 2018-10-20 20:00 | 0.43082
Coal | GB | 2018-10-20 21:00 | 0.43082
Coal | GB | 2018-10-20 22:00 | 0.43082
Coal | GB | 2018-10-20 23:00 | 0.43082
Coal | GB | 2018-10-21 | 0.43082
Coal | GB | 2018-10-21 01:00 | 0.34208
Coal | GB | 2018-10-21 02:00 | 0.34208
Coal | GB | 2018-10-21 03:00 | 0.34208
Coal | GB | 2018-10-21 04:00 | 0.34208
Coal | GB | 2018-10-21 05:00 | 0.34208
Coal | GB | 2018-10-21 06:00 | 0.3861
Coal | GB | 2018-10-21 07:00 | 0.3861
Coal | GB | 2018-10-21 08:00 | 0.3861
Coal | GB | 2018-10-21 09:00 | 0.3861
Coal | GB | 2018-10-21 10:00 | 0.3861
Coal | GB | 2018-10-21 11:00 | 0.3861
Coal | GB | 2018-10-21 12:00 | 0.3861
Coal | GB | 2018-10-21 13:00 | 0.3861
Coal | GB | 2018-10-21 14:00 | 0.3861
Coal | GB | 2018-10-21 15:00 | 0.3861
Coal | GB | 2018-10-21 16:00 | 0.43038
Coal | GB | 2018-10-21 17:00 | 0.43038
Coal | GB | 2018-10-21 18:00 | 0.47388
Coal | GB | 2018-10-21 19:00 | 0.47388
Coal | GB | 2018-10-21 20:00 | 0.47388
Coal | GB | 2018-10-21 21:00 | 0.47388
Coal | GB | 2018-10-21 22:00 | 0.47388
Coal | GB | 2018-10-21 23:00 | 0.47388
Coal | GB | 2018-10-22 | 0.42986
Coal | GB | 2018-10-22 01:00 | 0.42986
Coal | GB | 2018-10-22 02:00 | 0.42986
Coal | GB | 2018-10-22 03:00 | 0.42986
Coal | GB | 2018-10-22 04:00 | 0.42986
Coal | GB | 2018-10-22 05:00 | 0.42986
Coal | GB | 2018-10-22 06:00 | 0.42986
Coal | GB | 2018-10-22 07:00 | 0.42986
Coal | GB | 2018-10-22 08:00 | 0.42986
Coal | GB | 2018-10-22 09:00 | 0.42592
Coal | GB | 2018-10-22 10:00 | 0.42592
Coal | GB | 2018-10-22 11:00 | 0.42592
Coal | GB | 2018-10-22 12:00 | 0.42592
Coal | GB | 2018-10-22 13:00 | 0.42592
Coal | GB | 2018-10-22 14:00 | 0.42592
Coal | GB | 2018-10-22 15:00 | 0.42986
Coal | GB | 2018-10-22 16:00 | 0.42986
Coal | GB | 2018-10-22 17:00 | 0.42986
Coal | GB | 2018-10-22 18:00 | 0.42986
Coal | GB | 2018-10-22 19:00 | 0.42592
Coal | GB | 2018-10-22 20:00 | 0.42592
Coal | GB | 2018-10-22 21:00 | 0.42592
Coal | GB | 2018-10-22 22:00 | 0.47029
Coal | GB | 2018-10-22 23:00 | 0.47029
Coal | GB | 2018-10-23 | 0.51825
Coal | GB | 2018-10-23 01:00 | 0.51825
Coal | GB | 2018-10-23 02:00 | 0.51825
Coal | GB | 2018-10-23 03:00 | 0.51825
Coal | GB | 2018-10-23 04:00 | 0.51825
Coal | GB | 2018-10-23 05:00 | 0.51825
Coal | GB | 2018-10-23 06:00 | 0.47423
Coal | GB | 2018-10-23 07:00 | 0.47423
Coal | GB | 2018-10-23 08:00 | 0.47204
Coal | GB | 2018-10-23 09:00 | 0.47204
Coal | GB | 2018-10-23 10:00 | 0.47292
Coal | GB | 2018-10-23 11:00 | 0.47292
Coal | GB | 2018-10-23 12:00 | 0.47292
Coal | GB | 2018-10-23 13:00 | 0.47292
Coal | GB | 2018-10-23 14:00 | 0.47292
Coal | GB | 2018-10-23 15:00 | 0.47292
Coal | GB | 2018-10-23 16:00 | 0.47292
Coal | GB | 2018-10-23 17:00 | 0.47292
Coal | GB | 2018-10-23 18:00 | 0.51728
Coal | GB | 2018-10-23 19:00 | 0.5186
Coal | GB | 2018-10-23 20:00 | 0.5186
Coal | GB | 2018-10-23 21:00 | 0.5186
Coal | GB | 2018-10-23 22:00 | 0.5186
Coal | GB | 2018-10-23 23:00 | 0.5186
Coal | GB | 2018-10-24 | 0.5186
Coal | GB | 2018-10-24 01:00 | 0.5186
Coal | GB | 2018-10-24 02:00 | 0.5186
Coal | GB | 2018-10-24 03:00 | 0.5186
Coal | GB | 2018-10-24 04:00 | 0.5186
Coal | GB | 2018-10-24 05:00 | 0.5186
Coal | GB | 2018-10-24 06:00 | 0.5186
Coal | GB | 2018-10-24 07:00 | 0.5186
Coal | GB | 2018-10-24 08:00 | 0.5186
Coal | GB | 2018-10-24 09:00 | 0.5186
Coal | GB | 2018-10-24 10:00 | 0.5186
Coal | GB | 2018-10-24 11:00 | 0.5186
Coal | GB | 2018-10-24 12:00 | 0.5186
Coal | GB | 2018-10-24 13:00 | 0.5186
Coal | GB | 2018-10-24 14:00 | 0.5186
Coal | GB | 2018-10-24 15:00 | 0.5186
Coal | GB | 2018-10-24 16:00 | 0.5186
Coal | GB | 2018-10-24 17:00 | 0.5186
Coal | GB | 2018-10-24 18:00 | 0.52192
Coal | GB | 2018-10-24 19:00 | 0.52192
Coal | GB | 2018-10-24 20:00 | 0.52192
Coal | GB | 2018-10-24 21:00 | 0.52192
Coal | GB | 2018-10-24 22:00 | 0.52192
Coal | GB | 2018-10-24 23:00 | 0.52192
Coal | GB | 2018-10-25 | 0.52192
Coal | GB | 2018-10-25 01:00 | 0.52192
Coal | GB | 2018-10-25 02:00 | 0.52192
Coal | GB | 2018-10-25 03:00 | 0.52192
Coal | GB | 2018-10-25 04:00 | 0.52192
Coal | GB | 2018-10-25 05:00 | 0.52192
Coal | GB | 2018-10-25 06:00 | 0.52192
Coal | GB | 2018-10-25 07:00 | 0.52192
Coal | GB | 2018-10-25 08:00 | 0.52192
Coal | GB | 2018-10-25 09:00 | 0.52192
Coal | GB | 2018-10-25 10:00 | 0.52192
Coal | GB | 2018-10-25 11:00 | 0.52192
Coal | GB | 2018-10-25 12:00 | 0.52192
Coal | GB | 2018-10-25 13:00 | 0.52192
Coal | GB | 2018-10-25 14:00 | 0.52192
Coal | GB | 2018-10-25 15:00 | 0.52192
Coal | GB | 2018-10-25 16:00 | 0.51938
Coal | GB | 2018-10-25 17:00 | 0.50915
Coal | GB | 2018-10-25 18:00 | 0.51693
Coal | GB | 2018-10-25 19:00 | 0.51755
Coal | GB | 2018-10-25 20:00 | 0.51755
Coal | GB | 2018-10-25 21:00 | 0.51755
Coal | GB | 2018-10-25 22:00 | 0.51755
Coal | GB | 2018-10-25 23:00 | 0.51755
Coal | GB | 2018-10-26 | 0.47335
Coal | GB | 2018-10-26 01:00 | 0.51737
Coal | GB | 2018-10-26 02:00 | 0.51693
Coal | GB | 2018-10-26 03:00 | 0.47318
Coal | GB | 2018-10-26 04:00 | 0.47318
Coal | GB | 2018-10-26 05:00 | 0.47318
Coal | GB | 2018-10-26 06:00 | 0.47318
Coal | GB | 2018-10-26 07:00 | 0.47318
Coal | GB | 2018-10-26 08:00 | 0.47318
Coal | GB | 2018-10-26 09:00 | 0.46906
Coal | GB | 2018-10-26 10:00 | 0.46906
Coal | GB | 2018-10-26 11:00 | 0.46906
Coal | GB | 2018-10-26 12:00 | 0.46906
Coal | GB | 2018-10-26 13:00 | 0.42662
Coal | GB | 2018-10-26 14:00 | 0.42662
Coal | GB | 2018-10-26 15:00 | 0.42662
Coal | GB | 2018-10-26 16:00 | 0.42662
Coal | GB | 2018-10-26 17:00 | 0.42662
Coal | GB | 2018-10-26 18:00 | 0.42662
Coal | GB | 2018-10-26 19:00 | 0.42662
Coal | GB | 2018-10-26 20:00 | 0.42662
Coal | GB | 2018-10-26 21:00 | 0.42662
Coal | GB | 2018-10-26 22:00 | 0.42662
Coal | GB | 2018-10-26 23:00 | 0.42662
Coal | GB | 2018-10-27 | 0.38724
Coal | GB | 2018-10-27 01:00 | 0.29885
Coal | GB | 2018-10-27 02:00 | 0.29885
Coal | GB | 2018-10-27 03:00 | 0.29885
Coal | GB | 2018-10-27 04:00 | 0.29885
Coal | GB | 2018-10-27 05:00 | 0.29885
Coal | GB | 2018-10-27 06:00 | 0.29885
Coal | GB | 2018-10-27 07:00 | 0.33797
Coal | GB | 2018-10-27 08:00 | 0.34235
Coal | GB | 2018-10-27 09:00 | 0.34235
Coal | GB | 2018-10-27 10:00 | 0.34235
Coal | GB | 2018-10-27 11:00 | 0.34235
Coal | GB | 2018-10-27 12:00 | 0.34235
Coal | GB | 2018-10-27 13:00 | 0.34235
Coal | GB | 2018-10-27 14:00 | 0.34235
Coal | GB | 2018-10-27 15:00 | 0.34235
Coal | GB | 2018-10-27 16:00 | 0.34235
Coal | GB | 2018-10-27 17:00 | 0.34235
Coal | GB | 2018-10-27 18:00 | 0.34235
Coal | GB | 2018-10-27 19:00 | 0.34235
Coal | GB | 2018-10-27 20:00 | 0.34235
Coal | GB | 2018-10-27 21:00 | 0.34235
Coal | GB | 2018-10-27 22:00 | 0.34235
Coal | GB | 2018-10-27 23:00 | 0.34235
Coal | GB | 2018-10-28 | 0.34235
Coal | GB | 2018-10-28 01:00 | 0.38654
Coal | GB | 2018-10-28 02:00 | 0.38654
Coal | GB | 2018-10-28 03:00 | 0.38654
Coal | GB | 2018-10-28 04:00 | 0.38654
Coal | GB | 2018-10-28 05:00 | 0.38654
Coal | GB | 2018-10-28 06:00 | 0.38654
Coal | GB | 2018-10-28 07:00 | 0.38654
Coal | GB | 2018-10-28 08:00 | 0.38654
Coal | GB | 2018-10-28 09:00 | 0.38654
Coal | GB | 2018-10-28 10:00 | 0.38654
Coal | GB | 2018-10-28 11:00 | 0.38654
Coal | GB | 2018-10-28 12:00 | 0.38654
Coal | GB | 2018-10-28 13:00 | 0.38654
Coal | GB | 2018-10-28 14:00 | 0.38654
Coal | GB | 2018-10-28 15:00 | 0.3945
Coal | GB | 2018-10-28 16:00 | 0.43073
Coal | GB | 2018-10-28 17:00 | 0.43073
Coal | GB | 2018-10-28 18:00 | 0.41621
Coal | GB | 2018-10-28 19:00 | 0.41621
Coal | GB | 2018-10-28 20:00 | 0.41621
Coal | GB | 2018-10-28 21:00 | 0.45865
Coal | GB | 2018-10-28 22:00 | 0.45865
Coal | GB | 2018-10-28 23:00 | 0.45865
Coal | GB | 2018-10-29 | 0.45865
Coal | GB | 2018-10-29 01:00 | 0.45865
Coal | GB | 2018-10-29 02:00 | 0.45865
Coal | GB | 2018-10-29 03:00 | 0.45865
Coal | GB | 2018-10-29 04:00 | 0.40221
Coal | GB | 2018-10-29 05:00 | 0.44657
Coal | GB | 2018-10-29 06:00 | 0.49059
Coal | GB | 2018-10-29 07:00 | 0.45322
Coal | GB | 2018-10-29 08:00 | 0.43441
Coal | GB | 2018-10-29 09:00 | 0.53785
Coal | GB | 2018-10-29 10:00 | 0.55063
Coal | GB | 2018-10-29 11:00 | 0.55063
Coal | GB | 2018-10-29 12:00 | 0.56463
Coal | GB | 2018-10-29 13:00 | 0.56463
Coal | GB | 2018-10-29 14:00 | 0.56463
Coal | GB | 2018-10-29 15:00 | 0.56463
Coal | GB | 2018-10-29 16:00 | 0.56463
Coal | GB | 2018-10-29 17:00 | 0.59568
Coal | GB | 2018-10-29 18:00 | 0.5881
Coal | GB | 2018-10-29 19:00 | 0.56463
Coal | GB | 2018-10-29 20:00 | 0.56463
Coal | GB | 2018-10-29 21:00 | 0.56594
Coal | GB | 2018-10-29 22:00 | 0.56594
Coal | GB | 2018-10-29 23:00 | 0.56594
Coal | GB | 2018-10-30 | 0.52175
Coal | GB | 2018-10-30 01:00 | 0.52175
Coal | GB | 2018-10-30 02:00 | 0.52175
Coal | GB | 2018-10-30 03:00 | 0.52175
Coal | GB | 2018-10-30 04:00 | 0.52175
Coal | GB | 2018-10-30 05:00 | 0.48753
Coal | GB | 2018-10-30 06:00 | 0.47773
Coal | GB | 2018-10-30 07:00 | 0.47773
Coal | GB | 2018-10-30 08:00 | 0.52175
Coal | GB | 2018-10-30 09:00 | 0.52175
Coal | GB | 2018-10-30 10:00 | 0.51798
Coal | GB | 2018-10-30 11:00 | 0.52175
Coal | GB | 2018-10-30 12:00 | 0.52175
Coal | GB | 2018-10-30 13:00 | 0.51273
Coal | GB | 2018-10-30 14:00 | 0.5095
Coal | GB | 2018-10-30 15:00 | 0.51851
Coal | GB | 2018-10-30 16:00 | 0.51676
Coal | GB | 2018-10-30 17:00 | 0.58648
Coal | GB | 2018-10-30 18:00 | 0.61667
Coal | GB | 2018-10-30 19:00 | 0.61078
Coal | GB | 2018-10-30 20:00 | 0.54396
Coal | GB | 2018-10-30 21:00 | 0.52481
Coal | GB | 2018-10-30 22:00 | 0.52481
Coal | GB | 2018-10-30 23:00 | 0.52481
Coal | GB | 2018-10-31 | 0.569
Coal | GB | 2018-10-31 01:00 | 0.569
Coal | GB | 2018-10-31 02:00 | 0.569
Coal | GB | 2018-10-31 03:00 | 0.569
Coal | GB | 2018-10-31 04:00 | 0.569
Coal | GB | 2018-10-31 05:00 | 0.569
Coal | GB | 2018-10-31 06:00 | 0.569
Coal | GB | 2018-10-31 07:00 | 0.569
Coal | GB | 2018-10-31 08:00 | 0.56507
Coal | GB | 2018-10-31 09:00 | 0.53566
Coal | GB | 2018-10-31 10:00 | 0.54249
Coal | GB | 2018-10-31 11:00 | 0.56507
Coal | GB | 2018-10-31 12:00 | 0.56682
Coal | GB | 2018-10-31 13:00 | 0.56682
Coal | GB | 2018-10-31 14:00 | 0.56769
Coal | GB | 2018-10-31 15:00 | 0.55631
Coal | GB | 2018-10-31 16:00 | 0.56769
Coal | GB | 2018-10-31 17:00 | 0.569
Coal | GB | 2018-10-31 18:00 | 0.569
Coal | GB | 2018-10-31 19:00 | 0.569
Coal | GB | 2018-10-31 20:00 | 0.569
Coal | GB | 2018-10-31 21:00 | 0.569
Coal | GB | 2018-10-31 22:00 | 0.569
Coal | GB | 2018-10-31 23:00 | 0.569
Coal | GB | 2018-11-01 | 0.569
Coal | GB | 2018-11-01 01:00 | 0.569
Coal | GB | 2018-11-01 02:00 | 0.569
Coal | GB | 2018-11-01 03:00 | 0.569
Coal | GB | 2018-11-01 04:00 | 0.569
Coal | GB | 2018-11-01 05:00 | 0.569
Coal | GB | 2018-11-01 06:00 | 0.569
Coal | GB | 2018-11-01 07:00 | 0.569
Coal | GB | 2018-11-01 08:00 | 0.55465
Coal | GB | 2018-11-01 09:00 | 0.51956
Coal | GB | 2018-11-01 10:00 | 0.52761
Coal | GB | 2018-11-01 11:00 | 0.52498
Coal | GB | 2018-11-01 12:00 | 0.52358
Coal | GB | 2018-11-01 13:00 | 0.52498
Coal | GB | 2018-11-01 14:00 | 0.52105
Coal | GB | 2018-11-01 15:00 | 0.52105
Coal | GB | 2018-11-01 16:00 | 0.52367
Coal | GB | 2018-11-01 17:00 | 0.52367
Coal | GB | 2018-11-01 18:00 | 0.52498
Coal | GB | 2018-11-01 19:00 | 0.52498
Coal | GB | 2018-11-01 20:00 | 0.51807
Coal | GB | 2018-11-01 21:00 | 0.52498
Coal | GB | 2018-11-01 22:00 | 0.50538
Coal | GB | 2018-11-01 23:00 | 0.48062
Coal | GB | 2018-11-02 | 0.48062
Coal | GB | 2018-11-02 01:00 | 0.48062
Coal | GB | 2018-11-02 02:00 | 0.48062
Coal | GB | 2018-11-02 03:00 | 0.48062
Coal | GB | 2018-11-02 04:00 | 0.48062
Coal | GB | 2018-11-02 05:00 | 0.48062
Coal | GB | 2018-11-02 06:00 | 0.48062
Coal | GB | 2018-11-02 07:00 | 0.45392
Coal | GB | 2018-11-02 08:00 | 0.44299
Coal | GB | 2018-11-02 09:00 | 0.44299
Coal | GB | 2018-11-02 10:00 | 0.44299
Coal | GB | 2018-11-02 11:00 | 0.42548
Coal | GB | 2018-11-02 12:00 | 0.41761
Coal | GB | 2018-11-02 13:00 | 0.4723
Coal | GB | 2018-11-02 14:00 | 0.4723
Coal | GB | 2018-11-02 15:00 | 0.4793
Coal | GB | 2018-11-02 16:00 | 0.4723
Coal | GB | 2018-11-02 17:00 | 0.47125
Coal | GB | 2018-11-02 18:00 | 0.47125
Coal | GB | 2018-11-02 19:00 | 0.47563
Coal | GB | 2018-11-02 20:00 | 0.47563
Coal | GB | 2018-11-02 21:00 | 0.47563
Coal | GB | 2018-11-02 22:00 | 0.43161
Coal | GB | 2018-11-02 23:00 | 0.43161
Coal | GB | 2018-11-03 | 0.43161
Coal | GB | 2018-11-03 01:00 | 0.43161
Coal | GB | 2018-11-03 02:00 | 0.43161
Coal | GB | 2018-11-03 03:00 | 0.43161
Coal | GB | 2018-11-03 04:00 | 0.43161
Coal | GB | 2018-11-03 05:00 | 0.43161
Coal | GB | 2018-11-03 06:00 | 0.43161
Coal | GB | 2018-11-03 07:00 | 0.47563
Coal | GB | 2018-11-03 08:00 | 0.46294
Coal | GB | 2018-11-03 09:00 | 0.46294
Coal | GB | 2018-11-03 10:00 | 0.46294
Coal | GB | 2018-11-03 11:00 | 0.46294
Coal | GB | 2018-11-03 12:00 | 0.46294
Coal | GB | 2018-11-03 13:00 | 0.47563
Coal | GB | 2018-11-03 14:00 | 0.47563
Coal | GB | 2018-11-03 15:00 | 0.47563
Coal | GB | 2018-11-03 16:00 | 0.45681
Coal | GB | 2018-11-03 17:00 | 0.51938
Coal | GB | 2018-11-03 18:00 | 0.53137
Coal | GB | 2018-11-03 19:00 | 0.53137
Coal | GB | 2018-11-03 20:00 | 0.52962
Coal | GB | 2018-11-03 21:00 | 0.52962
Coal | GB | 2018-11-03 22:00 | 0.527
Coal | GB | 2018-11-03 23:00 | 0.527
Coal | GB | 2018-11-04 | 0.527
Coal | GB | 2018-11-04 01:00 | 0.4835
Coal | GB | 2018-11-04 02:00 | 0.4835
Coal | GB | 2018-11-04 03:00 | 0.4835
Coal | GB | 2018-11-04 04:00 | 0.4835
Coal | GB | 2018-11-04 05:00 | 0.4835
Coal | GB | 2018-11-04 06:00 | 0.4835
Coal | GB | 2018-11-04 07:00 | 0.4835
Coal | GB | 2018-11-04 08:00 | 0.52752
Coal | GB | 2018-11-04 09:00 | 0.53759
Coal | GB | 2018-11-04 10:00 | 0.53102
Coal | GB | 2018-11-04 11:00 | 0.53102
Coal | GB | 2018-11-04 12:00 | 0.53102
Coal | GB | 2018-11-04 13:00 | 0.53102
Coal | GB | 2018-11-04 14:00 | 0.53102
Coal | GB | 2018-11-04 15:00 | 0.52962
Coal | GB | 2018-11-04 16:00 | 0.50591
Coal | GB | 2018-11-04 17:00 | 0.51343
Coal | GB | 2018-11-04 18:00 | 0.51483
Coal | GB | 2018-11-04 19:00 | 0.47974
Coal | GB | 2018-11-04 20:00 | 0.47974
Coal | GB | 2018-11-04 21:00 | 0.48525
Coal | GB | 2018-11-04 22:00 | 0.48525
Coal | GB | 2018-11-04 23:00 | 0.42881
Coal | GB | 2018-11-05 | 0.42881
Coal | GB | 2018-11-05 01:00 | 0.42881
Coal | GB | 2018-11-05 02:00 | 0.42881
Coal | GB | 2018-11-05 03:00 | 0.42881
Coal | GB | 2018-11-05 04:00 | 0.42706
Coal | GB | 2018-11-05 05:00 | 0.38357
Coal | GB | 2018-11-05 06:00 | 0.42793
Coal | GB | 2018-11-05 07:00 | 0.41857
Coal | GB | 2018-11-05 08:00 | 0.40737
Coal | GB | 2018-11-05 09:00 | 0.50556
Coal | GB | 2018-11-05 10:00 | 0.52498
Coal | GB | 2018-11-05 11:00 | 0.52498
Coal | GB | 2018-11-05 12:00 | 0.52498
Coal | GB | 2018-11-05 13:00 | 0.50853
Coal | GB | 2018-11-05 14:00 | 0.52498
Coal | GB | 2018-11-05 15:00 | 0.48149
Coal | GB | 2018-11-05 16:00 | 0.48149
Coal | GB | 2018-11-05 17:00 | 0.48237
Coal | GB | 2018-11-05 18:00 | 0.47213
Coal | GB | 2018-11-05 19:00 | 0.47213
Coal | GB | 2018-11-05 20:00 | 0.46381
Coal | GB | 2018-11-05 21:00 | 0.45305
Coal | GB | 2018-11-05 22:00 | 0.45305
Coal | GB | 2018-11-05 23:00 | 0.47038
Coal | GB | 2018-11-06 | 0.47405
Coal | GB | 2018-11-06 01:00 | 0.47405
Coal | GB | 2018-11-06 02:00 | 0.47405
Coal | GB | 2018-11-06 03:00 | 0.47405
Coal | GB | 2018-11-06 04:00 | 0.47405
Coal | GB | 2018-11-06 05:00 | 0.47405
Coal | GB | 2018-11-06 06:00 | 0.47405
Coal | GB | 2018-11-06 07:00 | 0.51037
Coal | GB | 2018-11-06 08:00 | 0.513
Coal | GB | 2018-11-06 09:00 | 0.51702
Coal | GB | 2018-11-06 10:00 | 0.51702
Coal | GB | 2018-11-06 11:00 | 0.51238
Coal | GB | 2018-11-06 12:00 | 0.51965
Coal | GB | 2018-11-06 13:00 | 0.52551
Coal | GB | 2018-11-06 14:00 | 0.52551
Coal | GB | 2018-11-06 15:00 | 0.48114
Coal | GB | 2018-11-06 16:00 | 0.48114
Coal | GB | 2018-11-06 17:00 | 0.50381
Coal | GB | 2018-11-06 18:00 | 0.50302
Coal | GB | 2018-11-06 19:00 | 0.50302
Coal | GB | 2018-11-06 20:00 | 0.50302
Coal | GB | 2018-11-06 21:00 | 0.52551
Coal | GB | 2018-11-06 22:00 | 0.52498
Coal | GB | 2018-11-06 23:00 | 0.52498
Coal | GB | 2018-11-07 | 0.52498
Coal | GB | 2018-11-07 01:00 | 0.52498
Coal | GB | 2018-11-07 02:00 | 0.52498
Coal | GB | 2018-11-07 03:00 | 0.52498
Coal | GB | 2018-11-07 04:00 | 0.52498
Coal | GB | 2018-11-07 05:00 | 0.569
Coal | GB | 2018-11-07 06:00 | 0.569
Coal | GB | 2018-11-07 07:00 | 0.55806
Coal | GB | 2018-11-07 08:00 | 0.569
Coal | GB | 2018-11-07 09:00 | 0.569
Coal | GB | 2018-11-07 10:00 | 0.62545
Coal | GB | 2018-11-07 11:00 | 0.62545
Coal | GB | 2018-11-07 12:00 | 0.62545
Coal | GB | 2018-11-07 13:00 | 0.59499
Coal | GB | 2018-11-07 14:00 | 0.58196
Coal | GB | 2018-11-07 15:00 | 0.58231
Coal | GB | 2018-11-07 16:00 | 0.60742
Coal | GB | 2018-11-07 17:00 | 0.6174
Coal | GB | 2018-11-07 18:00 | 0.62414
Coal | GB | 2018-11-07 19:00 | 0.6195
Coal | GB | 2018-11-07 20:00 | 0.6195
Coal | GB | 2018-11-07 21:00 | 0.62414
Coal | GB | 2018-11-07 22:00 | 0.62414
Coal | GB | 2018-11-07 23:00 | 0.62414
Coal | GB | 2018-11-08 | 0.62414
Coal | GB | 2018-11-08 01:00 | 0.57977
Coal | GB | 2018-11-08 02:00 | 0.57977
Coal | GB | 2018-11-08 03:00 | 0.57977
Coal | GB | 2018-11-08 04:00 | 0.57977
Coal | GB | 2018-11-08 05:00 | 0.57977
Coal | GB | 2018-11-08 06:00 | 0.57977
Coal | GB | 2018-11-08 07:00 | 0.58108
Coal | GB | 2018-11-08 08:00 | 0.58108
Coal | GB | 2018-11-08 09:00 | 0.58108
Coal | GB | 2018-11-08 10:00 | 0.58108
Coal | GB | 2018-11-08 11:00 | 0.58108
Coal | GB | 2018-11-08 12:00 | 0.57688
Coal | GB | 2018-11-08 13:00 | 0.5718
Coal | GB | 2018-11-08 14:00 | 0.5718
Coal | GB | 2018-11-08 15:00 | 0.56375
Coal | GB | 2018-11-08 16:00 | 0.56419
Coal | GB | 2018-11-08 17:00 | 0.57294
Coal | GB | 2018-11-08 18:00 | 0.57539
Coal | GB | 2018-11-08 19:00 | 0.57539
Coal | GB | 2018-11-08 20:00 | 0.57539
Coal | GB | 2018-11-08 21:00 | 0.57539
Coal | GB | 2018-11-08 22:00 | 0.57539
Coal | GB | 2018-11-08 23:00 | 0.57539
Coal | GB | 2018-11-09 | 0.55526
Coal | GB | 2018-11-09 01:00 | 0.57539
Coal | GB | 2018-11-09 02:00 | 0.57539
Coal | GB | 2018-11-09 03:00 | 0.56918
Coal | GB | 2018-11-09 04:00 | 0.53137
Coal | GB | 2018-11-09 05:00 | 0.52875
Coal | GB | 2018-11-09 06:00 | 0.53137
Coal | GB | 2018-11-09 07:00 | 0.53137
Coal | GB | 2018-11-09 08:00 | 0.53137
Coal | GB | 2018-11-09 09:00 | 0.52437
Coal | GB | 2018-11-09 10:00 | 0.48718
Coal | GB | 2018-11-09 11:00 | 0.48718
Coal | GB | 2018-11-09 12:00 | 0.48718
Coal | GB | 2018-11-09 13:00 | 0.48718
Coal | GB | 2018-11-09 14:00 | 0.48718
Coal | GB | 2018-11-09 15:00 | 0.48718
Coal | GB | 2018-11-09 16:00 | 0.48718
Coal | GB | 2018-11-09 17:00 | 0.48525
Coal | GB | 2018-11-09 18:00 | 0.48718
Coal | GB | 2018-11-09 19:00 | 0.48718
Coal | GB | 2018-11-09 20:00 | 0.48718
Coal | GB | 2018-11-09 21:00 | 0.48718
Coal | GB | 2018-11-09 22:00 | 0.48718
Coal | GB | 2018-11-09 23:00 | 0.48718
Coal | GB | 2018-11-10 | 0.49287
Coal | GB | 2018-11-10 01:00 | 0.5333
Coal | GB | 2018-11-10 02:00 | 0.5333
Coal | GB | 2018-11-10 03:00 | 0.5333
Coal | GB | 2018-11-10 04:00 | 0.5333
Coal | GB | 2018-11-10 05:00 | 0.5333
Coal | GB | 2018-11-10 06:00 | 0.5333
Coal | GB | 2018-11-10 07:00 | 0.5333
Coal | GB | 2018-11-10 08:00 | 0.53724
Coal | GB | 2018-11-10 09:00 | 0.53724
Coal | GB | 2018-11-10 10:00 | 0.52682
Coal | GB | 2018-11-10 11:00 | 0.53409
Coal | GB | 2018-11-10 12:00 | 0.53724
Coal | GB | 2018-11-10 13:00 | 0.53724
Coal | GB | 2018-11-10 14:00 | 0.5228
Coal | GB | 2018-11-10 15:00 | 0.53724
Coal | GB | 2018-11-10 16:00 | 0.53724
Coal | GB | 2018-11-10 17:00 | 0.53461
Coal | GB | 2018-11-10 18:00 | 0.53461
Coal | GB | 2018-11-10 19:00 | 0.53724
Coal | GB | 2018-11-10 20:00 | 0.53724
Coal | GB | 2018-11-10 21:00 | 0.58143
Coal | GB | 2018-11-10 22:00 | 0.58143
Coal | GB | 2018-11-10 23:00 | 0.58143
Coal | GB | 2018-11-11 | 0.62545
Coal | GB | 2018-11-11 01:00 | 0.62239
Coal | GB | 2018-11-11 02:00 | 0.62239
Coal | GB | 2018-11-11 03:00 | 0.62239
Coal | GB | 2018-11-11 04:00 | 0.62545
Coal | GB | 2018-11-11 05:00 | 0.62545
Coal | GB | 2018-11-11 06:00 | 0.62545
Coal | GB | 2018-11-11 07:00 | 0.62545
Coal | GB | 2018-11-11 08:00 | 0.62545
Coal | GB | 2018-11-11 09:00 | 0.62545
Coal | GB | 2018-11-11 10:00 | 0.62545
Coal | GB | 2018-11-11 11:00 | 0.62545
Coal | GB | 2018-11-11 12:00 | 0.62545
Coal | GB | 2018-11-11 13:00 | 0.62545
Coal | GB | 2018-11-11 14:00 | 0.62545
Coal | GB | 2018-11-11 15:00 | 0.62545
Coal | GB | 2018-11-11 16:00 | 0.62116
Coal | GB | 2018-11-11 17:00 | 0.62545
Coal | GB | 2018-11-11 18:00 | 0.62545
Coal | GB | 2018-11-11 19:00 | 0.62326
Coal | GB | 2018-11-11 20:00 | 0.62545
Coal | GB | 2018-11-11 21:00 | 0.53706
Coal | GB | 2018-11-11 22:00 | 0.53706
Coal | GB | 2018-11-11 23:00 | 0.54012
Coal | GB | 2018-11-12 | 0.54012
Coal | GB | 2018-11-12 01:00 | 0.54012
Coal | GB | 2018-11-12 02:00 | 0.54012
Coal | GB | 2018-11-12 03:00 | 0.54012
Coal | GB | 2018-11-12 04:00 | 0.54012
Coal | GB | 2018-11-12 05:00 | 0.48368
Coal | GB | 2018-11-12 06:00 | 0.44124
Coal | GB | 2018-11-12 07:00 | 0.44124
Coal | GB | 2018-11-12 08:00 | 0.44124
Coal | GB | 2018-11-12 09:00 | 0.44124
Coal | GB | 2018-11-12 10:00 | 0.44124
Coal | GB | 2018-11-12 11:00 | 0.43625
Coal | GB | 2018-11-12 12:00 | 0.40658
Coal | GB | 2018-11-12 13:00 | 0.42855
Coal | GB | 2018-11-12 14:00 | 0.42461
Coal | GB | 2018-11-12 15:00 | 0.42461
Coal | GB | 2018-11-12 16:00 | 0.42461
Coal | GB | 2018-11-12 17:00 | 0.4338
Coal | GB | 2018-11-12 18:00 | 0.4338
Coal | GB | 2018-11-12 19:00 | 0.4338
Coal | GB | 2018-11-12 20:00 | 0.4338
Coal | GB | 2018-11-12 21:00 | 0.43248
Coal | GB | 2018-11-12 22:00 | 0.38847
Coal | GB | 2018-11-12 23:00 | 0.38978
Coal | GB | 2018-11-13 | 0.4338
Coal | GB | 2018-11-13 01:00 | 0.4338
Coal | GB | 2018-11-13 02:00 | 0.47817
Coal | GB | 2018-11-13 03:00 | 0.4856
Coal | GB | 2018-11-13 04:00 | 0.4856
Coal | GB | 2018-11-13 05:00 | 0.4856
Coal | GB | 2018-11-13 06:00 | 0.4856
Coal | GB | 2018-11-13 07:00 | 0.4856
Coal | GB | 2018-11-13 08:00 | 0.4856
Coal | GB | 2018-11-13 09:00 | 0.48473
Coal | GB | 2018-11-13 10:00 | 0.48473
Coal | GB | 2018-11-13 11:00 | 0.52875
Coal | GB | 2018-11-13 12:00 | 0.52962
Coal | GB | 2018-11-13 13:00 | 0.52131
Coal | GB | 2018-11-13 14:00 | 0.52131
Coal | GB | 2018-11-13 15:00 | 0.49112
Coal | GB | 2018-11-13 16:00 | 0.4786
Coal | GB | 2018-11-13 17:00 | 0.50669
Coal | GB | 2018-11-13 18:00 | 0.51448
Coal | GB | 2018-11-13 19:00 | 0.527
Coal | GB | 2018-11-13 20:00 | 0.52962
Coal | GB | 2018-11-13 21:00 | 0.52962
Coal | GB | 2018-11-13 22:00 | 0.52962
Coal | GB | 2018-11-13 23:00 | 0.52962
Coal | GB | 2018-11-14 | 0.52962
Coal | GB | 2018-11-14 01:00 | 0.52962
Coal | GB | 2018-11-14 02:00 | 0.4856
Coal | GB | 2018-11-14 03:00 | 0.51186
Coal | GB | 2018-11-14 04:00 | 0.51186
Coal | GB | 2018-11-14 05:00 | 0.50792
Coal | GB | 2018-11-14 06:00 | 0.51186
Coal | GB | 2018-11-14 07:00 | 0.51186
Coal | GB | 2018-11-14 08:00 | 0.51186
Coal | GB | 2018-11-14 09:00 | 0.50617
Coal | GB | 2018-11-14 10:00 | 0.50704
Coal | GB | 2018-11-14 11:00 | 0.50792
Coal | GB | 2018-11-14 12:00 | 0.50792
Coal | GB | 2018-11-14 13:00 | 0.49436
Coal | GB | 2018-11-14 14:00 | 0.49436
Coal | GB | 2018-11-14 15:00 | 0.50792
Coal | GB | 2018-11-14 16:00 | 0.50792
Coal | GB | 2018-11-14 17:00 | 0.53899
Coal | GB | 2018-11-14 18:00 | 0.53899
Coal | GB | 2018-11-14 19:00 | 0.53899
Coal | GB | 2018-11-14 20:00 | 0.53899
Coal | GB | 2018-11-14 21:00 | 0.53899
Coal | GB | 2018-11-14 22:00 | 0.53899
Coal | GB | 2018-11-14 23:00 | 0.53899
Coal | GB | 2018-11-15 | 0.54205
Coal | GB | 2018-11-15 01:00 | 0.49768
Coal | GB | 2018-11-15 02:00 | 0.49768
Coal | GB | 2018-11-15 03:00 | 0.49768
Coal | GB | 2018-11-15 04:00 | 0.49768
Coal | GB | 2018-11-15 05:00 | 0.49768
Coal | GB | 2018-11-15 06:00 | 0.49768
Coal | GB | 2018-11-15 07:00 | 0.48508
Coal | GB | 2018-11-15 08:00 | 0.49768
Coal | GB | 2018-11-15 09:00 | 0.49768
Coal | GB | 2018-11-15 10:00 | 0.49768
Coal | GB | 2018-11-15 11:00 | 0.49506
Coal | GB | 2018-11-15 12:00 | 0.49768
Coal | GB | 2018-11-15 13:00 | 0.49768
Coal | GB | 2018-11-15 14:00 | 0.49768
Coal | GB | 2018-11-15 15:00 | 0.49768
Coal | GB | 2018-11-15 16:00 | 0.49768
Coal | GB | 2018-11-15 17:00 | 0.49768
Coal | GB | 2018-11-15 18:00 | 0.52104
Coal | GB | 2018-11-15 19:00 | 0.54096
Coal | GB | 2018-11-15 20:00 | 0.53645
Coal | GB | 2018-11-15 21:00 | 0.50389
Coal | GB | 2018-11-15 22:00 | 0.49768
Coal | GB | 2018-11-15 23:00 | 0.49768
Coal | GB | 2018-11-16 | 0.49768
Coal | GB | 2018-11-16 01:00 | 0.49768
Coal | GB | 2018-11-16 02:00 | 0.49768
Coal | GB | 2018-11-16 03:00 | 0.49768
Coal | GB | 2018-11-16 04:00 | 0.49768
Coal | GB | 2018-11-16 05:00 | 0.49768
Coal | GB | 2018-11-16 06:00 | 0.49768
Coal | GB | 2018-11-16 07:00 | 0.50319
Coal | GB | 2018-11-16 08:00 | 0.59344
Coal | GB | 2018-11-16 09:00 | 0.61566
Coal | GB | 2018-11-16 10:00 | 0.60718
Coal | GB | 2018-11-16 11:00 | 0.60832
Coal | GB | 2018-11-16 12:00 | 0.59898
Coal | GB | 2018-11-16 13:00 | 0.60851
Coal | GB | 2018-11-16 14:00 | 0.60072
Coal | GB | 2018-11-16 15:00 | 0.598
Coal | GB | 2018-11-16 16:00 | 0.60702
Coal | GB | 2018-11-16 17:00 | 0.62916
Coal | GB | 2018-11-16 18:00 | 0.62365
Coal | GB | 2018-11-16 19:00 | 0.58514
Coal | GB | 2018-11-16 20:00 | 0.576
Coal | GB | 2018-11-16 21:00 | 0.57994
Coal | GB | 2018-11-16 22:00 | 0.57163
Coal | GB | 2018-11-16 23:00 | 0.53592
Coal | GB | 2018-11-17 | 0.53592
Coal | GB | 2018-11-17 01:00 | 0.45506
Coal | GB | 2018-11-17 02:00 | 0.45506
Coal | GB | 2018-11-17 03:00 | 0.45506
Coal | GB | 2018-11-17 04:00 | 0.45506
Coal | GB | 2018-11-17 05:00 | 0.45506
Coal | GB | 2018-11-17 06:00 | 0.45506
Coal | GB | 2018-11-17 07:00 | 0.45506
Coal | GB | 2018-11-17 08:00 | 0.45506
Coal | GB | 2018-11-17 09:00 | 0.45025
Coal | GB | 2018-11-17 10:00 | 0.45506
Coal | GB | 2018-11-17 11:00 | 0.45506
Coal | GB | 2018-11-17 12:00 | 0.45506
Coal | GB | 2018-11-17 13:00 | 0.45506
Coal | GB | 2018-11-17 14:00 | 0.45506
Coal | GB | 2018-11-17 15:00 | 0.45156
Coal | GB | 2018-11-17 16:00 | 0.45506
Coal | GB | 2018-11-17 17:00 | 0.45506
Coal | GB | 2018-11-17 18:00 | 0.45506
Coal | GB | 2018-11-17 19:00 | 0.45506
Coal | GB | 2018-11-17 20:00 | 0.45506
Coal | GB | 2018-11-17 21:00 | 0.45506
Coal | GB | 2018-11-17 22:00 | 0.45506
Coal | GB | 2018-11-17 23:00 | 0.45506
Coal | GB | 2018-11-18 | 0.45506
Coal | GB | 2018-11-18 01:00 | 0.45506
Coal | GB | 2018-11-18 02:00 | 0.45506
Coal | GB | 2018-11-18 03:00 | 0.45506
Coal | GB | 2018-11-18 04:00 | 0.45506
Coal | GB | 2018-11-18 05:00 | 0.45506
Coal | GB | 2018-11-18 06:00 | 0.45506
Coal | GB | 2018-11-18 07:00 | 0.45506
Coal | GB | 2018-11-18 08:00 | 0.45506
Coal | GB | 2018-11-18 09:00 | 0.44544
Coal | GB | 2018-11-18 10:00 | 0.45366
Coal | GB | 2018-11-18 11:00 | 0.45506
Coal | GB | 2018-11-18 12:00 | 0.45506
Coal | GB | 2018-11-18 13:00 | 0.45506
Coal | GB | 2018-11-18 14:00 | 0.45506
Coal | GB | 2018-11-18 15:00 | 0.45506
Coal | GB | 2018-11-18 16:00 | 0.45506
Coal | GB | 2018-11-18 17:00 | 0.45506
Coal | GB | 2018-11-18 18:00 | 0.45506
Coal | GB | 2018-11-18 19:00 | 0.45506
Coal | GB | 2018-11-18 20:00 | 0.45506
Coal | GB | 2018-11-18 21:00 | 0.45025
Coal | GB | 2018-11-18 22:00 | 0.53575
Coal | GB | 2018-11-18 23:00 | 0.5333
Coal | GB | 2018-11-19 | 0.53724
Coal | GB | 2018-11-19 01:00 | 0.53724
Coal | GB | 2018-11-19 02:00 | 0.53724
Coal | GB | 2018-11-19 03:00 | 0.53724
Coal | GB | 2018-11-19 04:00 | 0.53724
Coal | GB | 2018-11-19 05:00 | 0.53724
Coal | GB | 2018-11-19 06:00 | 0.58125
Coal | GB | 2018-11-19 07:00 | 0.58125
Coal | GB | 2018-11-19 08:00 | 0.57836
Coal | GB | 2018-11-19 09:00 | 0.60216
Coal | GB | 2018-11-19 10:00 | 0.65291
Coal | GB | 2018-11-19 11:00 | 0.62078
Coal | GB | 2018-11-19 12:00 | 0.57207
Coal | GB | 2018-11-19 13:00 | 0.56393
Coal | GB | 2018-11-19 14:00 | 0.54809
Coal | GB | 2018-11-19 15:00 | 0.54704
Coal | GB | 2018-11-19 16:00 | 0.5591
Coal | GB | 2018-11-19 17:00 | 0.55962
Coal | GB | 2018-11-19 18:00 | 0.5542
Coal | GB | 2018-11-19 19:00 | 0.54718
Coal | GB | 2018-11-19 20:00 | 0.53479
Coal | GB | 2018-11-19 21:00 | 0.54179
Coal | GB | 2018-11-19 22:00 | 0.52866
Coal | GB | 2018-11-19 23:00 | 0.53697
Coal | GB | 2018-11-20 | 0.57775
Coal | GB | 2018-11-20 01:00 | 0.53374
Coal | GB | 2018-11-20 02:00 | 0.53374
Coal | GB | 2018-11-20 03:00 | 0.54205
Coal | GB | 2018-11-20 04:00 | 0.54205
Coal | GB | 2018-11-20 05:00 | 0.54205
Coal | GB | 2018-11-20 06:00 | 0.54205
Coal | GB | 2018-11-20 07:00 | 0.48499
Coal | GB | 2018-11-20 08:00 | 0.51798
Coal | GB | 2018-11-20 09:00 | 0.53724
Coal | GB | 2018-11-20 10:00 | 0.53724
Coal | GB | 2018-11-20 11:00 | 0.53724
Coal | GB | 2018-11-20 12:00 | 0.54205
Coal | GB | 2018-11-20 13:00 | 0.54205
Coal | GB | 2018-11-20 14:00 | 0.54205
Coal | GB | 2018-11-20 15:00 | 0.54205
Coal | GB | 2018-11-20 16:00 | 0.54205
Coal | GB | 2018-11-20 17:00 | 0.53304
Coal | GB | 2018-11-20 18:00 | 0.54205
Coal | GB | 2018-11-20 19:00 | 0.54205
Coal | GB | 2018-11-20 20:00 | 0.54861
Coal | GB | 2018-11-20 21:00 | 0.53636
Coal | GB | 2018-11-20 22:00 | 0.53339
Coal | GB | 2018-11-20 23:00 | 0.52061
Coal | GB | 2018-11-21 | 0.52061
Coal | GB | 2018-11-21 01:00 | 0.52498
Coal | GB | 2018-11-21 02:00 | 0.52498
Coal | GB | 2018-11-21 03:00 | 0.52498
Coal | GB | 2018-11-21 04:00 | 0.52498
Coal | GB | 2018-11-21 05:00 | 0.52498
Coal | GB | 2018-11-21 06:00 | 0.52498
Coal | GB | 2018-11-21 07:00 | 0.52192
Coal | GB | 2018-11-21 08:00 | 0.52805
Coal | GB | 2018-11-21 09:00 | 0.54253
Coal | GB | 2018-11-21 10:00 | 0.56673
Coal | GB | 2018-11-21 11:00 | 0.57749
Coal | GB | 2018-11-21 12:00 | 0.58143
Coal | GB | 2018-11-21 13:00 | 0.58143
Coal | GB | 2018-11-21 14:00 | 0.58951
Coal | GB | 2018-11-21 15:00 | 0.60193
Coal | GB | 2018-11-21 16:00 | 0.60028
Coal | GB | 2018-11-21 17:00 | 0.61556
Coal | GB | 2018-11-21 18:00 | 0.61909
Coal | GB | 2018-11-21 19:00 | 0.65611
Coal | GB | 2018-11-21 20:00 | 0.64972
Coal | GB | 2018-11-21 21:00 | 0.61595
Coal | GB | 2018-11-21 22:00 | 0.58143
Coal | GB | 2018-11-21 23:00 | 0.58143
Coal | GB | 2018-11-22 | 0.58143
Coal | GB | 2018-11-22 01:00 | 0.43896
Coal | GB | 2018-11-22 02:00 | 0.43896
Coal | GB | 2018-11-22 03:00 | 0.43896
Coal | GB | 2018-11-22 04:00 | 0.48298
Coal | GB | 2018-11-22 05:00 | 0.48298
Coal | GB | 2018-11-22 06:00 | 0.48604
Coal | GB | 2018-11-22 07:00 | 0.63802
Coal | GB | 2018-11-22 08:00 | 0.74403
Coal | GB | 2018-11-22 09:00 | 0.76451
Coal | GB | 2018-11-22 10:00 | 0.78658
Coal | GB | 2018-11-22 11:00 | 0.77434
Coal | GB | 2018-11-22 12:00 | 0.78799
Coal | GB | 2018-11-22 13:00 | 0.7789
Coal | GB | 2018-11-22 14:00 | 0.79299
Coal | GB | 2018-11-22 15:00 | 0.77987
Coal | GB | 2018-11-22 16:00 | 0.76474
Coal | GB | 2018-11-22 17:00 | 0.75456
Coal | GB | 2018-11-22 18:00 | 0.73664
Coal | GB | 2018-11-22 19:00 | 0.75257
Coal | GB | 2018-11-22 20:00 | 0.74639
Coal | GB | 2018-11-22 21:00 | 0.73614
Coal | GB | 2018-11-22 22:00 | 0.63244
Coal | GB | 2018-11-22 23:00 | 0.58887
Coal | GB | 2018-11-23 | 0.58887
Coal | GB | 2018-11-23 01:00 | 0.58887
Coal | GB | 2018-11-23 02:00 | 0.50591
Coal | GB | 2018-11-23 03:00 | 0.50591
Coal | GB | 2018-11-23 04:00 | 0.51186
Coal | GB | 2018-11-23 05:00 | 0.51186
Coal | GB | 2018-11-23 06:00 | 0.51186
Coal | GB | 2018-11-23 07:00 | 0.54264
Coal | GB | 2018-11-23 08:00 | 0.68455
Coal | GB | 2018-11-23 09:00 | 0.72997
Coal | GB | 2018-11-23 10:00 | 0.70027
Coal | GB | 2018-11-23 11:00 | 0.68677
Coal | GB | 2018-11-23 12:00 | 0.69325
Coal | GB | 2018-11-23 13:00 | 0.67426
Coal | GB | 2018-11-23 14:00 | 0.66272
Coal | GB | 2018-11-23 15:00 | 0.6565
Coal | GB | 2018-11-23 16:00 | 0.6902
Coal | GB | 2018-11-23 17:00 | 0.63949
Coal | GB | 2018-11-23 18:00 | 0.65001
Coal | GB | 2018-11-23 19:00 | 0.67441
Coal | GB | 2018-11-23 20:00 | 0.67015
Coal | GB | 2018-11-23 21:00 | 0.58779
Coal | GB | 2018-11-23 22:00 | 0.52919
Coal | GB | 2018-11-23 23:00 | 0.52892
Coal | GB | 2018-11-24 | 0.5333
Coal | GB | 2018-11-24 01:00 | 0.53811
Coal | GB | 2018-11-24 02:00 | 0.53811
Coal | GB | 2018-11-24 03:00 | 0.53811
Coal | GB | 2018-11-24 04:00 | 0.53811
Coal | GB | 2018-11-24 05:00 | 0.53811
Coal | GB | 2018-11-24 06:00 | 0.53811
Coal | GB | 2018-11-24 07:00 | 0.53811
Coal | GB | 2018-11-24 08:00 | 0.53811
Coal | GB | 2018-11-24 09:00 | 0.53811
Coal | GB | 2018-11-24 10:00 | 0.53811
Coal | GB | 2018-11-24 11:00 | 0.53811
Coal | GB | 2018-11-24 12:00 | 0.53811
Coal | GB | 2018-11-24 13:00 | 0.53811
Coal | GB | 2018-11-24 14:00 | 0.53811
Coal | GB | 2018-11-24 15:00 | 0.53811
Coal | GB | 2018-11-24 16:00 | 0.53811
Coal | GB | 2018-11-24 17:00 | 0.53811
Coal | GB | 2018-11-24 18:00 | 0.53811
Coal | GB | 2018-11-24 19:00 | 0.53811
Coal | GB | 2018-11-24 20:00 | 0.53811
Coal | GB | 2018-11-24 21:00 | 0.53811
Coal | GB | 2018-11-24 22:00 | 0.52288
Coal | GB | 2018-11-24 23:00 | 0.53811
Coal | GB | 2018-11-25 | 0.53811
Coal | GB | 2018-11-25 01:00 | 0.53811
Coal | GB | 2018-11-25 02:00 | 0.53811
Coal | GB | 2018-11-25 03:00 | 0.58248
Coal | GB | 2018-11-25 04:00 | 0.58248
Coal | GB | 2018-11-25 05:00 | 0.58248
Coal | GB | 2018-11-25 06:00 | 0.58248
Coal | GB | 2018-11-25 07:00 | 0.58248
Coal | GB | 2018-11-25 08:00 | 0.58248
Coal | GB | 2018-11-25 09:00 | 0.58248
Coal | GB | 2018-11-25 10:00 | 0.58248
Coal | GB | 2018-11-25 11:00 | 0.56489
Coal | GB | 2018-11-25 12:00 | 0.53671
Coal | GB | 2018-11-25 13:00 | 0.53829
Coal | GB | 2018-11-25 14:00 | 0.53829
Coal | GB | 2018-11-25 15:00 | 0.53461
Coal | GB | 2018-11-25 16:00 | 0.53829
Coal | GB | 2018-11-25 17:00 | 0.52682
Coal | GB | 2018-11-25 18:00 | 0.53829
Coal | GB | 2018-11-25 19:00 | 0.53829
Coal | GB | 2018-11-25 20:00 | 0.53829
Coal | GB | 2018-11-25 21:00 | 0.5326
Coal | GB | 2018-11-25 22:00 | 0.53689
Coal | GB | 2018-11-25 23:00 | 0.53829
Coal | GB | 2018-11-26 | 0.53829
Coal | GB | 2018-11-26 01:00 | 0.44159
Coal | GB | 2018-11-26 02:00 | 0.44159
Coal | GB | 2018-11-26 03:00 | 0.44159
Coal | GB | 2018-11-26 04:00 | 0.44159
Coal | GB | 2018-11-26 05:00 | 0.54441
Coal | GB | 2018-11-26 06:00 | 0.58869
Coal | GB | 2018-11-26 07:00 | 0.56285
Coal | GB | 2018-11-26 08:00 | 0.62986
Coal | GB | 2018-11-26 09:00 | 0.64881
Coal | GB | 2018-11-26 10:00 | 0.64916
Coal | GB | 2018-11-26 11:00 | 0.66186
Coal | GB | 2018-11-26 12:00 | 0.64524
Coal | GB | 2018-11-26 13:00 | 0.63901
Coal | GB | 2018-11-26 14:00 | 0.6587
Coal | GB | 2018-11-26 15:00 | 0.68032
Coal | GB | 2018-11-26 16:00 | 0.7001
Coal | GB | 2018-11-26 17:00 | 0.67691
Coal | GB | 2018-11-26 18:00 | 0.6706
Coal | GB | 2018-11-26 19:00 | 0.68898
Coal | GB | 2018-11-26 20:00 | 0.71979
Coal | GB | 2018-11-26 21:00 | 0.68128
Coal | GB | 2018-11-26 22:00 | 0.54432
Coal | GB | 2018-11-26 23:00 | 0.53251
Coal | GB | 2018-11-27 | 0.53251
Coal | GB | 2018-11-27 01:00 | 0.48814
Coal | GB | 2018-11-27 02:00 | 0.48814
Coal | GB | 2018-11-27 03:00 | 0.49558
Coal | GB | 2018-11-27 04:00 | 0.49996
Coal | GB | 2018-11-27 05:00 | 0.54415
Coal | GB | 2018-11-27 06:00 | 0.54415
Coal | GB | 2018-11-27 07:00 | 0.54415
Coal | GB | 2018-11-27 08:00 | 0.54415
Coal | GB | 2018-11-27 09:00 | 0.54415
Coal | GB | 2018-11-27 10:00 | 0.54415
Coal | GB | 2018-11-27 11:00 | 0.54415
Coal | GB | 2018-11-27 12:00 | 0.54415
Coal | GB | 2018-11-27 13:00 | 0.54415
Coal | GB | 2018-11-27 14:00 | 0.54415
Coal | GB | 2018-11-27 15:00 | 0.54415
Coal | GB | 2018-11-27 16:00 | 0.54415
Coal | GB | 2018-11-27 17:00 | 0.54144
Coal | GB | 2018-11-27 18:00 | 0.54415
Coal | GB | 2018-11-27 19:00 | 0.54091
Coal | GB | 2018-11-27 20:00 | 0.54415
Coal | GB | 2018-11-27 21:00 | 0.53864
Coal | GB | 2018-11-27 22:00 | 0.53864
Coal | GB | 2018-11-27 23:00 | 0.49996
Coal | GB | 2018-11-28 | 0.49514
Coal | GB | 2018-11-28 01:00 | 0.45252
Coal | GB | 2018-11-28 02:00 | 0.45112
Coal | GB | 2018-11-28 03:00 | 0.45025
Coal | GB | 2018-11-28 04:00 | 0.45025
Coal | GB | 2018-11-28 05:00 | 0.49462
Coal | GB | 2018-11-28 06:00 | 0.49462
Coal | GB | 2018-11-28 07:00 | 0.53864
Coal | GB | 2018-11-28 08:00 | 0.53864
Coal | GB | 2018-11-28 09:00 | 0.53461
Coal | GB | 2018-11-28 10:00 | 0.527
Coal | GB | 2018-11-28 11:00 | 0.52087
Coal | GB | 2018-11-28 12:00 | 0.52682
Coal | GB | 2018-11-28 13:00 | 0.51895
Coal | GB | 2018-11-28 14:00 | 0.51632
Coal | GB | 2018-11-28 15:00 | 0.52682
Coal | GB | 2018-11-28 16:00 | 0.52682
Coal | GB | 2018-11-28 17:00 | 0.5347
Coal | GB | 2018-11-28 18:00 | 0.53032
Coal | GB | 2018-11-28 19:00 | 0.52245
Coal | GB | 2018-11-28 20:00 | 0.53032
Coal | GB | 2018-11-28 21:00 | 0.4898
Coal | GB | 2018-11-28 22:00 | 0.4898
Coal | GB | 2018-11-28 23:00 | 0.44631
Coal | GB | 2018-11-29 | 0.44675
Coal | GB | 2018-11-29 01:00 | 0.44675
Coal | GB | 2018-11-29 02:00 | 0.44675
Coal | GB | 2018-11-29 03:00 | 0.44675
Coal | GB | 2018-11-29 04:00 | 0.44675
Coal | GB | 2018-11-29 05:00 | 0.49112
Coal | GB | 2018-11-29 06:00 | 0.49112
Coal | GB | 2018-11-29 07:00 | 0.52814
Coal | GB | 2018-11-29 08:00 | 0.52814
Coal | GB | 2018-11-29 09:00 | 0.53164
Coal | GB | 2018-11-29 10:00 | 0.53164
Coal | GB | 2018-11-29 11:00 | 0.5277
Coal | GB | 2018-11-29 12:00 | 0.49838
Coal | GB | 2018-11-29 13:00 | 0.48079
Coal | GB | 2018-11-29 14:00 | 0.48639
Coal | GB | 2018-11-29 15:00 | 0.49024
Coal | GB | 2018-11-29 16:00 | 0.49024
Coal | GB | 2018-11-29 17:00 | 0.49024
Coal | GB | 2018-11-29 18:00 | 0.49024
Coal | GB | 2018-11-29 19:00 | 0.49024
Coal | GB | 2018-11-29 20:00 | 0.49024
Coal | GB | 2018-11-29 21:00 | 0.49462
Coal | GB | 2018-11-29 22:00 | 0.49462
Coal | GB | 2018-11-29 23:00 | 0.49462
Coal | GB | 2018-11-30 | 0.45217
Coal | GB | 2018-11-30 01:00 | 0.45217
Coal | GB | 2018-11-30 02:00 | 0.45086
Coal | GB | 2018-11-30 03:00 | 0.45086
Coal | GB | 2018-11-30 04:00 | 0.45086
Coal | GB | 2018-11-30 05:00 | 0.45086
Coal | GB | 2018-11-30 06:00 | 0.45086
Coal | GB | 2018-11-30 07:00 | 0.45086
Coal | GB | 2018-11-30 08:00 | 0.45086
Coal | GB | 2018-11-30 09:00 | 0.45086
Coal | GB | 2018-11-30 10:00 | 0.45086
Coal | GB | 2018-11-30 11:00 | 0.45086
Coal | GB | 2018-11-30 12:00 | 0.44036
Coal | GB | 2018-11-30 13:00 | 0.431
Coal | GB | 2018-11-30 14:00 | 0.4415
Coal | GB | 2018-11-30 15:00 | 0.4415
Coal | GB | 2018-11-30 16:00 | 0.44535
Coal | GB | 2018-11-30 17:00 | 0.43651
Coal | GB | 2018-11-30 18:00 | 0.40999
Coal | GB | 2018-11-30 19:00 | 0.45086
Coal | GB | 2018-11-30 20:00 | 0.45086
Coal | GB | 2018-11-30 21:00 | 0.44299
Coal | GB | 2018-11-30 22:00 | 0.40684
Coal | GB | 2018-11-30 23:00 | 0.35696
Coal | GB | 2018-12-01 | 0.40116
Coal | GB | 2018-12-01 01:00 | 0.40116
Coal | GB | 2018-12-01 02:00 | 0.40116
Coal | GB | 2018-12-01 03:00 | 0.40116
Coal | GB | 2018-12-01 04:00 | 0.40116
Coal | GB | 2018-12-01 05:00 | 0.40116
Coal | GB | 2018-12-01 06:00 | 0.40116
Coal | GB | 2018-12-01 07:00 | 0.40247
Coal | GB | 2018-12-01 08:00 | 0.40247
Coal | GB | 2018-12-01 09:00 | 0.40247
Coal | GB | 2018-12-01 10:00 | 0.40247
Coal | GB | 2018-12-01 11:00 | 0.40247
Coal | GB | 2018-12-01 12:00 | 0.40247
Coal | GB | 2018-12-01 13:00 | 0.40247
Coal | GB | 2018-12-01 14:00 | 0.40247
Coal | GB | 2018-12-01 15:00 | 0.40247
Coal | GB | 2018-12-01 16:00 | 0.40247
Coal | GB | 2018-12-01 17:00 | 0.40247
Coal | GB | 2018-12-01 18:00 | 0.40247
Coal | GB | 2018-12-01 19:00 | 0.40247
Coal | GB | 2018-12-01 20:00 | 0.44491
Coal | GB | 2018-12-01 21:00 | 0.44491
Coal | GB | 2018-12-01 22:00 | 0.44491
Coal | GB | 2018-12-01 23:00 | 0.44491
Coal | GB | 2018-12-02 | 0.38847
Coal | GB | 2018-12-02 01:00 | 0.38847
Coal | GB | 2018-12-02 02:00 | 0.38847
Coal | GB | 2018-12-02 03:00 | 0.48893
Coal | GB | 2018-12-02 04:00 | 0.48893
Coal | GB | 2018-12-02 05:00 | 0.48893
Coal | GB | 2018-12-02 06:00 | 0.53295
Coal | GB | 2018-12-02 07:00 | 0.53295
Coal | GB | 2018-12-02 08:00 | 0.53295
Coal | GB | 2018-12-02 09:00 | 0.53295
Coal | GB | 2018-12-02 10:00 | 0.53295
Coal | GB | 2018-12-02 11:00 | 0.53295
Coal | GB | 2018-12-02 12:00 | 0.53295
Coal | GB | 2018-12-02 13:00 | 0.53295
Coal | GB | 2018-12-02 14:00 | 0.53295
Coal | GB | 2018-12-02 15:00 | 0.49558
Coal | GB | 2018-12-02 16:00 | 0.49514
Coal | GB | 2018-12-02 17:00 | 0.4688
Coal | GB | 2018-12-02 18:00 | 0.47563
Coal | GB | 2018-12-02 19:00 | 0.48945
Coal | GB | 2018-12-02 20:00 | 0.48945
Coal | GB | 2018-12-02 21:00 | 0.48945
Coal | GB | 2018-12-02 22:00 | 0.48945
Coal | GB | 2018-12-02 23:00 | 0.48945
Coal | GB | 2018-12-03 | 0.48945
Coal | GB | 2018-12-03 01:00 | 0.40159
Coal | GB | 2018-12-03 02:00 | 0.40159
Coal | GB | 2018-12-03 03:00 | 0.40159
Coal | GB | 2018-12-03 04:00 | 0.40159
Coal | GB | 2018-12-03 05:00 | 0.40159
Coal | GB | 2018-12-03 06:00 | 0.44509
Coal | GB | 2018-12-03 07:00 | 0.44509
Coal | GB | 2018-12-03 08:00 | 0.44509
Coal | GB | 2018-12-03 09:00 | 0.44509
Coal | GB | 2018-12-03 10:00 | 0.44509
Coal | GB | 2018-12-03 11:00 | 0.44509
Coal | GB | 2018-12-03 12:00 | 0.44509
Coal | GB | 2018-12-03 13:00 | 0.40159
Coal | GB | 2018-12-03 14:00 | 0.40159
Coal | GB | 2018-12-03 15:00 | 0.40422
Coal | GB | 2018-12-03 16:00 | 0.40947
Coal | GB | 2018-12-03 17:00 | 0.4398
Coal | GB | 2018-12-03 18:00 | 0.42925
Coal | GB | 2018-12-03 19:00 | 0.40444
Coal | GB | 2018-12-03 20:00 | 0.40426
Coal | GB | 2018-12-03 21:00 | 0.40107
Coal | GB | 2018-12-03 22:00 | 0.40107
Coal | GB | 2018-12-03 23:00 | 0.40107
Coal | GB | 2018-12-04 | 0.40107
Coal | GB | 2018-12-04 01:00 | 0.40107
Coal | GB | 2018-12-04 02:00 | 0.40107
Coal | GB | 2018-12-04 03:00 | 0.40107
Coal | GB | 2018-12-04 04:00 | 0.40107
Coal | GB | 2018-12-04 05:00 | 0.40107
Coal | GB | 2018-12-04 06:00 | 0.40107
Coal | GB | 2018-12-04 07:00 | 0.40946
Coal | GB | 2018-12-04 08:00 | 0.48655
Coal | GB | 2018-12-04 09:00 | 0.46274
Coal | GB | 2018-12-04 10:00 | 0.45774
Coal | GB | 2018-12-04 11:00 | 0.41758
Coal | GB | 2018-12-04 12:00 | 0.47246
Coal | GB | 2018-12-04 13:00 | 0.4882
Coal | GB | 2018-12-04 14:00 | 0.47299
Coal | GB | 2018-12-04 15:00 | 0.46739
Coal | GB | 2018-12-04 16:00 | 0.50992
Coal | GB | 2018-12-04 17:00 | 0.47976
Coal | GB | 2018-12-04 18:00 | 0.50343
Coal | GB | 2018-12-04 19:00 | 0.48305
Coal | GB | 2018-12-04 20:00 | 0.45603
Coal | GB | 2018-12-04 21:00 | 0.40107
Coal | GB | 2018-12-04 22:00 | 0.40107
Coal | GB | 2018-12-04 23:00 | 0.40107
Coal | GB | 2018-12-05 | 0.40107
Coal | GB | 2018-12-05 01:00 | 0.43782
Coal | GB | 2018-12-05 02:00 | 0.43782
Coal | GB | 2018-12-05 03:00 | 0.48219
Coal | GB | 2018-12-05 04:00 | 0.48219
Coal | GB | 2018-12-05 05:00 | 0.48219
Coal | GB | 2018-12-05 06:00 | 0.52621
Coal | GB | 2018-12-05 07:00 | 0.52621
Coal | GB | 2018-12-05 08:00 | 0.52621
Coal | GB | 2018-12-05 09:00 | 0.48744
Coal | GB | 2018-12-05 10:00 | 0.47484
Coal | GB | 2018-12-05 11:00 | 0.48272
Coal | GB | 2018-12-05 12:00 | 0.48272
Coal | GB | 2018-12-05 13:00 | 0.48272
Coal | GB | 2018-12-05 14:00 | 0.48272
Coal | GB | 2018-12-05 15:00 | 0.46145
Coal | GB | 2018-12-05 16:00 | 0.48272
Coal | GB | 2018-12-05 17:00 | 0.48272
Coal | GB | 2018-12-05 18:00 | 0.48272
Coal | GB | 2018-12-05 19:00 | 0.48272
Coal | GB | 2018-12-05 20:00 | 0.48272
Coal | GB | 2018-12-05 21:00 | 0.48272
Coal | GB | 2018-12-05 22:00 | 0.48272
Coal | GB | 2018-12-05 23:00 | 0.48272
Coal | GB | 2018-12-06 | 0.48272
Coal | GB | 2018-12-06 01:00 | 0.48272
Coal | GB | 2018-12-06 02:00 | 0.48272
Coal | GB | 2018-12-06 03:00 | 0.48272
Coal | GB | 2018-12-06 04:00 | 0.48272
Coal | GB | 2018-12-06 05:00 | 0.48272
Coal | GB | 2018-12-06 06:00 | 0.52621
Coal | GB | 2018-12-06 07:00 | 0.52621
Coal | GB | 2018-12-06 08:00 | 0.52621
Coal | GB | 2018-12-06 09:00 | 0.52621
Coal | GB | 2018-12-06 10:00 | 0.52621
Coal | GB | 2018-12-06 11:00 | 0.46976
Coal | GB | 2018-12-06 12:00 | 0.46976
Coal | GB | 2018-12-06 13:00 | 0.46976
Coal | GB | 2018-12-06 14:00 | 0.46976
Coal | GB | 2018-12-06 15:00 | 0.46976
Coal | GB | 2018-12-06 16:00 | 0.46976
Coal | GB | 2018-12-06 17:00 | 0.46976
Coal | GB | 2018-12-06 18:00 | 0.46976
Coal | GB | 2018-12-06 19:00 | 0.42662
Coal | GB | 2018-12-06 20:00 | 0.45182
Coal | GB | 2018-12-06 21:00 | 0.46976
Coal | GB | 2018-12-06 22:00 | 0.46976
Coal | GB | 2018-12-06 23:00 | 0.46976
Coal | GB | 2018-12-07 | 0.46976
Coal | GB | 2018-12-07 01:00 | 0.46976
Coal | GB | 2018-12-07 02:00 | 0.46976
Coal | GB | 2018-12-07 03:00 | 0.46976
Coal | GB | 2018-12-07 04:00 | 0.46976
Coal | GB | 2018-12-07 05:00 | 0.46976
Coal | GB | 2018-12-07 06:00 | 0.51326
Coal | GB | 2018-12-07 07:00 | 0.42522
Coal | GB | 2018-12-07 08:00 | 0.46924
Coal | GB | 2018-12-07 09:00 | 0.51326
Coal | GB | 2018-12-07 10:00 | 0.51326
Coal | GB | 2018-12-07 11:00 | 0.51326
Coal | GB | 2018-12-07 12:00 | 0.51326
Coal | GB | 2018-12-07 13:00 | 0.51326
Coal | GB | 2018-12-07 14:00 | 0.51326
Coal | GB | 2018-12-07 15:00 | 0.51326
Coal | GB | 2018-12-07 16:00 | 0.51326
Coal | GB | 2018-12-07 17:00 | 0.51326
Coal | GB | 2018-12-07 18:00 | 0.51326
Coal | GB | 2018-12-07 19:00 | 0.50459
Coal | GB | 2018-12-07 20:00 | 0.50774
Coal | GB | 2018-12-07 21:00 | 0.51326
Coal | GB | 2018-12-07 22:00 | 0.51326
Coal | GB | 2018-12-07 23:00 | 0.4765
Coal | GB | 2018-12-08 | 0.4765
Coal | GB | 2018-12-08 01:00 | 0.38847
Coal | GB | 2018-12-08 02:00 | 0.38847
Coal | GB | 2018-12-08 03:00 | 0.38847
Coal | GB | 2018-12-08 04:00 | 0.38847
Coal | GB | 2018-12-08 05:00 | 0.38847
Coal | GB | 2018-12-08 06:00 | 0.38847
Coal | GB | 2018-12-08 07:00 | 0.38847
Coal | GB | 2018-12-08 08:00 | 0.38847
Coal | GB | 2018-12-08 09:00 | 0.38847
Coal | GB | 2018-12-08 10:00 | 0.38847
Coal | GB | 2018-12-08 11:00 | 0.38847
Coal | GB | 2018-12-08 12:00 | 0.38847
Coal | GB | 2018-12-08 13:00 | 0.38847
Coal | GB | 2018-12-08 14:00 | 0.38847
Coal | GB | 2018-12-08 15:00 | 0.38847
Coal | GB | 2018-12-08 16:00 | 0.38847
Coal | GB | 2018-12-08 17:00 | 0.37814
Coal | GB | 2018-12-08 18:00 | 0.38847
Coal | GB | 2018-12-08 19:00 | 0.38847
Coal | GB | 2018-12-08 20:00 | 0.43196
Coal | GB | 2018-12-08 21:00 | 0.43196
Coal | GB | 2018-12-08 22:00 | 0.43196
Coal | GB | 2018-12-08 23:00 | 0.43196
Coal | GB | 2018-12-09 | 0.43196
Coal | GB | 2018-12-09 01:00 | 0.51947
Coal | GB | 2018-12-09 02:00 | 0.51947
Coal | GB | 2018-12-09 03:00 | 0.51947
Coal | GB | 2018-12-09 04:00 | 0.51947
Coal | GB | 2018-12-09 05:00 | 0.51947
Coal | GB | 2018-12-09 06:00 | 0.51947
Coal | GB | 2018-12-09 07:00 | 0.51947
Coal | GB | 2018-12-09 08:00 | 0.51947
Coal | GB | 2018-12-09 09:00 | 0.51947
Coal | GB | 2018-12-09 10:00 | 0.51947
Coal | GB | 2018-12-09 11:00 | 0.51947
Coal | GB | 2018-12-09 12:00 | 0.51947
Coal | GB | 2018-12-09 13:00 | 0.56349
Coal | GB | 2018-12-09 14:00 | 0.56349
Coal | GB | 2018-12-09 15:00 | 0.56349
Coal | GB | 2018-12-09 16:00 | 0.56349
Coal | GB | 2018-12-09 17:00 | 0.56349
Coal | GB | 2018-12-09 18:00 | 0.5557
Coal | GB | 2018-12-09 19:00 | 0.56349
Coal | GB | 2018-12-09 20:00 | 0.56349
Coal | GB | 2018-12-09 21:00 | 0.61687
Coal | GB | 2018-12-09 22:00 | 0.61687
Coal | GB | 2018-12-09 23:00 | 0.61687
Coal | GB | 2018-12-10 | 0.61687
Coal | GB | 2018-12-10 01:00 | 0.61652
Coal | GB | 2018-12-10 02:00 | 0.61652
Coal | GB | 2018-12-10 03:00 | 0.61652
Coal | GB | 2018-12-10 04:00 | 0.61652
Coal | GB | 2018-12-10 05:00 | 0.67297
Coal | GB | 2018-12-10 06:00 | 0.67297
Coal | GB | 2018-12-10 07:00 | 0.62877
Coal | GB | 2018-12-10 08:00 | 0.6636
Coal | GB | 2018-12-10 09:00 | 0.68146
Coal | GB | 2018-12-10 10:00 | 0.71559
Coal | GB | 2018-12-10 11:00 | 0.61048
Coal | GB | 2018-12-10 12:00 | 0.62991
Coal | GB | 2018-12-10 13:00 | 0.64164
Coal | GB | 2018-12-10 14:00 | 0.64164
Coal | GB | 2018-12-10 15:00 | 0.63551
Coal | GB | 2018-12-10 16:00 | 0.65783
Coal | GB | 2018-12-10 17:00 | 0.71427
Coal | GB | 2018-12-10 18:00 | 0.71427
Coal | GB | 2018-12-10 19:00 | 0.71427
Coal | GB | 2018-12-10 20:00 | 0.71427
Coal | GB | 2018-12-10 21:00 | 0.71427
Coal | GB | 2018-12-10 22:00 | 0.71427
Coal | GB | 2018-12-10 23:00 | 0.71427
Coal | GB | 2018-12-11 | 0.71427
Coal | GB | 2018-12-11 01:00 | 0.71427
Coal | GB | 2018-12-11 02:00 | 0.71427
Coal | GB | 2018-12-11 03:00 | 0.71427
Coal | GB | 2018-12-11 04:00 | 0.71427
Coal | GB | 2018-12-11 05:00 | 0.71427
Coal | GB | 2018-12-11 06:00 | 0.71427
Coal | GB | 2018-12-11 07:00 | 0.71427
Coal | GB | 2018-12-11 08:00 | 0.71427
Coal | GB | 2018-12-11 09:00 | 0.71427
Coal | GB | 2018-12-11 10:00 | 0.71427
Coal | GB | 2018-12-11 11:00 | 0.71427
Coal | GB | 2018-12-11 12:00 | 0.71427
Coal | GB | 2018-12-11 13:00 | 0.71427
Coal | GB | 2018-12-11 14:00 | 0.71427
Coal | GB | 2018-12-11 15:00 | 0.71427
Coal | GB | 2018-12-11 16:00 | 0.71427
Coal | GB | 2018-12-11 17:00 | 0.71427
Coal | GB | 2018-12-11 18:00 | 0.71427
Coal | GB | 2018-12-11 19:00 | 0.71427
Coal | GB | 2018-12-11 20:00 | 0.71427
Coal | GB | 2018-12-11 21:00 | 0.71427
Coal | GB | 2018-12-11 22:00 | 0.71427
Coal | GB | 2018-12-11 23:00 | 0.75864
Coal | GB | 2018-12-12 | 0.77378
Coal | GB | 2018-12-12 01:00 | 0.72976
Coal | GB | 2018-12-12 02:00 | 0.72976
Coal | GB | 2018-12-12 03:00 | 0.72976
Coal | GB | 2018-12-12 04:00 | 0.72976
Coal | GB | 2018-12-12 05:00 | 0.72976
Coal | GB | 2018-12-12 06:00 | 0.72976
Coal | GB | 2018-12-12 07:00 | 0.72976
Coal | GB | 2018-12-12 08:00 | 0.72976
Coal | GB | 2018-12-12 09:00 | 0.72976
Coal | GB | 2018-12-12 10:00 | 0.72976
Coal | GB | 2018-12-12 11:00 | 0.72976
Coal | GB | 2018-12-12 12:00 | 0.72976
Coal | GB | 2018-12-12 13:00 | 0.72976
Coal | GB | 2018-12-12 14:00 | 0.72976
Coal | GB | 2018-12-12 15:00 | 0.72976
Coal | GB | 2018-12-12 16:00 | 0.72976
Coal | GB | 2018-12-12 17:00 | 0.72976
Coal | GB | 2018-12-12 18:00 | 0.72976
Coal | GB | 2018-12-12 19:00 | 0.72976
Coal | GB | 2018-12-12 20:00 | 0.72976
Coal | GB | 2018-12-12 21:00 | 0.72976
Coal | GB | 2018-12-12 22:00 | 0.72976
Coal | GB | 2018-12-12 23:00 | 0.72976
Coal | GB | 2018-12-13 | 0.72976
Coal | GB | 2018-12-13 01:00 | 0.72976
Coal | GB | 2018-12-13 02:00 | 0.72976
Coal | GB | 2018-12-13 03:00 | 0.72976
Coal | GB | 2018-12-13 04:00 | 0.72976
Coal | GB | 2018-12-13 05:00 | 0.72976
Coal | GB | 2018-12-13 06:00 | 0.77378
Coal | GB | 2018-12-13 07:00 | 0.77378
Coal | GB | 2018-12-13 08:00 | 0.77378
Coal | GB | 2018-12-13 09:00 | 0.77378
Coal | GB | 2018-12-13 10:00 | 0.77378
Coal | GB | 2018-12-13 11:00 | 0.77378
Coal | GB | 2018-12-13 12:00 | 0.77378
Coal | GB | 2018-12-13 13:00 | 0.68539
Coal | GB | 2018-12-13 14:00 | 0.68539
Coal | GB | 2018-12-13 15:00 | 0.66413
Coal | GB | 2018-12-13 16:00 | 0.67017
Coal | GB | 2018-12-13 17:00 | 0.67507
Coal | GB | 2018-12-13 18:00 | 0.67691
Coal | GB | 2018-12-13 19:00 | 0.67691
Coal | GB | 2018-12-13 20:00 | 0.67691
Coal | GB | 2018-12-13 21:00 | 0.68539
Coal | GB | 2018-12-13 22:00 | 0.68539
Coal | GB | 2018-12-13 23:00 | 0.68539
Coal | GB | 2018-12-14 | 0.68539
Coal | GB | 2018-12-14 01:00 | 0.68539
Coal | GB | 2018-12-14 02:00 | 0.68539
Coal | GB | 2018-12-14 03:00 | 0.68539
Coal | GB | 2018-12-14 04:00 | 0.68539
Coal | GB | 2018-12-14 05:00 | 0.68084
Coal | GB | 2018-12-14 06:00 | 0.68539
Coal | GB | 2018-12-14 07:00 | 0.64794
Coal | GB | 2018-12-14 08:00 | 0.64951
Coal | GB | 2018-12-14 09:00 | 0.67918
Coal | GB | 2018-12-14 10:00 | 0.68539
Coal | GB | 2018-12-14 11:00 | 0.68539
Coal | GB | 2018-12-14 12:00 | 0.67708
Coal | GB | 2018-12-14 13:00 | 0.68539
Coal | GB | 2018-12-14 14:00 | 0.68539
Coal | GB | 2018-12-14 15:00 | 0.62842
Coal | GB | 2018-12-14 16:00 | 0.62982
Coal | GB | 2018-12-14 17:00 | 0.62064
Coal | GB | 2018-12-14 18:00 | 0.62694
Coal | GB | 2018-12-14 19:00 | 0.62982
Coal | GB | 2018-12-14 20:00 | 0.62982
Coal | GB | 2018-12-14 21:00 | 0.68539
Coal | GB | 2018-12-14 22:00 | 0.68539
Coal | GB | 2018-12-14 23:00 | 0.54555
Coal | GB | 2018-12-15 | 0.55386
Coal | GB | 2018-12-15 01:00 | 0.55386
Coal | GB | 2018-12-15 02:00 | 0.55386
Coal | GB | 2018-12-15 03:00 | 0.55386
Coal | GB | 2018-12-15 04:00 | 0.55386
Coal | GB | 2018-12-15 05:00 | 0.55386
Coal | GB | 2018-12-15 06:00 | 0.59806
Coal | GB | 2018-12-15 07:00 | 0.59806
Coal | GB | 2018-12-15 08:00 | 0.59806
Coal | GB | 2018-12-15 09:00 | 0.59806
Coal | GB | 2018-12-15 10:00 | 0.59806
Coal | GB | 2018-12-15 11:00 | 0.59806
Coal | GB | 2018-12-15 12:00 | 0.59806
Coal | GB | 2018-12-15 13:00 | 0.59806
Coal | GB | 2018-12-15 14:00 | 0.59806
Coal | GB | 2018-12-15 15:00 | 0.59806
Coal | GB | 2018-12-15 16:00 | 0.59806
Coal | GB | 2018-12-15 17:00 | 0.5816
Coal | GB | 2018-12-15 18:00 | 0.58642
Coal | GB | 2018-12-15 19:00 | 0.59806
Coal | GB | 2018-12-15 20:00 | 0.59806
Coal | GB | 2018-12-15 21:00 | 0.59806
Coal | GB | 2018-12-15 22:00 | 0.59718
Coal | GB | 2018-12-15 23:00 | 0.6412
Coal | GB | 2018-12-16 | 0.68539
Coal | GB | 2018-12-16 01:00 | 0.68539
Coal | GB | 2018-12-16 02:00 | 0.68539
Coal | GB | 2018-12-16 03:00 | 0.68539
Coal | GB | 2018-12-16 04:00 | 0.68539
Coal | GB | 2018-12-16 05:00 | 0.68539
Coal | GB | 2018-12-16 06:00 | 0.72941
Coal | GB | 2018-12-16 07:00 | 0.72941
Coal | GB | 2018-12-16 08:00 | 0.72941
Coal | GB | 2018-12-16 09:00 | 0.72941
Coal | GB | 2018-12-16 10:00 | 0.72941
Coal | GB | 2018-12-16 11:00 | 0.72941
Coal | GB | 2018-12-16 12:00 | 0.72941
Coal | GB | 2018-12-16 13:00 | 0.72941
Coal | GB | 2018-12-16 14:00 | 0.72941
Coal | GB | 2018-12-16 15:00 | 0.72442
Coal | GB | 2018-12-16 16:00 | 0.72442
Coal | GB | 2018-12-16 17:00 | 0.71524
Coal | GB | 2018-12-16 18:00 | 0.71524
Coal | GB | 2018-12-16 19:00 | 0.71524
Coal | GB | 2018-12-16 20:00 | 0.71524
Coal | GB | 2018-12-16 21:00 | 0.71524
Coal | GB | 2018-12-16 22:00 | 0.71524
Coal | GB | 2018-12-16 23:00 | 0.71524
Coal | GB | 2018-12-17 | 0.72022
Coal | GB | 2018-12-17 01:00 | 0.72022
Coal | GB | 2018-12-17 02:00 | 0.72022
Coal | GB | 2018-12-17 03:00 | 0.76459
Coal | GB | 2018-12-17 04:00 | 0.76459
Coal | GB | 2018-12-17 05:00 | 0.76459
Coal | GB | 2018-12-17 06:00 | 0.71777
Coal | GB | 2018-12-17 07:00 | 0.70858
Coal | GB | 2018-12-17 08:00 | 0.71777
Coal | GB | 2018-12-17 09:00 | 0.71777
Coal | GB | 2018-12-17 10:00 | 0.71777
Coal | GB | 2018-12-17 11:00 | 0.72696
Coal | GB | 2018-12-17 12:00 | 0.71637
Coal | GB | 2018-12-17 13:00 | 0.72696
Coal | GB | 2018-12-17 14:00 | 0.72696
Coal | GB | 2018-12-17 15:00 | 0.72696
Coal | GB | 2018-12-17 16:00 | 0.72696
Coal | GB | 2018-12-17 17:00 | 0.72696
Coal | GB | 2018-12-17 18:00 | 0.72696
Coal | GB | 2018-12-17 19:00 | 0.72696
Coal | GB | 2018-12-17 20:00 | 0.72696
Coal | GB | 2018-12-17 21:00 | 0.72696
Coal | GB | 2018-12-17 22:00 | 0.72696
Coal | GB | 2018-12-17 23:00 | 0.72696
Coal | GB | 2018-12-18 | 0.72696
Coal | GB | 2018-12-18 01:00 | 0.68294
Coal | GB | 2018-12-18 02:00 | 0.68294
Coal | GB | 2018-12-18 03:00 | 0.68294
Coal | GB | 2018-12-18 04:00 | 0.68294
Coal | GB | 2018-12-18 05:00 | 0.68294
Coal | GB | 2018-12-18 06:00 | 0.68294
Coal | GB | 2018-12-18 07:00 | 0.68294
Coal | GB | 2018-12-18 08:00 | 0.68294
Coal | GB | 2018-12-18 09:00 | 0.68294
Coal | GB | 2018-12-18 10:00 | 0.68294
Coal | GB | 2018-12-18 11:00 | 0.68294
Coal | GB | 2018-12-18 12:00 | 0.68294
Coal | GB | 2018-12-18 13:00 | 0.63858
Coal | GB | 2018-12-18 14:00 | 0.63858
Coal | GB | 2018-12-18 15:00 | 0.63858
Coal | GB | 2018-12-18 16:00 | 0.63858
Coal | GB | 2018-12-18 17:00 | 0.63577
Coal | GB | 2018-12-18 18:00 | 0.63858
Coal | GB | 2018-12-18 19:00 | 0.63858
Coal | GB | 2018-12-18 20:00 | 0.63858
Coal | GB | 2018-12-18 21:00 | 0.63858
Coal | GB | 2018-12-18 22:00 | 0.63858
Coal | GB | 2018-12-18 23:00 | 0.63858
Coal | GB | 2018-12-19 | 0.63858
Coal | GB | 2018-12-19 01:00 | 0.63858
Coal | GB | 2018-12-19 02:00 | 0.63858
Coal | GB | 2018-12-19 03:00 | 0.63858
Coal | GB | 2018-12-19 04:00 | 0.63858
Coal | GB | 2018-12-19 05:00 | 0.63858
Coal | GB | 2018-12-19 06:00 | 0.63858
Coal | GB | 2018-12-19 07:00 | 0.63858
Coal | GB | 2018-12-19 08:00 | 0.63858
Coal | GB | 2018-12-19 09:00 | 0.66815
Coal | GB | 2018-12-19 10:00 | 0.67752
Coal | GB | 2018-12-19 11:00 | 0.68102
Coal | GB | 2018-12-19 12:00 | 0.67883
Coal | GB | 2018-12-19 13:00 | 0.72285
Coal | GB | 2018-12-19 14:00 | 0.72285
Coal | GB | 2018-12-19 15:00 | 0.72285
Coal | GB | 2018-12-19 16:00 | 0.72285
Coal | GB | 2018-12-19 17:00 | 0.72285
Coal | GB | 2018-12-19 18:00 | 0.72285
Coal | GB | 2018-12-19 19:00 | 0.72285
Coal | GB | 2018-12-19 20:00 | 0.72285
Coal | GB | 2018-12-19 21:00 | 0.72285
Coal | GB | 2018-12-19 22:00 | 0.72285
Coal | GB | 2018-12-19 23:00 | 0.63464
Coal | GB | 2018-12-20 | 0.63464
Coal | GB | 2018-12-20 01:00 | 0.59062
Coal | GB | 2018-12-20 02:00 | 0.59062
Coal | GB | 2018-12-20 03:00 | 0.59062
Coal | GB | 2018-12-20 04:00 | 0.59062
Coal | GB | 2018-12-20 05:00 | 0.59062
Coal | GB | 2018-12-20 06:00 | 0.59062
Coal | GB | 2018-12-20 07:00 | 0.59062
Coal | GB | 2018-12-20 08:00 | 0.59062
Coal | GB | 2018-12-20 09:00 | 0.59062
Coal | GB | 2018-12-20 10:00 | 0.59062
Coal | GB | 2018-12-20 11:00 | 0.59062
Coal | GB | 2018-12-20 12:00 | 0.59062
Coal | GB | 2018-12-20 13:00 | 0.59062
Coal | GB | 2018-12-20 14:00 | 0.59062
Coal | GB | 2018-12-20 15:00 | 0.59062
Coal | GB | 2018-12-20 16:00 | 0.59062
Coal | GB | 2018-12-20 17:00 | 0.59062
Coal | GB | 2018-12-20 18:00 | 0.59062
Coal | GB | 2018-12-20 19:00 | 0.59062
Coal | GB | 2018-12-20 20:00 | 0.59062
Coal | GB | 2018-12-20 21:00 | 0.59062
Coal | GB | 2018-12-20 22:00 | 0.59062
Coal | GB | 2018-12-20 23:00 | 0.59062
Coal | GB | 2018-12-21 | 0.59062
Coal | GB | 2018-12-21 01:00 | 0.59062
Coal | GB | 2018-12-21 02:00 | 0.59062
Coal | GB | 2018-12-21 03:00 | 0.59062
Coal | GB | 2018-12-21 04:00 | 0.59062
Coal | GB | 2018-12-21 05:00 | 0.59062
Coal | GB | 2018-12-21 06:00 | 0.63499
Coal | GB | 2018-12-21 07:00 | 0.63499
Coal | GB | 2018-12-21 08:00 | 0.63499
Coal | GB | 2018-12-21 09:00 | 0.63499
Coal | GB | 2018-12-21 10:00 | 0.63499
Coal | GB | 2018-12-21 11:00 | 0.63499
Coal | GB | 2018-12-21 12:00 | 0.63499
Coal | GB | 2018-12-21 13:00 | 0.63499
Coal | GB | 2018-12-21 14:00 | 0.63499
Coal | GB | 2018-12-21 15:00 | 0.63499
Coal | GB | 2018-12-21 16:00 | 0.63499
Coal | GB | 2018-12-21 17:00 | 0.63499
Coal | GB | 2018-12-21 18:00 | 0.63499
Coal | GB | 2018-12-21 19:00 | 0.63499
Coal | GB | 2018-12-21 20:00 | 0.63499
Coal | GB | 2018-12-21 21:00 | 0.63499
Coal | GB | 2018-12-21 22:00 | 0.59062
Coal | GB | 2018-12-21 23:00 | 0.59062
Coal | GB | 2018-12-22 | 0.59062
Coal | GB | 2018-12-22 01:00 | 0.58169
Coal | GB | 2018-12-22 02:00 | 0.58169
Coal | GB | 2018-12-22 03:00 | 0.58169
Coal | GB | 2018-12-22 04:00 | 0.58169
Coal | GB | 2018-12-22 05:00 | 0.58169
Coal | GB | 2018-12-22 06:00 | 0.58169
Coal | GB | 2018-12-22 07:00 | 0.58169
Coal | GB | 2018-12-22 08:00 | 0.58169
Coal | GB | 2018-12-22 09:00 | 0.58169
Coal | GB | 2018-12-22 10:00 | 0.58169
Coal | GB | 2018-12-22 11:00 | 0.62571
Coal | GB | 2018-12-22 12:00 | 0.62571
Coal | GB | 2018-12-22 13:00 | 0.62571
Coal | GB | 2018-12-22 14:00 | 0.62571
Coal | GB | 2018-12-22 15:00 | 0.62571
Coal | GB | 2018-12-22 16:00 | 0.62571
Coal | GB | 2018-12-22 17:00 | 0.62571
Coal | GB | 2018-12-22 18:00 | 0.62571
Coal | GB | 2018-12-22 19:00 | 0.62571
Coal | GB | 2018-12-22 20:00 | 0.62571
Coal | GB | 2018-12-22 21:00 | 0.62571
Coal | GB | 2018-12-22 22:00 | 0.72521
Coal | GB | 2018-12-22 23:00 | 0.72521
Coal | GB | 2018-12-23 | 0.72521
Coal | GB | 2018-12-23 01:00 | 0.72521
Coal | GB | 2018-12-23 02:00 | 0.72521
Coal | GB | 2018-12-23 03:00 | 0.72521
Coal | GB | 2018-12-23 04:00 | 0.72521
Coal | GB | 2018-12-23 05:00 | 0.72521
Coal | GB | 2018-12-23 06:00 | 0.76941
Coal | GB | 2018-12-23 07:00 | 0.76941
Coal | GB | 2018-12-23 08:00 | 0.76941
Coal | GB | 2018-12-23 09:00 | 0.76941
Coal | GB | 2018-12-23 10:00 | 0.76941
Coal | GB | 2018-12-23 11:00 | 0.76941
Coal | GB | 2018-12-23 12:00 | 0.76941
Coal | GB | 2018-12-23 13:00 | 0.76941
Coal | GB | 2018-12-23 14:00 | 0.76941
Coal | GB | 2018-12-23 15:00 | 0.76941
Coal | GB | 2018-12-23 16:00 | 0.76941
Coal | GB | 2018-12-23 17:00 | 0.76818
Coal | GB | 2018-12-23 18:00 | 0.76573
Coal | GB | 2018-12-23 19:00 | 0.76836
Coal | GB | 2018-12-23 20:00 | 0.76941
Coal | GB | 2018-12-23 21:00 | 0.76941
Coal | GB | 2018-12-23 22:00 | 0.76941
Coal | GB | 2018-12-23 23:00 | 0.76941
Coal | GB | 2018-12-24 | 0.76941
Coal | GB | 2018-12-24 01:00 | 0.76941
Coal | GB | 2018-12-24 02:00 | 0.76941
Coal | GB | 2018-12-24 03:00 | 0.76941
Coal | GB | 2018-12-24 04:00 | 0.76941
Coal | GB | 2018-12-24 05:00 | 0.76941
Coal | GB | 2018-12-24 06:00 | 0.76941
Coal | GB | 2018-12-24 07:00 | 0.76941
Coal | GB | 2018-12-24 08:00 | 0.76941
Coal | GB | 2018-12-24 09:00 | 0.76941
Coal | GB | 2018-12-24 10:00 | 0.76941
Coal | GB | 2018-12-24 11:00 | 0.76941
Coal | GB | 2018-12-24 12:00 | 0.76941
Coal | GB | 2018-12-24 13:00 | 0.76941
Coal | GB | 2018-12-24 14:00 | 0.76941
Coal | GB | 2018-12-24 15:00 | 0.76941
Coal | GB | 2018-12-24 16:00 | 0.76941
Coal | GB | 2018-12-24 17:00 | 0.76941
Coal | GB | 2018-12-24 18:00 | 0.76941
Coal | GB | 2018-12-24 19:00 | 0.76941
Coal | GB | 2018-12-24 20:00 | 0.76941
Coal | GB | 2018-12-24 21:00 | 0.76941
Coal | GB | 2018-12-24 22:00 | 0.76941
Coal | GB | 2018-12-24 23:00 | 0.76941
Coal | GB | 2018-12-25 | 0.76941
Coal | GB | 2018-12-25 01:00 | 0.72539
Coal | GB | 2018-12-25 02:00 | 0.72539
Coal | GB | 2018-12-25 03:00 | 0.72539
Coal | GB | 2018-12-25 04:00 | 0.72539
Coal | GB | 2018-12-25 05:00 | 0.72539
Coal | GB | 2018-12-25 06:00 | 0.72539
Coal | GB | 2018-12-25 07:00 | 0.72539
Coal | GB | 2018-12-25 08:00 | 0.72539
Coal | GB | 2018-12-25 09:00 | 0.72539
Coal | GB | 2018-12-25 10:00 | 0.72539
Coal | GB | 2018-12-25 11:00 | 0.72539
Coal | GB | 2018-12-25 12:00 | 0.72539
Coal | GB | 2018-12-25 13:00 | 0.72539
Coal | GB | 2018-12-25 14:00 | 0.72539
Coal | GB | 2018-12-25 15:00 | 0.72539
Coal | GB | 2018-12-25 16:00 | 0.72539
Coal | GB | 2018-12-25 17:00 | 0.72539
Coal | GB | 2018-12-25 18:00 | 0.72539
Coal | GB | 2018-12-25 19:00 | 0.72539
Coal | GB | 2018-12-25 20:00 | 0.72539
Coal | GB | 2018-12-25 21:00 | 0.72539
Coal | GB | 2018-12-25 22:00 | 0.72539
Coal | GB | 2018-12-25 23:00 | 0.72539
Coal | GB | 2018-12-26 | 0.72539
Coal | GB | 2018-12-26 01:00 | 0.72539
Coal | GB | 2018-12-26 02:00 | 0.72539
Coal | GB | 2018-12-26 03:00 | 0.72539
Coal | GB | 2018-12-26 04:00 | 0.72539
Coal | GB | 2018-12-26 05:00 | 0.72539
Coal | GB | 2018-12-26 06:00 | 0.72539
Coal | GB | 2018-12-26 07:00 | 0.72539
Coal | GB | 2018-12-26 08:00 | 0.72539
Coal | GB | 2018-12-26 09:00 | 0.72539
Coal | GB | 2018-12-26 10:00 | 0.72539
Coal | GB | 2018-12-26 11:00 | 0.72539
Coal | GB | 2018-12-26 12:00 | 0.72539
Coal | GB | 2018-12-26 13:00 | 0.72539
Coal | GB | 2018-12-26 14:00 | 0.72539
Coal | GB | 2018-12-26 15:00 | 0.72539
Coal | GB | 2018-12-26 16:00 | 0.72539
Coal | GB | 2018-12-26 17:00 | 0.72539
Coal | GB | 2018-12-26 18:00 | 0.72539
Coal | GB | 2018-12-26 19:00 | 0.72539
Coal | GB | 2018-12-26 20:00 | 0.72539
Coal | GB | 2018-12-26 21:00 | 0.72539
Coal | GB | 2018-12-26 22:00 | 0.72539
Coal | GB | 2018-12-26 23:00 | 0.72539
Coal | GB | 2018-12-27 | 0.72539
Coal | GB | 2018-12-27 01:00 | 0.72539
Coal | GB | 2018-12-27 02:00 | 0.72539
Coal | GB | 2018-12-27 03:00 | 0.72539
Coal | GB | 2018-12-27 04:00 | 0.72539
Coal | GB | 2018-12-27 05:00 | 0.72539
Coal | GB | 2018-12-27 06:00 | 0.72539
Coal | GB | 2018-12-27 07:00 | 0.72539
Coal | GB | 2018-12-27 08:00 | 0.6952
Coal | GB | 2018-12-27 09:00 | 0.72539
Coal | GB | 2018-12-27 10:00 | 0.7022
Coal | GB | 2018-12-27 11:00 | 0.7022
Coal | GB | 2018-12-27 12:00 | 0.7022
Coal | GB | 2018-12-27 13:00 | 0.7022
Coal | GB | 2018-12-27 14:00 | 0.7022
Coal | GB | 2018-12-27 15:00 | 0.7022
Coal | GB | 2018-12-27 16:00 | 0.7022
Coal | GB | 2018-12-27 17:00 | 0.72539
Coal | GB | 2018-12-27 18:00 | 0.72539
Coal | GB | 2018-12-27 19:00 | 0.72539
Coal | GB | 2018-12-27 20:00 | 0.72539
Coal | GB | 2018-12-27 21:00 | 0.72539
Coal | GB | 2018-12-27 22:00 | 0.72539
Coal | GB | 2018-12-27 23:00 | 0.72539
Coal | GB | 2018-12-28 | 0.72539
Coal | GB | 2018-12-28 01:00 | 0.68189
Coal | GB | 2018-12-28 02:00 | 0.68189
Coal | GB | 2018-12-28 03:00 | 0.68189
Coal | GB | 2018-12-28 04:00 | 0.68189
Coal | GB | 2018-12-28 05:00 | 0.68189
Coal | GB | 2018-12-28 06:00 | 0.68189
Coal | GB | 2018-12-28 07:00 | 0.68189
Coal | GB | 2018-12-28 08:00 | 0.68189
Coal | GB | 2018-12-28 09:00 | 0.68189
Coal | GB | 2018-12-28 10:00 | 0.68189
Coal | GB | 2018-12-28 11:00 | 0.68189
Coal | GB | 2018-12-28 12:00 | 0.67971
Coal | GB | 2018-12-28 13:00 | 0.6482
Coal | GB | 2018-12-28 14:00 | 0.66177
Coal | GB | 2018-12-28 15:00 | 0.66509
Coal | GB | 2018-12-28 16:00 | 0.66527
Coal | GB | 2018-12-28 17:00 | 0.67971
Coal | GB | 2018-12-28 18:00 | 0.67971
Coal | GB | 2018-12-28 19:00 | 0.67971
Coal | GB | 2018-12-28 20:00 | 0.67971
Coal | GB | 2018-12-28 21:00 | 0.67971
Coal | GB | 2018-12-28 22:00 | 0.63534
Coal | GB | 2018-12-28 23:00 | 0.63534
Coal | GB | 2018-12-29 | 0.63534
Coal | GB | 2018-12-29 01:00 | 0.63534
Coal | GB | 2018-12-29 02:00 | 0.63534
Coal | GB | 2018-12-29 03:00 | 0.63534
Coal | GB | 2018-12-29 04:00 | 0.63534
Coal | GB | 2018-12-29 05:00 | 0.63534
Coal | GB | 2018-12-29 06:00 | 0.63534
Coal | GB | 2018-12-29 07:00 | 0.63534
Coal | GB | 2018-12-29 08:00 | 0.63534
Coal | GB | 2018-12-29 09:00 | 0.63534
Coal | GB | 2018-12-29 10:00 | 0.63534
Coal | GB | 2018-12-29 11:00 | 0.63534
Coal | GB | 2018-12-29 12:00 | 0.63534
Coal | GB | 2018-12-29 13:00 | 0.63534
Coal | GB | 2018-12-29 14:00 | 0.63534
Coal | GB | 2018-12-29 15:00 | 0.63534
Coal | GB | 2018-12-29 16:00 | 0.63534
Coal | GB | 2018-12-29 17:00 | 0.63534
Coal | GB | 2018-12-29 18:00 | 0.63534
Coal | GB | 2018-12-29 19:00 | 0.63534
Coal | GB | 2018-12-29 20:00 | 0.63534
Coal | GB | 2018-12-29 21:00 | 0.63534
Coal | GB | 2018-12-29 22:00 | 0.63534
Coal | GB | 2018-12-29 23:00 | 0.67883
Coal | GB | 2018-12-30 | 0.64741
Coal | GB | 2018-12-30 01:00 | 0.63481
Coal | GB | 2018-12-30 02:00 | 0.63481
Coal | GB | 2018-12-30 03:00 | 0.63481
Coal | GB | 2018-12-30 04:00 | 0.63481
Coal | GB | 2018-12-30 05:00 | 0.63481
Coal | GB | 2018-12-30 06:00 | 0.63481
Coal | GB | 2018-12-30 07:00 | 0.63481
Coal | GB | 2018-12-30 08:00 | 0.63481
Coal | GB | 2018-12-30 09:00 | 0.63481
Coal | GB | 2018-12-30 10:00 | 0.63481
Coal | GB | 2018-12-30 11:00 | 0.63481
Coal | GB | 2018-12-30 12:00 | 0.63481
Coal | GB | 2018-12-30 13:00 | 0.63481
Coal | GB | 2018-12-30 14:00 | 0.63481
Coal | GB | 2018-12-30 15:00 | 0.63481
Coal | GB | 2018-12-30 16:00 | 0.63481
Coal | GB | 2018-12-30 17:00 | 0.62317
Coal | GB | 2018-12-30 18:00 | 0.63402
Coal | GB | 2018-12-30 19:00 | 0.63481
Coal | GB | 2018-12-30 20:00 | 0.63481
Coal | GB | 2018-12-30 21:00 | 0.63481
Coal | GB | 2018-12-30 22:00 | 0.63481
Coal | GB | 2018-12-30 23:00 | 0.63481
Coal | GB | 2018-12-31 | 0.63481
Coal | GB | 2018-12-31 01:00 | 0.67883
Coal | GB | 2018-12-31 02:00 | 0.67883
Coal | GB | 2018-12-31 03:00 | 0.67883
Coal | GB | 2018-12-31 04:00 | 0.67883
Coal | GB | 2018-12-31 05:00 | 0.67883
Coal | GB | 2018-12-31 06:00 | 0.7232
Coal | GB | 2018-12-31 07:00 | 0.7232
Coal | GB | 2018-12-31 08:00 | 0.70438
Coal | GB | 2018-12-31 09:00 | 0.69808
Coal | GB | 2018-12-31 10:00 | 0.65126
Coal | GB | 2018-12-31 11:00 | 0.65126
Coal | GB | 2018-12-31 12:00 | 0.65126
Coal | GB | 2018-12-31 13:00 | 0.65126
Coal | GB | 2018-12-31 14:00 | 0.65126
Coal | GB | 2018-12-31 15:00 | 0.65126
Coal | GB | 2018-12-31 16:00 | 0.65126
Coal | GB | 2018-12-31 17:00 | 0.66352
Coal | GB | 2018-12-31 18:00 | 0.67638
Coal | GB | 2018-12-31 19:00 | 0.67638
Coal | GB | 2018-12-31 20:00 | 0.67638
Coal | GB | 2018-12-31 21:00 | 0.67638
Coal | GB | 2018-12-31 22:00 | 0.67638
Coal | GB | 2018-12-31 23:00 | 0.67638
Biomass | FR | 2018-01-01 | 1
Biomass | FR | 2018-01-01 01:00 | 1
Biomass | FR | 2018-01-01 02:00 | 1
Biomass | FR | 2018-01-01 03:00 | 1
Biomass | FR | 2018-01-01 04:00 | 1
Biomass | FR | 2018-01-01 05:00 | 1
Biomass | FR | 2018-01-01 06:00 | 1
Biomass | FR | 2018-01-01 07:00 | 1
Biomass | FR | 2018-01-01 08:00 | 1
Biomass | FR | 2018-01-01 09:00 | 1
Biomass | FR | 2018-01-01 10:00 | 1
Biomass | FR | 2018-01-01 11:00 | 1
Biomass | FR | 2018-01-01 12:00 | 1
Biomass | FR | 2018-01-01 13:00 | 1
Biomass | FR | 2018-01-01 14:00 | 1
Biomass | FR | 2018-01-01 15:00 | 1
Biomass | FR | 2018-01-01 16:00 | 1
Biomass | FR | 2018-01-01 17:00 | 1
Biomass | FR | 2018-01-01 18:00 | 1
Biomass | FR | 2018-01-01 19:00 | 1
Biomass | FR | 2018-01-01 20:00 | 1
Biomass | FR | 2018-01-01 21:00 | 1
Biomass | FR | 2018-01-01 22:00 | 1
Biomass | FR | 2018-01-01 23:00 | 1
Biomass | FR | 2018-01-02 | 1
Biomass | FR | 2018-01-02 01:00 | 1
Biomass | FR | 2018-01-02 02:00 | 1
Biomass | FR | 2018-01-02 03:00 | 1
Biomass | FR | 2018-01-02 04:00 | 1
Biomass | FR | 2018-01-02 05:00 | 1
Biomass | FR | 2018-01-02 06:00 | 1
Biomass | FR | 2018-01-02 07:00 | 1
Biomass | FR | 2018-01-02 08:00 | 1
Biomass | FR | 2018-01-02 09:00 | 1
Biomass | FR | 2018-01-02 10:00 | 1
Biomass | FR | 2018-01-02 11:00 | 1
Biomass | FR | 2018-01-02 12:00 | 1
Biomass | FR | 2018-01-02 13:00 | 1
Biomass | FR | 2018-01-02 14:00 | 1
Biomass | FR | 2018-01-02 15:00 | 1
Biomass | FR | 2018-01-02 16:00 | 1
Biomass | FR | 2018-01-02 17:00 | 1
Biomass | FR | 2018-01-02 18:00 | 1
Biomass | FR | 2018-01-02 19:00 | 1
Biomass | FR | 2018-01-02 20:00 | 1
Biomass | FR | 2018-01-02 21:00 | 1
Biomass | FR | 2018-01-02 22:00 | 1
Biomass | FR | 2018-01-02 23:00 | 1
Biomass | FR | 2018-01-03 | 1
Biomass | FR | 2018-01-03 01:00 | 1
Biomass | FR | 2018-01-03 02:00 | 1
Biomass | FR | 2018-01-03 03:00 | 1
Biomass | FR | 2018-01-03 04:00 | 1
Biomass | FR | 2018-01-03 05:00 | 1
Biomass | FR | 2018-01-03 06:00 | 1
Biomass | FR | 2018-01-03 07:00 | 1
Biomass | FR | 2018-01-03 08:00 | 1
Biomass | FR | 2018-01-03 09:00 | 1
Biomass | FR | 2018-01-03 10:00 | 1
Biomass | FR | 2018-01-03 11:00 | 1
Biomass | FR | 2018-01-03 12:00 | 1
Biomass | FR | 2018-01-03 13:00 | 1
Biomass | FR | 2018-01-03 14:00 | 1
Biomass | FR | 2018-01-03 15:00 | 1
Biomass | FR | 2018-01-03 16:00 | 1
Biomass | FR | 2018-01-03 17:00 | 1
Biomass | FR | 2018-01-03 18:00 | 1
Biomass | FR | 2018-01-03 19:00 | 1
Biomass | FR | 2018-01-03 20:00 | 1
Biomass | FR | 2018-01-03 21:00 | 1
Biomass | FR | 2018-01-03 22:00 | 1
Biomass | FR | 2018-01-03 23:00 | 1
Biomass | FR | 2018-01-04 | 1
Biomass | FR | 2018-01-04 01:00 | 1
Biomass | FR | 2018-01-04 02:00 | 1
Biomass | FR | 2018-01-04 03:00 | 1
Biomass | FR | 2018-01-04 04:00 | 1
Biomass | FR | 2018-01-04 05:00 | 1
Biomass | FR | 2018-01-04 06:00 | 1
Biomass | FR | 2018-01-04 07:00 | 1
Biomass | FR | 2018-01-04 08:00 | 1
Biomass | FR | 2018-01-04 09:00 | 1
Biomass | FR | 2018-01-04 10:00 | 1
Biomass | FR | 2018-01-04 11:00 | 1
Biomass | FR | 2018-01-04 12:00 | 1
Biomass | FR | 2018-01-04 13:00 | 1
Biomass | FR | 2018-01-04 14:00 | 1
Biomass | FR | 2018-01-04 15:00 | 1
Biomass | FR | 2018-01-04 16:00 | 1
Biomass | FR | 2018-01-04 17:00 | 1
Biomass | FR | 2018-01-04 18:00 | 1
Biomass | FR | 2018-01-04 19:00 | 1
Biomass | FR | 2018-01-04 20:00 | 1
Biomass | FR | 2018-01-04 21:00 | 1
Biomass | FR | 2018-01-04 22:00 | 1
Biomass | FR | 2018-01-04 23:00 | 1
Biomass | FR | 2018-01-05 | 1
Biomass | FR | 2018-01-05 01:00 | 1
Biomass | FR | 2018-01-05 02:00 | 1
Biomass | FR | 2018-01-05 03:00 | 1
Biomass | FR | 2018-01-05 04:00 | 1
Biomass | FR | 2018-01-05 05:00 | 1
Biomass | FR | 2018-01-05 06:00 | 1
Biomass | FR | 2018-01-05 07:00 | 1
Biomass | FR | 2018-01-05 08:00 | 1
Biomass | FR | 2018-01-05 09:00 | 1
Biomass | FR | 2018-01-05 10:00 | 1
Biomass | FR | 2018-01-05 11:00 | 1
Biomass | FR | 2018-01-05 12:00 | 1
Biomass | FR | 2018-01-05 13:00 | 1
Biomass | FR | 2018-01-05 14:00 | 1
Biomass | FR | 2018-01-05 15:00 | 1
Biomass | FR | 2018-01-05 16:00 | 1
Biomass | FR | 2018-01-05 17:00 | 1
Biomass | FR | 2018-01-05 18:00 | 1
Biomass | FR | 2018-01-05 19:00 | 1
Biomass | FR | 2018-01-05 20:00 | 1
Biomass | FR | 2018-01-05 21:00 | 1
Biomass | FR | 2018-01-05 22:00 | 1
Biomass | FR | 2018-01-05 23:00 | 1
Biomass | FR | 2018-01-06 | 1
Biomass | FR | 2018-01-06 01:00 | 1
Biomass | FR | 2018-01-06 02:00 | 1
Biomass | FR | 2018-01-06 03:00 | 1
Biomass | FR | 2018-01-06 04:00 | 1
Biomass | FR | 2018-01-06 05:00 | 1
Biomass | FR | 2018-01-06 06:00 | 1
Biomass | FR | 2018-01-06 07:00 | 1
Biomass | FR | 2018-01-06 08:00 | 1
Biomass | FR | 2018-01-06 09:00 | 1
Biomass | FR | 2018-01-06 10:00 | 1
Biomass | FR | 2018-01-06 11:00 | 1
Biomass | FR | 2018-01-06 12:00 | 1
Biomass | FR | 2018-01-06 13:00 | 1
Biomass | FR | 2018-01-06 14:00 | 1
Biomass | FR | 2018-01-06 15:00 | 1
Biomass | FR | 2018-01-06 16:00 | 1
Biomass | FR | 2018-01-06 17:00 | 1
Biomass | FR | 2018-01-06 18:00 | 1
Biomass | FR | 2018-01-06 19:00 | 1
Biomass | FR | 2018-01-06 20:00 | 1
Biomass | FR | 2018-01-06 21:00 | 1
Biomass | FR | 2018-01-06 22:00 | 1
Biomass | FR | 2018-01-06 23:00 | 1
Biomass | FR | 2018-01-07 | 1
Biomass | FR | 2018-01-07 01:00 | 1
Biomass | FR | 2018-01-07 02:00 | 1
Biomass | FR | 2018-01-07 03:00 | 1
Biomass | FR | 2018-01-07 04:00 | 1
Biomass | FR | 2018-01-07 05:00 | 1
Biomass | FR | 2018-01-07 06:00 | 1
Biomass | FR | 2018-01-07 07:00 | 1
Biomass | FR | 2018-01-07 08:00 | 1
Biomass | FR | 2018-01-07 09:00 | 1
Biomass | FR | 2018-01-07 10:00 | 1
Biomass | FR | 2018-01-07 11:00 | 1
Biomass | FR | 2018-01-07 12:00 | 1
Biomass | FR | 2018-01-07 13:00 | 1
Biomass | FR | 2018-01-07 14:00 | 1
Biomass | FR | 2018-01-07 15:00 | 1
Biomass | FR | 2018-01-07 16:00 | 1
Biomass | FR | 2018-01-07 17:00 | 1
Biomass | FR | 2018-01-07 18:00 | 1
Biomass | FR | 2018-01-07 19:00 | 1
Biomass | FR | 2018-01-07 20:00 | 1
Biomass | FR | 2018-01-07 21:00 | 1
Biomass | FR | 2018-01-07 22:00 | 1
Biomass | FR | 2018-01-07 23:00 | 1
Biomass | FR | 2018-01-08 | 1
Biomass | FR | 2018-01-08 01:00 | 1
Biomass | FR | 2018-01-08 02:00 | 1
Biomass | FR | 2018-01-08 03:00 | 1
Biomass | FR | 2018-01-08 04:00 | 1
Biomass | FR | 2018-01-08 05:00 | 1
Biomass | FR | 2018-01-08 06:00 | 1
Biomass | FR | 2018-01-08 07:00 | 1
Biomass | FR | 2018-01-08 08:00 | 1
Biomass | FR | 2018-01-08 09:00 | 1
Biomass | FR | 2018-01-08 10:00 | 1
Biomass | FR | 2018-01-08 11:00 | 1
Biomass | FR | 2018-01-08 12:00 | 1
Biomass | FR | 2018-01-08 13:00 | 1
Biomass | FR | 2018-01-08 14:00 | 1
Biomass | FR | 2018-01-08 15:00 | 1
Biomass | FR | 2018-01-08 16:00 | 1
Biomass | FR | 2018-01-08 17:00 | 1
Biomass | FR | 2018-01-08 18:00 | 1
Biomass | FR | 2018-01-08 19:00 | 1
Biomass | FR | 2018-01-08 20:00 | 1
Biomass | FR | 2018-01-08 21:00 | 1
Biomass | FR | 2018-01-08 22:00 | 1
Biomass | FR | 2018-01-08 23:00 | 1
Biomass | FR | 2018-01-09 | 1
Biomass | FR | 2018-01-09 01:00 | 1
Biomass | FR | 2018-01-09 02:00 | 1
Biomass | FR | 2018-01-09 03:00 | 1
Biomass | FR | 2018-01-09 04:00 | 1
Biomass | FR | 2018-01-09 05:00 | 1
Biomass | FR | 2018-01-09 06:00 | 1
Biomass | FR | 2018-01-09 07:00 | 1
Biomass | FR | 2018-01-09 08:00 | 1
Biomass | FR | 2018-01-09 09:00 | 1
Biomass | FR | 2018-01-09 10:00 | 1
Biomass | FR | 2018-01-09 11:00 | 1
Biomass | FR | 2018-01-09 12:00 | 1
Biomass | FR | 2018-01-09 13:00 | 1
Biomass | FR | 2018-01-09 14:00 | 1
Biomass | FR | 2018-01-09 15:00 | 1
Biomass | FR | 2018-01-09 16:00 | 1
Biomass | FR | 2018-01-09 17:00 | 1
Biomass | FR | 2018-01-09 18:00 | 1
Biomass | FR | 2018-01-09 19:00 | 1
Biomass | FR | 2018-01-09 20:00 | 1
Biomass | FR | 2018-01-09 21:00 | 1
Biomass | FR | 2018-01-09 22:00 | 1
Biomass | FR | 2018-01-09 23:00 | 1
Biomass | FR | 2018-01-10 | 1
Biomass | FR | 2018-01-10 01:00 | 1
Biomass | FR | 2018-01-10 02:00 | 1
Biomass | FR | 2018-01-10 03:00 | 1
Biomass | FR | 2018-01-10 04:00 | 1
Biomass | FR | 2018-01-10 05:00 | 1
Biomass | FR | 2018-01-10 06:00 | 1
Biomass | FR | 2018-01-10 07:00 | 1
Biomass | FR | 2018-01-10 08:00 | 1
Biomass | FR | 2018-01-10 09:00 | 1
Biomass | FR | 2018-01-10 10:00 | 1
Biomass | FR | 2018-01-10 11:00 | 1
Biomass | FR | 2018-01-10 12:00 | 1
Biomass | FR | 2018-01-10 13:00 | 1
Biomass | FR | 2018-01-10 14:00 | 1
Biomass | FR | 2018-01-10 15:00 | 1
Biomass | FR | 2018-01-10 16:00 | 1
Biomass | FR | 2018-01-10 17:00 | 1
Biomass | FR | 2018-01-10 18:00 | 1
Biomass | FR | 2018-01-10 19:00 | 1
Biomass | FR | 2018-01-10 20:00 | 1
Biomass | FR | 2018-01-10 21:00 | 1
Biomass | FR | 2018-01-10 22:00 | 1
Biomass | FR | 2018-01-10 23:00 | 1
Biomass | FR | 2018-01-11 | 1
Biomass | FR | 2018-01-11 01:00 | 1
Biomass | FR | 2018-01-11 02:00 | 1
Biomass | FR | 2018-01-11 03:00 | 1
Biomass | FR | 2018-01-11 04:00 | 1
Biomass | FR | 2018-01-11 05:00 | 1
Biomass | FR | 2018-01-11 06:00 | 1
Biomass | FR | 2018-01-11 07:00 | 1
Biomass | FR | 2018-01-11 08:00 | 1
Biomass | FR | 2018-01-11 09:00 | 1
Biomass | FR | 2018-01-11 10:00 | 1
Biomass | FR | 2018-01-11 11:00 | 1
Biomass | FR | 2018-01-11 12:00 | 1
Biomass | FR | 2018-01-11 13:00 | 1
Biomass | FR | 2018-01-11 14:00 | 1
Biomass | FR | 2018-01-11 15:00 | 1
Biomass | FR | 2018-01-11 16:00 | 1
Biomass | FR | 2018-01-11 17:00 | 1
Biomass | FR | 2018-01-11 18:00 | 1
Biomass | FR | 2018-01-11 19:00 | 1
Biomass | FR | 2018-01-11 20:00 | 1
Biomass | FR | 2018-01-11 21:00 | 1
Biomass | FR | 2018-01-11 22:00 | 1
Biomass | FR | 2018-01-11 23:00 | 1
Biomass | FR | 2018-01-12 | 1
Biomass | FR | 2018-01-12 01:00 | 1
Biomass | FR | 2018-01-12 02:00 | 1
Biomass | FR | 2018-01-12 03:00 | 1
Biomass | FR | 2018-01-12 04:00 | 1
Biomass | FR | 2018-01-12 05:00 | 1
Biomass | FR | 2018-01-12 06:00 | 1
Biomass | FR | 2018-01-12 07:00 | 1
Biomass | FR | 2018-01-12 08:00 | 1
Biomass | FR | 2018-01-12 09:00 | 1
Biomass | FR | 2018-01-12 10:00 | 1
Biomass | FR | 2018-01-12 11:00 | 1
Biomass | FR | 2018-01-12 12:00 | 1
Biomass | FR | 2018-01-12 13:00 | 1
Biomass | FR | 2018-01-12 14:00 | 1
Biomass | FR | 2018-01-12 15:00 | 1
Biomass | FR | 2018-01-12 16:00 | 1
Biomass | FR | 2018-01-12 17:00 | 1
Biomass | FR | 2018-01-12 18:00 | 1
Biomass | FR | 2018-01-12 19:00 | 1
Biomass | FR | 2018-01-12 20:00 | 1
Biomass | FR | 2018-01-12 21:00 | 1
Biomass | FR | 2018-01-12 22:00 | 1
Biomass | FR | 2018-01-12 23:00 | 1
Biomass | FR | 2018-01-13 | 1
Biomass | FR | 2018-01-13 01:00 | 1
Biomass | FR | 2018-01-13 02:00 | 1
Biomass | FR | 2018-01-13 03:00 | 1
Biomass | FR | 2018-01-13 04:00 | 1
Biomass | FR | 2018-01-13 05:00 | 1
Biomass | FR | 2018-01-13 06:00 | 1
Biomass | FR | 2018-01-13 07:00 | 1
Biomass | FR | 2018-01-13 08:00 | 1
Biomass | FR | 2018-01-13 09:00 | 1
Biomass | FR | 2018-01-13 10:00 | 1
Biomass | FR | 2018-01-13 11:00 | 1
Biomass | FR | 2018-01-13 12:00 | 1
Biomass | FR | 2018-01-13 13:00 | 1
Biomass | FR | 2018-01-13 14:00 | 1
Biomass | FR | 2018-01-13 15:00 | 1
Biomass | FR | 2018-01-13 16:00 | 1
Biomass | FR | 2018-01-13 17:00 | 1
Biomass | FR | 2018-01-13 18:00 | 1
Biomass | FR | 2018-01-13 19:00 | 1
Biomass | FR | 2018-01-13 20:00 | 1
Biomass | FR | 2018-01-13 21:00 | 1
Biomass | FR | 2018-01-13 22:00 | 1
Biomass | FR | 2018-01-13 23:00 | 1
Biomass | FR | 2018-01-14 | 1
Biomass | FR | 2018-01-14 01:00 | 1
Biomass | FR | 2018-01-14 02:00 | 1
Biomass | FR | 2018-01-14 03:00 | 1
Biomass | FR | 2018-01-14 04:00 | 1
Biomass | FR | 2018-01-14 05:00 | 1
Biomass | FR | 2018-01-14 06:00 | 1
Biomass | FR | 2018-01-14 07:00 | 1
Biomass | FR | 2018-01-14 08:00 | 1
Biomass | FR | 2018-01-14 09:00 | 1
Biomass | FR | 2018-01-14 10:00 | 1
Biomass | FR | 2018-01-14 11:00 | 1
Biomass | FR | 2018-01-14 12:00 | 1
Biomass | FR | 2018-01-14 13:00 | 1
Biomass | FR | 2018-01-14 14:00 | 1
Biomass | FR | 2018-01-14 15:00 | 1
Biomass | FR | 2018-01-14 16:00 | 1
Biomass | FR | 2018-01-14 17:00 | 1
Biomass | FR | 2018-01-14 18:00 | 1
Biomass | FR | 2018-01-14 19:00 | 1
Biomass | FR | 2018-01-14 20:00 | 1
Biomass | FR | 2018-01-14 21:00 | 1
Biomass | FR | 2018-01-14 22:00 | 1
Biomass | FR | 2018-01-14 23:00 | 1
Biomass | FR | 2018-01-15 | 1
Biomass | FR | 2018-01-15 01:00 | 1
Biomass | FR | 2018-01-15 02:00 | 1
Biomass | FR | 2018-01-15 03:00 | 1
Biomass | FR | 2018-01-15 04:00 | 1
Biomass | FR | 2018-01-15 05:00 | 1
Biomass | FR | 2018-01-15 06:00 | 1
Biomass | FR | 2018-01-15 07:00 | 1
Biomass | FR | 2018-01-15 08:00 | 1
Biomass | FR | 2018-01-15 09:00 | 1
Biomass | FR | 2018-01-15 10:00 | 1
Biomass | FR | 2018-01-15 11:00 | 1
Biomass | FR | 2018-01-15 12:00 | 1
Biomass | FR | 2018-01-15 13:00 | 1
Biomass | FR | 2018-01-15 14:00 | 1
Biomass | FR | 2018-01-15 15:00 | 1
Biomass | FR | 2018-01-15 16:00 | 1
Biomass | FR | 2018-01-15 17:00 | 1
Biomass | FR | 2018-01-15 18:00 | 1
Biomass | FR | 2018-01-15 19:00 | 1
Biomass | FR | 2018-01-15 20:00 | 1
Biomass | FR | 2018-01-15 21:00 | 1
Biomass | FR | 2018-01-15 22:00 | 1
Biomass | FR | 2018-01-15 23:00 | 1
Biomass | FR | 2018-01-16 | 1
Biomass | FR | 2018-01-16 01:00 | 1
Biomass | FR | 2018-01-16 02:00 | 1
Biomass | FR | 2018-01-16 03:00 | 1
Biomass | FR | 2018-01-16 04:00 | 1
Biomass | FR | 2018-01-16 05:00 | 1
Biomass | FR | 2018-01-16 06:00 | 1
Biomass | FR | 2018-01-16 07:00 | 1
Biomass | FR | 2018-01-16 08:00 | 1
Biomass | FR | 2018-01-16 09:00 | 1
Biomass | FR | 2018-01-16 10:00 | 1
Biomass | FR | 2018-01-16 11:00 | 1
Biomass | FR | 2018-01-16 12:00 | 1
Biomass | FR | 2018-01-16 13:00 | 1
Biomass | FR | 2018-01-16 14:00 | 1
Biomass | FR | 2018-01-16 15:00 | 1
Biomass | FR | 2018-01-16 16:00 | 1
Biomass | FR | 2018-01-16 17:00 | 1
Biomass | FR | 2018-01-16 18:00 | 1
Biomass | FR | 2018-01-16 19:00 | 1
Biomass | FR | 2018-01-16 20:00 | 1
Biomass | FR | 2018-01-16 21:00 | 1
Biomass | FR | 2018-01-16 22:00 | 1
Biomass | FR | 2018-01-16 23:00 | 1
Biomass | FR | 2018-01-17 | 1
Biomass | FR | 2018-01-17 01:00 | 1
Biomass | FR | 2018-01-17 02:00 | 1
Biomass | FR | 2018-01-17 03:00 | 1
Biomass | FR | 2018-01-17 04:00 | 1
Biomass | FR | 2018-01-17 05:00 | 1
Biomass | FR | 2018-01-17 06:00 | 1
Biomass | FR | 2018-01-17 07:00 | 1
Biomass | FR | 2018-01-17 08:00 | 1
Biomass | FR | 2018-01-17 09:00 | 1
Biomass | FR | 2018-01-17 10:00 | 1
Biomass | FR | 2018-01-17 11:00 | 1
Biomass | FR | 2018-01-17 12:00 | 1
Biomass | FR | 2018-01-17 13:00 | 1
Biomass | FR | 2018-01-17 14:00 | 1
Biomass | FR | 2018-01-17 15:00 | 1
Biomass | FR | 2018-01-17 16:00 | 1
Biomass | FR | 2018-01-17 17:00 | 1
Biomass | FR | 2018-01-17 18:00 | 1
Biomass | FR | 2018-01-17 19:00 | 1
Biomass | FR | 2018-01-17 20:00 | 1
Biomass | FR | 2018-01-17 21:00 | 1
Biomass | FR | 2018-01-17 22:00 | 1
Biomass | FR | 2018-01-17 23:00 | 1
Biomass | FR | 2018-01-18 | 1
Biomass | FR | 2018-01-18 01:00 | 1
Biomass | FR | 2018-01-18 02:00 | 1
Biomass | FR | 2018-01-18 03:00 | 1
Biomass | FR | 2018-01-18 04:00 | 1
Biomass | FR | 2018-01-18 05:00 | 1
Biomass | FR | 2018-01-18 06:00 | 1
Biomass | FR | 2018-01-18 07:00 | 1
Biomass | FR | 2018-01-18 08:00 | 1
Biomass | FR | 2018-01-18 09:00 | 1
Biomass | FR | 2018-01-18 10:00 | 1
Biomass | FR | 2018-01-18 11:00 | 1
Biomass | FR | 2018-01-18 12:00 | 1
Biomass | FR | 2018-01-18 13:00 | 1
Biomass | FR | 2018-01-18 14:00 | 1
Biomass | FR | 2018-01-18 15:00 | 1
Biomass | FR | 2018-01-18 16:00 | 1
Biomass | FR | 2018-01-18 17:00 | 1
Biomass | FR | 2018-01-18 18:00 | 1
Biomass | FR | 2018-01-18 19:00 | 1
Biomass | FR | 2018-01-18 20:00 | 1
Biomass | FR | 2018-01-18 21:00 | 1
Biomass | FR | 2018-01-18 22:00 | 1
Biomass | FR | 2018-01-18 23:00 | 1
Biomass | FR | 2018-01-19 | 1
Biomass | FR | 2018-01-19 01:00 | 1
Biomass | FR | 2018-01-19 02:00 | 1
Biomass | FR | 2018-01-19 03:00 | 1
Biomass | FR | 2018-01-19 04:00 | 1
Biomass | FR | 2018-01-19 05:00 | 1
Biomass | FR | 2018-01-19 06:00 | 1
Biomass | FR | 2018-01-19 07:00 | 1
Biomass | FR | 2018-01-19 08:00 | 1
Biomass | FR | 2018-01-19 09:00 | 1
Biomass | FR | 2018-01-19 10:00 | 1
Biomass | FR | 2018-01-19 11:00 | 1
Biomass | FR | 2018-01-19 12:00 | 1
Biomass | FR | 2018-01-19 13:00 | 1
Biomass | FR | 2018-01-19 14:00 | 1
Biomass | FR | 2018-01-19 15:00 | 1
Biomass | FR | 2018-01-19 16:00 | 1
Biomass | FR | 2018-01-19 17:00 | 1
Biomass | FR | 2018-01-19 18:00 | 1
Biomass | FR | 2018-01-19 19:00 | 1
Biomass | FR | 2018-01-19 20:00 | 1
Biomass | FR | 2018-01-19 21:00 | 1
Biomass | FR | 2018-01-19 22:00 | 1
Biomass | FR | 2018-01-19 23:00 | 1
Biomass | FR | 2018-01-20 | 1
Biomass | FR | 2018-01-20 01:00 | 1
Biomass | FR | 2018-01-20 02:00 | 1
Biomass | FR | 2018-01-20 03:00 | 1
Biomass | FR | 2018-01-20 04:00 | 1
Biomass | FR | 2018-01-20 05:00 | 1
Biomass | FR | 2018-01-20 06:00 | 1
Biomass | FR | 2018-01-20 07:00 | 1
Biomass | FR | 2018-01-20 08:00 | 1
Biomass | FR | 2018-01-20 09:00 | 1
Biomass | FR | 2018-01-20 10:00 | 1
Biomass | FR | 2018-01-20 11:00 | 1
Biomass | FR | 2018-01-20 12:00 | 1
Biomass | FR | 2018-01-20 13:00 | 1
Biomass | FR | 2018-01-20 14:00 | 1
Biomass | FR | 2018-01-20 15:00 | 1
Biomass | FR | 2018-01-20 16:00 | 1
Biomass | FR | 2018-01-20 17:00 | 1
Biomass | FR | 2018-01-20 18:00 | 1
Biomass | FR | 2018-01-20 19:00 | 1
Biomass | FR | 2018-01-20 20:00 | 1
Biomass | FR | 2018-01-20 21:00 | 1
Biomass | FR | 2018-01-20 22:00 | 1
Biomass | FR | 2018-01-20 23:00 | 1
Biomass | FR | 2018-01-21 | 1
Biomass | FR | 2018-01-21 01:00 | 1
Biomass | FR | 2018-01-21 02:00 | 1
Biomass | FR | 2018-01-21 03:00 | 1
Biomass | FR | 2018-01-21 04:00 | 1
Biomass | FR | 2018-01-21 05:00 | 1
Biomass | FR | 2018-01-21 06:00 | 1
Biomass | FR | 2018-01-21 07:00 | 1
Biomass | FR | 2018-01-21 08:00 | 1
Biomass | FR | 2018-01-21 09:00 | 1
Biomass | FR | 2018-01-21 10:00 | 1
Biomass | FR | 2018-01-21 11:00 | 1
Biomass | FR | 2018-01-21 12:00 | 1
Biomass | FR | 2018-01-21 13:00 | 1
Biomass | FR | 2018-01-21 14:00 | 1
Biomass | FR | 2018-01-21 15:00 | 1
Biomass | FR | 2018-01-21 16:00 | 1
Biomass | FR | 2018-01-21 17:00 | 1
Biomass | FR | 2018-01-21 18:00 | 1
Biomass | FR | 2018-01-21 19:00 | 1
Biomass | FR | 2018-01-21 20:00 | 1
Biomass | FR | 2018-01-21 21:00 | 1
Biomass | FR | 2018-01-21 22:00 | 1
Biomass | FR | 2018-01-21 23:00 | 1
Biomass | FR | 2018-01-22 | 1
Biomass | FR | 2018-01-22 01:00 | 1
Biomass | FR | 2018-01-22 02:00 | 1
Biomass | FR | 2018-01-22 03:00 | 1
Biomass | FR | 2018-01-22 04:00 | 1
Biomass | FR | 2018-01-22 05:00 | 1
Biomass | FR | 2018-01-22 06:00 | 1
Biomass | FR | 2018-01-22 07:00 | 1
Biomass | FR | 2018-01-22 08:00 | 1
Biomass | FR | 2018-01-22 09:00 | 1
Biomass | FR | 2018-01-22 10:00 | 1
Biomass | FR | 2018-01-22 11:00 | 1
Biomass | FR | 2018-01-22 12:00 | 1
Biomass | FR | 2018-01-22 13:00 | 1
Biomass | FR | 2018-01-22 14:00 | 1
Biomass | FR | 2018-01-22 15:00 | 1
Biomass | FR | 2018-01-22 16:00 | 1
Biomass | FR | 2018-01-22 17:00 | 1
Biomass | FR | 2018-01-22 18:00 | 1
Biomass | FR | 2018-01-22 19:00 | 1
Biomass | FR | 2018-01-22 20:00 | 1
Biomass | FR | 2018-01-22 21:00 | 1
Biomass | FR | 2018-01-22 22:00 | 1
Biomass | FR | 2018-01-22 23:00 | 1
Biomass | FR | 2018-01-23 | 1
Biomass | FR | 2018-01-23 01:00 | 1
Biomass | FR | 2018-01-23 02:00 | 1
Biomass | FR | 2018-01-23 03:00 | 1
Biomass | FR | 2018-01-23 04:00 | 1
Biomass | FR | 2018-01-23 05:00 | 1
Biomass | FR | 2018-01-23 06:00 | 1
Biomass | FR | 2018-01-23 07:00 | 1
Biomass | FR | 2018-01-23 08:00 | 1
Biomass | FR | 2018-01-23 09:00 | 1
Biomass | FR | 2018-01-23 10:00 | 1
Biomass | FR | 2018-01-23 11:00 | 1
Biomass | FR | 2018-01-23 12:00 | 1
Biomass | FR | 2018-01-23 13:00 | 1
Biomass | FR | 2018-01-23 14:00 | 1
Biomass | FR | 2018-01-23 15:00 | 1
Biomass | FR | 2018-01-23 16:00 | 1
Biomass | FR | 2018-01-23 17:00 | 1
Biomass | FR | 2018-01-23 18:00 | 1
Biomass | FR | 2018-01-23 19:00 | 1
Biomass | FR | 2018-01-23 20:00 | 1
Biomass | FR | 2018-01-23 21:00 | 1
Biomass | FR | 2018-01-23 22:00 | 1
Biomass | FR | 2018-01-23 23:00 | 1
Biomass | FR | 2018-01-24 | 1
Biomass | FR | 2018-01-24 01:00 | 1
Biomass | FR | 2018-01-24 02:00 | 1
Biomass | FR | 2018-01-24 03:00 | 1
Biomass | FR | 2018-01-24 04:00 | 1
Biomass | FR | 2018-01-24 05:00 | 1
Biomass | FR | 2018-01-24 06:00 | 1
Biomass | FR | 2018-01-24 07:00 | 1
Biomass | FR | 2018-01-24 08:00 | 1
Biomass | FR | 2018-01-24 09:00 | 1
Biomass | FR | 2018-01-24 10:00 | 1
Biomass | FR | 2018-01-24 11:00 | 1
Biomass | FR | 2018-01-24 12:00 | 1
Biomass | FR | 2018-01-24 13:00 | 1
Biomass | FR | 2018-01-24 14:00 | 1
Biomass | FR | 2018-01-24 15:00 | 1
Biomass | FR | 2018-01-24 16:00 | 1
Biomass | FR | 2018-01-24 17:00 | 1
Biomass | FR | 2018-01-24 18:00 | 1
Biomass | FR | 2018-01-24 19:00 | 1
Biomass | FR | 2018-01-24 20:00 | 1
Biomass | FR | 2018-01-24 21:00 | 1
Biomass | FR | 2018-01-24 22:00 | 1
Biomass | FR | 2018-01-24 23:00 | 1
Biomass | FR | 2018-01-25 | 1
Biomass | FR | 2018-01-25 01:00 | 1
Biomass | FR | 2018-01-25 02:00 | 1
Biomass | FR | 2018-01-25 03:00 | 1
Biomass | FR | 2018-01-25 04:00 | 1
Biomass | FR | 2018-01-25 05:00 | 1
Biomass | FR | 2018-01-25 06:00 | 1
Biomass | FR | 2018-01-25 07:00 | 1
Biomass | FR | 2018-01-25 08:00 | 1
Biomass | FR | 2018-01-25 09:00 | 1
Biomass | FR | 2018-01-25 10:00 | 1
Biomass | FR | 2018-01-25 11:00 | 1
Biomass | FR | 2018-01-25 12:00 | 1
Biomass | FR | 2018-01-25 13:00 | 1
Biomass | FR | 2018-01-25 14:00 | 1
Biomass | FR | 2018-01-25 15:00 | 1
Biomass | FR | 2018-01-25 16:00 | 1
Biomass | FR | 2018-01-25 17:00 | 1
Biomass | FR | 2018-01-25 18:00 | 1
Biomass | FR | 2018-01-25 19:00 | 1
Biomass | FR | 2018-01-25 20:00 | 1
Biomass | FR | 2018-01-25 21:00 | 1
Biomass | FR | 2018-01-25 22:00 | 1
Biomass | FR | 2018-01-25 23:00 | 1
Biomass | FR | 2018-01-26 | 1
Biomass | FR | 2018-01-26 01:00 | 1
Biomass | FR | 2018-01-26 02:00 | 1
Biomass | FR | 2018-01-26 03:00 | 1
Biomass | FR | 2018-01-26 04:00 | 1
Biomass | FR | 2018-01-26 05:00 | 1
Biomass | FR | 2018-01-26 06:00 | 1
Biomass | FR | 2018-01-26 07:00 | 1
Biomass | FR | 2018-01-26 08:00 | 1
Biomass | FR | 2018-01-26 09:00 | 1
Biomass | FR | 2018-01-26 10:00 | 1
Biomass | FR | 2018-01-26 11:00 | 1
Biomass | FR | 2018-01-26 12:00 | 1
Biomass | FR | 2018-01-26 13:00 | 1
Biomass | FR | 2018-01-26 14:00 | 1
Biomass | FR | 2018-01-26 15:00 | 1
Biomass | FR | 2018-01-26 16:00 | 1
Biomass | FR | 2018-01-26 17:00 | 1
Biomass | FR | 2018-01-26 18:00 | 1
Biomass | FR | 2018-01-26 19:00 | 1
Biomass | FR | 2018-01-26 20:00 | 1
Biomass | FR | 2018-01-26 21:00 | 1
Biomass | FR | 2018-01-26 22:00 | 1
Biomass | FR | 2018-01-26 23:00 | 1
Biomass | FR | 2018-01-27 | 1
Biomass | FR | 2018-01-27 01:00 | 1
Biomass | FR | 2018-01-27 02:00 | 1
Biomass | FR | 2018-01-27 03:00 | 1
Biomass | FR | 2018-01-27 04:00 | 1
Biomass | FR | 2018-01-27 05:00 | 1
Biomass | FR | 2018-01-27 06:00 | 1
Biomass | FR | 2018-01-27 07:00 | 1
Biomass | FR | 2018-01-27 08:00 | 1
Biomass | FR | 2018-01-27 09:00 | 1
Biomass | FR | 2018-01-27 10:00 | 1
Biomass | FR | 2018-01-27 11:00 | 1
Biomass | FR | 2018-01-27 12:00 | 1
Biomass | FR | 2018-01-27 13:00 | 1
Biomass | FR | 2018-01-27 14:00 | 1
Biomass | FR | 2018-01-27 15:00 | 1
Biomass | FR | 2018-01-27 16:00 | 1
Biomass | FR | 2018-01-27 17:00 | 1
Biomass | FR | 2018-01-27 18:00 | 1
Biomass | FR | 2018-01-27 19:00 | 1
Biomass | FR | 2018-01-27 20:00 | 1
Biomass | FR | 2018-01-27 21:00 | 1
Biomass | FR | 2018-01-27 22:00 | 1
Biomass | FR | 2018-01-27 23:00 | 1
Biomass | FR | 2018-01-28 | 1
Biomass | FR | 2018-01-28 01:00 | 1
Biomass | FR | 2018-01-28 02:00 | 1
Biomass | FR | 2018-01-28 03:00 | 1
Biomass | FR | 2018-01-28 04:00 | 1
Biomass | FR | 2018-01-28 05:00 | 1
Biomass | FR | 2018-01-28 06:00 | 1
Biomass | FR | 2018-01-28 07:00 | 1
Biomass | FR | 2018-01-28 08:00 | 1
Biomass | FR | 2018-01-28 09:00 | 1
Biomass | FR | 2018-01-28 10:00 | 1
Biomass | FR | 2018-01-28 11:00 | 1
Biomass | FR | 2018-01-28 12:00 | 1
Biomass | FR | 2018-01-28 13:00 | 1
Biomass | FR | 2018-01-28 14:00 | 1
Biomass | FR | 2018-01-28 15:00 | 1
Biomass | FR | 2018-01-28 16:00 | 1
Biomass | FR | 2018-01-28 17:00 | 1
Biomass | FR | 2018-01-28 18:00 | 1
Biomass | FR | 2018-01-28 19:00 | 1
Biomass | FR | 2018-01-28 20:00 | 1
Biomass | FR | 2018-01-28 21:00 | 1
Biomass | FR | 2018-01-28 22:00 | 1
Biomass | FR | 2018-01-28 23:00 | 1
Biomass | FR | 2018-01-29 | 1
Biomass | FR | 2018-01-29 01:00 | 1
Biomass | FR | 2018-01-29 02:00 | 1
Biomass | FR | 2018-01-29 03:00 | 1
Biomass | FR | 2018-01-29 04:00 | 1
Biomass | FR | 2018-01-29 05:00 | 1
Biomass | FR | 2018-01-29 06:00 | 1
Biomass | FR | 2018-01-29 07:00 | 1
Biomass | FR | 2018-01-29 08:00 | 1
Biomass | FR | 2018-01-29 09:00 | 1
Biomass | FR | 2018-01-29 10:00 | 1
Biomass | FR | 2018-01-29 11:00 | 1
Biomass | FR | 2018-01-29 12:00 | 1
Biomass | FR | 2018-01-29 13:00 | 1
Biomass | FR | 2018-01-29 14:00 | 1
Biomass | FR | 2018-01-29 15:00 | 1
Biomass | FR | 2018-01-29 16:00 | 1
Biomass | FR | 2018-01-29 17:00 | 1
Biomass | FR | 2018-01-29 18:00 | 1
Biomass | FR | 2018-01-29 19:00 | 1
Biomass | FR | 2018-01-29 20:00 | 1
Biomass | FR | 2018-01-29 21:00 | 1
Biomass | FR | 2018-01-29 22:00 | 1
Biomass | FR | 2018-01-29 23:00 | 1
Biomass | FR | 2018-01-30 | 1
Biomass | FR | 2018-01-30 01:00 | 1
Biomass | FR | 2018-01-30 02:00 | 1
Biomass | FR | 2018-01-30 03:00 | 1
Biomass | FR | 2018-01-30 04:00 | 1
Biomass | FR | 2018-01-30 05:00 | 1
Biomass | FR | 2018-01-30 06:00 | 1
Biomass | FR | 2018-01-30 07:00 | 1
Biomass | FR | 2018-01-30 08:00 | 1
Biomass | FR | 2018-01-30 09:00 | 1
Biomass | FR | 2018-01-30 10:00 | 1
Biomass | FR | 2018-01-30 11:00 | 1
Biomass | FR | 2018-01-30 12:00 | 1
Biomass | FR | 2018-01-30 13:00 | 1
Biomass | FR | 2018-01-30 14:00 | 1
Biomass | FR | 2018-01-30 15:00 | 1
Biomass | FR | 2018-01-30 16:00 | 1
Biomass | FR | 2018-01-30 17:00 | 1
Biomass | FR | 2018-01-30 18:00 | 1
Biomass | FR | 2018-01-30 19:00 | 1
Biomass | FR | 2018-01-30 20:00 | 1
Biomass | FR | 2018-01-30 21:00 | 1
Biomass | FR | 2018-01-30 22:00 | 1
Biomass | FR | 2018-01-30 23:00 | 1
Biomass | FR | 2018-01-31 | 1
Biomass | FR | 2018-01-31 01:00 | 1
Biomass | FR | 2018-01-31 02:00 | 1
Biomass | FR | 2018-01-31 03:00 | 1
Biomass | FR | 2018-01-31 04:00 | 1
Biomass | FR | 2018-01-31 05:00 | 1
Biomass | FR | 2018-01-31 06:00 | 1
Biomass | FR | 2018-01-31 07:00 | 1
Biomass | FR | 2018-01-31 08:00 | 1
Biomass | FR | 2018-01-31 09:00 | 1
Biomass | FR | 2018-01-31 10:00 | 1
Biomass | FR | 2018-01-31 11:00 | 1
Biomass | FR | 2018-01-31 12:00 | 1
Biomass | FR | 2018-01-31 13:00 | 1
Biomass | FR | 2018-01-31 14:00 | 1
Biomass | FR | 2018-01-31 15:00 | 1
Biomass | FR | 2018-01-31 16:00 | 1
Biomass | FR | 2018-01-31 17:00 | 1
Biomass | FR | 2018-01-31 18:00 | 1
Biomass | FR | 2018-01-31 19:00 | 1
Biomass | FR | 2018-01-31 20:00 | 1
Biomass | FR | 2018-01-31 21:00 | 1
Biomass | FR | 2018-01-31 22:00 | 1
Biomass | FR | 2018-01-31 23:00 | 1
Biomass | FR | 2018-02-01 | 1
Biomass | FR | 2018-02-01 01:00 | 1
Biomass | FR | 2018-02-01 02:00 | 1
Biomass | FR | 2018-02-01 03:00 | 1
Biomass | FR | 2018-02-01 04:00 | 1
Biomass | FR | 2018-02-01 05:00 | 1
Biomass | FR | 2018-02-01 06:00 | 1
Biomass | FR | 2018-02-01 07:00 | 1
Biomass | FR | 2018-02-01 08:00 | 1
Biomass | FR | 2018-02-01 09:00 | 1
Biomass | FR | 2018-02-01 10:00 | 1
Biomass | FR | 2018-02-01 11:00 | 1
Biomass | FR | 2018-02-01 12:00 | 1
Biomass | FR | 2018-02-01 13:00 | 1
Biomass | FR | 2018-02-01 14:00 | 1
Biomass | FR | 2018-02-01 15:00 | 1
Biomass | FR | 2018-02-01 16:00 | 1
Biomass | FR | 2018-02-01 17:00 | 1
Biomass | FR | 2018-02-01 18:00 | 1
Biomass | FR | 2018-02-01 19:00 | 1
Biomass | FR | 2018-02-01 20:00 | 1
Biomass | FR | 2018-02-01 21:00 | 1
Biomass | FR | 2018-02-01 22:00 | 1
Biomass | FR | 2018-02-01 23:00 | 1
Biomass | FR | 2018-02-02 | 1
Biomass | FR | 2018-02-02 01:00 | 1
Biomass | FR | 2018-02-02 02:00 | 1
Biomass | FR | 2018-02-02 03:00 | 1
Biomass | FR | 2018-02-02 04:00 | 1
Biomass | FR | 2018-02-02 05:00 | 1
Biomass | FR | 2018-02-02 06:00 | 1
Biomass | FR | 2018-02-02 07:00 | 1
Biomass | FR | 2018-02-02 08:00 | 1
Biomass | FR | 2018-02-02 09:00 | 1
Biomass | FR | 2018-02-02 10:00 | 1
Biomass | FR | 2018-02-02 11:00 | 1
Biomass | FR | 2018-02-02 12:00 | 1
Biomass | FR | 2018-02-02 13:00 | 1
Biomass | FR | 2018-02-02 14:00 | 1
Biomass | FR | 2018-02-02 15:00 | 1
Biomass | FR | 2018-02-02 16:00 | 1
Biomass | FR | 2018-02-02 17:00 | 1
Biomass | FR | 2018-02-02 18:00 | 1
Biomass | FR | 2018-02-02 19:00 | 1
Biomass | FR | 2018-02-02 20:00 | 1
Biomass | FR | 2018-02-02 21:00 | 1
Biomass | FR | 2018-02-02 22:00 | 1
Biomass | FR | 2018-02-02 23:00 | 1
Biomass | FR | 2018-02-03 | 1
Biomass | FR | 2018-02-03 01:00 | 1
Biomass | FR | 2018-02-03 02:00 | 1
Biomass | FR | 2018-02-03 03:00 | 1
Biomass | FR | 2018-02-03 04:00 | 1
Biomass | FR | 2018-02-03 05:00 | 1
Biomass | FR | 2018-02-03 06:00 | 1
Biomass | FR | 2018-02-03 07:00 | 1
Biomass | FR | 2018-02-03 08:00 | 1
Biomass | FR | 2018-02-03 09:00 | 1
Biomass | FR | 2018-02-03 10:00 | 1
Biomass | FR | 2018-02-03 11:00 | 1
Biomass | FR | 2018-02-03 12:00 | 1
Biomass | FR | 2018-02-03 13:00 | 1
Biomass | FR | 2018-02-03 14:00 | 1
Biomass | FR | 2018-02-03 15:00 | 1
Biomass | FR | 2018-02-03 16:00 | 1
Biomass | FR | 2018-02-03 17:00 | 1
Biomass | FR | 2018-02-03 18:00 | 1
Biomass | FR | 2018-02-03 19:00 | 1
Biomass | FR | 2018-02-03 20:00 | 1
Biomass | FR | 2018-02-03 21:00 | 1
Biomass | FR | 2018-02-03 22:00 | 1
Biomass | FR | 2018-02-03 23:00 | 1
Biomass | FR | 2018-02-04 | 1
Biomass | FR | 2018-02-04 01:00 | 1
Biomass | FR | 2018-02-04 02:00 | 1
Biomass | FR | 2018-02-04 03:00 | 1
Biomass | FR | 2018-02-04 04:00 | 1
Biomass | FR | 2018-02-04 05:00 | 1
Biomass | FR | 2018-02-04 06:00 | 1
Biomass | FR | 2018-02-04 07:00 | 1
Biomass | FR | 2018-02-04 08:00 | 1
Biomass | FR | 2018-02-04 09:00 | 1
Biomass | FR | 2018-02-04 10:00 | 1
Biomass | FR | 2018-02-04 11:00 | 1
Biomass | FR | 2018-02-04 12:00 | 1
Biomass | FR | 2018-02-04 13:00 | 1
Biomass | FR | 2018-02-04 14:00 | 1
Biomass | FR | 2018-02-04 15:00 | 1
Biomass | FR | 2018-02-04 16:00 | 1
Biomass | FR | 2018-02-04 17:00 | 1
Biomass | FR | 2018-02-04 18:00 | 1
Biomass | FR | 2018-02-04 19:00 | 1
Biomass | FR | 2018-02-04 20:00 | 1
Biomass | FR | 2018-02-04 21:00 | 1
Biomass | FR | 2018-02-04 22:00 | 1
Biomass | FR | 2018-02-04 23:00 | 1
Biomass | FR | 2018-02-05 | 1
Biomass | FR | 2018-02-05 01:00 | 1
Biomass | FR | 2018-02-05 02:00 | 1
Biomass | FR | 2018-02-05 03:00 | 1
Biomass | FR | 2018-02-05 04:00 | 1
Biomass | FR | 2018-02-05 05:00 | 1
Biomass | FR | 2018-02-05 06:00 | 1
Biomass | FR | 2018-02-05 07:00 | 1
Biomass | FR | 2018-02-05 08:00 | 1
Biomass | FR | 2018-02-05 09:00 | 1
Biomass | FR | 2018-02-05 10:00 | 1
Biomass | FR | 2018-02-05 11:00 | 1
Biomass | FR | 2018-02-05 12:00 | 1
Biomass | FR | 2018-02-05 13:00 | 1
Biomass | FR | 2018-02-05 14:00 | 1
Biomass | FR | 2018-02-05 15:00 | 1
Biomass | FR | 2018-02-05 16:00 | 1
Biomass | FR | 2018-02-05 17:00 | 1
Biomass | FR | 2018-02-05 18:00 | 1
Biomass | FR | 2018-02-05 19:00 | 1
Biomass | FR | 2018-02-05 20:00 | 1
Biomass | FR | 2018-02-05 21:00 | 1
Biomass | FR | 2018-02-05 22:00 | 1
Biomass | FR | 2018-02-05 23:00 | 1
Biomass | FR | 2018-02-06 | 1
Biomass | FR | 2018-02-06 01:00 | 1
Biomass | FR | 2018-02-06 02:00 | 1
Biomass | FR | 2018-02-06 03:00 | 1
Biomass | FR | 2018-02-06 04:00 | 1
Biomass | FR | 2018-02-06 05:00 | 1
Biomass | FR | 2018-02-06 06:00 | 1
Biomass | FR | 2018-02-06 07:00 | 1
Biomass | FR | 2018-02-06 08:00 | 1
Biomass | FR | 2018-02-06 09:00 | 1
Biomass | FR | 2018-02-06 10:00 | 1
Biomass | FR | 2018-02-06 11:00 | 1
Biomass | FR | 2018-02-06 12:00 | 1
Biomass | FR | 2018-02-06 13:00 | 1
Biomass | FR | 2018-02-06 14:00 | 1
Biomass | FR | 2018-02-06 15:00 | 1
Biomass | FR | 2018-02-06 16:00 | 1
Biomass | FR | 2018-02-06 17:00 | 1
Biomass | FR | 2018-02-06 18:00 | 1
Biomass | FR | 2018-02-06 19:00 | 1
Biomass | FR | 2018-02-06 20:00 | 1
Biomass | FR | 2018-02-06 21:00 | 1
Biomass | FR | 2018-02-06 22:00 | 1
Biomass | FR | 2018-02-06 23:00 | 1
Biomass | FR | 2018-02-07 | 1
Biomass | FR | 2018-02-07 01:00 | 1
Biomass | FR | 2018-02-07 02:00 | 1
Biomass | FR | 2018-02-07 03:00 | 1
Biomass | FR | 2018-02-07 04:00 | 1
Biomass | FR | 2018-02-07 05:00 | 1
Biomass | FR | 2018-02-07 06:00 | 1
Biomass | FR | 2018-02-07 07:00 | 1
Biomass | FR | 2018-02-07 08:00 | 1
Biomass | FR | 2018-02-07 09:00 | 1
Biomass | FR | 2018-02-07 10:00 | 1
Biomass | FR | 2018-02-07 11:00 | 1
Biomass | FR | 2018-02-07 12:00 | 1
Biomass | FR | 2018-02-07 13:00 | 1
Biomass | FR | 2018-02-07 14:00 | 1
Biomass | FR | 2018-02-07 15:00 | 1
Biomass | FR | 2018-02-07 16:00 | 1
Biomass | FR | 2018-02-07 17:00 | 1
Biomass | FR | 2018-02-07 18:00 | 1
Biomass | FR | 2018-02-07 19:00 | 1
Biomass | FR | 2018-02-07 20:00 | 1
Biomass | FR | 2018-02-07 21:00 | 1
Biomass | FR | 2018-02-07 22:00 | 1
Biomass | FR | 2018-02-07 23:00 | 1
Biomass | FR | 2018-02-08 | 1
Biomass | FR | 2018-02-08 01:00 | 1
Biomass | FR | 2018-02-08 02:00 | 1
Biomass | FR | 2018-02-08 03:00 | 1
Biomass | FR | 2018-02-08 04:00 | 1
Biomass | FR | 2018-02-08 05:00 | 1
Biomass | FR | 2018-02-08 06:00 | 1
Biomass | FR | 2018-02-08 07:00 | 1
Biomass | FR | 2018-02-08 08:00 | 1
Biomass | FR | 2018-02-08 09:00 | 1
Biomass | FR | 2018-02-08 10:00 | 1
Biomass | FR | 2018-02-08 11:00 | 1
Biomass | FR | 2018-02-08 12:00 | 1
Biomass | FR | 2018-02-08 13:00 | 1
Biomass | FR | 2018-02-08 14:00 | 1
Biomass | FR | 2018-02-08 15:00 | 1
Biomass | FR | 2018-02-08 16:00 | 1
Biomass | FR | 2018-02-08 17:00 | 1
Biomass | FR | 2018-02-08 18:00 | 1
Biomass | FR | 2018-02-08 19:00 | 1
Biomass | FR | 2018-02-08 20:00 | 1
Biomass | FR | 2018-02-08 21:00 | 1
Biomass | FR | 2018-02-08 22:00 | 1
Biomass | FR | 2018-02-08 23:00 | 1
Biomass | FR | 2018-02-09 | 1
Biomass | FR | 2018-02-09 01:00 | 1
Biomass | FR | 2018-02-09 02:00 | 1
Biomass | FR | 2018-02-09 03:00 | 1
Biomass | FR | 2018-02-09 04:00 | 1
Biomass | FR | 2018-02-09 05:00 | 1
Biomass | FR | 2018-02-09 06:00 | 1
Biomass | FR | 2018-02-09 07:00 | 1
Biomass | FR | 2018-02-09 08:00 | 1
Biomass | FR | 2018-02-09 09:00 | 1
Biomass | FR | 2018-02-09 10:00 | 1
Biomass | FR | 2018-02-09 11:00 | 1
Biomass | FR | 2018-02-09 12:00 | 1
Biomass | FR | 2018-02-09 13:00 | 1
Biomass | FR | 2018-02-09 14:00 | 1
Biomass | FR | 2018-02-09 15:00 | 1
Biomass | FR | 2018-02-09 16:00 | 1
Biomass | FR | 2018-02-09 17:00 | 1
Biomass | FR | 2018-02-09 18:00 | 1
Biomass | FR | 2018-02-09 19:00 | 1
Biomass | FR | 2018-02-09 20:00 | 1
Biomass | FR | 2018-02-09 21:00 | 1
Biomass | FR | 2018-02-09 22:00 | 1
Biomass | FR | 2018-02-09 23:00 | 1
Biomass | FR | 2018-02-10 | 1
Biomass | FR | 2018-02-10 01:00 | 1
Biomass | FR | 2018-02-10 02:00 | 1
Biomass | FR | 2018-02-10 03:00 | 1
Biomass | FR | 2018-02-10 04:00 | 1
Biomass | FR | 2018-02-10 05:00 | 1
Biomass | FR | 2018-02-10 06:00 | 1
Biomass | FR | 2018-02-10 07:00 | 1
Biomass | FR | 2018-02-10 08:00 | 1
Biomass | FR | 2018-02-10 09:00 | 1
Biomass | FR | 2018-02-10 10:00 | 1
Biomass | FR | 2018-02-10 11:00 | 1
Biomass | FR | 2018-02-10 12:00 | 1
Biomass | FR | 2018-02-10 13:00 | 1
Biomass | FR | 2018-02-10 14:00 | 1
Biomass | FR | 2018-02-10 15:00 | 1
Biomass | FR | 2018-02-10 16:00 | 1
Biomass | FR | 2018-02-10 17:00 | 1
Biomass | FR | 2018-02-10 18:00 | 1
Biomass | FR | 2018-02-10 19:00 | 1
Biomass | FR | 2018-02-10 20:00 | 1
Biomass | FR | 2018-02-10 21:00 | 1
Biomass | FR | 2018-02-10 22:00 | 1
Biomass | FR | 2018-02-10 23:00 | 1
Biomass | FR | 2018-02-11 | 1
Biomass | FR | 2018-02-11 01:00 | 1
Biomass | FR | 2018-02-11 02:00 | 1
Biomass | FR | 2018-02-11 03:00 | 1
Biomass | FR | 2018-02-11 04:00 | 1
Biomass | FR | 2018-02-11 05:00 | 1
Biomass | FR | 2018-02-11 06:00 | 1
Biomass | FR | 2018-02-11 07:00 | 1
Biomass | FR | 2018-02-11 08:00 | 1
Biomass | FR | 2018-02-11 09:00 | 1
Biomass | FR | 2018-02-11 10:00 | 1
Biomass | FR | 2018-02-11 11:00 | 1
Biomass | FR | 2018-02-11 12:00 | 1
Biomass | FR | 2018-02-11 13:00 | 1
Biomass | FR | 2018-02-11 14:00 | 1
Biomass | FR | 2018-02-11 15:00 | 1
Biomass | FR | 2018-02-11 16:00 | 1
Biomass | FR | 2018-02-11 17:00 | 1
Biomass | FR | 2018-02-11 18:00 | 1
Biomass | FR | 2018-02-11 19:00 | 1
Biomass | FR | 2018-02-11 20:00 | 1
Biomass | FR | 2018-02-11 21:00 | 1
Biomass | FR | 2018-02-11 22:00 | 1
Biomass | FR | 2018-02-11 23:00 | 1
Biomass | FR | 2018-02-12 | 1
Biomass | FR | 2018-02-12 01:00 | 1
Biomass | FR | 2018-02-12 02:00 | 1
Biomass | FR | 2018-02-12 03:00 | 1
Biomass | FR | 2018-02-12 04:00 | 1
Biomass | FR | 2018-02-12 05:00 | 1
Biomass | FR | 2018-02-12 06:00 | 1
Biomass | FR | 2018-02-12 07:00 | 1
Biomass | FR | 2018-02-12 08:00 | 1
Biomass | FR | 2018-02-12 09:00 | 1
Biomass | FR | 2018-02-12 10:00 | 1
Biomass | FR | 2018-02-12 11:00 | 1
Biomass | FR | 2018-02-12 12:00 | 1
Biomass | FR | 2018-02-12 13:00 | 1
Biomass | FR | 2018-02-12 14:00 | 1
Biomass | FR | 2018-02-12 15:00 | 1
Biomass | FR | 2018-02-12 16:00 | 1
Biomass | FR | 2018-02-12 17:00 | 1
Biomass | FR | 2018-02-12 18:00 | 1
Biomass | FR | 2018-02-12 19:00 | 1
Biomass | FR | 2018-02-12 20:00 | 1
Biomass | FR | 2018-02-12 21:00 | 1
Biomass | FR | 2018-02-12 22:00 | 1
Biomass | FR | 2018-02-12 23:00 | 1
Biomass | FR | 2018-02-13 | 1
Biomass | FR | 2018-02-13 01:00 | 1
Biomass | FR | 2018-02-13 02:00 | 1
Biomass | FR | 2018-02-13 03:00 | 1
Biomass | FR | 2018-02-13 04:00 | 1
Biomass | FR | 2018-02-13 05:00 | 1
Biomass | FR | 2018-02-13 06:00 | 1
Biomass | FR | 2018-02-13 07:00 | 1
Biomass | FR | 2018-02-13 08:00 | 1
Biomass | FR | 2018-02-13 09:00 | 1
Biomass | FR | 2018-02-13 10:00 | 1
Biomass | FR | 2018-02-13 11:00 | 1
Biomass | FR | 2018-02-13 12:00 | 1
Biomass | FR | 2018-02-13 13:00 | 1
Biomass | FR | 2018-02-13 14:00 | 1
Biomass | FR | 2018-02-13 15:00 | 1
Biomass | FR | 2018-02-13 16:00 | 1
Biomass | FR | 2018-02-13 17:00 | 1
Biomass | FR | 2018-02-13 18:00 | 1
Biomass | FR | 2018-02-13 19:00 | 1
Biomass | FR | 2018-02-13 20:00 | 1
Biomass | FR | 2018-02-13 21:00 | 1
Biomass | FR | 2018-02-13 22:00 | 1
Biomass | FR | 2018-02-13 23:00 | 1
Biomass | FR | 2018-02-14 | 1
Biomass | FR | 2018-02-14 01:00 | 1
Biomass | FR | 2018-02-14 02:00 | 1
Biomass | FR | 2018-02-14 03:00 | 1
Biomass | FR | 2018-02-14 04:00 | 1
Biomass | FR | 2018-02-14 05:00 | 1
Biomass | FR | 2018-02-14 06:00 | 1
Biomass | FR | 2018-02-14 07:00 | 1
Biomass | FR | 2018-02-14 08:00 | 1
Biomass | FR | 2018-02-14 09:00 | 1
Biomass | FR | 2018-02-14 10:00 | 1
Biomass | FR | 2018-02-14 11:00 | 1
Biomass | FR | 2018-02-14 12:00 | 1
Biomass | FR | 2018-02-14 13:00 | 1
Biomass | FR | 2018-02-14 14:00 | 1
Biomass | FR | 2018-02-14 15:00 | 1
Biomass | FR | 2018-02-14 16:00 | 1
Biomass | FR | 2018-02-14 17:00 | 1
Biomass | FR | 2018-02-14 18:00 | 1
Biomass | FR | 2018-02-14 19:00 | 1
Biomass | FR | 2018-02-14 20:00 | 1
Biomass | FR | 2018-02-14 21:00 | 1
Biomass | FR | 2018-02-14 22:00 | 1
Biomass | FR | 2018-02-14 23:00 | 1
Biomass | FR | 2018-02-15 | 1
Biomass | FR | 2018-02-15 01:00 | 1
Biomass | FR | 2018-02-15 02:00 | 1
Biomass | FR | 2018-02-15 03:00 | 1
Biomass | FR | 2018-02-15 04:00 | 1
Biomass | FR | 2018-02-15 05:00 | 1
Biomass | FR | 2018-02-15 06:00 | 1
Biomass | FR | 2018-02-15 07:00 | 1
Biomass | FR | 2018-02-15 08:00 | 1
Biomass | FR | 2018-02-15 09:00 | 1
Biomass | FR | 2018-02-15 10:00 | 1
Biomass | FR | 2018-02-15 11:00 | 1
Biomass | FR | 2018-02-15 12:00 | 1
Biomass | FR | 2018-02-15 13:00 | 1
Biomass | FR | 2018-02-15 14:00 | 1
Biomass | FR | 2018-02-15 15:00 | 1
Biomass | FR | 2018-02-15 16:00 | 1
Biomass | FR | 2018-02-15 17:00 | 1
Biomass | FR | 2018-02-15 18:00 | 1
Biomass | FR | 2018-02-15 19:00 | 1
Biomass | FR | 2018-02-15 20:00 | 1
Biomass | FR | 2018-02-15 21:00 | 1
Biomass | FR | 2018-02-15 22:00 | 1
Biomass | FR | 2018-02-15 23:00 | 1
Biomass | FR | 2018-02-16 | 1
Biomass | FR | 2018-02-16 01:00 | 1
Biomass | FR | 2018-02-16 02:00 | 1
Biomass | FR | 2018-02-16 03:00 | 1
Biomass | FR | 2018-02-16 04:00 | 1
Biomass | FR | 2018-02-16 05:00 | 1
Biomass | FR | 2018-02-16 06:00 | 1
Biomass | FR | 2018-02-16 07:00 | 1
Biomass | FR | 2018-02-16 08:00 | 1
Biomass | FR | 2018-02-16 09:00 | 1
Biomass | FR | 2018-02-16 10:00 | 1
Biomass | FR | 2018-02-16 11:00 | 1
Biomass | FR | 2018-02-16 12:00 | 1
Biomass | FR | 2018-02-16 13:00 | 1
Biomass | FR | 2018-02-16 14:00 | 1
Biomass | FR | 2018-02-16 15:00 | 1
Biomass | FR | 2018-02-16 16:00 | 1
Biomass | FR | 2018-02-16 17:00 | 1
Biomass | FR | 2018-02-16 18:00 | 1
Biomass | FR | 2018-02-16 19:00 | 1
Biomass | FR | 2018-02-16 20:00 | 1
Biomass | FR | 2018-02-16 21:00 | 1
Biomass | FR | 2018-02-16 22:00 | 1
Biomass | FR | 2018-02-16 23:00 | 1
Biomass | FR | 2018-02-17 | 1
Biomass | FR | 2018-02-17 01:00 | 1
Biomass | FR | 2018-02-17 02:00 | 1
Biomass | FR | 2018-02-17 03:00 | 1
Biomass | FR | 2018-02-17 04:00 | 1
Biomass | FR | 2018-02-17 05:00 | 1
Biomass | FR | 2018-02-17 06:00 | 1
Biomass | FR | 2018-02-17 07:00 | 1
Biomass | FR | 2018-02-17 08:00 | 1
Biomass | FR | 2018-02-17 09:00 | 1
Biomass | FR | 2018-02-17 10:00 | 1
Biomass | FR | 2018-02-17 11:00 | 1
Biomass | FR | 2018-02-17 12:00 | 1
Biomass | FR | 2018-02-17 13:00 | 1
Biomass | FR | 2018-02-17 14:00 | 1
Biomass | FR | 2018-02-17 15:00 | 1
Biomass | FR | 2018-02-17 16:00 | 1
Biomass | FR | 2018-02-17 17:00 | 1
Biomass | FR | 2018-02-17 18:00 | 1
Biomass | FR | 2018-02-17 19:00 | 1
Biomass | FR | 2018-02-17 20:00 | 1
Biomass | FR | 2018-02-17 21:00 | 1
Biomass | FR | 2018-02-17 22:00 | 1
Biomass | FR | 2018-02-17 23:00 | 1
Biomass | FR | 2018-02-18 | 1
Biomass | FR | 2018-02-18 01:00 | 1
Biomass | FR | 2018-02-18 02:00 | 1
Biomass | FR | 2018-02-18 03:00 | 1
Biomass | FR | 2018-02-18 04:00 | 1
Biomass | FR | 2018-02-18 05:00 | 1
Biomass | FR | 2018-02-18 06:00 | 1
Biomass | FR | 2018-02-18 07:00 | 1
Biomass | FR | 2018-02-18 08:00 | 1
Biomass | FR | 2018-02-18 09:00 | 1
Biomass | FR | 2018-02-18 10:00 | 1
Biomass | FR | 2018-02-18 11:00 | 1
Biomass | FR | 2018-02-18 12:00 | 1
Biomass | FR | 2018-02-18 13:00 | 1
Biomass | FR | 2018-02-18 14:00 | 1
Biomass | FR | 2018-02-18 15:00 | 1
Biomass | FR | 2018-02-18 16:00 | 1
Biomass | FR | 2018-02-18 17:00 | 1
Biomass | FR | 2018-02-18 18:00 | 1
Biomass | FR | 2018-02-18 19:00 | 1
Biomass | FR | 2018-02-18 20:00 | 1
Biomass | FR | 2018-02-18 21:00 | 1
Biomass | FR | 2018-02-18 22:00 | 1
Biomass | FR | 2018-02-18 23:00 | 1
Biomass | FR | 2018-02-19 | 1
Biomass | FR | 2018-02-19 01:00 | 1
Biomass | FR | 2018-02-19 02:00 | 1
Biomass | FR | 2018-02-19 03:00 | 1
Biomass | FR | 2018-02-19 04:00 | 1
Biomass | FR | 2018-02-19 05:00 | 1
Biomass | FR | 2018-02-19 06:00 | 1
Biomass | FR | 2018-02-19 07:00 | 1
Biomass | FR | 2018-02-19 08:00 | 1
Biomass | FR | 2018-02-19 09:00 | 1
Biomass | FR | 2018-02-19 10:00 | 1
Biomass | FR | 2018-02-19 11:00 | 1
Biomass | FR | 2018-02-19 12:00 | 1
Biomass | FR | 2018-02-19 13:00 | 1
Biomass | FR | 2018-02-19 14:00 | 1
Biomass | FR | 2018-02-19 15:00 | 1
Biomass | FR | 2018-02-19 16:00 | 1
Biomass | FR | 2018-02-19 17:00 | 1
Biomass | FR | 2018-02-19 18:00 | 1
Biomass | FR | 2018-02-19 19:00 | 1
Biomass | FR | 2018-02-19 20:00 | 1
Biomass | FR | 2018-02-19 21:00 | 1
Biomass | FR | 2018-02-19 22:00 | 1
Biomass | FR | 2018-02-19 23:00 | 1
Biomass | FR | 2018-02-20 | 1
Biomass | FR | 2018-02-20 01:00 | 1
Biomass | FR | 2018-02-20 02:00 | 1
Biomass | FR | 2018-02-20 03:00 | 1
Biomass | FR | 2018-02-20 04:00 | 1
Biomass | FR | 2018-02-20 05:00 | 1
Biomass | FR | 2018-02-20 06:00 | 1
Biomass | FR | 2018-02-20 07:00 | 1
Biomass | FR | 2018-02-20 08:00 | 1
Biomass | FR | 2018-02-20 09:00 | 1
Biomass | FR | 2018-02-20 10:00 | 1
Biomass | FR | 2018-02-20 11:00 | 1
Biomass | FR | 2018-02-20 12:00 | 1
Biomass | FR | 2018-02-20 13:00 | 1
Biomass | FR | 2018-02-20 14:00 | 1
Biomass | FR | 2018-02-20 15:00 | 1
Biomass | FR | 2018-02-20 16:00 | 1
Biomass | FR | 2018-02-20 17:00 | 1
Biomass | FR | 2018-02-20 18:00 | 1
Biomass | FR | 2018-02-20 19:00 | 1
Biomass | FR | 2018-02-20 20:00 | 1
Biomass | FR | 2018-02-20 21:00 | 1
Biomass | FR | 2018-02-20 22:00 | 1
Biomass | FR | 2018-02-20 23:00 | 1
Biomass | FR | 2018-02-21 | 1
Biomass | FR | 2018-02-21 01:00 | 1
Biomass | FR | 2018-02-21 02:00 | 1
Biomass | FR | 2018-02-21 03:00 | 1
Biomass | FR | 2018-02-21 04:00 | 1
Biomass | FR | 2018-02-21 05:00 | 1
Biomass | FR | 2018-02-21 06:00 | 1
Biomass | FR | 2018-02-21 07:00 | 1
Biomass | FR | 2018-02-21 08:00 | 1
Biomass | FR | 2018-02-21 09:00 | 1
Biomass | FR | 2018-02-21 10:00 | 1
Biomass | FR | 2018-02-21 11:00 | 1
Biomass | FR | 2018-02-21 12:00 | 1
Biomass | FR | 2018-02-21 13:00 | 1
Biomass | FR | 2018-02-21 14:00 | 1
Biomass | FR | 2018-02-21 15:00 | 1
Biomass | FR | 2018-02-21 16:00 | 1
Biomass | FR | 2018-02-21 17:00 | 1
Biomass | FR | 2018-02-21 18:00 | 1
Biomass | FR | 2018-02-21 19:00 | 1
Biomass | FR | 2018-02-21 20:00 | 1
Biomass | FR | 2018-02-21 21:00 | 1
Biomass | FR | 2018-02-21 22:00 | 1
Biomass | FR | 2018-02-21 23:00 | 1
Biomass | FR | 2018-02-22 | 1
Biomass | FR | 2018-02-22 01:00 | 1
Biomass | FR | 2018-02-22 02:00 | 1
Biomass | FR | 2018-02-22 03:00 | 1
Biomass | FR | 2018-02-22 04:00 | 1
Biomass | FR | 2018-02-22 05:00 | 1
Biomass | FR | 2018-02-22 06:00 | 1
Biomass | FR | 2018-02-22 07:00 | 1
Biomass | FR | 2018-02-22 08:00 | 1
Biomass | FR | 2018-02-22 09:00 | 1
Biomass | FR | 2018-02-22 10:00 | 1
Biomass | FR | 2018-02-22 11:00 | 1
Biomass | FR | 2018-02-22 12:00 | 1
Biomass | FR | 2018-02-22 13:00 | 1
Biomass | FR | 2018-02-22 14:00 | 1
Biomass | FR | 2018-02-22 15:00 | 1
Biomass | FR | 2018-02-22 16:00 | 1
Biomass | FR | 2018-02-22 17:00 | 1
Biomass | FR | 2018-02-22 18:00 | 1
Biomass | FR | 2018-02-22 19:00 | 1
Biomass | FR | 2018-02-22 20:00 | 1
Biomass | FR | 2018-02-22 21:00 | 1
Biomass | FR | 2018-02-22 22:00 | 1
Biomass | FR | 2018-02-22 23:00 | 1
Biomass | FR | 2018-02-23 | 1
Biomass | FR | 2018-02-23 01:00 | 1
Biomass | FR | 2018-02-23 02:00 | 1
Biomass | FR | 2018-02-23 03:00 | 1
Biomass | FR | 2018-02-23 04:00 | 1
Biomass | FR | 2018-02-23 05:00 | 1
Biomass | FR | 2018-02-23 06:00 | 1
Biomass | FR | 2018-02-23 07:00 | 1
Biomass | FR | 2018-02-23 08:00 | 1
Biomass | FR | 2018-02-23 09:00 | 1
Biomass | FR | 2018-02-23 10:00 | 1
Biomass | FR | 2018-02-23 11:00 | 1
Biomass | FR | 2018-02-23 12:00 | 1
Biomass | FR | 2018-02-23 13:00 | 1
Biomass | FR | 2018-02-23 14:00 | 1
Biomass | FR | 2018-02-23 15:00 | 1
Biomass | FR | 2018-02-23 16:00 | 1
Biomass | FR | 2018-02-23 17:00 | 1
Biomass | FR | 2018-02-23 18:00 | 1
Biomass | FR | 2018-02-23 19:00 | 1
Biomass | FR | 2018-02-23 20:00 | 1
Biomass | FR | 2018-02-23 21:00 | 1
Biomass | FR | 2018-02-23 22:00 | 1
Biomass | FR | 2018-02-23 23:00 | 1
Biomass | FR | 2018-02-24 | 1
Biomass | FR | 2018-02-24 01:00 | 1
Biomass | FR | 2018-02-24 02:00 | 1
Biomass | FR | 2018-02-24 03:00 | 1
Biomass | FR | 2018-02-24 04:00 | 1
Biomass | FR | 2018-02-24 05:00 | 1
Biomass | FR | 2018-02-24 06:00 | 1
Biomass | FR | 2018-02-24 07:00 | 1
Biomass | FR | 2018-02-24 08:00 | 1
Biomass | FR | 2018-02-24 09:00 | 1
Biomass | FR | 2018-02-24 10:00 | 1
Biomass | FR | 2018-02-24 11:00 | 1
Biomass | FR | 2018-02-24 12:00 | 1
Biomass | FR | 2018-02-24 13:00 | 1
Biomass | FR | 2018-02-24 14:00 | 1
Biomass | FR | 2018-02-24 15:00 | 1
Biomass | FR | 2018-02-24 16:00 | 1
Biomass | FR | 2018-02-24 17:00 | 1
Biomass | FR | 2018-02-24 18:00 | 1
Biomass | FR | 2018-02-24 19:00 | 1
Biomass | FR | 2018-02-24 20:00 | 1
Biomass | FR | 2018-02-24 21:00 | 1
Biomass | FR | 2018-02-24 22:00 | 1
Biomass | FR | 2018-02-24 23:00 | 1
Biomass | FR | 2018-02-25 | 1
Biomass | FR | 2018-02-25 01:00 | 1
Biomass | FR | 2018-02-25 02:00 | 1
Biomass | FR | 2018-02-25 03:00 | 1
Biomass | FR | 2018-02-25 04:00 | 1
Biomass | FR | 2018-02-25 05:00 | 1
Biomass | FR | 2018-02-25 06:00 | 1
Biomass | FR | 2018-02-25 07:00 | 1
Biomass | FR | 2018-02-25 08:00 | 1
Biomass | FR | 2018-02-25 09:00 | 1
Biomass | FR | 2018-02-25 10:00 | 1
Biomass | FR | 2018-02-25 11:00 | 1
Biomass | FR | 2018-02-25 12:00 | 1
Biomass | FR | 2018-02-25 13:00 | 1
Biomass | FR | 2018-02-25 14:00 | 1
Biomass | FR | 2018-02-25 15:00 | 1
Biomass | FR | 2018-02-25 16:00 | 1
Biomass | FR | 2018-02-25 17:00 | 1
Biomass | FR | 2018-02-25 18:00 | 1
Biomass | FR | 2018-02-25 19:00 | 1
Biomass | FR | 2018-02-25 20:00 | 1
Biomass | FR | 2018-02-25 21:00 | 1
Biomass | FR | 2018-02-25 22:00 | 1
Biomass | FR | 2018-02-25 23:00 | 1
Biomass | FR | 2018-02-26 | 1
Biomass | FR | 2018-02-26 01:00 | 1
Biomass | FR | 2018-02-26 02:00 | 1
Biomass | FR | 2018-02-26 03:00 | 1
Biomass | FR | 2018-02-26 04:00 | 1
Biomass | FR | 2018-02-26 05:00 | 1
Biomass | FR | 2018-02-26 06:00 | 1
Biomass | FR | 2018-02-26 07:00 | 1
Biomass | FR | 2018-02-26 08:00 | 1
Biomass | FR | 2018-02-26 09:00 | 1
Biomass | FR | 2018-02-26 10:00 | 1
Biomass | FR | 2018-02-26 11:00 | 1
Biomass | FR | 2018-02-26 12:00 | 1
Biomass | FR | 2018-02-26 13:00 | 1
Biomass | FR | 2018-02-26 14:00 | 1
Biomass | FR | 2018-02-26 15:00 | 1
Biomass | FR | 2018-02-26 16:00 | 1
Biomass | FR | 2018-02-26 17:00 | 1
Biomass | FR | 2018-02-26 18:00 | 1
Biomass | FR | 2018-02-26 19:00 | 1
Biomass | FR | 2018-02-26 20:00 | 1
Biomass | FR | 2018-02-26 21:00 | 1
Biomass | FR | 2018-02-26 22:00 | 1
Biomass | FR | 2018-02-26 23:00 | 1
Biomass | FR | 2018-02-27 | 1
Biomass | FR | 2018-02-27 01:00 | 1
Biomass | FR | 2018-02-27 02:00 | 1
Biomass | FR | 2018-02-27 03:00 | 1
Biomass | FR | 2018-02-27 04:00 | 1
Biomass | FR | 2018-02-27 05:00 | 1
Biomass | FR | 2018-02-27 06:00 | 1
Biomass | FR | 2018-02-27 07:00 | 1
Biomass | FR | 2018-02-27 08:00 | 1
Biomass | FR | 2018-02-27 09:00 | 1
Biomass | FR | 2018-02-27 10:00 | 1
Biomass | FR | 2018-02-27 11:00 | 1
Biomass | FR | 2018-02-27 12:00 | 1
Biomass | FR | 2018-02-27 13:00 | 1
Biomass | FR | 2018-02-27 14:00 | 1
Biomass | FR | 2018-02-27 15:00 | 1
Biomass | FR | 2018-02-27 16:00 | 1
Biomass | FR | 2018-02-27 17:00 | 1
Biomass | FR | 2018-02-27 18:00 | 1
Biomass | FR | 2018-02-27 19:00 | 1
Biomass | FR | 2018-02-27 20:00 | 1
Biomass | FR | 2018-02-27 21:00 | 1
Biomass | FR | 2018-02-27 22:00 | 1
Biomass | FR | 2018-02-27 23:00 | 1
Biomass | FR | 2018-02-28 | 1
Biomass | FR | 2018-02-28 01:00 | 1
Biomass | FR | 2018-02-28 02:00 | 1
Biomass | FR | 2018-02-28 03:00 | 1
Biomass | FR | 2018-02-28 04:00 | 1
Biomass | FR | 2018-02-28 05:00 | 1
Biomass | FR | 2018-02-28 06:00 | 1
Biomass | FR | 2018-02-28 07:00 | 1
Biomass | FR | 2018-02-28 08:00 | 1
Biomass | FR | 2018-02-28 09:00 | 1
Biomass | FR | 2018-02-28 10:00 | 1
Biomass | FR | 2018-02-28 11:00 | 1
Biomass | FR | 2018-02-28 12:00 | 1
Biomass | FR | 2018-02-28 13:00 | 1
Biomass | FR | 2018-02-28 14:00 | 1
Biomass | FR | 2018-02-28 15:00 | 1
Biomass | FR | 2018-02-28 16:00 | 1
Biomass | FR | 2018-02-28 17:00 | 1
Biomass | FR | 2018-02-28 18:00 | 1
Biomass | FR | 2018-02-28 19:00 | 1
Biomass | FR | 2018-02-28 20:00 | 1
Biomass | FR | 2018-02-28 21:00 | 1
Biomass | FR | 2018-02-28 22:00 | 1
Biomass | FR | 2018-02-28 23:00 | 1
Biomass | FR | 2018-03-01 | 1
Biomass | FR | 2018-03-01 01:00 | 1
Biomass | FR | 2018-03-01 02:00 | 1
Biomass | FR | 2018-03-01 03:00 | 1
Biomass | FR | 2018-03-01 04:00 | 1
Biomass | FR | 2018-03-01 05:00 | 1
Biomass | FR | 2018-03-01 06:00 | 1
Biomass | FR | 2018-03-01 07:00 | 1
Biomass | FR | 2018-03-01 08:00 | 1
Biomass | FR | 2018-03-01 09:00 | 1
Biomass | FR | 2018-03-01 10:00 | 1
Biomass | FR | 2018-03-01 11:00 | 1
Biomass | FR | 2018-03-01 12:00 | 1
Biomass | FR | 2018-03-01 13:00 | 1
Biomass | FR | 2018-03-01 14:00 | 1
Biomass | FR | 2018-03-01 15:00 | 1
Biomass | FR | 2018-03-01 16:00 | 1
Biomass | FR | 2018-03-01 17:00 | 1
Biomass | FR | 2018-03-01 18:00 | 1
Biomass | FR | 2018-03-01 19:00 | 1
Biomass | FR | 2018-03-01 20:00 | 1
Biomass | FR | 2018-03-01 21:00 | 1
Biomass | FR | 2018-03-01 22:00 | 1
Biomass | FR | 2018-03-01 23:00 | 1
Biomass | FR | 2018-03-02 | 1
Biomass | FR | 2018-03-02 01:00 | 1
Biomass | FR | 2018-03-02 02:00 | 1
Biomass | FR | 2018-03-02 03:00 | 1
Biomass | FR | 2018-03-02 04:00 | 1
Biomass | FR | 2018-03-02 05:00 | 1
Biomass | FR | 2018-03-02 06:00 | 1
Biomass | FR | 2018-03-02 07:00 | 1
Biomass | FR | 2018-03-02 08:00 | 1
Biomass | FR | 2018-03-02 09:00 | 1
Biomass | FR | 2018-03-02 10:00 | 1
Biomass | FR | 2018-03-02 11:00 | 1
Biomass | FR | 2018-03-02 12:00 | 1
Biomass | FR | 2018-03-02 13:00 | 1
Biomass | FR | 2018-03-02 14:00 | 1
Biomass | FR | 2018-03-02 15:00 | 1
Biomass | FR | 2018-03-02 16:00 | 1
Biomass | FR | 2018-03-02 17:00 | 1
Biomass | FR | 2018-03-02 18:00 | 1
Biomass | FR | 2018-03-02 19:00 | 1
Biomass | FR | 2018-03-02 20:00 | 1
Biomass | FR | 2018-03-02 21:00 | 1
Biomass | FR | 2018-03-02 22:00 | 1
Biomass | FR | 2018-03-02 23:00 | 1
Biomass | FR | 2018-03-03 | 1
Biomass | FR | 2018-03-03 01:00 | 1
Biomass | FR | 2018-03-03 02:00 | 1
Biomass | FR | 2018-03-03 03:00 | 1
Biomass | FR | 2018-03-03 04:00 | 1
Biomass | FR | 2018-03-03 05:00 | 1
Biomass | FR | 2018-03-03 06:00 | 1
Biomass | FR | 2018-03-03 07:00 | 1
Biomass | FR | 2018-03-03 08:00 | 1
Biomass | FR | 2018-03-03 09:00 | 1
Biomass | FR | 2018-03-03 10:00 | 1
Biomass | FR | 2018-03-03 11:00 | 1
Biomass | FR | 2018-03-03 12:00 | 1
Biomass | FR | 2018-03-03 13:00 | 1
Biomass | FR | 2018-03-03 14:00 | 1
Biomass | FR | 2018-03-03 15:00 | 1
Biomass | FR | 2018-03-03 16:00 | 1
Biomass | FR | 2018-03-03 17:00 | 1
Biomass | FR | 2018-03-03 18:00 | 1
Biomass | FR | 2018-03-03 19:00 | 1
Biomass | FR | 2018-03-03 20:00 | 1
Biomass | FR | 2018-03-03 21:00 | 1
Biomass | FR | 2018-03-03 22:00 | 1
Biomass | FR | 2018-03-03 23:00 | 1
Biomass | FR | 2018-03-04 | 1
Biomass | FR | 2018-03-04 01:00 | 1
Biomass | FR | 2018-03-04 02:00 | 1
Biomass | FR | 2018-03-04 03:00 | 1
Biomass | FR | 2018-03-04 04:00 | 1
Biomass | FR | 2018-03-04 05:00 | 1
Biomass | FR | 2018-03-04 06:00 | 1
Biomass | FR | 2018-03-04 07:00 | 1
Biomass | FR | 2018-03-04 08:00 | 1
Biomass | FR | 2018-03-04 09:00 | 1
Biomass | FR | 2018-03-04 10:00 | 1
Biomass | FR | 2018-03-04 11:00 | 1
Biomass | FR | 2018-03-04 12:00 | 1
Biomass | FR | 2018-03-04 13:00 | 1
Biomass | FR | 2018-03-04 14:00 | 1
Biomass | FR | 2018-03-04 15:00 | 1
Biomass | FR | 2018-03-04 16:00 | 1
Biomass | FR | 2018-03-04 17:00 | 1
Biomass | FR | 2018-03-04 18:00 | 1
Biomass | FR | 2018-03-04 19:00 | 1
Biomass | FR | 2018-03-04 20:00 | 1
Biomass | FR | 2018-03-04 21:00 | 1
Biomass | FR | 2018-03-04 22:00 | 1
Biomass | FR | 2018-03-04 23:00 | 1
Biomass | FR | 2018-03-05 | 1
Biomass | FR | 2018-03-05 01:00 | 1
Biomass | FR | 2018-03-05 02:00 | 1
Biomass | FR | 2018-03-05 03:00 | 1
Biomass | FR | 2018-03-05 04:00 | 1
Biomass | FR | 2018-03-05 05:00 | 1
Biomass | FR | 2018-03-05 06:00 | 1
Biomass | FR | 2018-03-05 07:00 | 1
Biomass | FR | 2018-03-05 08:00 | 1
Biomass | FR | 2018-03-05 09:00 | 1
Biomass | FR | 2018-03-05 10:00 | 1
Biomass | FR | 2018-03-05 11:00 | 1
Biomass | FR | 2018-03-05 12:00 | 1
Biomass | FR | 2018-03-05 13:00 | 1
Biomass | FR | 2018-03-05 14:00 | 1
Biomass | FR | 2018-03-05 15:00 | 1
Biomass | FR | 2018-03-05 16:00 | 1
Biomass | FR | 2018-03-05 17:00 | 1
Biomass | FR | 2018-03-05 18:00 | 1
Biomass | FR | 2018-03-05 19:00 | 1
Biomass | FR | 2018-03-05 20:00 | 1
Biomass | FR | 2018-03-05 21:00 | 1
Biomass | FR | 2018-03-05 22:00 | 1
Biomass | FR | 2018-03-05 23:00 | 1
Biomass | FR | 2018-03-06 | 1
Biomass | FR | 2018-03-06 01:00 | 1
Biomass | FR | 2018-03-06 02:00 | 1
Biomass | FR | 2018-03-06 03:00 | 1
Biomass | FR | 2018-03-06 04:00 | 1
Biomass | FR | 2018-03-06 05:00 | 1
Biomass | FR | 2018-03-06 06:00 | 1
Biomass | FR | 2018-03-06 07:00 | 1
Biomass | FR | 2018-03-06 08:00 | 1
Biomass | FR | 2018-03-06 09:00 | 1
Biomass | FR | 2018-03-06 10:00 | 1
Biomass | FR | 2018-03-06 11:00 | 1
Biomass | FR | 2018-03-06 12:00 | 1
Biomass | FR | 2018-03-06 13:00 | 1
Biomass | FR | 2018-03-06 14:00 | 1
Biomass | FR | 2018-03-06 15:00 | 1
Biomass | FR | 2018-03-06 16:00 | 1
Biomass | FR | 2018-03-06 17:00 | 1
Biomass | FR | 2018-03-06 18:00 | 1
Biomass | FR | 2018-03-06 19:00 | 1
Biomass | FR | 2018-03-06 20:00 | 1
Biomass | FR | 2018-03-06 21:00 | 1
Biomass | FR | 2018-03-06 22:00 | 1
Biomass | FR | 2018-03-06 23:00 | 1
Biomass | FR | 2018-03-07 | 1
Biomass | FR | 2018-03-07 01:00 | 1
Biomass | FR | 2018-03-07 02:00 | 1
Biomass | FR | 2018-03-07 03:00 | 1
Biomass | FR | 2018-03-07 04:00 | 1
Biomass | FR | 2018-03-07 05:00 | 1
Biomass | FR | 2018-03-07 06:00 | 1
Biomass | FR | 2018-03-07 07:00 | 1
Biomass | FR | 2018-03-07 08:00 | 1
Biomass | FR | 2018-03-07 09:00 | 1
Biomass | FR | 2018-03-07 10:00 | 1
Biomass | FR | 2018-03-07 11:00 | 1
Biomass | FR | 2018-03-07 12:00 | 1
Biomass | FR | 2018-03-07 13:00 | 1
Biomass | FR | 2018-03-07 14:00 | 1
Biomass | FR | 2018-03-07 15:00 | 1
Biomass | FR | 2018-03-07 16:00 | 1
Biomass | FR | 2018-03-07 17:00 | 1
Biomass | FR | 2018-03-07 18:00 | 1
Biomass | FR | 2018-03-07 19:00 | 1
Biomass | FR | 2018-03-07 20:00 | 1
Biomass | FR | 2018-03-07 21:00 | 1
Biomass | FR | 2018-03-07 22:00 | 1
Biomass | FR | 2018-03-07 23:00 | 1
Biomass | FR | 2018-03-08 | 1
Biomass | FR | 2018-03-08 01:00 | 1
Biomass | FR | 2018-03-08 02:00 | 1
Biomass | FR | 2018-03-08 03:00 | 1
Biomass | FR | 2018-03-08 04:00 | 1
Biomass | FR | 2018-03-08 05:00 | 1
Biomass | FR | 2018-03-08 06:00 | 1
Biomass | FR | 2018-03-08 07:00 | 1
Biomass | FR | 2018-03-08 08:00 | 1
Biomass | FR | 2018-03-08 09:00 | 1
Biomass | FR | 2018-03-08 10:00 | 1
Biomass | FR | 2018-03-08 11:00 | 1
Biomass | FR | 2018-03-08 12:00 | 1
Biomass | FR | 2018-03-08 13:00 | 1
Biomass | FR | 2018-03-08 14:00 | 1
Biomass | FR | 2018-03-08 15:00 | 1
Biomass | FR | 2018-03-08 16:00 | 1
Biomass | FR | 2018-03-08 17:00 | 1
Biomass | FR | 2018-03-08 18:00 | 1
Biomass | FR | 2018-03-08 19:00 | 1
Biomass | FR | 2018-03-08 20:00 | 1
Biomass | FR | 2018-03-08 21:00 | 1
Biomass | FR | 2018-03-08 22:00 | 1
Biomass | FR | 2018-03-08 23:00 | 1
Biomass | FR | 2018-03-09 | 1
Biomass | FR | 2018-03-09 01:00 | 1
Biomass | FR | 2018-03-09 02:00 | 1
Biomass | FR | 2018-03-09 03:00 | 1
Biomass | FR | 2018-03-09 04:00 | 1
Biomass | FR | 2018-03-09 05:00 | 1
Biomass | FR | 2018-03-09 06:00 | 1
Biomass | FR | 2018-03-09 07:00 | 1
Biomass | FR | 2018-03-09 08:00 | 1
Biomass | FR | 2018-03-09 09:00 | 1
Biomass | FR | 2018-03-09 10:00 | 1
Biomass | FR | 2018-03-09 11:00 | 1
Biomass | FR | 2018-03-09 12:00 | 1
Biomass | FR | 2018-03-09 13:00 | 1
Biomass | FR | 2018-03-09 14:00 | 1
Biomass | FR | 2018-03-09 15:00 | 1
Biomass | FR | 2018-03-09 16:00 | 1
Biomass | FR | 2018-03-09 17:00 | 1
Biomass | FR | 2018-03-09 18:00 | 1
Biomass | FR | 2018-03-09 19:00 | 1
Biomass | FR | 2018-03-09 20:00 | 1
Biomass | FR | 2018-03-09 21:00 | 1
Biomass | FR | 2018-03-09 22:00 | 1
Biomass | FR | 2018-03-09 23:00 | 1
Biomass | FR | 2018-03-10 | 1
Biomass | FR | 2018-03-10 01:00 | 1
Biomass | FR | 2018-03-10 02:00 | 1
Biomass | FR | 2018-03-10 03:00 | 1
Biomass | FR | 2018-03-10 04:00 | 1
Biomass | FR | 2018-03-10 05:00 | 1
Biomass | FR | 2018-03-10 06:00 | 1
Biomass | FR | 2018-03-10 07:00 | 1
Biomass | FR | 2018-03-10 08:00 | 1
Biomass | FR | 2018-03-10 09:00 | 1
Biomass | FR | 2018-03-10 10:00 | 1
Biomass | FR | 2018-03-10 11:00 | 1
Biomass | FR | 2018-03-10 12:00 | 1
Biomass | FR | 2018-03-10 13:00 | 1
Biomass | FR | 2018-03-10 14:00 | 1
Biomass | FR | 2018-03-10 15:00 | 1
Biomass | FR | 2018-03-10 16:00 | 1
Biomass | FR | 2018-03-10 17:00 | 1
Biomass | FR | 2018-03-10 18:00 | 1
Biomass | FR | 2018-03-10 19:00 | 1
Biomass | FR | 2018-03-10 20:00 | 1
Biomass | FR | 2018-03-10 21:00 | 1
Biomass | FR | 2018-03-10 22:00 | 1
Biomass | FR | 2018-03-10 23:00 | 1
Biomass | FR | 2018-03-11 | 1
Biomass | FR | 2018-03-11 01:00 | 1
Biomass | FR | 2018-03-11 02:00 | 1
Biomass | FR | 2018-03-11 03:00 | 1
Biomass | FR | 2018-03-11 04:00 | 1
Biomass | FR | 2018-03-11 05:00 | 1
Biomass | FR | 2018-03-11 06:00 | 1
Biomass | FR | 2018-03-11 07:00 | 1
Biomass | FR | 2018-03-11 08:00 | 1
Biomass | FR | 2018-03-11 09:00 | 1
Biomass | FR | 2018-03-11 10:00 | 1
Biomass | FR | 2018-03-11 11:00 | 1
Biomass | FR | 2018-03-11 12:00 | 1
Biomass | FR | 2018-03-11 13:00 | 1
Biomass | FR | 2018-03-11 14:00 | 1
Biomass | FR | 2018-03-11 15:00 | 1
Biomass | FR | 2018-03-11 16:00 | 1
Biomass | FR | 2018-03-11 17:00 | 1
Biomass | FR | 2018-03-11 18:00 | 1
Biomass | FR | 2018-03-11 19:00 | 1
Biomass | FR | 2018-03-11 20:00 | 1
Biomass | FR | 2018-03-11 21:00 | 1
Biomass | FR | 2018-03-11 22:00 | 1
Biomass | FR | 2018-03-11 23:00 | 1
Biomass | FR | 2018-03-12 | 1
Biomass | FR | 2018-03-12 01:00 | 1
Biomass | FR | 2018-03-12 02:00 | 1
Biomass | FR | 2018-03-12 03:00 | 1
Biomass | FR | 2018-03-12 04:00 | 1
Biomass | FR | 2018-03-12 05:00 | 1
Biomass | FR | 2018-03-12 06:00 | 1
Biomass | FR | 2018-03-12 07:00 | 1
Biomass | FR | 2018-03-12 08:00 | 1
Biomass | FR | 2018-03-12 09:00 | 1
Biomass | FR | 2018-03-12 10:00 | 1
Biomass | FR | 2018-03-12 11:00 | 1
Biomass | FR | 2018-03-12 12:00 | 1
Biomass | FR | 2018-03-12 13:00 | 1
Biomass | FR | 2018-03-12 14:00 | 1
Biomass | FR | 2018-03-12 15:00 | 1
Biomass | FR | 2018-03-12 16:00 | 1
Biomass | FR | 2018-03-12 17:00 | 1
Biomass | FR | 2018-03-12 18:00 | 1
Biomass | FR | 2018-03-12 19:00 | 1
Biomass | FR | 2018-03-12 20:00 | 1
Biomass | FR | 2018-03-12 21:00 | 1
Biomass | FR | 2018-03-12 22:00 | 1
Biomass | FR | 2018-03-12 23:00 | 1
Biomass | FR | 2018-03-13 | 1
Biomass | FR | 2018-03-13 01:00 | 1
Biomass | FR | 2018-03-13 02:00 | 1
Biomass | FR | 2018-03-13 03:00 | 1
Biomass | FR | 2018-03-13 04:00 | 1
Biomass | FR | 2018-03-13 05:00 | 1
Biomass | FR | 2018-03-13 06:00 | 1
Biomass | FR | 2018-03-13 07:00 | 1
Biomass | FR | 2018-03-13 08:00 | 1
Biomass | FR | 2018-03-13 09:00 | 1
Biomass | FR | 2018-03-13 10:00 | 1
Biomass | FR | 2018-03-13 11:00 | 1
Biomass | FR | 2018-03-13 12:00 | 1
Biomass | FR | 2018-03-13 13:00 | 1
Biomass | FR | 2018-03-13 14:00 | 1
Biomass | FR | 2018-03-13 15:00 | 1
Biomass | FR | 2018-03-13 16:00 | 1
Biomass | FR | 2018-03-13 17:00 | 1
Biomass | FR | 2018-03-13 18:00 | 1
Biomass | FR | 2018-03-13 19:00 | 1
Biomass | FR | 2018-03-13 20:00 | 1
Biomass | FR | 2018-03-13 21:00 | 1
Biomass | FR | 2018-03-13 22:00 | 1
Biomass | FR | 2018-03-13 23:00 | 1
Biomass | FR | 2018-03-14 | 1
Biomass | FR | 2018-03-14 01:00 | 1
Biomass | FR | 2018-03-14 02:00 | 1
Biomass | FR | 2018-03-14 03:00 | 1
Biomass | FR | 2018-03-14 04:00 | 1
Biomass | FR | 2018-03-14 05:00 | 1
Biomass | FR | 2018-03-14 06:00 | 1
Biomass | FR | 2018-03-14 07:00 | 1
Biomass | FR | 2018-03-14 08:00 | 1
Biomass | FR | 2018-03-14 09:00 | 1
Biomass | FR | 2018-03-14 10:00 | 1
Biomass | FR | 2018-03-14 11:00 | 1
Biomass | FR | 2018-03-14 12:00 | 1
Biomass | FR | 2018-03-14 13:00 | 1
Biomass | FR | 2018-03-14 14:00 | 1
Biomass | FR | 2018-03-14 15:00 | 1
Biomass | FR | 2018-03-14 16:00 | 1
Biomass | FR | 2018-03-14 17:00 | 1
Biomass | FR | 2018-03-14 18:00 | 1
Biomass | FR | 2018-03-14 19:00 | 1
Biomass | FR | 2018-03-14 20:00 | 1
Biomass | FR | 2018-03-14 21:00 | 1
Biomass | FR | 2018-03-14 22:00 | 1
Biomass | FR | 2018-03-14 23:00 | 1
Biomass | FR | 2018-03-15 | 1
Biomass | FR | 2018-03-15 01:00 | 1
Biomass | FR | 2018-03-15 02:00 | 1
Biomass | FR | 2018-03-15 03:00 | 1
Biomass | FR | 2018-03-15 04:00 | 1
Biomass | FR | 2018-03-15 05:00 | 1
Biomass | FR | 2018-03-15 06:00 | 1
Biomass | FR | 2018-03-15 07:00 | 1
Biomass | FR | 2018-03-15 08:00 | 1
Biomass | FR | 2018-03-15 09:00 | 1
Biomass | FR | 2018-03-15 10:00 | 1
Biomass | FR | 2018-03-15 11:00 | 1
Biomass | FR | 2018-03-15 12:00 | 1
Biomass | FR | 2018-03-15 13:00 | 1
Biomass | FR | 2018-03-15 14:00 | 1
Biomass | FR | 2018-03-15 15:00 | 1
Biomass | FR | 2018-03-15 16:00 | 1
Biomass | FR | 2018-03-15 17:00 | 1
Biomass | FR | 2018-03-15 18:00 | 1
Biomass | FR | 2018-03-15 19:00 | 1
Biomass | FR | 2018-03-15 20:00 | 1
Biomass | FR | 2018-03-15 21:00 | 1
Biomass | FR | 2018-03-15 22:00 | 1
Biomass | FR | 2018-03-15 23:00 | 1
Biomass | FR | 2018-03-16 | 1
Biomass | FR | 2018-03-16 01:00 | 1
Biomass | FR | 2018-03-16 02:00 | 1
Biomass | FR | 2018-03-16 03:00 | 1
Biomass | FR | 2018-03-16 04:00 | 1
Biomass | FR | 2018-03-16 05:00 | 1
Biomass | FR | 2018-03-16 06:00 | 1
Biomass | FR | 2018-03-16 07:00 | 1
Biomass | FR | 2018-03-16 08:00 | 1
Biomass | FR | 2018-03-16 09:00 | 1
Biomass | FR | 2018-03-16 10:00 | 1
Biomass | FR | 2018-03-16 11:00 | 1
Biomass | FR | 2018-03-16 12:00 | 1
Biomass | FR | 2018-03-16 13:00 | 1
Biomass | FR | 2018-03-16 14:00 | 1
Biomass | FR | 2018-03-16 15:00 | 1
Biomass | FR | 2018-03-16 16:00 | 1
Biomass | FR | 2018-03-16 17:00 | 1
Biomass | FR | 2018-03-16 18:00 | 1
Biomass | FR | 2018-03-16 19:00 | 1
Biomass | FR | 2018-03-16 20:00 | 1
Biomass | FR | 2018-03-16 21:00 | 1
Biomass | FR | 2018-03-16 22:00 | 1
Biomass | FR | 2018-03-16 23:00 | 1
Biomass | FR | 2018-03-17 | 1
Biomass | FR | 2018-03-17 01:00 | 1
Biomass | FR | 2018-03-17 02:00 | 1
Biomass | FR | 2018-03-17 03:00 | 1
Biomass | FR | 2018-03-17 04:00 | 1
Biomass | FR | 2018-03-17 05:00 | 1
Biomass | FR | 2018-03-17 06:00 | 1
Biomass | FR | 2018-03-17 07:00 | 1
Biomass | FR | 2018-03-17 08:00 | 1
Biomass | FR | 2018-03-17 09:00 | 1
Biomass | FR | 2018-03-17 10:00 | 1
Biomass | FR | 2018-03-17 11:00 | 1
Biomass | FR | 2018-03-17 12:00 | 1
Biomass | FR | 2018-03-17 13:00 | 1
Biomass | FR | 2018-03-17 14:00 | 1
Biomass | FR | 2018-03-17 15:00 | 1
Biomass | FR | 2018-03-17 16:00 | 1
Biomass | FR | 2018-03-17 17:00 | 1
Biomass | FR | 2018-03-17 18:00 | 1
Biomass | FR | 2018-03-17 19:00 | 1
Biomass | FR | 2018-03-17 20:00 | 1
Biomass | FR | 2018-03-17 21:00 | 1
Biomass | FR | 2018-03-17 22:00 | 1
Biomass | FR | 2018-03-17 23:00 | 1
Biomass | FR | 2018-03-18 | 1
Biomass | FR | 2018-03-18 01:00 | 1
Biomass | FR | 2018-03-18 02:00 | 1
Biomass | FR | 2018-03-18 03:00 | 1
Biomass | FR | 2018-03-18 04:00 | 1
Biomass | FR | 2018-03-18 05:00 | 1
Biomass | FR | 2018-03-18 06:00 | 1
Biomass | FR | 2018-03-18 07:00 | 1
Biomass | FR | 2018-03-18 08:00 | 1
Biomass | FR | 2018-03-18 09:00 | 1
Biomass | FR | 2018-03-18 10:00 | 1
Biomass | FR | 2018-03-18 11:00 | 1
Biomass | FR | 2018-03-18 12:00 | 1
Biomass | FR | 2018-03-18 13:00 | 1
Biomass | FR | 2018-03-18 14:00 | 1
Biomass | FR | 2018-03-18 15:00 | 1
Biomass | FR | 2018-03-18 16:00 | 1
Biomass | FR | 2018-03-18 17:00 | 1
Biomass | FR | 2018-03-18 18:00 | 1
Biomass | FR | 2018-03-18 19:00 | 1
Biomass | FR | 2018-03-18 20:00 | 1
Biomass | FR | 2018-03-18 21:00 | 1
Biomass | FR | 2018-03-18 22:00 | 1
Biomass | FR | 2018-03-18 23:00 | 1
Biomass | FR | 2018-03-19 | 1
Biomass | FR | 2018-03-19 01:00 | 1
Biomass | FR | 2018-03-19 02:00 | 1
Biomass | FR | 2018-03-19 03:00 | 1
Biomass | FR | 2018-03-19 04:00 | 1
Biomass | FR | 2018-03-19 05:00 | 1
Biomass | FR | 2018-03-19 06:00 | 1
Biomass | FR | 2018-03-19 07:00 | 1
Biomass | FR | 2018-03-19 08:00 | 1
Biomass | FR | 2018-03-19 09:00 | 1
Biomass | FR | 2018-03-19 10:00 | 1
Biomass | FR | 2018-03-19 11:00 | 1
Biomass | FR | 2018-03-19 12:00 | 1
Biomass | FR | 2018-03-19 13:00 | 1
Biomass | FR | 2018-03-19 14:00 | 1
Biomass | FR | 2018-03-19 15:00 | 1
Biomass | FR | 2018-03-19 16:00 | 1
Biomass | FR | 2018-03-19 17:00 | 1
Biomass | FR | 2018-03-19 18:00 | 1
Biomass | FR | 2018-03-19 19:00 | 1
Biomass | FR | 2018-03-19 20:00 | 1
Biomass | FR | 2018-03-19 21:00 | 1
Biomass | FR | 2018-03-19 22:00 | 1
Biomass | FR | 2018-03-19 23:00 | 1
Biomass | FR | 2018-03-20 | 1
Biomass | FR | 2018-03-20 01:00 | 1
Biomass | FR | 2018-03-20 02:00 | 1
Biomass | FR | 2018-03-20 03:00 | 1
Biomass | FR | 2018-03-20 04:00 | 1
Biomass | FR | 2018-03-20 05:00 | 1
Biomass | FR | 2018-03-20 06:00 | 1
Biomass | FR | 2018-03-20 07:00 | 1
Biomass | FR | 2018-03-20 08:00 | 1
Biomass | FR | 2018-03-20 09:00 | 1
Biomass | FR | 2018-03-20 10:00 | 1
Biomass | FR | 2018-03-20 11:00 | 1
Biomass | FR | 2018-03-20 12:00 | 1
Biomass | FR | 2018-03-20 13:00 | 1
Biomass | FR | 2018-03-20 14:00 | 1
Biomass | FR | 2018-03-20 15:00 | 1
Biomass | FR | 2018-03-20 16:00 | 1
Biomass | FR | 2018-03-20 17:00 | 1
Biomass | FR | 2018-03-20 18:00 | 1
Biomass | FR | 2018-03-20 19:00 | 1
Biomass | FR | 2018-03-20 20:00 | 1
Biomass | FR | 2018-03-20 21:00 | 1
Biomass | FR | 2018-03-20 22:00 | 1
Biomass | FR | 2018-03-20 23:00 | 1
Biomass | FR | 2018-03-21 | 1
Biomass | FR | 2018-03-21 01:00 | 1
Biomass | FR | 2018-03-21 02:00 | 1
Biomass | FR | 2018-03-21 03:00 | 1
Biomass | FR | 2018-03-21 04:00 | 1
Biomass | FR | 2018-03-21 05:00 | 1
Biomass | FR | 2018-03-21 06:00 | 1
Biomass | FR | 2018-03-21 07:00 | 1
Biomass | FR | 2018-03-21 08:00 | 1
Biomass | FR | 2018-03-21 09:00 | 1
Biomass | FR | 2018-03-21 10:00 | 1
Biomass | FR | 2018-03-21 11:00 | 1
Biomass | FR | 2018-03-21 12:00 | 1
Biomass | FR | 2018-03-21 13:00 | 1
Biomass | FR | 2018-03-21 14:00 | 1
Biomass | FR | 2018-03-21 15:00 | 1
Biomass | FR | 2018-03-21 16:00 | 1
Biomass | FR | 2018-03-21 17:00 | 1
Biomass | FR | 2018-03-21 18:00 | 1
Biomass | FR | 2018-03-21 19:00 | 1
Biomass | FR | 2018-03-21 20:00 | 1
Biomass | FR | 2018-03-21 21:00 | 1
Biomass | FR | 2018-03-21 22:00 | 1
Biomass | FR | 2018-03-21 23:00 | 1
Biomass | FR | 2018-03-22 | 1
Biomass | FR | 2018-03-22 01:00 | 1
Biomass | FR | 2018-03-22 02:00 | 1
Biomass | FR | 2018-03-22 03:00 | 1
Biomass | FR | 2018-03-22 04:00 | 1
Biomass | FR | 2018-03-22 05:00 | 1
Biomass | FR | 2018-03-22 06:00 | 1
Biomass | FR | 2018-03-22 07:00 | 1
Biomass | FR | 2018-03-22 08:00 | 1
Biomass | FR | 2018-03-22 09:00 | 1
Biomass | FR | 2018-03-22 10:00 | 1
Biomass | FR | 2018-03-22 11:00 | 1
Biomass | FR | 2018-03-22 12:00 | 1
Biomass | FR | 2018-03-22 13:00 | 1
Biomass | FR | 2018-03-22 14:00 | 1
Biomass | FR | 2018-03-22 15:00 | 1
Biomass | FR | 2018-03-22 16:00 | 1
Biomass | FR | 2018-03-22 17:00 | 1
Biomass | FR | 2018-03-22 18:00 | 1
Biomass | FR | 2018-03-22 19:00 | 1
Biomass | FR | 2018-03-22 20:00 | 1
Biomass | FR | 2018-03-22 21:00 | 1
Biomass | FR | 2018-03-22 22:00 | 1
Biomass | FR | 2018-03-22 23:00 | 1
Biomass | FR | 2018-03-23 | 1
Biomass | FR | 2018-03-23 01:00 | 1
Biomass | FR | 2018-03-23 02:00 | 1
Biomass | FR | 2018-03-23 03:00 | 1
Biomass | FR | 2018-03-23 04:00 | 1
Biomass | FR | 2018-03-23 05:00 | 1
Biomass | FR | 2018-03-23 06:00 | 1
Biomass | FR | 2018-03-23 07:00 | 1
Biomass | FR | 2018-03-23 08:00 | 1
Biomass | FR | 2018-03-23 09:00 | 1
Biomass | FR | 2018-03-23 10:00 | 1
Biomass | FR | 2018-03-23 11:00 | 1
Biomass | FR | 2018-03-23 12:00 | 1
Biomass | FR | 2018-03-23 13:00 | 1
Biomass | FR | 2018-03-23 14:00 | 1
Biomass | FR | 2018-03-23 15:00 | 1
Biomass | FR | 2018-03-23 16:00 | 1
Biomass | FR | 2018-03-23 17:00 | 1
Biomass | FR | 2018-03-23 18:00 | 1
Biomass | FR | 2018-03-23 19:00 | 1
Biomass | FR | 2018-03-23 20:00 | 1
Biomass | FR | 2018-03-23 21:00 | 1
Biomass | FR | 2018-03-23 22:00 | 1
Biomass | FR | 2018-03-23 23:00 | 1
Biomass | FR | 2018-03-24 | 1
Biomass | FR | 2018-03-24 01:00 | 1
Biomass | FR | 2018-03-24 02:00 | 1
Biomass | FR | 2018-03-24 03:00 | 1
Biomass | FR | 2018-03-24 04:00 | 1
Biomass | FR | 2018-03-24 05:00 | 1
Biomass | FR | 2018-03-24 06:00 | 1
Biomass | FR | 2018-03-24 07:00 | 1
Biomass | FR | 2018-03-24 08:00 | 1
Biomass | FR | 2018-03-24 09:00 | 1
Biomass | FR | 2018-03-24 10:00 | 1
Biomass | FR | 2018-03-24 11:00 | 1
Biomass | FR | 2018-03-24 12:00 | 1
Biomass | FR | 2018-03-24 13:00 | 1
Biomass | FR | 2018-03-24 14:00 | 1
Biomass | FR | 2018-03-24 15:00 | 1
Biomass | FR | 2018-03-24 16:00 | 1
Biomass | FR | 2018-03-24 17:00 | 1
Biomass | FR | 2018-03-24 18:00 | 1
Biomass | FR | 2018-03-24 19:00 | 1
Biomass | FR | 2018-03-24 20:00 | 1
Biomass | FR | 2018-03-24 21:00 | 1
Biomass | FR | 2018-03-24 22:00 | 1
Biomass | FR | 2018-03-24 23:00 | 1
Biomass | FR | 2018-03-25 | 1
Biomass | FR | 2018-03-25 01:00 | 1
Biomass | FR | 2018-03-25 02:00 | 1
Biomass | FR | 2018-03-25 03:00 | 1
Biomass | FR | 2018-03-25 04:00 | 1
Biomass | FR | 2018-03-25 05:00 | 1
Biomass | FR | 2018-03-25 06:00 | 1
Biomass | FR | 2018-03-25 07:00 | 1
Biomass | FR | 2018-03-25 08:00 | 1
Biomass | FR | 2018-03-25 09:00 | 1
Biomass | FR | 2018-03-25 10:00 | 1
Biomass | FR | 2018-03-25 11:00 | 1
Biomass | FR | 2018-03-25 12:00 | 1
Biomass | FR | 2018-03-25 13:00 | 1
Biomass | FR | 2018-03-25 14:00 | 1
Biomass | FR | 2018-03-25 15:00 | 1
Biomass | FR | 2018-03-25 16:00 | 1
Biomass | FR | 2018-03-25 17:00 | 1
Biomass | FR | 2018-03-25 18:00 | 1
Biomass | FR | 2018-03-25 19:00 | 1
Biomass | FR | 2018-03-25 20:00 | 1
Biomass | FR | 2018-03-25 21:00 | 1
Biomass | FR | 2018-03-25 22:00 | 1
Biomass | FR | 2018-03-25 23:00 | 1
Biomass | FR | 2018-03-26 | 1
Biomass | FR | 2018-03-26 01:00 | 1
Biomass | FR | 2018-03-26 02:00 | 1
Biomass | FR | 2018-03-26 03:00 | 1
Biomass | FR | 2018-03-26 04:00 | 1
Biomass | FR | 2018-03-26 05:00 | 1
Biomass | FR | 2018-03-26 06:00 | 1
Biomass | FR | 2018-03-26 07:00 | 1
Biomass | FR | 2018-03-26 08:00 | 1
Biomass | FR | 2018-03-26 09:00 | 1
Biomass | FR | 2018-03-26 10:00 | 1
Biomass | FR | 2018-03-26 11:00 | 1
Biomass | FR | 2018-03-26 12:00 | 1
Biomass | FR | 2018-03-26 13:00 | 1
Biomass | FR | 2018-03-26 14:00 | 1
Biomass | FR | 2018-03-26 15:00 | 1
Biomass | FR | 2018-03-26 16:00 | 1
Biomass | FR | 2018-03-26 17:00 | 1
Biomass | FR | 2018-03-26 18:00 | 1
Biomass | FR | 2018-03-26 19:00 | 1
Biomass | FR | 2018-03-26 20:00 | 1
Biomass | FR | 2018-03-26 21:00 | 1
Biomass | FR | 2018-03-26 22:00 | 1
Biomass | FR | 2018-03-26 23:00 | 1
Biomass | FR | 2018-03-27 | 1
Biomass | FR | 2018-03-27 01:00 | 1
Biomass | FR | 2018-03-27 02:00 | 1
Biomass | FR | 2018-03-27 03:00 | 1
Biomass | FR | 2018-03-27 04:00 | 1
Biomass | FR | 2018-03-27 05:00 | 1
Biomass | FR | 2018-03-27 06:00 | 1
Biomass | FR | 2018-03-27 07:00 | 1
Biomass | FR | 2018-03-27 08:00 | 1
Biomass | FR | 2018-03-27 09:00 | 1
Biomass | FR | 2018-03-27 10:00 | 1
Biomass | FR | 2018-03-27 11:00 | 1
Biomass | FR | 2018-03-27 12:00 | 1
Biomass | FR | 2018-03-27 13:00 | 1
Biomass | FR | 2018-03-27 14:00 | 1
Biomass | FR | 2018-03-27 15:00 | 1
Biomass | FR | 2018-03-27 16:00 | 1
Biomass | FR | 2018-03-27 17:00 | 1
Biomass | FR | 2018-03-27 18:00 | 1
Biomass | FR | 2018-03-27 19:00 | 1
Biomass | FR | 2018-03-27 20:00 | 1
Biomass | FR | 2018-03-27 21:00 | 1
Biomass | FR | 2018-03-27 22:00 | 1
Biomass | FR | 2018-03-27 23:00 | 1
Biomass | FR | 2018-03-28 | 1
Biomass | FR | 2018-03-28 01:00 | 1
Biomass | FR | 2018-03-28 02:00 | 1
Biomass | FR | 2018-03-28 03:00 | 1
Biomass | FR | 2018-03-28 04:00 | 1
Biomass | FR | 2018-03-28 05:00 | 1
Biomass | FR | 2018-03-28 06:00 | 1
Biomass | FR | 2018-03-28 07:00 | 1
Biomass | FR | 2018-03-28 08:00 | 1
Biomass | FR | 2018-03-28 09:00 | 1
Biomass | FR | 2018-03-28 10:00 | 1
Biomass | FR | 2018-03-28 11:00 | 1
Biomass | FR | 2018-03-28 12:00 | 1
Biomass | FR | 2018-03-28 13:00 | 1
Biomass | FR | 2018-03-28 14:00 | 1
Biomass | FR | 2018-03-28 15:00 | 1
Biomass | FR | 2018-03-28 16:00 | 1
Biomass | FR | 2018-03-28 17:00 | 1
Biomass | FR | 2018-03-28 18:00 | 1
Biomass | FR | 2018-03-28 19:00 | 1
Biomass | FR | 2018-03-28 20:00 | 1
Biomass | FR | 2018-03-28 21:00 | 1
Biomass | FR | 2018-03-28 22:00 | 1
Biomass | FR | 2018-03-28 23:00 | 1
Biomass | FR | 2018-03-29 | 1
Biomass | FR | 2018-03-29 01:00 | 1
Biomass | FR | 2018-03-29 02:00 | 1
Biomass | FR | 2018-03-29 03:00 | 1
Biomass | FR | 2018-03-29 04:00 | 1
Biomass | FR | 2018-03-29 05:00 | 1
Biomass | FR | 2018-03-29 06:00 | 1
Biomass | FR | 2018-03-29 07:00 | 1
Biomass | FR | 2018-03-29 08:00 | 1
Biomass | FR | 2018-03-29 09:00 | 1
Biomass | FR | 2018-03-29 10:00 | 1
Biomass | FR | 2018-03-29 11:00 | 1
Biomass | FR | 2018-03-29 12:00 | 1
Biomass | FR | 2018-03-29 13:00 | 1
Biomass | FR | 2018-03-29 14:00 | 1
Biomass | FR | 2018-03-29 15:00 | 1
Biomass | FR | 2018-03-29 16:00 | 1
Biomass | FR | 2018-03-29 17:00 | 1
Biomass | FR | 2018-03-29 18:00 | 1
Biomass | FR | 2018-03-29 19:00 | 1
Biomass | FR | 2018-03-29 20:00 | 1
Biomass | FR | 2018-03-29 21:00 | 1
Biomass | FR | 2018-03-29 22:00 | 1
Biomass | FR | 2018-03-29 23:00 | 1
Biomass | FR | 2018-03-30 | 1
Biomass | FR | 2018-03-30 01:00 | 1
Biomass | FR | 2018-03-30 02:00 | 1
Biomass | FR | 2018-03-30 03:00 | 1
Biomass | FR | 2018-03-30 04:00 | 1
Biomass | FR | 2018-03-30 05:00 | 1
Biomass | FR | 2018-03-30 06:00 | 1
Biomass | FR | 2018-03-30 07:00 | 1
Biomass | FR | 2018-03-30 08:00 | 1
Biomass | FR | 2018-03-30 09:00 | 1
Biomass | FR | 2018-03-30 10:00 | 1
Biomass | FR | 2018-03-30 11:00 | 1
Biomass | FR | 2018-03-30 12:00 | 1
Biomass | FR | 2018-03-30 13:00 | 1
Biomass | FR | 2018-03-30 14:00 | 1
Biomass | FR | 2018-03-30 15:00 | 1
Biomass | FR | 2018-03-30 16:00 | 1
Biomass | FR | 2018-03-30 17:00 | 1
Biomass | FR | 2018-03-30 18:00 | 1
Biomass | FR | 2018-03-30 19:00 | 1
Biomass | FR | 2018-03-30 20:00 | 1
Biomass | FR | 2018-03-30 21:00 | 1
Biomass | FR | 2018-03-30 22:00 | 1
Biomass | FR | 2018-03-30 23:00 | 1
Biomass | FR | 2018-03-31 | 1
Biomass | FR | 2018-03-31 01:00 | 1
Biomass | FR | 2018-03-31 02:00 | 1
Biomass | FR | 2018-03-31 03:00 | 1
Biomass | FR | 2018-03-31 04:00 | 1
Biomass | FR | 2018-03-31 05:00 | 1
Biomass | FR | 2018-03-31 06:00 | 1
Biomass | FR | 2018-03-31 07:00 | 1
Biomass | FR | 2018-03-31 08:00 | 1
Biomass | FR | 2018-03-31 09:00 | 1
Biomass | FR | 2018-03-31 10:00 | 1
Biomass | FR | 2018-03-31 11:00 | 1
Biomass | FR | 2018-03-31 12:00 | 1
Biomass | FR | 2018-03-31 13:00 | 1
Biomass | FR | 2018-03-31 14:00 | 1
Biomass | FR | 2018-03-31 15:00 | 1
Biomass | FR | 2018-03-31 16:00 | 1
Biomass | FR | 2018-03-31 17:00 | 1
Biomass | FR | 2018-03-31 18:00 | 1
Biomass | FR | 2018-03-31 19:00 | 1
Biomass | FR | 2018-03-31 20:00 | 1
Biomass | FR | 2018-03-31 21:00 | 1
Biomass | FR | 2018-03-31 22:00 | 1
Biomass | FR | 2018-03-31 23:00 | 1
Biomass | FR | 2018-04-01 | 1
Biomass | FR | 2018-04-01 01:00 | 1
Biomass | FR | 2018-04-01 02:00 | 1
Biomass | FR | 2018-04-01 03:00 | 1
Biomass | FR | 2018-04-01 04:00 | 1
Biomass | FR | 2018-04-01 05:00 | 1
Biomass | FR | 2018-04-01 06:00 | 1
Biomass | FR | 2018-04-01 07:00 | 1
Biomass | FR | 2018-04-01 08:00 | 1
Biomass | FR | 2018-04-01 09:00 | 1
Biomass | FR | 2018-04-01 10:00 | 1
Biomass | FR | 2018-04-01 11:00 | 1
Biomass | FR | 2018-04-01 12:00 | 1
Biomass | FR | 2018-04-01 13:00 | 1
Biomass | FR | 2018-04-01 14:00 | 1
Biomass | FR | 2018-04-01 15:00 | 1
Biomass | FR | 2018-04-01 16:00 | 1
Biomass | FR | 2018-04-01 17:00 | 1
Biomass | FR | 2018-04-01 18:00 | 1
Biomass | FR | 2018-04-01 19:00 | 1
Biomass | FR | 2018-04-01 20:00 | 1
Biomass | FR | 2018-04-01 21:00 | 1
Biomass | FR | 2018-04-01 22:00 | 1
Biomass | FR | 2018-04-01 23:00 | 1
Biomass | FR | 2018-04-02 | 1
Biomass | FR | 2018-04-02 01:00 | 1
Biomass | FR | 2018-04-02 02:00 | 1
Biomass | FR | 2018-04-02 03:00 | 1
Biomass | FR | 2018-04-02 04:00 | 1
Biomass | FR | 2018-04-02 05:00 | 1
Biomass | FR | 2018-04-02 06:00 | 1
Biomass | FR | 2018-04-02 07:00 | 1
Biomass | FR | 2018-04-02 08:00 | 1
Biomass | FR | 2018-04-02 09:00 | 1
Biomass | FR | 2018-04-02 10:00 | 1
Biomass | FR | 2018-04-02 11:00 | 1
Biomass | FR | 2018-04-02 12:00 | 1
Biomass | FR | 2018-04-02 13:00 | 1
Biomass | FR | 2018-04-02 14:00 | 1
Biomass | FR | 2018-04-02 15:00 | 1
Biomass | FR | 2018-04-02 16:00 | 1
Biomass | FR | 2018-04-02 17:00 | 1
Biomass | FR | 2018-04-02 18:00 | 1
Biomass | FR | 2018-04-02 19:00 | 1
Biomass | FR | 2018-04-02 20:00 | 1
Biomass | FR | 2018-04-02 21:00 | 1
Biomass | FR | 2018-04-02 22:00 | 1
Biomass | FR | 2018-04-02 23:00 | 1
Biomass | FR | 2018-04-03 | 1
Biomass | FR | 2018-04-03 01:00 | 1
Biomass | FR | 2018-04-03 02:00 | 1
Biomass | FR | 2018-04-03 03:00 | 1
Biomass | FR | 2018-04-03 04:00 | 1
Biomass | FR | 2018-04-03 05:00 | 1
Biomass | FR | 2018-04-03 06:00 | 1
Biomass | FR | 2018-04-03 07:00 | 1
Biomass | FR | 2018-04-03 08:00 | 1
Biomass | FR | 2018-04-03 09:00 | 1
Biomass | FR | 2018-04-03 10:00 | 1
Biomass | FR | 2018-04-03 11:00 | 1
Biomass | FR | 2018-04-03 12:00 | 1
Biomass | FR | 2018-04-03 13:00 | 1
Biomass | FR | 2018-04-03 14:00 | 1
Biomass | FR | 2018-04-03 15:00 | 1
Biomass | FR | 2018-04-03 16:00 | 1
Biomass | FR | 2018-04-03 17:00 | 1
Biomass | FR | 2018-04-03 18:00 | 1
Biomass | FR | 2018-04-03 19:00 | 1
Biomass | FR | 2018-04-03 20:00 | 1
Biomass | FR | 2018-04-03 21:00 | 1
Biomass | FR | 2018-04-03 22:00 | 1
Biomass | FR | 2018-04-03 23:00 | 1
Biomass | FR | 2018-04-04 | 1
Biomass | FR | 2018-04-04 01:00 | 1
Biomass | FR | 2018-04-04 02:00 | 1
Biomass | FR | 2018-04-04 03:00 | 1
Biomass | FR | 2018-04-04 04:00 | 1
Biomass | FR | 2018-04-04 05:00 | 1
Biomass | FR | 2018-04-04 06:00 | 1
Biomass | FR | 2018-04-04 07:00 | 1
Biomass | FR | 2018-04-04 08:00 | 1
Biomass | FR | 2018-04-04 09:00 | 1
Biomass | FR | 2018-04-04 10:00 | 1
Biomass | FR | 2018-04-04 11:00 | 1
Biomass | FR | 2018-04-04 12:00 | 1
Biomass | FR | 2018-04-04 13:00 | 1
Biomass | FR | 2018-04-04 14:00 | 1
Biomass | FR | 2018-04-04 15:00 | 1
Biomass | FR | 2018-04-04 16:00 | 1
Biomass | FR | 2018-04-04 17:00 | 1
Biomass | FR | 2018-04-04 18:00 | 1
Biomass | FR | 2018-04-04 19:00 | 1
Biomass | FR | 2018-04-04 20:00 | 1
Biomass | FR | 2018-04-04 21:00 | 1
Biomass | FR | 2018-04-04 22:00 | 1
Biomass | FR | 2018-04-04 23:00 | 1
Biomass | FR | 2018-04-05 | 1
Biomass | FR | 2018-04-05 01:00 | 1
Biomass | FR | 2018-04-05 02:00 | 1
Biomass | FR | 2018-04-05 03:00 | 1
Biomass | FR | 2018-04-05 04:00 | 1
Biomass | FR | 2018-04-05 05:00 | 1
Biomass | FR | 2018-04-05 06:00 | 1
Biomass | FR | 2018-04-05 07:00 | 1
Biomass | FR | 2018-04-05 08:00 | 1
Biomass | FR | 2018-04-05 09:00 | 1
Biomass | FR | 2018-04-05 10:00 | 1
Biomass | FR | 2018-04-05 11:00 | 1
Biomass | FR | 2018-04-05 12:00 | 1
Biomass | FR | 2018-04-05 13:00 | 1
Biomass | FR | 2018-04-05 14:00 | 1
Biomass | FR | 2018-04-05 15:00 | 1
Biomass | FR | 2018-04-05 16:00 | 1
Biomass | FR | 2018-04-05 17:00 | 1
Biomass | FR | 2018-04-05 18:00 | 1
Biomass | FR | 2018-04-05 19:00 | 1
Biomass | FR | 2018-04-05 20:00 | 1
Biomass | FR | 2018-04-05 21:00 | 1
Biomass | FR | 2018-04-05 22:00 | 1
Biomass | FR | 2018-04-05 23:00 | 1
Biomass | FR | 2018-04-06 | 1
Biomass | FR | 2018-04-06 01:00 | 1
Biomass | FR | 2018-04-06 02:00 | 1
Biomass | FR | 2018-04-06 03:00 | 1
Biomass | FR | 2018-04-06 04:00 | 1
Biomass | FR | 2018-04-06 05:00 | 1
Biomass | FR | 2018-04-06 06:00 | 1
Biomass | FR | 2018-04-06 07:00 | 1
Biomass | FR | 2018-04-06 08:00 | 1
Biomass | FR | 2018-04-06 09:00 | 1
Biomass | FR | 2018-04-06 10:00 | 1
Biomass | FR | 2018-04-06 11:00 | 1
Biomass | FR | 2018-04-06 12:00 | 1
Biomass | FR | 2018-04-06 13:00 | 1
Biomass | FR | 2018-04-06 14:00 | 1
Biomass | FR | 2018-04-06 15:00 | 1
Biomass | FR | 2018-04-06 16:00 | 1
Biomass | FR | 2018-04-06 17:00 | 1
Biomass | FR | 2018-04-06 18:00 | 1
Biomass | FR | 2018-04-06 19:00 | 1
Biomass | FR | 2018-04-06 20:00 | 1
Biomass | FR | 2018-04-06 21:00 | 1
Biomass | FR | 2018-04-06 22:00 | 1
Biomass | FR | 2018-04-06 23:00 | 1
Biomass | FR | 2018-04-07 | 1
Biomass | FR | 2018-04-07 01:00 | 1
Biomass | FR | 2018-04-07 02:00 | 1
Biomass | FR | 2018-04-07 03:00 | 1
Biomass | FR | 2018-04-07 04:00 | 1
Biomass | FR | 2018-04-07 05:00 | 1
Biomass | FR | 2018-04-07 06:00 | 1
Biomass | FR | 2018-04-07 07:00 | 1
Biomass | FR | 2018-04-07 08:00 | 1
Biomass | FR | 2018-04-07 09:00 | 1
Biomass | FR | 2018-04-07 10:00 | 1
Biomass | FR | 2018-04-07 11:00 | 1
Biomass | FR | 2018-04-07 12:00 | 1
Biomass | FR | 2018-04-07 13:00 | 1
Biomass | FR | 2018-04-07 14:00 | 1
Biomass | FR | 2018-04-07 15:00 | 1
Biomass | FR | 2018-04-07 16:00 | 1
Biomass | FR | 2018-04-07 17:00 | 1
Biomass | FR | 2018-04-07 18:00 | 1
Biomass | FR | 2018-04-07 19:00 | 1
Biomass | FR | 2018-04-07 20:00 | 1
Biomass | FR | 2018-04-07 21:00 | 1
Biomass | FR | 2018-04-07 22:00 | 1
Biomass | FR | 2018-04-07 23:00 | 1
Biomass | FR | 2018-04-08 | 1
Biomass | FR | 2018-04-08 01:00 | 1
Biomass | FR | 2018-04-08 02:00 | 1
Biomass | FR | 2018-04-08 03:00 | 1
Biomass | FR | 2018-04-08 04:00 | 1
Biomass | FR | 2018-04-08 05:00 | 1
Biomass | FR | 2018-04-08 06:00 | 1
Biomass | FR | 2018-04-08 07:00 | 1
Biomass | FR | 2018-04-08 08:00 | 1
Biomass | FR | 2018-04-08 09:00 | 1
Biomass | FR | 2018-04-08 10:00 | 1
Biomass | FR | 2018-04-08 11:00 | 1
Biomass | FR | 2018-04-08 12:00 | 1
Biomass | FR | 2018-04-08 13:00 | 1
Biomass | FR | 2018-04-08 14:00 | 1
Biomass | FR | 2018-04-08 15:00 | 1
Biomass | FR | 2018-04-08 16:00 | 1
Biomass | FR | 2018-04-08 17:00 | 1
Biomass | FR | 2018-04-08 18:00 | 1
Biomass | FR | 2018-04-08 19:00 | 1
Biomass | FR | 2018-04-08 20:00 | 1
Biomass | FR | 2018-04-08 21:00 | 1
Biomass | FR | 2018-04-08 22:00 | 1
Biomass | FR | 2018-04-08 23:00 | 1
Biomass | FR | 2018-04-09 | 1
Biomass | FR | 2018-04-09 01:00 | 1
Biomass | FR | 2018-04-09 02:00 | 1
Biomass | FR | 2018-04-09 03:00 | 1
Biomass | FR | 2018-04-09 04:00 | 1
Biomass | FR | 2018-04-09 05:00 | 1
Biomass | FR | 2018-04-09 06:00 | 1
Biomass | FR | 2018-04-09 07:00 | 1
Biomass | FR | 2018-04-09 08:00 | 1
Biomass | FR | 2018-04-09 09:00 | 1
Biomass | FR | 2018-04-09 10:00 | 1
Biomass | FR | 2018-04-09 11:00 | 1
Biomass | FR | 2018-04-09 12:00 | 1
Biomass | FR | 2018-04-09 13:00 | 1
Biomass | FR | 2018-04-09 14:00 | 1
Biomass | FR | 2018-04-09 15:00 | 1
Biomass | FR | 2018-04-09 16:00 | 1
Biomass | FR | 2018-04-09 17:00 | 1
Biomass | FR | 2018-04-09 18:00 | 1
Biomass | FR | 2018-04-09 19:00 | 1
Biomass | FR | 2018-04-09 20:00 | 1
Biomass | FR | 2018-04-09 21:00 | 1
Biomass | FR | 2018-04-09 22:00 | 1
Biomass | FR | 2018-04-09 23:00 | 1
Biomass | FR | 2018-04-10 | 1
Biomass | FR | 2018-04-10 01:00 | 1
Biomass | FR | 2018-04-10 02:00 | 1
Biomass | FR | 2018-04-10 03:00 | 1
Biomass | FR | 2018-04-10 04:00 | 1
Biomass | FR | 2018-04-10 05:00 | 1
Biomass | FR | 2018-04-10 06:00 | 1
Biomass | FR | 2018-04-10 07:00 | 1
Biomass | FR | 2018-04-10 08:00 | 1
Biomass | FR | 2018-04-10 09:00 | 1
Biomass | FR | 2018-04-10 10:00 | 1
Biomass | FR | 2018-04-10 11:00 | 1
Biomass | FR | 2018-04-10 12:00 | 1
Biomass | FR | 2018-04-10 13:00 | 1
Biomass | FR | 2018-04-10 14:00 | 1
Biomass | FR | 2018-04-10 15:00 | 1
Biomass | FR | 2018-04-10 16:00 | 1
Biomass | FR | 2018-04-10 17:00 | 1
Biomass | FR | 2018-04-10 18:00 | 1
Biomass | FR | 2018-04-10 19:00 | 1
Biomass | FR | 2018-04-10 20:00 | 1
Biomass | FR | 2018-04-10 21:00 | 1
Biomass | FR | 2018-04-10 22:00 | 1
Biomass | FR | 2018-04-10 23:00 | 1
Biomass | FR | 2018-04-11 | 1
Biomass | FR | 2018-04-11 01:00 | 1
Biomass | FR | 2018-04-11 02:00 | 1
Biomass | FR | 2018-04-11 03:00 | 1
Biomass | FR | 2018-04-11 04:00 | 1
Biomass | FR | 2018-04-11 05:00 | 1
Biomass | FR | 2018-04-11 06:00 | 1
Biomass | FR | 2018-04-11 07:00 | 1
Biomass | FR | 2018-04-11 08:00 | 1
Biomass | FR | 2018-04-11 09:00 | 1
Biomass | FR | 2018-04-11 10:00 | 1
Biomass | FR | 2018-04-11 11:00 | 1
Biomass | FR | 2018-04-11 12:00 | 1
Biomass | FR | 2018-04-11 13:00 | 1
Biomass | FR | 2018-04-11 14:00 | 1
Biomass | FR | 2018-04-11 15:00 | 1
Biomass | FR | 2018-04-11 16:00 | 1
Biomass | FR | 2018-04-11 17:00 | 1
Biomass | FR | 2018-04-11 18:00 | 1
Biomass | FR | 2018-04-11 19:00 | 1
Biomass | FR | 2018-04-11 20:00 | 1
Biomass | FR | 2018-04-11 21:00 | 1
Biomass | FR | 2018-04-11 22:00 | 1
Biomass | FR | 2018-04-11 23:00 | 1
Biomass | FR | 2018-04-12 | 1
Biomass | FR | 2018-04-12 01:00 | 1
Biomass | FR | 2018-04-12 02:00 | 1
Biomass | FR | 2018-04-12 03:00 | 1
Biomass | FR | 2018-04-12 04:00 | 1
Biomass | FR | 2018-04-12 05:00 | 1
Biomass | FR | 2018-04-12 06:00 | 1
Biomass | FR | 2018-04-12 07:00 | 1
Biomass | FR | 2018-04-12 08:00 | 1
Biomass | FR | 2018-04-12 09:00 | 1
Biomass | FR | 2018-04-12 10:00 | 1
Biomass | FR | 2018-04-12 11:00 | 1
Biomass | FR | 2018-04-12 12:00 | 1
Biomass | FR | 2018-04-12 13:00 | 1
Biomass | FR | 2018-04-12 14:00 | 1
Biomass | FR | 2018-04-12 15:00 | 1
Biomass | FR | 2018-04-12 16:00 | 1
Biomass | FR | 2018-04-12 17:00 | 1
Biomass | FR | 2018-04-12 18:00 | 1
Biomass | FR | 2018-04-12 19:00 | 1
Biomass | FR | 2018-04-12 20:00 | 1
Biomass | FR | 2018-04-12 21:00 | 1
Biomass | FR | 2018-04-12 22:00 | 1
Biomass | FR | 2018-04-12 23:00 | 1
Biomass | FR | 2018-04-13 | 1
Biomass | FR | 2018-04-13 01:00 | 1
Biomass | FR | 2018-04-13 02:00 | 1
Biomass | FR | 2018-04-13 03:00 | 1
Biomass | FR | 2018-04-13 04:00 | 1
Biomass | FR | 2018-04-13 05:00 | 1
Biomass | FR | 2018-04-13 06:00 | 1
Biomass | FR | 2018-04-13 07:00 | 1
Biomass | FR | 2018-04-13 08:00 | 1
Biomass | FR | 2018-04-13 09:00 | 1
Biomass | FR | 2018-04-13 10:00 | 1
Biomass | FR | 2018-04-13 11:00 | 1
Biomass | FR | 2018-04-13 12:00 | 1
Biomass | FR | 2018-04-13 13:00 | 1
Biomass | FR | 2018-04-13 14:00 | 1
Biomass | FR | 2018-04-13 15:00 | 1
Biomass | FR | 2018-04-13 16:00 | 1
Biomass | FR | 2018-04-13 17:00 | 1
Biomass | FR | 2018-04-13 18:00 | 1
Biomass | FR | 2018-04-13 19:00 | 1
Biomass | FR | 2018-04-13 20:00 | 1
Biomass | FR | 2018-04-13 21:00 | 1
Biomass | FR | 2018-04-13 22:00 | 1
Biomass | FR | 2018-04-13 23:00 | 1
Biomass | FR | 2018-04-14 | 1
Biomass | FR | 2018-04-14 01:00 | 1
Biomass | FR | 2018-04-14 02:00 | 1
Biomass | FR | 2018-04-14 03:00 | 1
Biomass | FR | 2018-04-14 04:00 | 1
Biomass | FR | 2018-04-14 05:00 | 1
Biomass | FR | 2018-04-14 06:00 | 1
Biomass | FR | 2018-04-14 07:00 | 1
Biomass | FR | 2018-04-14 08:00 | 1
Biomass | FR | 2018-04-14 09:00 | 1
Biomass | FR | 2018-04-14 10:00 | 1
Biomass | FR | 2018-04-14 11:00 | 1
Biomass | FR | 2018-04-14 12:00 | 1
Biomass | FR | 2018-04-14 13:00 | 1
Biomass | FR | 2018-04-14 14:00 | 1
Biomass | FR | 2018-04-14 15:00 | 1
Biomass | FR | 2018-04-14 16:00 | 1
Biomass | FR | 2018-04-14 17:00 | 1
Biomass | FR | 2018-04-14 18:00 | 1
Biomass | FR | 2018-04-14 19:00 | 1
Biomass | FR | 2018-04-14 20:00 | 1
Biomass | FR | 2018-04-14 21:00 | 1
Biomass | FR | 2018-04-14 22:00 | 1
Biomass | FR | 2018-04-14 23:00 | 1
Biomass | FR | 2018-04-15 | 1
Biomass | FR | 2018-04-15 01:00 | 1
Biomass | FR | 2018-04-15 02:00 | 1
Biomass | FR | 2018-04-15 03:00 | 1
Biomass | FR | 2018-04-15 04:00 | 1
Biomass | FR | 2018-04-15 05:00 | 1
Biomass | FR | 2018-04-15 06:00 | 1
Biomass | FR | 2018-04-15 07:00 | 1
Biomass | FR | 2018-04-15 08:00 | 1
Biomass | FR | 2018-04-15 09:00 | 1
Biomass | FR | 2018-04-15 10:00 | 1
Biomass | FR | 2018-04-15 11:00 | 1
Biomass | FR | 2018-04-15 12:00 | 1
Biomass | FR | 2018-04-15 13:00 | 1
Biomass | FR | 2018-04-15 14:00 | 1
Biomass | FR | 2018-04-15 15:00 | 1
Biomass | FR | 2018-04-15 16:00 | 1
Biomass | FR | 2018-04-15 17:00 | 1
Biomass | FR | 2018-04-15 18:00 | 1
Biomass | FR | 2018-04-15 19:00 | 1
Biomass | FR | 2018-04-15 20:00 | 1
Biomass | FR | 2018-04-15 21:00 | 1
Biomass | FR | 2018-04-15 22:00 | 1
Biomass | FR | 2018-04-15 23:00 | 1
Biomass | FR | 2018-04-16 | 1
Biomass | FR | 2018-04-16 01:00 | 1
Biomass | FR | 2018-04-16 02:00 | 1
Biomass | FR | 2018-04-16 03:00 | 1
Biomass | FR | 2018-04-16 04:00 | 1
Biomass | FR | 2018-04-16 05:00 | 1
Biomass | FR | 2018-04-16 06:00 | 1
Biomass | FR | 2018-04-16 07:00 | 1
Biomass | FR | 2018-04-16 08:00 | 1
Biomass | FR | 2018-04-16 09:00 | 1
Biomass | FR | 2018-04-16 10:00 | 1
Biomass | FR | 2018-04-16 11:00 | 1
Biomass | FR | 2018-04-16 12:00 | 1
Biomass | FR | 2018-04-16 13:00 | 1
Biomass | FR | 2018-04-16 14:00 | 1
Biomass | FR | 2018-04-16 15:00 | 1
Biomass | FR | 2018-04-16 16:00 | 1
Biomass | FR | 2018-04-16 17:00 | 1
Biomass | FR | 2018-04-16 18:00 | 1
Biomass | FR | 2018-04-16 19:00 | 1
Biomass | FR | 2018-04-16 20:00 | 1
Biomass | FR | 2018-04-16 21:00 | 1
Biomass | FR | 2018-04-16 22:00 | 1
Biomass | FR | 2018-04-16 23:00 | 1
Biomass | FR | 2018-04-17 | 1
Biomass | FR | 2018-04-17 01:00 | 1
Biomass | FR | 2018-04-17 02:00 | 1
Biomass | FR | 2018-04-17 03:00 | 1
Biomass | FR | 2018-04-17 04:00 | 1
Biomass | FR | 2018-04-17 05:00 | 1
Biomass | FR | 2018-04-17 06:00 | 1
Biomass | FR | 2018-04-17 07:00 | 1
Biomass | FR | 2018-04-17 08:00 | 1
Biomass | FR | 2018-04-17 09:00 | 1
Biomass | FR | 2018-04-17 10:00 | 1
Biomass | FR | 2018-04-17 11:00 | 1
Biomass | FR | 2018-04-17 12:00 | 1
Biomass | FR | 2018-04-17 13:00 | 1
Biomass | FR | 2018-04-17 14:00 | 1
Biomass | FR | 2018-04-17 15:00 | 1
Biomass | FR | 2018-04-17 16:00 | 1
Biomass | FR | 2018-04-17 17:00 | 1
Biomass | FR | 2018-04-17 18:00 | 1
Biomass | FR | 2018-04-17 19:00 | 1
Biomass | FR | 2018-04-17 20:00 | 1
Biomass | FR | 2018-04-17 21:00 | 1
Biomass | FR | 2018-04-17 22:00 | 1
Biomass | FR | 2018-04-17 23:00 | 1
Biomass | FR | 2018-04-18 | 1
Biomass | FR | 2018-04-18 01:00 | 1
Biomass | FR | 2018-04-18 02:00 | 1
Biomass | FR | 2018-04-18 03:00 | 1
Biomass | FR | 2018-04-18 04:00 | 1
Biomass | FR | 2018-04-18 05:00 | 1
Biomass | FR | 2018-04-18 06:00 | 1
Biomass | FR | 2018-04-18 07:00 | 1
Biomass | FR | 2018-04-18 08:00 | 1
Biomass | FR | 2018-04-18 09:00 | 1
Biomass | FR | 2018-04-18 10:00 | 1
Biomass | FR | 2018-04-18 11:00 | 1
Biomass | FR | 2018-04-18 12:00 | 1
Biomass | FR | 2018-04-18 13:00 | 1
Biomass | FR | 2018-04-18 14:00 | 1
Biomass | FR | 2018-04-18 15:00 | 1
Biomass | FR | 2018-04-18 16:00 | 1
Biomass | FR | 2018-04-18 17:00 | 1
Biomass | FR | 2018-04-18 18:00 | 1
Biomass | FR | 2018-04-18 19:00 | 1
Biomass | FR | 2018-04-18 20:00 | 1
Biomass | FR | 2018-04-18 21:00 | 1
Biomass | FR | 2018-04-18 22:00 | 1
Biomass | FR | 2018-04-18 23:00 | 1
Biomass | FR | 2018-04-19 | 1
Biomass | FR | 2018-04-19 01:00 | 1
Biomass | FR | 2018-04-19 02:00 | 1
Biomass | FR | 2018-04-19 03:00 | 1
Biomass | FR | 2018-04-19 04:00 | 1
Biomass | FR | 2018-04-19 05:00 | 1
Biomass | FR | 2018-04-19 06:00 | 1
Biomass | FR | 2018-04-19 07:00 | 1
Biomass | FR | 2018-04-19 08:00 | 1
Biomass | FR | 2018-04-19 09:00 | 1
Biomass | FR | 2018-04-19 10:00 | 1
Biomass | FR | 2018-04-19 11:00 | 1
Biomass | FR | 2018-04-19 12:00 | 1
Biomass | FR | 2018-04-19 13:00 | 1
Biomass | FR | 2018-04-19 14:00 | 1
Biomass | FR | 2018-04-19 15:00 | 1
Biomass | FR | 2018-04-19 16:00 | 1
Biomass | FR | 2018-04-19 17:00 | 1
Biomass | FR | 2018-04-19 18:00 | 1
Biomass | FR | 2018-04-19 19:00 | 1
Biomass | FR | 2018-04-19 20:00 | 1
Biomass | FR | 2018-04-19 21:00 | 1
Biomass | FR | 2018-04-19 22:00 | 1
Biomass | FR | 2018-04-19 23:00 | 1
Biomass | FR | 2018-04-20 | 1
Biomass | FR | 2018-04-20 01:00 | 1
Biomass | FR | 2018-04-20 02:00 | 1
Biomass | FR | 2018-04-20 03:00 | 1
Biomass | FR | 2018-04-20 04:00 | 1
Biomass | FR | 2018-04-20 05:00 | 1
Biomass | FR | 2018-04-20 06:00 | 1
Biomass | FR | 2018-04-20 07:00 | 1
Biomass | FR | 2018-04-20 08:00 | 1
Biomass | FR | 2018-04-20 09:00 | 1
Biomass | FR | 2018-04-20 10:00 | 1
Biomass | FR | 2018-04-20 11:00 | 1
Biomass | FR | 2018-04-20 12:00 | 1
Biomass | FR | 2018-04-20 13:00 | 1
Biomass | FR | 2018-04-20 14:00 | 1
Biomass | FR | 2018-04-20 15:00 | 1
Biomass | FR | 2018-04-20 16:00 | 1
Biomass | FR | 2018-04-20 17:00 | 1
Biomass | FR | 2018-04-20 18:00 | 1
Biomass | FR | 2018-04-20 19:00 | 1
Biomass | FR | 2018-04-20 20:00 | 1
Biomass | FR | 2018-04-20 21:00 | 1
Biomass | FR | 2018-04-20 22:00 | 1
Biomass | FR | 2018-04-20 23:00 | 1
Biomass | FR | 2018-04-21 | 1
Biomass | FR | 2018-04-21 01:00 | 1
Biomass | FR | 2018-04-21 02:00 | 1
Biomass | FR | 2018-04-21 03:00 | 1
Biomass | FR | 2018-04-21 04:00 | 1
Biomass | FR | 2018-04-21 05:00 | 1
Biomass | FR | 2018-04-21 06:00 | 1
Biomass | FR | 2018-04-21 07:00 | 1
Biomass | FR | 2018-04-21 08:00 | 1
Biomass | FR | 2018-04-21 09:00 | 1
Biomass | FR | 2018-04-21 10:00 | 1
Biomass | FR | 2018-04-21 11:00 | 1
Biomass | FR | 2018-04-21 12:00 | 1
Biomass | FR | 2018-04-21 13:00 | 1
Biomass | FR | 2018-04-21 14:00 | 1
Biomass | FR | 2018-04-21 15:00 | 1
Biomass | FR | 2018-04-21 16:00 | 1
Biomass | FR | 2018-04-21 17:00 | 1
Biomass | FR | 2018-04-21 18:00 | 1
Biomass | FR | 2018-04-21 19:00 | 1
Biomass | FR | 2018-04-21 20:00 | 1
Biomass | FR | 2018-04-21 21:00 | 1
Biomass | FR | 2018-04-21 22:00 | 1
Biomass | FR | 2018-04-21 23:00 | 1
Biomass | FR | 2018-04-22 | 1
Biomass | FR | 2018-04-22 01:00 | 1
Biomass | FR | 2018-04-22 02:00 | 1
Biomass | FR | 2018-04-22 03:00 | 1
Biomass | FR | 2018-04-22 04:00 | 1
Biomass | FR | 2018-04-22 05:00 | 1
Biomass | FR | 2018-04-22 06:00 | 1
Biomass | FR | 2018-04-22 07:00 | 1
Biomass | FR | 2018-04-22 08:00 | 1
Biomass | FR | 2018-04-22 09:00 | 1
Biomass | FR | 2018-04-22 10:00 | 1
Biomass | FR | 2018-04-22 11:00 | 1
Biomass | FR | 2018-04-22 12:00 | 1
Biomass | FR | 2018-04-22 13:00 | 1
Biomass | FR | 2018-04-22 14:00 | 1
Biomass | FR | 2018-04-22 15:00 | 1
Biomass | FR | 2018-04-22 16:00 | 1
Biomass | FR | 2018-04-22 17:00 | 1
Biomass | FR | 2018-04-22 18:00 | 1
Biomass | FR | 2018-04-22 19:00 | 1
Biomass | FR | 2018-04-22 20:00 | 1
Biomass | FR | 2018-04-22 21:00 | 1
Biomass | FR | 2018-04-22 22:00 | 1
Biomass | FR | 2018-04-22 23:00 | 1
Biomass | FR | 2018-04-23 | 1
Biomass | FR | 2018-04-23 01:00 | 1
Biomass | FR | 2018-04-23 02:00 | 1
Biomass | FR | 2018-04-23 03:00 | 1
Biomass | FR | 2018-04-23 04:00 | 1
Biomass | FR | 2018-04-23 05:00 | 1
Biomass | FR | 2018-04-23 06:00 | 1
Biomass | FR | 2018-04-23 07:00 | 1
Biomass | FR | 2018-04-23 08:00 | 1
Biomass | FR | 2018-04-23 09:00 | 1
Biomass | FR | 2018-04-23 10:00 | 1
Biomass | FR | 2018-04-23 11:00 | 1
Biomass | FR | 2018-04-23 12:00 | 1
Biomass | FR | 2018-04-23 13:00 | 1
Biomass | FR | 2018-04-23 14:00 | 1
Biomass | FR | 2018-04-23 15:00 | 1
Biomass | FR | 2018-04-23 16:00 | 1
Biomass | FR | 2018-04-23 17:00 | 1
Biomass | FR | 2018-04-23 18:00 | 1
Biomass | FR | 2018-04-23 19:00 | 1
Biomass | FR | 2018-04-23 20:00 | 1
Biomass | FR | 2018-04-23 21:00 | 1
Biomass | FR | 2018-04-23 22:00 | 1
Biomass | FR | 2018-04-23 23:00 | 1
Biomass | FR | 2018-04-24 | 1
Biomass | FR | 2018-04-24 01:00 | 1
Biomass | FR | 2018-04-24 02:00 | 1
Biomass | FR | 2018-04-24 03:00 | 1
Biomass | FR | 2018-04-24 04:00 | 1
Biomass | FR | 2018-04-24 05:00 | 1
Biomass | FR | 2018-04-24 06:00 | 0.91848
Biomass | FR | 2018-04-24 07:00 | 0.91848
Biomass | FR | 2018-04-24 08:00 | 0.91848
Biomass | FR | 2018-04-24 09:00 | 0.91848
Biomass | FR | 2018-04-24 10:00 | 0.91848
Biomass | FR | 2018-04-24 11:00 | 1
Biomass | FR | 2018-04-24 12:00 | 1
Biomass | FR | 2018-04-24 13:00 | 1
Biomass | FR | 2018-04-24 14:00 | 1
Biomass | FR | 2018-04-24 15:00 | 1
Biomass | FR | 2018-04-24 16:00 | 1
Biomass | FR | 2018-04-24 17:00 | 1
Biomass | FR | 2018-04-24 18:00 | 1
Biomass | FR | 2018-04-24 19:00 | 0.91848
Biomass | FR | 2018-04-24 20:00 | 0.91848
Biomass | FR | 2018-04-24 21:00 | 1
Biomass | FR | 2018-04-24 22:00 | 1
Biomass | FR | 2018-04-24 23:00 | 1
Biomass | FR | 2018-04-25 | 1
Biomass | FR | 2018-04-25 01:00 | 1
Biomass | FR | 2018-04-25 02:00 | 1
Biomass | FR | 2018-04-25 03:00 | 1
Biomass | FR | 2018-04-25 04:00 | 1
Biomass | FR | 2018-04-25 05:00 | 1
Biomass | FR | 2018-04-25 06:00 | 1
Biomass | FR | 2018-04-25 07:00 | 1
Biomass | FR | 2018-04-25 08:00 | 1
Biomass | FR | 2018-04-25 09:00 | 1
Biomass | FR | 2018-04-25 10:00 | 1
Biomass | FR | 2018-04-25 11:00 | 1
Biomass | FR | 2018-04-25 12:00 | 1
Biomass | FR | 2018-04-25 13:00 | 1
Biomass | FR | 2018-04-25 14:00 | 1
Biomass | FR | 2018-04-25 15:00 | 1
Biomass | FR | 2018-04-25 16:00 | 1
Biomass | FR | 2018-04-25 17:00 | 1
Biomass | FR | 2018-04-25 18:00 | 1
Biomass | FR | 2018-04-25 19:00 | 1
Biomass | FR | 2018-04-25 20:00 | 1
Biomass | FR | 2018-04-25 21:00 | 1
Biomass | FR | 2018-04-25 22:00 | 1
Biomass | FR | 2018-04-25 23:00 | 1
Biomass | FR | 2018-04-26 | 1
Biomass | FR | 2018-04-26 01:00 | 1
Biomass | FR | 2018-04-26 02:00 | 1
Biomass | FR | 2018-04-26 03:00 | 1
Biomass | FR | 2018-04-26 04:00 | 1
Biomass | FR | 2018-04-26 05:00 | 1
Biomass | FR | 2018-04-26 06:00 | 1
Biomass | FR | 2018-04-26 07:00 | 1
Biomass | FR | 2018-04-26 08:00 | 1
Biomass | FR | 2018-04-26 09:00 | 1
Biomass | FR | 2018-04-26 10:00 | 1
Biomass | FR | 2018-04-26 11:00 | 1
Biomass | FR | 2018-04-26 12:00 | 1
Biomass | FR | 2018-04-26 13:00 | 1
Biomass | FR | 2018-04-26 14:00 | 1
Biomass | FR | 2018-04-26 15:00 | 1
Biomass | FR | 2018-04-26 16:00 | 1
Biomass | FR | 2018-04-26 17:00 | 1
Biomass | FR | 2018-04-26 18:00 | 1
Biomass | FR | 2018-04-26 19:00 | 1
Biomass | FR | 2018-04-26 20:00 | 1
Biomass | FR | 2018-04-26 21:00 | 1
Biomass | FR | 2018-04-26 22:00 | 1
Biomass | FR | 2018-04-26 23:00 | 1
Biomass | FR | 2018-04-27 | 1
Biomass | FR | 2018-04-27 01:00 | 1
Biomass | FR | 2018-04-27 02:00 | 1
Biomass | FR | 2018-04-27 03:00 | 1
Biomass | FR | 2018-04-27 04:00 | 1
Biomass | FR | 2018-04-27 05:00 | 1
Biomass | FR | 2018-04-27 06:00 | 1
Biomass | FR | 2018-04-27 07:00 | 0.91848
Biomass | FR | 2018-04-27 08:00 | 1
Biomass | FR | 2018-04-27 09:00 | 1
Biomass | FR | 2018-04-27 10:00 | 1
Biomass | FR | 2018-04-27 11:00 | 1
Biomass | FR | 2018-04-27 12:00 | 1
Biomass | FR | 2018-04-27 13:00 | 1
Biomass | FR | 2018-04-27 14:00 | 1
Biomass | FR | 2018-04-27 15:00 | 1
Biomass | FR | 2018-04-27 16:00 | 1
Biomass | FR | 2018-04-27 17:00 | 1
Biomass | FR | 2018-04-27 18:00 | 1
Biomass | FR | 2018-04-27 19:00 | 1
Biomass | FR | 2018-04-27 20:00 | 1
Biomass | FR | 2018-04-27 21:00 | 1
Biomass | FR | 2018-04-27 22:00 | 1
Biomass | FR | 2018-04-27 23:00 | 1
Biomass | FR | 2018-04-28 | 1
Biomass | FR | 2018-04-28 01:00 | 1
Biomass | FR | 2018-04-28 02:00 | 1
Biomass | FR | 2018-04-28 03:00 | 1
Biomass | FR | 2018-04-28 04:00 | 1
Biomass | FR | 2018-04-28 05:00 | 1
Biomass | FR | 2018-04-28 06:00 | 1
Biomass | FR | 2018-04-28 07:00 | 1
Biomass | FR | 2018-04-28 08:00 | 1
Biomass | FR | 2018-04-28 09:00 | 1
Biomass | FR | 2018-04-28 10:00 | 1
Biomass | FR | 2018-04-28 11:00 | 1
Biomass | FR | 2018-04-28 12:00 | 1
Biomass | FR | 2018-04-28 13:00 | 1
Biomass | FR | 2018-04-28 14:00 | 1
Biomass | FR | 2018-04-28 15:00 | 1
Biomass | FR | 2018-04-28 16:00 | 1
Biomass | FR | 2018-04-28 17:00 | 1
Biomass | FR | 2018-04-28 18:00 | 1
Biomass | FR | 2018-04-28 19:00 | 1
Biomass | FR | 2018-04-28 20:00 | 1
Biomass | FR | 2018-04-28 21:00 | 1
Biomass | FR | 2018-04-28 22:00 | 1
Biomass | FR | 2018-04-28 23:00 | 1
Biomass | FR | 2018-04-29 | 1
Biomass | FR | 2018-04-29 01:00 | 1
Biomass | FR | 2018-04-29 02:00 | 1
Biomass | FR | 2018-04-29 03:00 | 1
Biomass | FR | 2018-04-29 04:00 | 1
Biomass | FR | 2018-04-29 05:00 | 1
Biomass | FR | 2018-04-29 06:00 | 1
Biomass | FR | 2018-04-29 07:00 | 1
Biomass | FR | 2018-04-29 08:00 | 1
Biomass | FR | 2018-04-29 09:00 | 1
Biomass | FR | 2018-04-29 10:00 | 0.91848
Biomass | FR | 2018-04-29 11:00 | 0.91848
Biomass | FR | 2018-04-29 12:00 | 0.91848
Biomass | FR | 2018-04-29 13:00 | 0.91848
Biomass | FR | 2018-04-29 14:00 | 0.91848
Biomass | FR | 2018-04-29 15:00 | 0.91848
Biomass | FR | 2018-04-29 16:00 | 0.91848
Biomass | FR | 2018-04-29 17:00 | 0.91848
Biomass | FR | 2018-04-29 18:00 | 0.91848
Biomass | FR | 2018-04-29 19:00 | 0.91848
Biomass | FR | 2018-04-29 20:00 | 0.91848
Biomass | FR | 2018-04-29 21:00 | 0.91848
Biomass | FR | 2018-04-29 22:00 | 0.91848
Biomass | FR | 2018-04-29 23:00 | 0.91848
Biomass | FR | 2018-04-30 | 0.91848
Biomass | FR | 2018-04-30 01:00 | 0.91848
Biomass | FR | 2018-04-30 02:00 | 0.91848
Biomass | FR | 2018-04-30 03:00 | 0.91848
Biomass | FR | 2018-04-30 04:00 | 0.91848
Biomass | FR | 2018-04-30 05:00 | 0.91848
Biomass | FR | 2018-04-30 06:00 | 0.91848
Biomass | FR | 2018-04-30 07:00 | 0.91848
Biomass | FR | 2018-04-30 08:00 | 0.91848
Biomass | FR | 2018-04-30 09:00 | 0.91848
Biomass | FR | 2018-04-30 10:00 | 0.91848
Biomass | FR | 2018-04-30 11:00 | 0.91848
Biomass | FR | 2018-04-30 12:00 | 0.91848
Biomass | FR | 2018-04-30 13:00 | 0.91848
Biomass | FR | 2018-04-30 14:00 | 0.91848
Biomass | FR | 2018-04-30 15:00 | 0.91848
Biomass | FR | 2018-04-30 16:00 | 0.91848
Biomass | FR | 2018-04-30 17:00 | 0.91848
Biomass | FR | 2018-04-30 18:00 | 0.91848
Biomass | FR | 2018-04-30 19:00 | 0.91848
Biomass | FR | 2018-04-30 20:00 | 0.91848
Biomass | FR | 2018-04-30 21:00 | 0.91848
Biomass | FR | 2018-04-30 22:00 | 0.91848
Biomass | FR | 2018-04-30 23:00 | 0.91848
Biomass | FR | 2018-05-01 | 0.91848
Biomass | FR | 2018-05-01 01:00 | 0.91848
Biomass | FR | 2018-05-01 02:00 | 0.91848
Biomass | FR | 2018-05-01 03:00 | 0.91848
Biomass | FR | 2018-05-01 04:00 | 0.91848
Biomass | FR | 2018-05-01 05:00 | 0.91848
Biomass | FR | 2018-05-01 06:00 | 0.91848
Biomass | FR | 2018-05-01 07:00 | 0.91848
Biomass | FR | 2018-05-01 08:00 | 0.91848
Biomass | FR | 2018-05-01 09:00 | 0.91848
Biomass | FR | 2018-05-01 10:00 | 0.91848
Biomass | FR | 2018-05-01 11:00 | 0.91848
Biomass | FR | 2018-05-01 12:00 | 0.91848
Biomass | FR | 2018-05-01 13:00 | 0.91848
Biomass | FR | 2018-05-01 14:00 | 0.91848
Biomass | FR | 2018-05-01 15:00 | 0.91848
Biomass | FR | 2018-05-01 16:00 | 0.91848
Biomass | FR | 2018-05-01 17:00 | 0.91848
Biomass | FR | 2018-05-01 18:00 | 0.91848
Biomass | FR | 2018-05-01 19:00 | 0.91848
Biomass | FR | 2018-05-01 20:00 | 0.91848
Biomass | FR | 2018-05-01 21:00 | 0.91848
Biomass | FR | 2018-05-01 22:00 | 0.91848
Biomass | FR | 2018-05-01 23:00 | 0.91848
Biomass | FR | 2018-05-02 | 0.91848
Biomass | FR | 2018-05-02 01:00 | 0.91848
Biomass | FR | 2018-05-02 02:00 | 0.91848
Biomass | FR | 2018-05-02 03:00 | 0.91848
Biomass | FR | 2018-05-02 04:00 | 0.91848
Biomass | FR | 2018-05-02 05:00 | 0.91848
Biomass | FR | 2018-05-02 06:00 | 0.91848
Biomass | FR | 2018-05-02 07:00 | 0.91848
Biomass | FR | 2018-05-02 08:00 | 0.91848
Biomass | FR | 2018-05-02 09:00 | 0.91848
Biomass | FR | 2018-05-02 10:00 | 0.91848
Biomass | FR | 2018-05-02 11:00 | 0.91848
Biomass | FR | 2018-05-02 12:00 | 0.91848
Biomass | FR | 2018-05-02 13:00 | 0.91848
Biomass | FR | 2018-05-02 14:00 | 0.91848
Biomass | FR | 2018-05-02 15:00 | 0.91848
Biomass | FR | 2018-05-02 16:00 | 0.91848
Biomass | FR | 2018-05-02 17:00 | 0.91848
Biomass | FR | 2018-05-02 18:00 | 0.91848
Biomass | FR | 2018-05-02 19:00 | 0.91848
Biomass | FR | 2018-05-02 20:00 | 0.91848
Biomass | FR | 2018-05-02 21:00 | 0.91848
Biomass | FR | 2018-05-02 22:00 | 0.91848
Biomass | FR | 2018-05-02 23:00 | 0.91848
Biomass | FR | 2018-05-03 | 0.91848
Biomass | FR | 2018-05-03 01:00 | 0.91848
Biomass | FR | 2018-05-03 02:00 | 0.91848
Biomass | FR | 2018-05-03 03:00 | 0.91848
Biomass | FR | 2018-05-03 04:00 | 0.91848
Biomass | FR | 2018-05-03 05:00 | 0.91848
Biomass | FR | 2018-05-03 06:00 | 0.91848
Biomass | FR | 2018-05-03 07:00 | 0.91848
Biomass | FR | 2018-05-03 08:00 | 0.91848
Biomass | FR | 2018-05-03 09:00 | 0.91848
Biomass | FR | 2018-05-03 10:00 | 0.91848
Biomass | FR | 2018-05-03 11:00 | 0.91848
Biomass | FR | 2018-05-03 12:00 | 0.91848
Biomass | FR | 2018-05-03 13:00 | 0.91848
Biomass | FR | 2018-05-03 14:00 | 0.91848
Biomass | FR | 2018-05-03 15:00 | 0.91848
Biomass | FR | 2018-05-03 16:00 | 0.91848
Biomass | FR | 2018-05-03 17:00 | 0.91848
Biomass | FR | 2018-05-03 18:00 | 0.91848
Biomass | FR | 2018-05-03 19:00 | 0.91848
Biomass | FR | 2018-05-03 20:00 | 0.91848
Biomass | FR | 2018-05-03 21:00 | 0.91848
Biomass | FR | 2018-05-03 22:00 | 0.91848
Biomass | FR | 2018-05-03 23:00 | 0.91848
Biomass | FR | 2018-05-04 | 0.91848
Biomass | FR | 2018-05-04 01:00 | 0.91848
Biomass | FR | 2018-05-04 02:00 | 0.91848
Biomass | FR | 2018-05-04 03:00 | 0.91848
Biomass | FR | 2018-05-04 04:00 | 0.91848
Biomass | FR | 2018-05-04 05:00 | 0.91848
Biomass | FR | 2018-05-04 06:00 | 0.91848
Biomass | FR | 2018-05-04 07:00 | 0.91848
Biomass | FR | 2018-05-04 08:00 | 0.91848
Biomass | FR | 2018-05-04 09:00 | 0.91848
Biomass | FR | 2018-05-04 10:00 | 0.91848
Biomass | FR | 2018-05-04 11:00 | 0.91848
Biomass | FR | 2018-05-04 12:00 | 0.91848
Biomass | FR | 2018-05-04 13:00 | 0.91848
Biomass | FR | 2018-05-04 14:00 | 0.91848
Biomass | FR | 2018-05-04 15:00 | 0.91848
Biomass | FR | 2018-05-04 16:00 | 0.91848
Biomass | FR | 2018-05-04 17:00 | 0.91848
Biomass | FR | 2018-05-04 18:00 | 0.91848
Biomass | FR | 2018-05-04 19:00 | 0.91848
Biomass | FR | 2018-05-04 20:00 | 0.91848
Biomass | FR | 2018-05-04 21:00 | 0.91848
Biomass | FR | 2018-05-04 22:00 | 0.91848
Biomass | FR | 2018-05-04 23:00 | 0.91848
Biomass | FR | 2018-05-05 | 0.91848
Biomass | FR | 2018-05-05 01:00 | 0.91848
Biomass | FR | 2018-05-05 02:00 | 0.91848
Biomass | FR | 2018-05-05 03:00 | 0.91848
Biomass | FR | 2018-05-05 04:00 | 0.91848
Biomass | FR | 2018-05-05 05:00 | 0.91848
Biomass | FR | 2018-05-05 06:00 | 0.91848
Biomass | FR | 2018-05-05 07:00 | 0.91848
Biomass | FR | 2018-05-05 08:00 | 0.91848
Biomass | FR | 2018-05-05 09:00 | 0.91848
Biomass | FR | 2018-05-05 10:00 | 0.91848
Biomass | FR | 2018-05-05 11:00 | 0.91848
Biomass | FR | 2018-05-05 12:00 | 0.91848
Biomass | FR | 2018-05-05 13:00 | 0.91848
Biomass | FR | 2018-05-05 14:00 | 0.91848
Biomass | FR | 2018-05-05 15:00 | 0.91848
Biomass | FR | 2018-05-05 16:00 | 0.91848
Biomass | FR | 2018-05-05 17:00 | 0.91848
Biomass | FR | 2018-05-05 18:00 | 0.91848
Biomass | FR | 2018-05-05 19:00 | 0.91848
Biomass | FR | 2018-05-05 20:00 | 0.91848
Biomass | FR | 2018-05-05 21:00 | 0.91848
Biomass | FR | 2018-05-05 22:00 | 0.91848
Biomass | FR | 2018-05-05 23:00 | 0.91848
Biomass | FR | 2018-05-06 | 0.91848
Biomass | FR | 2018-05-06 01:00 | 0.91848
Biomass | FR | 2018-05-06 02:00 | 0.91848
Biomass | FR | 2018-05-06 03:00 | 0.91848
Biomass | FR | 2018-05-06 04:00 | 0.91848
Biomass | FR | 2018-05-06 05:00 | 0.91848
Biomass | FR | 2018-05-06 06:00 | 0.91848
Biomass | FR | 2018-05-06 07:00 | 0.91848
Biomass | FR | 2018-05-06 08:00 | 0.91848
Biomass | FR | 2018-05-06 09:00 | 0.91848
Biomass | FR | 2018-05-06 10:00 | 0.91848
Biomass | FR | 2018-05-06 11:00 | 0.91848
Biomass | FR | 2018-05-06 12:00 | 0.91848
Biomass | FR | 2018-05-06 13:00 | 0.91848
Biomass | FR | 2018-05-06 14:00 | 0.91848
Biomass | FR | 2018-05-06 15:00 | 0.91848
Biomass | FR | 2018-05-06 16:00 | 0.91848
Biomass | FR | 2018-05-06 17:00 | 0.91848
Biomass | FR | 2018-05-06 18:00 | 0.91848
Biomass | FR | 2018-05-06 19:00 | 0.91848
Biomass | FR | 2018-05-06 20:00 | 0.91848
Biomass | FR | 2018-05-06 21:00 | 0.91848
Biomass | FR | 2018-05-06 22:00 | 0.91848
Biomass | FR | 2018-05-06 23:00 | 0.91848
Biomass | FR | 2018-05-07 | 0.91848
Biomass | FR | 2018-05-07 01:00 | 0.91848
Biomass | FR | 2018-05-07 02:00 | 0.91848
Biomass | FR | 2018-05-07 03:00 | 0.91848
Biomass | FR | 2018-05-07 04:00 | 0.91848
Biomass | FR | 2018-05-07 05:00 | 0.91848
Biomass | FR | 2018-05-07 06:00 | 0.91848
Biomass | FR | 2018-05-07 07:00 | 0.91848
Biomass | FR | 2018-05-07 08:00 | 0.91848
Biomass | FR | 2018-05-07 09:00 | 0.91848
Biomass | FR | 2018-05-07 10:00 | 0.91848
Biomass | FR | 2018-05-07 11:00 | 0.91848
Biomass | FR | 2018-05-07 12:00 | 0.91848
Biomass | FR | 2018-05-07 13:00 | 0.91848
Biomass | FR | 2018-05-07 14:00 | 0.91848
Biomass | FR | 2018-05-07 15:00 | 0.91848
Biomass | FR | 2018-05-07 16:00 | 0.91848
Biomass | FR | 2018-05-07 17:00 | 0.91848
Biomass | FR | 2018-05-07 18:00 | 0.91848
Biomass | FR | 2018-05-07 19:00 | 0.91848
Biomass | FR | 2018-05-07 20:00 | 0.91848
Biomass | FR | 2018-05-07 21:00 | 0.91848
Biomass | FR | 2018-05-07 22:00 | 0.91848
Biomass | FR | 2018-05-07 23:00 | 0.91848
Biomass | FR | 2018-05-08 | 0.91848
Biomass | FR | 2018-05-08 01:00 | 0.91848
Biomass | FR | 2018-05-08 02:00 | 0.91848
Biomass | FR | 2018-05-08 03:00 | 0.91848
Biomass | FR | 2018-05-08 04:00 | 0.91848
Biomass | FR | 2018-05-08 05:00 | 0.91848
Biomass | FR | 2018-05-08 06:00 | 0.91848
Biomass | FR | 2018-05-08 07:00 | 0.91848
Biomass | FR | 2018-05-08 08:00 | 0.91848
Biomass | FR | 2018-05-08 09:00 | 0.91848
Biomass | FR | 2018-05-08 10:00 | 0.91848
Biomass | FR | 2018-05-08 11:00 | 0.91848
Biomass | FR | 2018-05-08 12:00 | 0.91848
Biomass | FR | 2018-05-08 13:00 | 0.91848
Biomass | FR | 2018-05-08 14:00 | 0.91848
Biomass | FR | 2018-05-08 15:00 | 0.91848
Biomass | FR | 2018-05-08 16:00 | 0.91848
Biomass | FR | 2018-05-08 17:00 | 0.91848
Biomass | FR | 2018-05-08 18:00 | 0.91848
Biomass | FR | 2018-05-08 19:00 | 0.91848
Biomass | FR | 2018-05-08 20:00 | 0.91848
Biomass | FR | 2018-05-08 21:00 | 0.91848
Biomass | FR | 2018-05-08 22:00 | 0.91848
Biomass | FR | 2018-05-08 23:00 | 0.91848
Biomass | FR | 2018-05-09 | 0.91848
Biomass | FR | 2018-05-09 01:00 | 0.91848
Biomass | FR | 2018-05-09 02:00 | 0.91848
Biomass | FR | 2018-05-09 03:00 | 0.91848
Biomass | FR | 2018-05-09 04:00 | 0.91848
Biomass | FR | 2018-05-09 05:00 | 0.91848
Biomass | FR | 2018-05-09 06:00 | 0.91848
Biomass | FR | 2018-05-09 07:00 | 0.91848
Biomass | FR | 2018-05-09 08:00 | 0.91848
Biomass | FR | 2018-05-09 09:00 | 0.91848
Biomass | FR | 2018-05-09 10:00 | 0.91848
Biomass | FR | 2018-05-09 11:00 | 0.91848
Biomass | FR | 2018-05-09 12:00 | 0.91848
Biomass | FR | 2018-05-09 13:00 | 0.91848
Biomass | FR | 2018-05-09 14:00 | 0.91848
Biomass | FR | 2018-05-09 15:00 | 0.91848
Biomass | FR | 2018-05-09 16:00 | 0.91848
Biomass | FR | 2018-05-09 17:00 | 0.91848
Biomass | FR | 2018-05-09 18:00 | 0.91848
Biomass | FR | 2018-05-09 19:00 | 0.91848
Biomass | FR | 2018-05-09 20:00 | 0.91848
Biomass | FR | 2018-05-09 21:00 | 0.91848
Biomass | FR | 2018-05-09 22:00 | 0.91848
Biomass | FR | 2018-05-09 23:00 | 0.91848
Biomass | FR | 2018-05-10 | 0.91848
Biomass | FR | 2018-05-10 01:00 | 0.91848
Biomass | FR | 2018-05-10 02:00 | 0.91848
Biomass | FR | 2018-05-10 03:00 | 0.91848
Biomass | FR | 2018-05-10 04:00 | 0.91848
Biomass | FR | 2018-05-10 05:00 | 0.91848
Biomass | FR | 2018-05-10 06:00 | 0.91848
Biomass | FR | 2018-05-10 07:00 | 0.91848
Biomass | FR | 2018-05-10 08:00 | 0.91848
Biomass | FR | 2018-05-10 09:00 | 0.91848
Biomass | FR | 2018-05-10 10:00 | 0.91848
Biomass | FR | 2018-05-10 11:00 | 0.91848
Biomass | FR | 2018-05-10 12:00 | 0.91848
Biomass | FR | 2018-05-10 13:00 | 0.91848
Biomass | FR | 2018-05-10 14:00 | 0.91848
Biomass | FR | 2018-05-10 15:00 | 0.91848
Biomass | FR | 2018-05-10 16:00 | 0.91848
Biomass | FR | 2018-05-10 17:00 | 0.91848
Biomass | FR | 2018-05-10 18:00 | 0.91848
Biomass | FR | 2018-05-10 19:00 | 0.91848
Biomass | FR | 2018-05-10 20:00 | 0.91848
Biomass | FR | 2018-05-10 21:00 | 0.91848
Biomass | FR | 2018-05-10 22:00 | 0.91848
Biomass | FR | 2018-05-10 23:00 | 0.91848
Biomass | FR | 2018-05-11 | 0.91848
Biomass | FR | 2018-05-11 01:00 | 0.91848
Biomass | FR | 2018-05-11 02:00 | 0.91848
Biomass | FR | 2018-05-11 03:00 | 0.91848
Biomass | FR | 2018-05-11 04:00 | 0.91848
Biomass | FR | 2018-05-11 05:00 | 0.91848
Biomass | FR | 2018-05-11 06:00 | 0.91848
Biomass | FR | 2018-05-11 07:00 | 0.91848
Biomass | FR | 2018-05-11 08:00 | 0.91848
Biomass | FR | 2018-05-11 09:00 | 0.91848
Biomass | FR | 2018-05-11 10:00 | 0.92016
Biomass | FR | 2018-05-11 11:00 | 0.92696
Biomass | FR | 2018-05-11 12:00 | 0.93375
Biomass | FR | 2018-05-11 13:00 | 0.94054
Biomass | FR | 2018-05-11 14:00 | 1
Biomass | FR | 2018-05-11 15:00 | 1
Biomass | FR | 2018-05-11 16:00 | 1
Biomass | FR | 2018-05-11 17:00 | 1
Biomass | FR | 2018-05-11 18:00 | 0.91848
Biomass | FR | 2018-05-11 19:00 | 0.91848
Biomass | FR | 2018-05-11 20:00 | 0.91848
Biomass | FR | 2018-05-11 21:00 | 0.91848
Biomass | FR | 2018-05-11 22:00 | 0.91848
Biomass | FR | 2018-05-11 23:00 | 0.91848
Biomass | FR | 2018-05-12 | 0.91848
Biomass | FR | 2018-05-12 01:00 | 0.91848
Biomass | FR | 2018-05-12 02:00 | 0.91848
Biomass | FR | 2018-05-12 03:00 | 0.91848
Biomass | FR | 2018-05-12 04:00 | 0.91848
Biomass | FR | 2018-05-12 05:00 | 0.91848
Biomass | FR | 2018-05-12 06:00 | 0.91848
Biomass | FR | 2018-05-12 07:00 | 0.91848
Biomass | FR | 2018-05-12 08:00 | 0.91848
Biomass | FR | 2018-05-12 09:00 | 0.91848
Biomass | FR | 2018-05-12 10:00 | 0.91848
Biomass | FR | 2018-05-12 11:00 | 0.91848
Biomass | FR | 2018-05-12 12:00 | 0.91848
Biomass | FR | 2018-05-12 13:00 | 0.91848
Biomass | FR | 2018-05-12 14:00 | 0.92217
Biomass | FR | 2018-05-12 15:00 | 0.93701
Biomass | FR | 2018-05-12 16:00 | 1
Biomass | FR | 2018-05-12 17:00 | 1
Biomass | FR | 2018-05-12 18:00 | 0.91848
Biomass | FR | 2018-05-12 19:00 | 0.91848
Biomass | FR | 2018-05-12 20:00 | 0.92217
Biomass | FR | 2018-05-12 21:00 | 0.92957
Biomass | FR | 2018-05-12 22:00 | 1
Biomass | FR | 2018-05-12 23:00 | 1
Biomass | FR | 2018-05-13 | 1
Biomass | FR | 2018-05-13 01:00 | 1
Biomass | FR | 2018-05-13 02:00 | 1
Biomass | FR | 2018-05-13 03:00 | 1
Biomass | FR | 2018-05-13 04:00 | 1
Biomass | FR | 2018-05-13 05:00 | 1
Biomass | FR | 2018-05-13 06:00 | 1
Biomass | FR | 2018-05-13 07:00 | 1
Biomass | FR | 2018-05-13 08:00 | 1
Biomass | FR | 2018-05-13 09:00 | 1
Biomass | FR | 2018-05-13 10:00 | 1
Biomass | FR | 2018-05-13 11:00 | 1
Biomass | FR | 2018-05-13 12:00 | 1
Biomass | FR | 2018-05-13 13:00 | 1
Biomass | FR | 2018-05-13 14:00 | 1
Biomass | FR | 2018-05-13 15:00 | 1
Biomass | FR | 2018-05-13 16:00 | 1
Biomass | FR | 2018-05-13 17:00 | 0.91848
Biomass | FR | 2018-05-13 18:00 | 0.91848
Biomass | FR | 2018-05-13 19:00 | 0.92962
Biomass | FR | 2018-05-13 20:00 | 1
Biomass | FR | 2018-05-13 21:00 | 1
Biomass | FR | 2018-05-13 22:00 | 1
Biomass | FR | 2018-05-13 23:00 | 1
Biomass | FR | 2018-05-14 | 1
Biomass | FR | 2018-05-14 01:00 | 1
Biomass | FR | 2018-05-14 02:00 | 1
Biomass | FR | 2018-05-14 03:00 | 1
Biomass | FR | 2018-05-14 04:00 | 1
Biomass | FR | 2018-05-14 05:00 | 1
Biomass | FR | 2018-05-14 06:00 | 1
Biomass | FR | 2018-05-14 07:00 | 1
Biomass | FR | 2018-05-14 08:00 | 1
Biomass | FR | 2018-05-14 09:00 | 1
Biomass | FR | 2018-05-14 10:00 | 1
Biomass | FR | 2018-05-14 11:00 | 1
Biomass | FR | 2018-05-14 12:00 | 1
Biomass | FR | 2018-05-14 13:00 | 1
Biomass | FR | 2018-05-14 14:00 | 1
Biomass | FR | 2018-05-14 15:00 | 1
Biomass | FR | 2018-05-14 16:00 | 1
Biomass | FR | 2018-05-14 17:00 | 1
Biomass | FR | 2018-05-14 18:00 | 1
Biomass | FR | 2018-05-14 19:00 | 1
Biomass | FR | 2018-05-14 20:00 | 1
Biomass | FR | 2018-05-14 21:00 | 1
Biomass | FR | 2018-05-14 22:00 | 1
Biomass | FR | 2018-05-14 23:00 | 1
Biomass | FR | 2018-05-15 | 1
Biomass | FR | 2018-05-15 01:00 | 1
Biomass | FR | 2018-05-15 02:00 | 1
Biomass | FR | 2018-05-15 03:00 | 1
Biomass | FR | 2018-05-15 04:00 | 1
Biomass | FR | 2018-05-15 05:00 | 1
Biomass | FR | 2018-05-15 06:00 | 1
Biomass | FR | 2018-05-15 07:00 | 1
Biomass | FR | 2018-05-15 08:00 | 1
Biomass | FR | 2018-05-15 09:00 | 1
Biomass | FR | 2018-05-15 10:00 | 1
Biomass | FR | 2018-05-15 11:00 | 1
Biomass | FR | 2018-05-15 12:00 | 1
Biomass | FR | 2018-05-15 13:00 | 1
Biomass | FR | 2018-05-15 14:00 | 1
Biomass | FR | 2018-05-15 15:00 | 1
Biomass | FR | 2018-05-15 16:00 | 1
Biomass | FR | 2018-05-15 17:00 | 1
Biomass | FR | 2018-05-15 18:00 | 1
Biomass | FR | 2018-05-15 19:00 | 1
Biomass | FR | 2018-05-15 20:00 | 1
Biomass | FR | 2018-05-15 21:00 | 1
Biomass | FR | 2018-05-15 22:00 | 1
Biomass | FR | 2018-05-15 23:00 | 1
Biomass | FR | 2018-05-16 | 1
Biomass | FR | 2018-05-16 01:00 | 1
Biomass | FR | 2018-05-16 02:00 | 1
Biomass | FR | 2018-05-16 03:00 | 1
Biomass | FR | 2018-05-16 04:00 | 1
Biomass | FR | 2018-05-16 05:00 | 1
Biomass | FR | 2018-05-16 06:00 | 1
Biomass | FR | 2018-05-16 07:00 | 1
Biomass | FR | 2018-05-16 08:00 | 1
Biomass | FR | 2018-05-16 09:00 | 1
Biomass | FR | 2018-05-16 10:00 | 1
Biomass | FR | 2018-05-16 11:00 | 1
Biomass | FR | 2018-05-16 12:00 | 1
Biomass | FR | 2018-05-16 13:00 | 1
Biomass | FR | 2018-05-16 14:00 | 1
Biomass | FR | 2018-05-16 15:00 | 1
Biomass | FR | 2018-05-16 16:00 | 1
Biomass | FR | 2018-05-16 17:00 | 1
Biomass | FR | 2018-05-16 18:00 | 1
Biomass | FR | 2018-05-16 19:00 | 1
Biomass | FR | 2018-05-16 20:00 | 1
Biomass | FR | 2018-05-16 21:00 | 1
Biomass | FR | 2018-05-16 22:00 | 1
Biomass | FR | 2018-05-16 23:00 | 1
Biomass | FR | 2018-05-17 | 1
Biomass | FR | 2018-05-17 01:00 | 1
Biomass | FR | 2018-05-17 02:00 | 1
Biomass | FR | 2018-05-17 03:00 | 1
Biomass | FR | 2018-05-17 04:00 | 1
Biomass | FR | 2018-05-17 05:00 | 1
Biomass | FR | 2018-05-17 06:00 | 1
Biomass | FR | 2018-05-17 07:00 | 1
Biomass | FR | 2018-05-17 08:00 | 1
Biomass | FR | 2018-05-17 09:00 | 1
Biomass | FR | 2018-05-17 10:00 | 1
Biomass | FR | 2018-05-17 11:00 | 1
Biomass | FR | 2018-05-17 12:00 | 1
Biomass | FR | 2018-05-17 13:00 | 1
Biomass | FR | 2018-05-17 14:00 | 1
Biomass | FR | 2018-05-17 15:00 | 1
Biomass | FR | 2018-05-17 16:00 | 1
Biomass | FR | 2018-05-17 17:00 | 1
Biomass | FR | 2018-05-17 18:00 | 1
Biomass | FR | 2018-05-17 19:00 | 1
Biomass | FR | 2018-05-17 20:00 | 1
Biomass | FR | 2018-05-17 21:00 | 1
Biomass | FR | 2018-05-17 22:00 | 1
Biomass | FR | 2018-05-17 23:00 | 1
Biomass | FR | 2018-05-18 | 1
Biomass | FR | 2018-05-18 01:00 | 1
Biomass | FR | 2018-05-18 02:00 | 1
Biomass | FR | 2018-05-18 03:00 | 1
Biomass | FR | 2018-05-18 04:00 | 1
Biomass | FR | 2018-05-18 05:00 | 1
Biomass | FR | 2018-05-18 06:00 | 1
Biomass | FR | 2018-05-18 07:00 | 1
Biomass | FR | 2018-05-18 08:00 | 1
Biomass | FR | 2018-05-18 09:00 | 1
Biomass | FR | 2018-05-18 10:00 | 1
Biomass | FR | 2018-05-18 11:00 | 1
Biomass | FR | 2018-05-18 12:00 | 1
Biomass | FR | 2018-05-18 13:00 | 1
Biomass | FR | 2018-05-18 14:00 | 1
Biomass | FR | 2018-05-18 15:00 | 1
Biomass | FR | 2018-05-18 16:00 | 0.91848
Biomass | FR | 2018-05-18 17:00 | 0.91848
Biomass | FR | 2018-05-18 18:00 | 0.91848
Biomass | FR | 2018-05-18 19:00 | 0.91848
Biomass | FR | 2018-05-18 20:00 | 1
Biomass | FR | 2018-05-18 21:00 | 1
Biomass | FR | 2018-05-18 22:00 | 1
Biomass | FR | 2018-05-18 23:00 | 1
Biomass | FR | 2018-05-19 | 1
Biomass | FR | 2018-05-19 01:00 | 1
Biomass | FR | 2018-05-19 02:00 | 1
Biomass | FR | 2018-05-19 03:00 | 1
Biomass | FR | 2018-05-19 04:00 | 1
Biomass | FR | 2018-05-19 05:00 | 1
Biomass | FR | 2018-05-19 06:00 | 1
Biomass | FR | 2018-05-19 07:00 | 1
Biomass | FR | 2018-05-19 08:00 | 1
Biomass | FR | 2018-05-19 09:00 | 1
Biomass | FR | 2018-05-19 10:00 | 1
Biomass | FR | 2018-05-19 11:00 | 1
Biomass | FR | 2018-05-19 12:00 | 1
Biomass | FR | 2018-05-19 13:00 | 1
Biomass | FR | 2018-05-19 14:00 | 1
Biomass | FR | 2018-05-19 15:00 | 1
Biomass | FR | 2018-05-19 16:00 | 1
Biomass | FR | 2018-05-19 17:00 | 1
Biomass | FR | 2018-05-19 18:00 | 1
Biomass | FR | 2018-05-19 19:00 | 1
Biomass | FR | 2018-05-19 20:00 | 1
Biomass | FR | 2018-05-19 21:00 | 1
Biomass | FR | 2018-05-19 22:00 | 1
Biomass | FR | 2018-05-19 23:00 | 1
Biomass | FR | 2018-05-20 | 1
Biomass | FR | 2018-05-20 01:00 | 1
Biomass | FR | 2018-05-20 02:00 | 1
Biomass | FR | 2018-05-20 03:00 | 1
Biomass | FR | 2018-05-20 04:00 | 1
Biomass | FR | 2018-05-20 05:00 | 1
Biomass | FR | 2018-05-20 06:00 | 1
Biomass | FR | 2018-05-20 07:00 | 1
Biomass | FR | 2018-05-20 08:00 | 1
Biomass | FR | 2018-05-20 09:00 | 1
Biomass | FR | 2018-05-20 10:00 | 1
Biomass | FR | 2018-05-20 11:00 | 1
Biomass | FR | 2018-05-20 12:00 | 0.91848
Biomass | FR | 2018-05-20 13:00 | 0.91848
Biomass | FR | 2018-05-20 14:00 | 0.91848
Biomass | FR | 2018-05-20 15:00 | 0.91848
Biomass | FR | 2018-05-20 16:00 | 0.91848
Biomass | FR | 2018-05-20 17:00 | 0.91848
Biomass | FR | 2018-05-20 18:00 | 0.91848
Biomass | FR | 2018-05-20 19:00 | 0.91848
Biomass | FR | 2018-05-20 20:00 | 0.91848
Biomass | FR | 2018-05-20 21:00 | 0.91848
Biomass | FR | 2018-05-20 22:00 | 0.91848
Biomass | FR | 2018-05-20 23:00 | 0.91848
Biomass | FR | 2018-05-21 | 0.91848
Biomass | FR | 2018-05-21 01:00 | 0.91848
Biomass | FR | 2018-05-21 02:00 | 0.91848
Biomass | FR | 2018-05-21 03:00 | 0.91848
Biomass | FR | 2018-05-21 04:00 | 0.91848
Biomass | FR | 2018-05-21 05:00 | 0.91848
Biomass | FR | 2018-05-21 06:00 | 0.91848
Biomass | FR | 2018-05-21 07:00 | 0.91848
Biomass | FR | 2018-05-21 08:00 | 0.91848
Biomass | FR | 2018-05-21 09:00 | 0.91848
Biomass | FR | 2018-05-21 10:00 | 0.91848
Biomass | FR | 2018-05-21 11:00 | 0.91848
Biomass | FR | 2018-05-21 12:00 | 0.91848
Biomass | FR | 2018-05-21 13:00 | 0.91848
Biomass | FR | 2018-05-21 14:00 | 0.91848
Biomass | FR | 2018-05-21 15:00 | 0.91848
Biomass | FR | 2018-05-21 16:00 | 0.91848
Biomass | FR | 2018-05-21 17:00 | 0.91848
Biomass | FR | 2018-05-21 18:00 | 0.91848
Biomass | FR | 2018-05-21 19:00 | 0.91848
Biomass | FR | 2018-05-21 20:00 | 0.91848
Biomass | FR | 2018-05-21 21:00 | 0.91848
Biomass | FR | 2018-05-21 22:00 | 0.91848
Biomass | FR | 2018-05-21 23:00 | 0.91848
Biomass | FR | 2018-05-22 | 0.91848
Biomass | FR | 2018-05-22 01:00 | 0.91848
Biomass | FR | 2018-05-22 02:00 | 0.91848
Biomass | FR | 2018-05-22 03:00 | 0.91848
Biomass | FR | 2018-05-22 04:00 | 0.91848
Biomass | FR | 2018-05-22 05:00 | 0.91848
Biomass | FR | 2018-05-22 06:00 | 0.91848
Biomass | FR | 2018-05-22 07:00 | 0.91848
Biomass | FR | 2018-05-22 08:00 | 0.91848
Biomass | FR | 2018-05-22 09:00 | 0.91848
Biomass | FR | 2018-05-22 10:00 | 0.91848
Biomass | FR | 2018-05-22 11:00 | 0.91848
Biomass | FR | 2018-05-22 12:00 | 0.91848
Biomass | FR | 2018-05-22 13:00 | 0.91848
Biomass | FR | 2018-05-22 14:00 | 0.91848
Biomass | FR | 2018-05-22 15:00 | 0.91848
Biomass | FR | 2018-05-22 16:00 | 0.91848
Biomass | FR | 2018-05-22 17:00 | 0.91848
Biomass | FR | 2018-05-22 18:00 | 0.91848
Biomass | FR | 2018-05-22 19:00 | 0.91848
Biomass | FR | 2018-05-22 20:00 | 0.91848
Biomass | FR | 2018-05-22 21:00 | 0.91848
Biomass | FR | 2018-05-22 22:00 | 0.91848
Biomass | FR | 2018-05-22 23:00 | 0.91848
Biomass | FR | 2018-05-23 | 0.91848
Biomass | FR | 2018-05-23 01:00 | 0.91848
Biomass | FR | 2018-05-23 02:00 | 0.91848
Biomass | FR | 2018-05-23 03:00 | 0.91848
Biomass | FR | 2018-05-23 04:00 | 0.91848
Biomass | FR | 2018-05-23 05:00 | 0.91848
Biomass | FR | 2018-05-23 06:00 | 0.91848
Biomass | FR | 2018-05-23 07:00 | 0.91848
Biomass | FR | 2018-05-23 08:00 | 0.91848
Biomass | FR | 2018-05-23 09:00 | 0.91848
Biomass | FR | 2018-05-23 10:00 | 0.91848
Biomass | FR | 2018-05-23 11:00 | 0.91848
Biomass | FR | 2018-05-23 12:00 | 0.91848
Biomass | FR | 2018-05-23 13:00 | 0.91848
Biomass | FR | 2018-05-23 14:00 | 0.91848
Biomass | FR | 2018-05-23 15:00 | 0.91848
Biomass | FR | 2018-05-23 16:00 | 0.91848
Biomass | FR | 2018-05-23 17:00 | 0.91848
Biomass | FR | 2018-05-23 18:00 | 0.91848
Biomass | FR | 2018-05-23 19:00 | 0.91848
Biomass | FR | 2018-05-23 20:00 | 0.91848
Biomass | FR | 2018-05-23 21:00 | 0.91848
Biomass | FR | 2018-05-23 22:00 | 0.91848
Biomass | FR | 2018-05-23 23:00 | 0.91848
Biomass | FR | 2018-05-24 | 0.91848
Biomass | FR | 2018-05-24 01:00 | 0.91848
Biomass | FR | 2018-05-24 02:00 | 0.91848
Biomass | FR | 2018-05-24 03:00 | 0.91848
Biomass | FR | 2018-05-24 04:00 | 0.91848
Biomass | FR | 2018-05-24 05:00 | 0.91848
Biomass | FR | 2018-05-24 06:00 | 0.91848
Biomass | FR | 2018-05-24 07:00 | 0.91848
Biomass | FR | 2018-05-24 08:00 | 0.91848
Biomass | FR | 2018-05-24 09:00 | 0.91848
Biomass | FR | 2018-05-24 10:00 | 0.91848
Biomass | FR | 2018-05-24 11:00 | 0.91848
Biomass | FR | 2018-05-24 12:00 | 0.91848
Biomass | FR | 2018-05-24 13:00 | 0.91848
Biomass | FR | 2018-05-24 14:00 | 0.91848
Biomass | FR | 2018-05-24 15:00 | 0.91848
Biomass | FR | 2018-05-24 16:00 | 0.91848
Biomass | FR | 2018-05-24 17:00 | 0.91848
Biomass | FR | 2018-05-24 18:00 | 0.91848
Biomass | FR | 2018-05-24 19:00 | 0.91848
Biomass | FR | 2018-05-24 20:00 | 0.91848
Biomass | FR | 2018-05-24 21:00 | 0.91848
Biomass | FR | 2018-05-24 22:00 | 0.91848
Biomass | FR | 2018-05-24 23:00 | 0.91848
Biomass | FR | 2018-05-25 | 0.91848
Biomass | FR | 2018-05-25 01:00 | 0.91848
Biomass | FR | 2018-05-25 02:00 | 0.91848
Biomass | FR | 2018-05-25 03:00 | 0.91848
Biomass | FR | 2018-05-25 04:00 | 0.91848
Biomass | FR | 2018-05-25 05:00 | 0.91848
Biomass | FR | 2018-05-25 06:00 | 0.91848
Biomass | FR | 2018-05-25 07:00 | 0.91848
Biomass | FR | 2018-05-25 08:00 | 0.91848
Biomass | FR | 2018-05-25 09:00 | 0.91848
Biomass | FR | 2018-05-25 10:00 | 0.91848
Biomass | FR | 2018-05-25 11:00 | 0.91848
Biomass | FR | 2018-05-25 12:00 | 0.91848
Biomass | FR | 2018-05-25 13:00 | 0.91848
Biomass | FR | 2018-05-25 14:00 | 0.91848
Biomass | FR | 2018-05-25 15:00 | 0.91848
Biomass | FR | 2018-05-25 16:00 | 0.91848
Biomass | FR | 2018-05-25 17:00 | 0.91848
Biomass | FR | 2018-05-25 18:00 | 0.91848
Biomass | FR | 2018-05-25 19:00 | 0.91848
Biomass | FR | 2018-05-25 20:00 | 0.91848
Biomass | FR | 2018-05-25 21:00 | 0.91848
Biomass | FR | 2018-05-25 22:00 | 0.91848
Biomass | FR | 2018-05-25 23:00 | 0.91848
Biomass | FR | 2018-05-26 | 0.91848
Biomass | FR | 2018-05-26 01:00 | 0.91848
Biomass | FR | 2018-05-26 02:00 | 0.91848
Biomass | FR | 2018-05-26 03:00 | 0.91848
Biomass | FR | 2018-05-26 04:00 | 0.91848
Biomass | FR | 2018-05-26 05:00 | 0.91848
Biomass | FR | 2018-05-26 06:00 | 0.91848
Biomass | FR | 2018-05-26 07:00 | 0.91848
Biomass | FR | 2018-05-26 08:00 | 0.91848
Biomass | FR | 2018-05-26 09:00 | 0.91848
Biomass | FR | 2018-05-26 10:00 | 0.91848
Biomass | FR | 2018-05-26 11:00 | 0.91848
Biomass | FR | 2018-05-26 12:00 | 0.91848
Biomass | FR | 2018-05-26 13:00 | 0.91848
Biomass | FR | 2018-05-26 14:00 | 0.91848
Biomass | FR | 2018-05-26 15:00 | 0.91848
Biomass | FR | 2018-05-26 16:00 | 0.91848
Biomass | FR | 2018-05-26 17:00 | 0.91848
Biomass | FR | 2018-05-26 18:00 | 0.91848
Biomass | FR | 2018-05-26 19:00 | 0.91848
Biomass | FR | 2018-05-26 20:00 | 0.91848
Biomass | FR | 2018-05-26 21:00 | 0.91848
Biomass | FR | 2018-05-26 22:00 | 0.91848
Biomass | FR | 2018-05-26 23:00 | 0.91848
Biomass | FR | 2018-05-27 | 0.91848
Biomass | FR | 2018-05-27 01:00 | 0.91848
Biomass | FR | 2018-05-27 02:00 | 0.91848
Biomass | FR | 2018-05-27 03:00 | 0.91848
Biomass | FR | 2018-05-27 04:00 | 0.91848
Biomass | FR | 2018-05-27 05:00 | 0.91848
Biomass | FR | 2018-05-27 06:00 | 0.91848
Biomass | FR | 2018-05-27 07:00 | 0.91848
Biomass | FR | 2018-05-27 08:00 | 0.91848
Biomass | FR | 2018-05-27 09:00 | 0.91848
Biomass | FR | 2018-05-27 10:00 | 0.91848
Biomass | FR | 2018-05-27 11:00 | 0.91848
Biomass | FR | 2018-05-27 12:00 | 0.91848
Biomass | FR | 2018-05-27 13:00 | 0.91848
Biomass | FR | 2018-05-27 14:00 | 0.91848
Biomass | FR | 2018-05-27 15:00 | 0.91848
Biomass | FR | 2018-05-27 16:00 | 0.91848
Biomass | FR | 2018-05-27 17:00 | 0.91848
Biomass | FR | 2018-05-27 18:00 | 0.91848
Biomass | FR | 2018-05-27 19:00 | 0.91848
Biomass | FR | 2018-05-27 20:00 | 0.91848
Biomass | FR | 2018-05-27 21:00 | 0.91848
Biomass | FR | 2018-05-27 22:00 | 0.91848
Biomass | FR | 2018-05-27 23:00 | 0.91848
Biomass | FR | 2018-05-28 | 0.91848
Biomass | FR | 2018-05-28 01:00 | 0.91848
Biomass | FR | 2018-05-28 02:00 | 0.91848
Biomass | FR | 2018-05-28 03:00 | 0.91848
Biomass | FR | 2018-05-28 04:00 | 0.91848
Biomass | FR | 2018-05-28 05:00 | 0.91848
Biomass | FR | 2018-05-28 06:00 | 0.91848
Biomass | FR | 2018-05-28 07:00 | 0.91848
Biomass | FR | 2018-05-28 08:00 | 0.91848
Biomass | FR | 2018-05-28 09:00 | 0.91848
Biomass | FR | 2018-05-28 10:00 | 0.91848
Biomass | FR | 2018-05-28 11:00 | 0.91848
Biomass | FR | 2018-05-28 12:00 | 0.91848
Biomass | FR | 2018-05-28 13:00 | 0.91848
Biomass | FR | 2018-05-28 14:00 | 0.91848
Biomass | FR | 2018-05-28 15:00 | 0.91848
Biomass | FR | 2018-05-28 16:00 | 0.91848
Biomass | FR | 2018-05-28 17:00 | 0.91848
Biomass | FR | 2018-05-28 18:00 | 0.91848
Biomass | FR | 2018-05-28 19:00 | 0.91848
Biomass | FR | 2018-05-28 20:00 | 0.91848
Biomass | FR | 2018-05-28 21:00 | 0.91848
Biomass | FR | 2018-05-28 22:00 | 0.91848
Biomass | FR | 2018-05-28 23:00 | 0.91848
Biomass | FR | 2018-05-29 | 0.91848
Biomass | FR | 2018-05-29 01:00 | 0.91848
Biomass | FR | 2018-05-29 02:00 | 0.91848
Biomass | FR | 2018-05-29 03:00 | 0.91848
Biomass | FR | 2018-05-29 04:00 | 0.91848
Biomass | FR | 2018-05-29 05:00 | 0.91848
Biomass | FR | 2018-05-29 06:00 | 0.91848
Biomass | FR | 2018-05-29 07:00 | 0.91848
Biomass | FR | 2018-05-29 08:00 | 0.91848
Biomass | FR | 2018-05-29 09:00 | 0.91848
Biomass | FR | 2018-05-29 10:00 | 0.91848
Biomass | FR | 2018-05-29 11:00 | 0.91848
Biomass | FR | 2018-05-29 12:00 | 0.91848
Biomass | FR | 2018-05-29 13:00 | 0.91848
Biomass | FR | 2018-05-29 14:00 | 0.91848
Biomass | FR | 2018-05-29 15:00 | 0.91848
Biomass | FR | 2018-05-29 16:00 | 0.91848
Biomass | FR | 2018-05-29 17:00 | 0.91848
Biomass | FR | 2018-05-29 18:00 | 0.91848
Biomass | FR | 2018-05-29 19:00 | 0.91848
Biomass | FR | 2018-05-29 20:00 | 0.91848
Biomass | FR | 2018-05-29 21:00 | 0.91848
Biomass | FR | 2018-05-29 22:00 | 0.91848
Biomass | FR | 2018-05-29 23:00 | 0.91848
Biomass | FR | 2018-05-30 | 0.91848
Biomass | FR | 2018-05-30 01:00 | 0.91848
Biomass | FR | 2018-05-30 02:00 | 0.91848
Biomass | FR | 2018-05-30 03:00 | 0.91848
Biomass | FR | 2018-05-30 04:00 | 0.91848
Biomass | FR | 2018-05-30 05:00 | 0.91848
Biomass | FR | 2018-05-30 06:00 | 0.91848
Biomass | FR | 2018-05-30 07:00 | 0.91848
Biomass | FR | 2018-05-30 08:00 | 0.91848
Biomass | FR | 2018-05-30 09:00 | 0.91848
Biomass | FR | 2018-05-30 10:00 | 0.91848
Biomass | FR | 2018-05-30 11:00 | 0.91848
Biomass | FR | 2018-05-30 12:00 | 0.91848
Biomass | FR | 2018-05-30 13:00 | 0.91848
Biomass | FR | 2018-05-30 14:00 | 0.91848
Biomass | FR | 2018-05-30 15:00 | 0.91848
Biomass | FR | 2018-05-30 16:00 | 0.91848
Biomass | FR | 2018-05-30 17:00 | 0.91848
Biomass | FR | 2018-05-30 18:00 | 0.91848
Biomass | FR | 2018-05-30 19:00 | 0.91848
Biomass | FR | 2018-05-30 20:00 | 0.91848
Biomass | FR | 2018-05-30 21:00 | 0.91848
Biomass | FR | 2018-05-30 22:00 | 0.91848
Biomass | FR | 2018-05-30 23:00 | 0.91848
Biomass | FR | 2018-05-31 | 0.91848
Biomass | FR | 2018-05-31 01:00 | 0.91848
Biomass | FR | 2018-05-31 02:00 | 0.91848
Biomass | FR | 2018-05-31 03:00 | 0.91848
Biomass | FR | 2018-05-31 04:00 | 0.91848
Biomass | FR | 2018-05-31 05:00 | 0.91848
Biomass | FR | 2018-05-31 06:00 | 0.91848
Biomass | FR | 2018-05-31 07:00 | 0.91848
Biomass | FR | 2018-05-31 08:00 | 0.91848
Biomass | FR | 2018-05-31 09:00 | 0.91848
Biomass | FR | 2018-05-31 10:00 | 0.91848
Biomass | FR | 2018-05-31 11:00 | 0.91848
Biomass | FR | 2018-05-31 12:00 | 0.91848
Biomass | FR | 2018-05-31 13:00 | 0.91848
Biomass | FR | 2018-05-31 14:00 | 0.91848
Biomass | FR | 2018-05-31 15:00 | 0.91848
Biomass | FR | 2018-05-31 16:00 | 0.91848
Biomass | FR | 2018-05-31 17:00 | 0.91848
Biomass | FR | 2018-05-31 18:00 | 0.91848
Biomass | FR | 2018-05-31 19:00 | 0.91848
Biomass | FR | 2018-05-31 20:00 | 0.91848
Biomass | FR | 2018-05-31 21:00 | 0.91848
Biomass | FR | 2018-05-31 22:00 | 0.91848
Biomass | FR | 2018-05-31 23:00 | 0.91848
Biomass | FR | 2018-06-01 | 0.91848
Biomass | FR | 2018-06-01 01:00 | 0.91848
Biomass | FR | 2018-06-01 02:00 | 0.91848
Biomass | FR | 2018-06-01 03:00 | 0.91848
Biomass | FR | 2018-06-01 04:00 | 0.91848
Biomass | FR | 2018-06-01 05:00 | 0.91848
Biomass | FR | 2018-06-01 06:00 | 0.91848
Biomass | FR | 2018-06-01 07:00 | 0.91848
Biomass | FR | 2018-06-01 08:00 | 0.91848
Biomass | FR | 2018-06-01 09:00 | 0.91848
Biomass | FR | 2018-06-01 10:00 | 0.91848
Biomass | FR | 2018-06-01 11:00 | 0.91848
Biomass | FR | 2018-06-01 12:00 | 0.91848
Biomass | FR | 2018-06-01 13:00 | 0.91848
Biomass | FR | 2018-06-01 14:00 | 0.91848
Biomass | FR | 2018-06-01 15:00 | 0.91848
Biomass | FR | 2018-06-01 16:00 | 0.91848
Biomass | FR | 2018-06-01 17:00 | 0.91848
Biomass | FR | 2018-06-01 18:00 | 0.91848
Biomass | FR | 2018-06-01 19:00 | 0.91848
Biomass | FR | 2018-06-01 20:00 | 0.91848
Biomass | FR | 2018-06-01 21:00 | 0.91848
Biomass | FR | 2018-06-01 22:00 | 0.91848
Biomass | FR | 2018-06-01 23:00 | 0.91848
Biomass | FR | 2018-06-02 | 0.91848
Biomass | FR | 2018-06-02 01:00 | 0.91848
Biomass | FR | 2018-06-02 02:00 | 0.91848
Biomass | FR | 2018-06-02 03:00 | 0.91848
Biomass | FR | 2018-06-02 04:00 | 0.91848
Biomass | FR | 2018-06-02 05:00 | 0.91848
Biomass | FR | 2018-06-02 06:00 | 0.91848
Biomass | FR | 2018-06-02 07:00 | 0.91848
Biomass | FR | 2018-06-02 08:00 | 0.91848
Biomass | FR | 2018-06-02 09:00 | 0.91848
Biomass | FR | 2018-06-02 10:00 | 0.91848
Biomass | FR | 2018-06-02 11:00 | 0.91848
Biomass | FR | 2018-06-02 12:00 | 0.91848
Biomass | FR | 2018-06-02 13:00 | 0.91848
Biomass | FR | 2018-06-02 14:00 | 0.91848
Biomass | FR | 2018-06-02 15:00 | 0.91848
Biomass | FR | 2018-06-02 16:00 | 0.91848
Biomass | FR | 2018-06-02 17:00 | 0.91848
Biomass | FR | 2018-06-02 18:00 | 0.91848
Biomass | FR | 2018-06-02 19:00 | 0.91848
Biomass | FR | 2018-06-02 20:00 | 0.91848
Biomass | FR | 2018-06-02 21:00 | 0.91848
Biomass | FR | 2018-06-02 22:00 | 0.91848
Biomass | FR | 2018-06-02 23:00 | 0.91848
Biomass | FR | 2018-06-03 | 0.91848
Biomass | FR | 2018-06-03 01:00 | 0.91848
Biomass | FR | 2018-06-03 02:00 | 0.91848
Biomass | FR | 2018-06-03 03:00 | 0.91848
Biomass | FR | 2018-06-03 04:00 | 0.91848
Biomass | FR | 2018-06-03 05:00 | 0.91848
Biomass | FR | 2018-06-03 06:00 | 0.91848
Biomass | FR | 2018-06-03 07:00 | 0.91848
Biomass | FR | 2018-06-03 08:00 | 0.91848
Biomass | FR | 2018-06-03 09:00 | 0.91848
Biomass | FR | 2018-06-03 10:00 | 0.91848
Biomass | FR | 2018-06-03 11:00 | 0.91848
Biomass | FR | 2018-06-03 12:00 | 0.91848
Biomass | FR | 2018-06-03 13:00 | 0.91848
Biomass | FR | 2018-06-03 14:00 | 0.91848
Biomass | FR | 2018-06-03 15:00 | 0.91848
Biomass | FR | 2018-06-03 16:00 | 0.91848
Biomass | FR | 2018-06-03 17:00 | 0.91848
Biomass | FR | 2018-06-03 18:00 | 0.91848
Biomass | FR | 2018-06-03 19:00 | 0.91848
Biomass | FR | 2018-06-03 20:00 | 0.91848
Biomass | FR | 2018-06-03 21:00 | 0.91848
Biomass | FR | 2018-06-03 22:00 | 0.91848
Biomass | FR | 2018-06-03 23:00 | 0.91848
Biomass | FR | 2018-06-04 | 0.91848
Biomass | FR | 2018-06-04 01:00 | 0.91848
Biomass | FR | 2018-06-04 02:00 | 0.91848
Biomass | FR | 2018-06-04 03:00 | 0.91848
Biomass | FR | 2018-06-04 04:00 | 0.91848
Biomass | FR | 2018-06-04 05:00 | 0.91848
Biomass | FR | 2018-06-04 06:00 | 0.91848
Biomass | FR | 2018-06-04 07:00 | 0.91848
Biomass | FR | 2018-06-04 08:00 | 0.91848
Biomass | FR | 2018-06-04 09:00 | 0.91848
Biomass | FR | 2018-06-04 10:00 | 0.91848
Biomass | FR | 2018-06-04 11:00 | 0.91848
Biomass | FR | 2018-06-04 12:00 | 0.91848
Biomass | FR | 2018-06-04 13:00 | 0.91848
Biomass | FR | 2018-06-04 14:00 | 0.91848
Biomass | FR | 2018-06-04 15:00 | 0.91848
Biomass | FR | 2018-06-04 16:00 | 0.91848
Biomass | FR | 2018-06-04 17:00 | 0.91848
Biomass | FR | 2018-06-04 18:00 | 0.91848
Biomass | FR | 2018-06-04 19:00 | 0.91848
Biomass | FR | 2018-06-04 20:00 | 0.91848
Biomass | FR | 2018-06-04 21:00 | 0.91848
Biomass | FR | 2018-06-04 22:00 | 0.91848
Biomass | FR | 2018-06-04 23:00 | 0.91848
Biomass | FR | 2018-06-05 | 0.91848
Biomass | FR | 2018-06-05 01:00 | 0.91848
Biomass | FR | 2018-06-05 02:00 | 0.91848
Biomass | FR | 2018-06-05 03:00 | 0.91848
Biomass | FR | 2018-06-05 04:00 | 0.91848
Biomass | FR | 2018-06-05 05:00 | 0.91848
Biomass | FR | 2018-06-05 06:00 | 0.91848
Biomass | FR | 2018-06-05 07:00 | 0.91848
Biomass | FR | 2018-06-05 08:00 | 0.91848
Biomass | FR | 2018-06-05 09:00 | 0.91848
Biomass | FR | 2018-06-05 10:00 | 0.91848
Biomass | FR | 2018-06-05 11:00 | 0.91848
Biomass | FR | 2018-06-05 12:00 | 0.91848
Biomass | FR | 2018-06-05 13:00 | 0.91848
Biomass | FR | 2018-06-05 14:00 | 0.91848
Biomass | FR | 2018-06-05 15:00 | 0.91848
Biomass | FR | 2018-06-05 16:00 | 0.91848
Biomass | FR | 2018-06-05 17:00 | 0.91848
Biomass | FR | 2018-06-05 18:00 | 0.91848
Biomass | FR | 2018-06-05 19:00 | 0.91848
Biomass | FR | 2018-06-05 20:00 | 0.91848
Biomass | FR | 2018-06-05 21:00 | 0.91848
Biomass | FR | 2018-06-05 22:00 | 0.91848
Biomass | FR | 2018-06-05 23:00 | 0.91848
Biomass | FR | 2018-06-06 | 0.91848
Biomass | FR | 2018-06-06 01:00 | 0.91848
Biomass | FR | 2018-06-06 02:00 | 0.91848
Biomass | FR | 2018-06-06 03:00 | 0.91848
Biomass | FR | 2018-06-06 04:00 | 0.91848
Biomass | FR | 2018-06-06 05:00 | 0.91848
Biomass | FR | 2018-06-06 06:00 | 0.91848
Biomass | FR | 2018-06-06 07:00 | 0.91848
Biomass | FR | 2018-06-06 08:00 | 0.91848
Biomass | FR | 2018-06-06 09:00 | 0.91848
Biomass | FR | 2018-06-06 10:00 | 0.91848
Biomass | FR | 2018-06-06 11:00 | 0.91848
Biomass | FR | 2018-06-06 12:00 | 0.91848
Biomass | FR | 2018-06-06 13:00 | 0.91848
Biomass | FR | 2018-06-06 14:00 | 0.91848
Biomass | FR | 2018-06-06 15:00 | 0.91848
Biomass | FR | 2018-06-06 16:00 | 0.91848
Biomass | FR | 2018-06-06 17:00 | 0.91848
Biomass | FR | 2018-06-06 18:00 | 0.91848
Biomass | FR | 2018-06-06 19:00 | 0.91848
Biomass | FR | 2018-06-06 20:00 | 0.91848
Biomass | FR | 2018-06-06 21:00 | 0.91848
Biomass | FR | 2018-06-06 22:00 | 0.91848
Biomass | FR | 2018-06-06 23:00 | 0.91848
Biomass | FR | 2018-06-07 | 0.91848
Biomass | FR | 2018-06-07 01:00 | 0.91848
Biomass | FR | 2018-06-07 02:00 | 0.91848
Biomass | FR | 2018-06-07 03:00 | 0.91848
Biomass | FR | 2018-06-07 04:00 | 0.91848
Biomass | FR | 2018-06-07 05:00 | 0.91848
Biomass | FR | 2018-06-07 06:00 | 0.91848
Biomass | FR | 2018-06-07 07:00 | 0.91848
Biomass | FR | 2018-06-07 08:00 | 0.91848
Biomass | FR | 2018-06-07 09:00 | 0.91848
Biomass | FR | 2018-06-07 10:00 | 0.91848
Biomass | FR | 2018-06-07 11:00 | 0.91848
Biomass | FR | 2018-06-07 12:00 | 0.91848
Biomass | FR | 2018-06-07 13:00 | 0.91848
Biomass | FR | 2018-06-07 14:00 | 0.91848
Biomass | FR | 2018-06-07 15:00 | 0.91848
Biomass | FR | 2018-06-07 16:00 | 0.91848
Biomass | FR | 2018-06-07 17:00 | 0.91848
Biomass | FR | 2018-06-07 18:00 | 0.91848
Biomass | FR | 2018-06-07 19:00 | 0.91848
Biomass | FR | 2018-06-07 20:00 | 0.91848
Biomass | FR | 2018-06-07 21:00 | 0.91848
Biomass | FR | 2018-06-07 22:00 | 0.91848
Biomass | FR | 2018-06-07 23:00 | 0.91848
Biomass | FR | 2018-06-08 | 0.91848
Biomass | FR | 2018-06-08 01:00 | 0.91848
Biomass | FR | 2018-06-08 02:00 | 0.91848
Biomass | FR | 2018-06-08 03:00 | 0.91848
Biomass | FR | 2018-06-08 04:00 | 0.91848
Biomass | FR | 2018-06-08 05:00 | 0.91848
Biomass | FR | 2018-06-08 06:00 | 0.91848
Biomass | FR | 2018-06-08 07:00 | 0.91848
Biomass | FR | 2018-06-08 08:00 | 0.91848
Biomass | FR | 2018-06-08 09:00 | 0.91848
Biomass | FR | 2018-06-08 10:00 | 0.91848
Biomass | FR | 2018-06-08 11:00 | 0.91848
Biomass | FR | 2018-06-08 12:00 | 0.91848
Biomass | FR | 2018-06-08 13:00 | 0.91848
Biomass | FR | 2018-06-08 14:00 | 0.91848
Biomass | FR | 2018-06-08 15:00 | 0.91848
Biomass | FR | 2018-06-08 16:00 | 0.91848
Biomass | FR | 2018-06-08 17:00 | 0.91848
Biomass | FR | 2018-06-08 18:00 | 0.91848
Biomass | FR | 2018-06-08 19:00 | 0.91848
Biomass | FR | 2018-06-08 20:00 | 0.91848
Biomass | FR | 2018-06-08 21:00 | 0.91848
Biomass | FR | 2018-06-08 22:00 | 0.91848
Biomass | FR | 2018-06-08 23:00 | 0.91848
Biomass | FR | 2018-06-09 | 0.91848
Biomass | FR | 2018-06-09 01:00 | 0.91848
Biomass | FR | 2018-06-09 02:00 | 0.91848
Biomass | FR | 2018-06-09 03:00 | 0.91848
Biomass | FR | 2018-06-09 04:00 | 0.91848
Biomass | FR | 2018-06-09 05:00 | 0.91848
Biomass | FR | 2018-06-09 06:00 | 0.91848
Biomass | FR | 2018-06-09 07:00 | 0.91848
Biomass | FR | 2018-06-09 08:00 | 0.91848
Biomass | FR | 2018-06-09 09:00 | 0.91848
Biomass | FR | 2018-06-09 10:00 | 0.91848
Biomass | FR | 2018-06-09 11:00 | 0.91848
Biomass | FR | 2018-06-09 12:00 | 0.91848
Biomass | FR | 2018-06-09 13:00 | 0.91848
Biomass | FR | 2018-06-09 14:00 | 0.91848
Biomass | FR | 2018-06-09 15:00 | 0.91848
Biomass | FR | 2018-06-09 16:00 | 0.91848
Biomass | FR | 2018-06-09 17:00 | 0.91848
Biomass | FR | 2018-06-09 18:00 | 0.91848
Biomass | FR | 2018-06-09 19:00 | 0.91848
Biomass | FR | 2018-06-09 20:00 | 0.91848
Biomass | FR | 2018-06-09 21:00 | 0.91848
Biomass | FR | 2018-06-09 22:00 | 0.91848
Biomass | FR | 2018-06-09 23:00 | 0.91848
Biomass | FR | 2018-06-10 | 0.91848
Biomass | FR | 2018-06-10 01:00 | 0.91848
Biomass | FR | 2018-06-10 02:00 | 0.91848
Biomass | FR | 2018-06-10 03:00 | 0.91848
Biomass | FR | 2018-06-10 04:00 | 0.91848
Biomass | FR | 2018-06-10 05:00 | 0.91848
Biomass | FR | 2018-06-10 06:00 | 0.91848
Biomass | FR | 2018-06-10 07:00 | 0.91848
Biomass | FR | 2018-06-10 08:00 | 0.91848
Biomass | FR | 2018-06-10 09:00 | 0.91848
Biomass | FR | 2018-06-10 10:00 | 0.91848
Biomass | FR | 2018-06-10 11:00 | 0.91848
Biomass | FR | 2018-06-10 12:00 | 0.91848
Biomass | FR | 2018-06-10 13:00 | 0.91848
Biomass | FR | 2018-06-10 14:00 | 0.91848
Biomass | FR | 2018-06-10 15:00 | 0.91848
Biomass | FR | 2018-06-10 16:00 | 0.91848
Biomass | FR | 2018-06-10 17:00 | 0.91848
Biomass | FR | 2018-06-10 18:00 | 0.91848
Biomass | FR | 2018-06-10 19:00 | 0.91848
Biomass | FR | 2018-06-10 20:00 | 0.91848
Biomass | FR | 2018-06-10 21:00 | 0.91848
Biomass | FR | 2018-06-10 22:00 | 0.91848
Biomass | FR | 2018-06-10 23:00 | 0.91848
Biomass | FR | 2018-06-11 | 0.91848
Biomass | FR | 2018-06-11 01:00 | 0.91848
Biomass | FR | 2018-06-11 02:00 | 0.91848
Biomass | FR | 2018-06-11 03:00 | 0.91848
Biomass | FR | 2018-06-11 04:00 | 0.91848
Biomass | FR | 2018-06-11 05:00 | 0.91848
Biomass | FR | 2018-06-11 06:00 | 0.91848
Biomass | FR | 2018-06-11 07:00 | 0.91848
Biomass | FR | 2018-06-11 08:00 | 0.91848
Biomass | FR | 2018-06-11 09:00 | 0.91848
Biomass | FR | 2018-06-11 10:00 | 0.91848
Biomass | FR | 2018-06-11 11:00 | 0.91848
Biomass | FR | 2018-06-11 12:00 | 0.91848
Biomass | FR | 2018-06-11 13:00 | 0.91848
Biomass | FR | 2018-06-11 14:00 | 0.91848
Biomass | FR | 2018-06-11 15:00 | 0.91848
Biomass | FR | 2018-06-11 16:00 | 0.91848
Biomass | FR | 2018-06-11 17:00 | 0.91848
Biomass | FR | 2018-06-11 18:00 | 0.91848
Biomass | FR | 2018-06-11 19:00 | 0.91848
Biomass | FR | 2018-06-11 20:00 | 0.91848
Biomass | FR | 2018-06-11 21:00 | 0.91848
Biomass | FR | 2018-06-11 22:00 | 0.91848
Biomass | FR | 2018-06-11 23:00 | 0.91848
Biomass | FR | 2018-06-12 | 0.91848
Biomass | FR | 2018-06-12 01:00 | 0.91848
Biomass | FR | 2018-06-12 02:00 | 0.91848
Biomass | FR | 2018-06-12 03:00 | 0.91848
Biomass | FR | 2018-06-12 04:00 | 0.91848
Biomass | FR | 2018-06-12 05:00 | 0.91848
Biomass | FR | 2018-06-12 06:00 | 0.91848
Biomass | FR | 2018-06-12 07:00 | 0.91848
Biomass | FR | 2018-06-12 08:00 | 0.91848
Biomass | FR | 2018-06-12 09:00 | 0.91848
Biomass | FR | 2018-06-12 10:00 | 0.91848
Biomass | FR | 2018-06-12 11:00 | 0.91848
Biomass | FR | 2018-06-12 12:00 | 0.91848
Biomass | FR | 2018-06-12 13:00 | 0.91848
Biomass | FR | 2018-06-12 14:00 | 0.91848
Biomass | FR | 2018-06-12 15:00 | 0.91848
Biomass | FR | 2018-06-12 16:00 | 0.91848
Biomass | FR | 2018-06-12 17:00 | 0.91848
Biomass | FR | 2018-06-12 18:00 | 0.91848
Biomass | FR | 2018-06-12 19:00 | 0.91848
Biomass | FR | 2018-06-12 20:00 | 0.91848
Biomass | FR | 2018-06-12 21:00 | 0.91848
Biomass | FR | 2018-06-12 22:00 | 0.91848
Biomass | FR | 2018-06-12 23:00 | 0.91848
Biomass | FR | 2018-06-13 | 0.91848
Biomass | FR | 2018-06-13 01:00 | 0.91848
Biomass | FR | 2018-06-13 02:00 | 0.91848
Biomass | FR | 2018-06-13 03:00 | 0.91848
Biomass | FR | 2018-06-13 04:00 | 0.91848
Biomass | FR | 2018-06-13 05:00 | 0.91848
Biomass | FR | 2018-06-13 06:00 | 0.91848
Biomass | FR | 2018-06-13 07:00 | 0.91848
Biomass | FR | 2018-06-13 08:00 | 0.91848
Biomass | FR | 2018-06-13 09:00 | 0.91848
Biomass | FR | 2018-06-13 10:00 | 0.91848
Biomass | FR | 2018-06-13 11:00 | 0.91848
Biomass | FR | 2018-06-13 12:00 | 0.91848
Biomass | FR | 2018-06-13 13:00 | 0.91848
Biomass | FR | 2018-06-13 14:00 | 0.91848
Biomass | FR | 2018-06-13 15:00 | 0.91848
Biomass | FR | 2018-06-13 16:00 | 0.91848
Biomass | FR | 2018-06-13 17:00 | 0.91848
Biomass | FR | 2018-06-13 18:00 | 0.91848
Biomass | FR | 2018-06-13 19:00 | 0.91848
Biomass | FR | 2018-06-13 20:00 | 0.91848
Biomass | FR | 2018-06-13 21:00 | 0.91848
Biomass | FR | 2018-06-13 22:00 | 0.91848
Biomass | FR | 2018-06-13 23:00 | 0.91848
Biomass | FR | 2018-06-14 | 0.91848
Biomass | FR | 2018-06-14 01:00 | 0.91848
Biomass | FR | 2018-06-14 02:00 | 0.91848
Biomass | FR | 2018-06-14 03:00 | 0.91848
Biomass | FR | 2018-06-14 04:00 | 0.91848
Biomass | FR | 2018-06-14 05:00 | 0.91848
Biomass | FR | 2018-06-14 06:00 | 0.91848
Biomass | FR | 2018-06-14 07:00 | 0.91848
Biomass | FR | 2018-06-14 08:00 | 0.91848
Biomass | FR | 2018-06-14 09:00 | 0.91848
Biomass | FR | 2018-06-14 10:00 | 0.91848
Biomass | FR | 2018-06-14 11:00 | 0.91848
Biomass | FR | 2018-06-14 12:00 | 0.91848
Biomass | FR | 2018-06-14 13:00 | 0.91848
Biomass | FR | 2018-06-14 14:00 | 0.91848
Biomass | FR | 2018-06-14 15:00 | 0.91848
Biomass | FR | 2018-06-14 16:00 | 0.91848
Biomass | FR | 2018-06-14 17:00 | 0.91848
Biomass | FR | 2018-06-14 18:00 | 0.91848
Biomass | FR | 2018-06-14 19:00 | 0.91848
Biomass | FR | 2018-06-14 20:00 | 0.91848
Biomass | FR | 2018-06-14 21:00 | 0.91848
Biomass | FR | 2018-06-14 22:00 | 0.91848
Biomass | FR | 2018-06-14 23:00 | 0.91848
Biomass | FR | 2018-06-15 | 0.91848
Biomass | FR | 2018-06-15 01:00 | 0.91848
Biomass | FR | 2018-06-15 02:00 | 0.91848
Biomass | FR | 2018-06-15 03:00 | 0.91848
Biomass | FR | 2018-06-15 04:00 | 0.91848
Biomass | FR | 2018-06-15 05:00 | 0.91848
Biomass | FR | 2018-06-15 06:00 | 0.91848
Biomass | FR | 2018-06-15 07:00 | 0.91848
Biomass | FR | 2018-06-15 08:00 | 0.91848
Biomass | FR | 2018-06-15 09:00 | 0.91848
Biomass | FR | 2018-06-15 10:00 | 0.91848
Biomass | FR | 2018-06-15 11:00 | 0.91848
Biomass | FR | 2018-06-15 12:00 | 0.91848
Biomass | FR | 2018-06-15 13:00 | 0.91848
Biomass | FR | 2018-06-15 14:00 | 0.91848
Biomass | FR | 2018-06-15 15:00 | 0.91848
Biomass | FR | 2018-06-15 16:00 | 0.91848
Biomass | FR | 2018-06-15 17:00 | 0.91848
Biomass | FR | 2018-06-15 18:00 | 0.91848
Biomass | FR | 2018-06-15 19:00 | 0.91848
Biomass | FR | 2018-06-15 20:00 | 0.91848
Biomass | FR | 2018-06-15 21:00 | 0.91848
Biomass | FR | 2018-06-15 22:00 | 0.91848
Biomass | FR | 2018-06-15 23:00 | 0.91848
Biomass | FR | 2018-06-16 | 0.91848
Biomass | FR | 2018-06-16 01:00 | 0.91848
Biomass | FR | 2018-06-16 02:00 | 0.91848
Biomass | FR | 2018-06-16 03:00 | 0.91848
Biomass | FR | 2018-06-16 04:00 | 0.91848
Biomass | FR | 2018-06-16 05:00 | 0.91848
Biomass | FR | 2018-06-16 06:00 | 0.91848
Biomass | FR | 2018-06-16 07:00 | 0.91848
Biomass | FR | 2018-06-16 08:00 | 0.91848
Biomass | FR | 2018-06-16 09:00 | 0.91848
Biomass | FR | 2018-06-16 10:00 | 0.91848
Biomass | FR | 2018-06-16 11:00 | 0.91848
Biomass | FR | 2018-06-16 12:00 | 0.91848
Biomass | FR | 2018-06-16 13:00 | 0.91848
Biomass | FR | 2018-06-16 14:00 | 0.91848
Biomass | FR | 2018-06-16 15:00 | 0.91848
Biomass | FR | 2018-06-16 16:00 | 0.91848
Biomass | FR | 2018-06-16 17:00 | 0.91848
Biomass | FR | 2018-06-16 18:00 | 0.91848
Biomass | FR | 2018-06-16 19:00 | 0.91848
Biomass | FR | 2018-06-16 20:00 | 0.91848
Biomass | FR | 2018-06-16 21:00 | 0.91848
Biomass | FR | 2018-06-16 22:00 | 0.91848
Biomass | FR | 2018-06-16 23:00 | 0.91848
Biomass | FR | 2018-06-17 | 0.91848
Biomass | FR | 2018-06-17 01:00 | 0.91848
Biomass | FR | 2018-06-17 02:00 | 0.91848
Biomass | FR | 2018-06-17 03:00 | 0.91848
Biomass | FR | 2018-06-17 04:00 | 0.91848
Biomass | FR | 2018-06-17 05:00 | 0.91848
Biomass | FR | 2018-06-17 06:00 | 0.91848
Biomass | FR | 2018-06-17 07:00 | 0.91848
Biomass | FR | 2018-06-17 08:00 | 0.91848
Biomass | FR | 2018-06-17 09:00 | 0.91848
Biomass | FR | 2018-06-17 10:00 | 0.91848
Biomass | FR | 2018-06-17 11:00 | 0.91848
Biomass | FR | 2018-06-17 12:00 | 0.91848
Biomass | FR | 2018-06-17 13:00 | 0.91848
Biomass | FR | 2018-06-17 14:00 | 0.91848
Biomass | FR | 2018-06-17 15:00 | 0.91848
Biomass | FR | 2018-06-17 16:00 | 0.91848
Biomass | FR | 2018-06-17 17:00 | 0.91848
Biomass | FR | 2018-06-17 18:00 | 0.91848
Biomass | FR | 2018-06-17 19:00 | 0.91848
Biomass | FR | 2018-06-17 20:00 | 0.91848
Biomass | FR | 2018-06-17 21:00 | 0.91848
Biomass | FR | 2018-06-17 22:00 | 0.91848
Biomass | FR | 2018-06-17 23:00 | 0.91848
Biomass | FR | 2018-06-18 | 0.91848
Biomass | FR | 2018-06-18 01:00 | 0.91848
Biomass | FR | 2018-06-18 02:00 | 0.91848
Biomass | FR | 2018-06-18 03:00 | 0.91848
Biomass | FR | 2018-06-18 04:00 | 0.91848
Biomass | FR | 2018-06-18 05:00 | 0.91848
Biomass | FR | 2018-06-18 06:00 | 0.91848
Biomass | FR | 2018-06-18 07:00 | 0.91848
Biomass | FR | 2018-06-18 08:00 | 0.91848
Biomass | FR | 2018-06-18 09:00 | 0.91848
Biomass | FR | 2018-06-18 10:00 | 0.91848
Biomass | FR | 2018-06-18 11:00 | 0.91848
Biomass | FR | 2018-06-18 12:00 | 0.91848
Biomass | FR | 2018-06-18 13:00 | 0.91848
Biomass | FR | 2018-06-18 14:00 | 0.91848
Biomass | FR | 2018-06-18 15:00 | 0.91848
Biomass | FR | 2018-06-18 16:00 | 0.91848
Biomass | FR | 2018-06-18 17:00 | 0.91848
Biomass | FR | 2018-06-18 18:00 | 0.91848
Biomass | FR | 2018-06-18 19:00 | 0.91848
Biomass | FR | 2018-06-18 20:00 | 0.91848
Biomass | FR | 2018-06-18 21:00 | 0.91848
Biomass | FR | 2018-06-18 22:00 | 0.91848
Biomass | FR | 2018-06-18 23:00 | 0.91848
Biomass | FR | 2018-06-19 | 0.91848
Biomass | FR | 2018-06-19 01:00 | 0.91848
Biomass | FR | 2018-06-19 02:00 | 0.91848
Biomass | FR | 2018-06-19 03:00 | 0.91848
Biomass | FR | 2018-06-19 04:00 | 0.91848
Biomass | FR | 2018-06-19 05:00 | 0.91848
Biomass | FR | 2018-06-19 06:00 | 0.91848
Biomass | FR | 2018-06-19 07:00 | 0.91848
Biomass | FR | 2018-06-19 08:00 | 0.91848
Biomass | FR | 2018-06-19 09:00 | 0.91848
Biomass | FR | 2018-06-19 10:00 | 0.91848
Biomass | FR | 2018-06-19 11:00 | 0.91848
Biomass | FR | 2018-06-19 12:00 | 0.91848
Biomass | FR | 2018-06-19 13:00 | 0.91848
Biomass | FR | 2018-06-19 14:00 | 0.91848
Biomass | FR | 2018-06-19 15:00 | 0.91848
Biomass | FR | 2018-06-19 16:00 | 0.91848
Biomass | FR | 2018-06-19 17:00 | 0.91848
Biomass | FR | 2018-06-19 18:00 | 0.91848
Biomass | FR | 2018-06-19 19:00 | 0.91848
Biomass | FR | 2018-06-19 20:00 | 0.91848
Biomass | FR | 2018-06-19 21:00 | 0.91848
Biomass | FR | 2018-06-19 22:00 | 0.91848
Biomass | FR | 2018-06-19 23:00 | 0.91848
Biomass | FR | 2018-06-20 | 0.91848
Biomass | FR | 2018-06-20 01:00 | 0.91848
Biomass | FR | 2018-06-20 02:00 | 0.91848
Biomass | FR | 2018-06-20 03:00 | 0.91848
Biomass | FR | 2018-06-20 04:00 | 0.91848
Biomass | FR | 2018-06-20 05:00 | 0.91848
Biomass | FR | 2018-06-20 06:00 | 0.91848
Biomass | FR | 2018-06-20 07:00 | 0.91848
Biomass | FR | 2018-06-20 08:00 | 0.91848
Biomass | FR | 2018-06-20 09:00 | 0.91848
Biomass | FR | 2018-06-20 10:00 | 0.91848
Biomass | FR | 2018-06-20 11:00 | 0.91848
Biomass | FR | 2018-06-20 12:00 | 0.91848
Biomass | FR | 2018-06-20 13:00 | 0.91848
Biomass | FR | 2018-06-20 14:00 | 0.91848
Biomass | FR | 2018-06-20 15:00 | 0.91848
Biomass | FR | 2018-06-20 16:00 | 0.91848
Biomass | FR | 2018-06-20 17:00 | 0.91848
Biomass | FR | 2018-06-20 18:00 | 0.91848
Biomass | FR | 2018-06-20 19:00 | 0.91848
Biomass | FR | 2018-06-20 20:00 | 0.91848
Biomass | FR | 2018-06-20 21:00 | 0.91848
Biomass | FR | 2018-06-20 22:00 | 0.91848
Biomass | FR | 2018-06-20 23:00 | 0.91848
Biomass | FR | 2018-06-21 | 0.91848
Biomass | FR | 2018-06-21 01:00 | 0.91848
Biomass | FR | 2018-06-21 02:00 | 0.91848
Biomass | FR | 2018-06-21 03:00 | 0.91848
Biomass | FR | 2018-06-21 04:00 | 0.91848
Biomass | FR | 2018-06-21 05:00 | 0.91848
Biomass | FR | 2018-06-21 06:00 | 0.91848
Biomass | FR | 2018-06-21 07:00 | 0.91848
Biomass | FR | 2018-06-21 08:00 | 0.91848
Biomass | FR | 2018-06-21 09:00 | 0.91848
Biomass | FR | 2018-06-21 10:00 | 0.91848
Biomass | FR | 2018-06-21 11:00 | 0.91848
Biomass | FR | 2018-06-21 12:00 | 0.91848
Biomass | FR | 2018-06-21 13:00 | 0.91848
Biomass | FR | 2018-06-21 14:00 | 0.91848
Biomass | FR | 2018-06-21 15:00 | 0.91848
Biomass | FR | 2018-06-21 16:00 | 0.91848
Biomass | FR | 2018-06-21 17:00 | 0.91848
Biomass | FR | 2018-06-21 18:00 | 0.91848
Biomass | FR | 2018-06-21 19:00 | 0.91848
Biomass | FR | 2018-06-21 20:00 | 0.91848
Biomass | FR | 2018-06-21 21:00 | 0.91848
Biomass | FR | 2018-06-21 22:00 | 0.91848
Biomass | FR | 2018-06-21 23:00 | 0.91848
Biomass | FR | 2018-06-22 | 0.91848
Biomass | FR | 2018-06-22 01:00 | 0.91848
Biomass | FR | 2018-06-22 02:00 | 0.91848
Biomass | FR | 2018-06-22 03:00 | 0.91848
Biomass | FR | 2018-06-22 04:00 | 0.91848
Biomass | FR | 2018-06-22 05:00 | 0.91848
Biomass | FR | 2018-06-22 06:00 | 0.91848
Biomass | FR | 2018-06-22 07:00 | 0.91848
Biomass | FR | 2018-06-22 08:00 | 0.91848
Biomass | FR | 2018-06-22 09:00 | 0.91848
Biomass | FR | 2018-06-22 10:00 | 0.91848
Biomass | FR | 2018-06-22 11:00 | 0.91848
Biomass | FR | 2018-06-22 12:00 | 0.91848
Biomass | FR | 2018-06-22 13:00 | 0.91848
Biomass | FR | 2018-06-22 14:00 | 0.91848
Biomass | FR | 2018-06-22 15:00 | 0.91848
Biomass | FR | 2018-06-22 16:00 | 0.91848
Biomass | FR | 2018-06-22 17:00 | 0.91848
Biomass | FR | 2018-06-22 18:00 | 0.91848
Biomass | FR | 2018-06-22 19:00 | 0.91848
Biomass | FR | 2018-06-22 20:00 | 0.91848
Biomass | FR | 2018-06-22 21:00 | 0.91848
Biomass | FR | 2018-06-22 22:00 | 0.91848
Biomass | FR | 2018-06-22 23:00 | 0.91848
Biomass | FR | 2018-06-23 | 0.91848
Biomass | FR | 2018-06-23 01:00 | 0.91848
Biomass | FR | 2018-06-23 02:00 | 0.91848
Biomass | FR | 2018-06-23 03:00 | 0.91848
Biomass | FR | 2018-06-23 04:00 | 0.91848
Biomass | FR | 2018-06-23 05:00 | 0.91848
Biomass | FR | 2018-06-23 06:00 | 0.91848
Biomass | FR | 2018-06-23 07:00 | 0.91848
Biomass | FR | 2018-06-23 08:00 | 0.91848
Biomass | FR | 2018-06-23 09:00 | 0.91848
Biomass | FR | 2018-06-23 10:00 | 0.91848
Biomass | FR | 2018-06-23 11:00 | 0.91848
Biomass | FR | 2018-06-23 12:00 | 0.91848
Biomass | FR | 2018-06-23 13:00 | 0.91848
Biomass | FR | 2018-06-23 14:00 | 0.91848
Biomass | FR | 2018-06-23 15:00 | 0.91848
Biomass | FR | 2018-06-23 16:00 | 0.91848
Biomass | FR | 2018-06-23 17:00 | 0.91848
Biomass | FR | 2018-06-23 18:00 | 0.91848
Biomass | FR | 2018-06-23 19:00 | 0.91848
Biomass | FR | 2018-06-23 20:00 | 0.91848
Biomass | FR | 2018-06-23 21:00 | 0.91848
Biomass | FR | 2018-06-23 22:00 | 0.91848
Biomass | FR | 2018-06-23 23:00 | 0.91848
Biomass | FR | 2018-06-24 | 0.91848
Biomass | FR | 2018-06-24 01:00 | 0.91848
Biomass | FR | 2018-06-24 02:00 | 0.91848
Biomass | FR | 2018-06-24 03:00 | 0.91848
Biomass | FR | 2018-06-24 04:00 | 0.91848
Biomass | FR | 2018-06-24 05:00 | 0.91848
Biomass | FR | 2018-06-24 06:00 | 0.91848
Biomass | FR | 2018-06-24 07:00 | 0.91848
Biomass | FR | 2018-06-24 08:00 | 0.91848
Biomass | FR | 2018-06-24 09:00 | 0.91848
Biomass | FR | 2018-06-24 10:00 | 0.91848
Biomass | FR | 2018-06-24 11:00 | 0.91848
Biomass | FR | 2018-06-24 12:00 | 0.91848
Biomass | FR | 2018-06-24 13:00 | 0.91848
Biomass | FR | 2018-06-24 14:00 | 0.91848
Biomass | FR | 2018-06-24 15:00 | 0.91848
Biomass | FR | 2018-06-24 16:00 | 0.91848
Biomass | FR | 2018-06-24 17:00 | 0.91848
Biomass | FR | 2018-06-24 18:00 | 0.91848
Biomass | FR | 2018-06-24 19:00 | 0.91848
Biomass | FR | 2018-06-24 20:00 | 0.91848
Biomass | FR | 2018-06-24 21:00 | 0.91848
Biomass | FR | 2018-06-24 22:00 | 0.91848
Biomass | FR | 2018-06-24 23:00 | 0.91848
Biomass | FR | 2018-06-25 | 0.91848
Biomass | FR | 2018-06-25 01:00 | 0.91848
Biomass | FR | 2018-06-25 02:00 | 0.91848
Biomass | FR | 2018-06-25 03:00 | 0.91848
Biomass | FR | 2018-06-25 04:00 | 0.91848
Biomass | FR | 2018-06-25 05:00 | 0.91848
Biomass | FR | 2018-06-25 06:00 | 0.91848
Biomass | FR | 2018-06-25 07:00 | 0.91848
Biomass | FR | 2018-06-25 08:00 | 0.91848
Biomass | FR | 2018-06-25 09:00 | 0.91848
Biomass | FR | 2018-06-25 10:00 | 0.91848
Biomass | FR | 2018-06-25 11:00 | 0.91848
Biomass | FR | 2018-06-25 12:00 | 0.91848
Biomass | FR | 2018-06-25 13:00 | 0.91848
Biomass | FR | 2018-06-25 14:00 | 0.91848
Biomass | FR | 2018-06-25 15:00 | 0.91848
Biomass | FR | 2018-06-25 16:00 | 0.91848
Biomass | FR | 2018-06-25 17:00 | 0.91848
Biomass | FR | 2018-06-25 18:00 | 0.91848
Biomass | FR | 2018-06-25 19:00 | 0.91848
Biomass | FR | 2018-06-25 20:00 | 0.91848
Biomass | FR | 2018-06-25 21:00 | 0.91848
Biomass | FR | 2018-06-25 22:00 | 0.91848
Biomass | FR | 2018-06-25 23:00 | 0.91848
Biomass | FR | 2018-06-26 | 0.91848
Biomass | FR | 2018-06-26 01:00 | 0.91848
Biomass | FR | 2018-06-26 02:00 | 0.91848
Biomass | FR | 2018-06-26 03:00 | 0.91848
Biomass | FR | 2018-06-26 04:00 | 0.91848
Biomass | FR | 2018-06-26 05:00 | 0.91848
Biomass | FR | 2018-06-26 06:00 | 0.91848
Biomass | FR | 2018-06-26 07:00 | 0.91848
Biomass | FR | 2018-06-26 08:00 | 0.91848
Biomass | FR | 2018-06-26 09:00 | 0.91848
Biomass | FR | 2018-06-26 10:00 | 0.91848
Biomass | FR | 2018-06-26 11:00 | 0.91848
Biomass | FR | 2018-06-26 12:00 | 0.91848
Biomass | FR | 2018-06-26 13:00 | 0.91848
Biomass | FR | 2018-06-26 14:00 | 0.91848
Biomass | FR | 2018-06-26 15:00 | 0.91848
Biomass | FR | 2018-06-26 16:00 | 0.91848
Biomass | FR | 2018-06-26 17:00 | 0.91848
Biomass | FR | 2018-06-26 18:00 | 0.91848
Biomass | FR | 2018-06-26 19:00 | 0.91848
Biomass | FR | 2018-06-26 20:00 | 0.91848
Biomass | FR | 2018-06-26 21:00 | 0.91848
Biomass | FR | 2018-06-26 22:00 | 0.91848
Biomass | FR | 2018-06-26 23:00 | 0.91848
Biomass | FR | 2018-06-27 | 0.91848
Biomass | FR | 2018-06-27 01:00 | 0.91848
Biomass | FR | 2018-06-27 02:00 | 0.91848
Biomass | FR | 2018-06-27 03:00 | 0.91848
Biomass | FR | 2018-06-27 04:00 | 0.91848
Biomass | FR | 2018-06-27 05:00 | 0.91848
Biomass | FR | 2018-06-27 06:00 | 0.91848
Biomass | FR | 2018-06-27 07:00 | 0.91848
Biomass | FR | 2018-06-27 08:00 | 0.91848
Biomass | FR | 2018-06-27 09:00 | 0.91848
Biomass | FR | 2018-06-27 10:00 | 0.91848
Biomass | FR | 2018-06-27 11:00 | 0.91848
Biomass | FR | 2018-06-27 12:00 | 0.91848
Biomass | FR | 2018-06-27 13:00 | 0.91848
Biomass | FR | 2018-06-27 14:00 | 0.91848
Biomass | FR | 2018-06-27 15:00 | 0.91848
Biomass | FR | 2018-06-27 16:00 | 0.91848
Biomass | FR | 2018-06-27 17:00 | 0.91848
Biomass | FR | 2018-06-27 18:00 | 0.91848
Biomass | FR | 2018-06-27 19:00 | 0.91848
Biomass | FR | 2018-06-27 20:00 | 0.91848
Biomass | FR | 2018-06-27 21:00 | 0.91848
Biomass | FR | 2018-06-27 22:00 | 0.91848
Biomass | FR | 2018-06-27 23:00 | 0.91848
Biomass | FR | 2018-06-28 | 0.91848
Biomass | FR | 2018-06-28 01:00 | 0.91848
Biomass | FR | 2018-06-28 02:00 | 0.91848
Biomass | FR | 2018-06-28 03:00 | 0.91848
Biomass | FR | 2018-06-28 04:00 | 0.91848
Biomass | FR | 2018-06-28 05:00 | 0.91848
Biomass | FR | 2018-06-28 06:00 | 0.91848
Biomass | FR | 2018-06-28 07:00 | 0.91848
Biomass | FR | 2018-06-28 08:00 | 0.91848
Biomass | FR | 2018-06-28 09:00 | 0.91848
Biomass | FR | 2018-06-28 10:00 | 0.91848
Biomass | FR | 2018-06-28 11:00 | 0.91848
Biomass | FR | 2018-06-28 12:00 | 0.91848
Biomass | FR | 2018-06-28 13:00 | 0.91848
Biomass | FR | 2018-06-28 14:00 | 0.91848
Biomass | FR | 2018-06-28 15:00 | 0.91848
Biomass | FR | 2018-06-28 16:00 | 0.91848
Biomass | FR | 2018-06-28 17:00 | 0.91848
Biomass | FR | 2018-06-28 18:00 | 0.91848
Biomass | FR | 2018-06-28 19:00 | 0.91848
Biomass | FR | 2018-06-28 20:00 | 0.91848
Biomass | FR | 2018-06-28 21:00 | 0.91848
Biomass | FR | 2018-06-28 22:00 | 0.91848
Biomass | FR | 2018-06-28 23:00 | 0.91848
Biomass | FR | 2018-06-29 | 0.91848
Biomass | FR | 2018-06-29 01:00 | 0.91848
Biomass | FR | 2018-06-29 02:00 | 0.91848
Biomass | FR | 2018-06-29 03:00 | 0.91848
Biomass | FR | 2018-06-29 04:00 | 0.91848
Biomass | FR | 2018-06-29 05:00 | 0.91848
Biomass | FR | 2018-06-29 06:00 | 0.91848
Biomass | FR | 2018-06-29 07:00 | 0.91848
Biomass | FR | 2018-06-29 08:00 | 0.91848
Biomass | FR | 2018-06-29 09:00 | 0.91848
Biomass | FR | 2018-06-29 10:00 | 0.91848
Biomass | FR | 2018-06-29 11:00 | 0.91848
Biomass | FR | 2018-06-29 12:00 | 0.91848
Biomass | FR | 2018-06-29 13:00 | 0.91848
Biomass | FR | 2018-06-29 14:00 | 0.91848
Biomass | FR | 2018-06-29 15:00 | 0.91848
Biomass | FR | 2018-06-29 16:00 | 0.91848
Biomass | FR | 2018-06-29 17:00 | 0.91848
Biomass | FR | 2018-06-29 18:00 | 0.91848
Biomass | FR | 2018-06-29 19:00 | 0.91848
Biomass | FR | 2018-06-29 20:00 | 0.91848
Biomass | FR | 2018-06-29 21:00 | 0.91848
Biomass | FR | 2018-06-29 22:00 | 0.91848
Biomass | FR | 2018-06-29 23:00 | 0.91848
Biomass | FR | 2018-06-30 | 0.91848
Biomass | FR | 2018-06-30 01:00 | 0.91848
Biomass | FR | 2018-06-30 02:00 | 0.91848
Biomass | FR | 2018-06-30 03:00 | 0.91848
Biomass | FR | 2018-06-30 04:00 | 0.91848
Biomass | FR | 2018-06-30 05:00 | 0.91848
Biomass | FR | 2018-06-30 06:00 | 0.91848
Biomass | FR | 2018-06-30 07:00 | 0.91848
Biomass | FR | 2018-06-30 08:00 | 0.91848
Biomass | FR | 2018-06-30 09:00 | 0.91848
Biomass | FR | 2018-06-30 10:00 | 0.91848
Biomass | FR | 2018-06-30 11:00 | 0.91848
Biomass | FR | 2018-06-30 12:00 | 0.91848
Biomass | FR | 2018-06-30 13:00 | 0.91848
Biomass | FR | 2018-06-30 14:00 | 0.91848
Biomass | FR | 2018-06-30 15:00 | 0.91848
Biomass | FR | 2018-06-30 16:00 | 0.91848
Biomass | FR | 2018-06-30 17:00 | 0.91848
Biomass | FR | 2018-06-30 18:00 | 0.91848
Biomass | FR | 2018-06-30 19:00 | 0.91848
Biomass | FR | 2018-06-30 20:00 | 0.91848
Biomass | FR | 2018-06-30 21:00 | 0.91848
Biomass | FR | 2018-06-30 22:00 | 0.91848
Biomass | FR | 2018-06-30 23:00 | 0.91848
Biomass | FR | 2018-07-01 | 0.91848
Biomass | FR | 2018-07-01 01:00 | 0.91848
Biomass | FR | 2018-07-01 02:00 | 0.91848
Biomass | FR | 2018-07-01 03:00 | 0.91848
Biomass | FR | 2018-07-01 04:00 | 0.91848
Biomass | FR | 2018-07-01 05:00 | 0.91848
Biomass | FR | 2018-07-01 06:00 | 0.91848
Biomass | FR | 2018-07-01 07:00 | 0.91848
Biomass | FR | 2018-07-01 08:00 | 0.91848
Biomass | FR | 2018-07-01 09:00 | 0.91848
Biomass | FR | 2018-07-01 10:00 | 0.91848
Biomass | FR | 2018-07-01 11:00 | 0.91848
Biomass | FR | 2018-07-01 12:00 | 0.91848
Biomass | FR | 2018-07-01 13:00 | 0.91848
Biomass | FR | 2018-07-01 14:00 | 0.91848
Biomass | FR | 2018-07-01 15:00 | 0.91848
Biomass | FR | 2018-07-01 16:00 | 0.91848
Biomass | FR | 2018-07-01 17:00 | 0.91848
Biomass | FR | 2018-07-01 18:00 | 0.91848
Biomass | FR | 2018-07-01 19:00 | 0.91848
Biomass | FR | 2018-07-01 20:00 | 0.91848
Biomass | FR | 2018-07-01 21:00 | 0.91848
Biomass | FR | 2018-07-01 22:00 | 0.91848
Biomass | FR | 2018-07-01 23:00 | 0.91848
Biomass | FR | 2018-07-02 | 0.91848
Biomass | FR | 2018-07-02 01:00 | 0.91848
Biomass | FR | 2018-07-02 02:00 | 0.91848
Biomass | FR | 2018-07-02 03:00 | 0.91848
Biomass | FR | 2018-07-02 04:00 | 0.91848
Biomass | FR | 2018-07-02 05:00 | 0.91848
Biomass | FR | 2018-07-02 06:00 | 0.91848
Biomass | FR | 2018-07-02 07:00 | 0.91848
Biomass | FR | 2018-07-02 08:00 | 0.91848
Biomass | FR | 2018-07-02 09:00 | 0.91848
Biomass | FR | 2018-07-02 10:00 | 0.91848
Biomass | FR | 2018-07-02 11:00 | 0.91848
Biomass | FR | 2018-07-02 12:00 | 0.91848
Biomass | FR | 2018-07-02 13:00 | 0.91848
Biomass | FR | 2018-07-02 14:00 | 0.91848
Biomass | FR | 2018-07-02 15:00 | 0.91848
Biomass | FR | 2018-07-02 16:00 | 0.91848
Biomass | FR | 2018-07-02 17:00 | 0.91848
Biomass | FR | 2018-07-02 18:00 | 0.91848
Biomass | FR | 2018-07-02 19:00 | 0.91848
Biomass | FR | 2018-07-02 20:00 | 0.91848
Biomass | FR | 2018-07-02 21:00 | 0.91848
Biomass | FR | 2018-07-02 22:00 | 0.91848
Biomass | FR | 2018-07-02 23:00 | 0.91848
Biomass | FR | 2018-07-03 | 0.91848
Biomass | FR | 2018-07-03 01:00 | 0.91848
Biomass | FR | 2018-07-03 02:00 | 0.91848
Biomass | FR | 2018-07-03 03:00 | 0.91848
Biomass | FR | 2018-07-03 04:00 | 0.91848
Biomass | FR | 2018-07-03 05:00 | 0.91848
Biomass | FR | 2018-07-03 06:00 | 0.91848
Biomass | FR | 2018-07-03 07:00 | 0.91848
Biomass | FR | 2018-07-03 08:00 | 0.91848
Biomass | FR | 2018-07-03 09:00 | 0.91848
Biomass | FR | 2018-07-03 10:00 | 0.91848
Biomass | FR | 2018-07-03 11:00 | 0.91848
Biomass | FR | 2018-07-03 12:00 | 0.91848
Biomass | FR | 2018-07-03 13:00 | 0.91848
Biomass | FR | 2018-07-03 14:00 | 0.91848
Biomass | FR | 2018-07-03 15:00 | 0.91848
Biomass | FR | 2018-07-03 16:00 | 0.91848
Biomass | FR | 2018-07-03 17:00 | 0.91848
Biomass | FR | 2018-07-03 18:00 | 0.91848
Biomass | FR | 2018-07-03 19:00 | 0.91848
Biomass | FR | 2018-07-03 20:00 | 0.91848
Biomass | FR | 2018-07-03 21:00 | 0.91848
Biomass | FR | 2018-07-03 22:00 | 0.91848
Biomass | FR | 2018-07-03 23:00 | 0.91848
Biomass | FR | 2018-07-04 | 0.91848
Biomass | FR | 2018-07-04 01:00 | 0.91848
Biomass | FR | 2018-07-04 02:00 | 0.91848
Biomass | FR | 2018-07-04 03:00 | 0.91848
Biomass | FR | 2018-07-04 04:00 | 0.91848
Biomass | FR | 2018-07-04 05:00 | 0.91848
Biomass | FR | 2018-07-04 06:00 | 0.91848
Biomass | FR | 2018-07-04 07:00 | 0.91848
Biomass | FR | 2018-07-04 08:00 | 0.91848
Biomass | FR | 2018-07-04 09:00 | 0.91848
Biomass | FR | 2018-07-04 10:00 | 0.91848
Biomass | FR | 2018-07-04 11:00 | 0.91848
Biomass | FR | 2018-07-04 12:00 | 0.91848
Biomass | FR | 2018-07-04 13:00 | 0.91848
Biomass | FR | 2018-07-04 14:00 | 0.91848
Biomass | FR | 2018-07-04 15:00 | 0.91848
Biomass | FR | 2018-07-04 16:00 | 0.91848
Biomass | FR | 2018-07-04 17:00 | 0.91848
Biomass | FR | 2018-07-04 18:00 | 0.91848
Biomass | FR | 2018-07-04 19:00 | 0.91848
Biomass | FR | 2018-07-04 20:00 | 0.91848
Biomass | FR | 2018-07-04 21:00 | 0.91848
Biomass | FR | 2018-07-04 22:00 | 0.91848
Biomass | FR | 2018-07-04 23:00 | 0.91848
Biomass | FR | 2018-07-05 | 0.91848
Biomass | FR | 2018-07-05 01:00 | 0.91848
Biomass | FR | 2018-07-05 02:00 | 0.91848
Biomass | FR | 2018-07-05 03:00 | 0.91848
Biomass | FR | 2018-07-05 04:00 | 0.91848
Biomass | FR | 2018-07-05 05:00 | 0.91848
Biomass | FR | 2018-07-05 06:00 | 0.91848
Biomass | FR | 2018-07-05 07:00 | 0.91848
Biomass | FR | 2018-07-05 08:00 | 0.91848
Biomass | FR | 2018-07-05 09:00 | 0.91848
Biomass | FR | 2018-07-05 10:00 | 0.91848
Biomass | FR | 2018-07-05 11:00 | 0.91848
Biomass | FR | 2018-07-05 12:00 | 0.91848
Biomass | FR | 2018-07-05 13:00 | 0.91848
Biomass | FR | 2018-07-05 14:00 | 0.91848
Biomass | FR | 2018-07-05 15:00 | 0.91848
Biomass | FR | 2018-07-05 16:00 | 0.91848
Biomass | FR | 2018-07-05 17:00 | 0.91848
Biomass | FR | 2018-07-05 18:00 | 0.91848
Biomass | FR | 2018-07-05 19:00 | 0.91848
Biomass | FR | 2018-07-05 20:00 | 0.91848
Biomass | FR | 2018-07-05 21:00 | 0.91848
Biomass | FR | 2018-07-05 22:00 | 0.91848
Biomass | FR | 2018-07-05 23:00 | 0.91848
Biomass | FR | 2018-07-06 | 0.91848
Biomass | FR | 2018-07-06 01:00 | 0.91848
Biomass | FR | 2018-07-06 02:00 | 0.91848
Biomass | FR | 2018-07-06 03:00 | 0.91848
Biomass | FR | 2018-07-06 04:00 | 0.91848
Biomass | FR | 2018-07-06 05:00 | 0.91848
Biomass | FR | 2018-07-06 06:00 | 0.91848
Biomass | FR | 2018-07-06 07:00 | 0.91848
Biomass | FR | 2018-07-06 08:00 | 0.91848
Biomass | FR | 2018-07-06 09:00 | 0.91848
Biomass | FR | 2018-07-06 10:00 | 0.91848
Biomass | FR | 2018-07-06 11:00 | 0.91848
Biomass | FR | 2018-07-06 12:00 | 0.91848
Biomass | FR | 2018-07-06 13:00 | 0.91848
Biomass | FR | 2018-07-06 14:00 | 0.91848
Biomass | FR | 2018-07-06 15:00 | 0.91848
Biomass | FR | 2018-07-06 16:00 | 0.91848
Biomass | FR | 2018-07-06 17:00 | 0.91848
Biomass | FR | 2018-07-06 18:00 | 0.91848
Biomass | FR | 2018-07-06 19:00 | 0.91848
Biomass | FR | 2018-07-06 20:00 | 0.91848
Biomass | FR | 2018-07-06 21:00 | 0.91848
Biomass | FR | 2018-07-06 22:00 | 0.91848
Biomass | FR | 2018-07-06 23:00 | 0.91848
Biomass | FR | 2018-07-07 | 0.91848
Biomass | FR | 2018-07-07 01:00 | 0.91848
Biomass | FR | 2018-07-07 02:00 | 0.91848
Biomass | FR | 2018-07-07 03:00 | 0.91848
Biomass | FR | 2018-07-07 04:00 | 0.91848
Biomass | FR | 2018-07-07 05:00 | 0.91848
Biomass | FR | 2018-07-07 06:00 | 0.91848
Biomass | FR | 2018-07-07 07:00 | 0.91848
Biomass | FR | 2018-07-07 08:00 | 0.91848
Biomass | FR | 2018-07-07 09:00 | 0.91848
Biomass | FR | 2018-07-07 10:00 | 0.91848
Biomass | FR | 2018-07-07 11:00 | 0.91848
Biomass | FR | 2018-07-07 12:00 | 0.91848
Biomass | FR | 2018-07-07 13:00 | 0.91848
Biomass | FR | 2018-07-07 14:00 | 0.91848
Biomass | FR | 2018-07-07 15:00 | 0.91848
Biomass | FR | 2018-07-07 16:00 | 0.91848
Biomass | FR | 2018-07-07 17:00 | 0.91848
Biomass | FR | 2018-07-07 18:00 | 0.91848
Biomass | FR | 2018-07-07 19:00 | 0.91848
Biomass | FR | 2018-07-07 20:00 | 0.91848
Biomass | FR | 2018-07-07 21:00 | 0.91848
Biomass | FR | 2018-07-07 22:00 | 0.91848
Biomass | FR | 2018-07-07 23:00 | 0.91848
Biomass | FR | 2018-07-08 | 0.91848
Biomass | FR | 2018-07-08 01:00 | 0.91848
Biomass | FR | 2018-07-08 02:00 | 0.91848
Biomass | FR | 2018-07-08 03:00 | 0.91848
Biomass | FR | 2018-07-08 04:00 | 0.91848
Biomass | FR | 2018-07-08 05:00 | 0.91848
Biomass | FR | 2018-07-08 06:00 | 0.91848
Biomass | FR | 2018-07-08 07:00 | 0.91848
Biomass | FR | 2018-07-08 08:00 | 0.91848
Biomass | FR | 2018-07-08 09:00 | 0.91848
Biomass | FR | 2018-07-08 10:00 | 0.91848
Biomass | FR | 2018-07-08 11:00 | 0.91848
Biomass | FR | 2018-07-08 12:00 | 0.91848
Biomass | FR | 2018-07-08 13:00 | 0.91848
Biomass | FR | 2018-07-08 14:00 | 0.91848
Biomass | FR | 2018-07-08 15:00 | 0.91848
Biomass | FR | 2018-07-08 16:00 | 0.91848
Biomass | FR | 2018-07-08 17:00 | 0.91848
Biomass | FR | 2018-07-08 18:00 | 0.91848
Biomass | FR | 2018-07-08 19:00 | 0.91848
Biomass | FR | 2018-07-08 20:00 | 0.91848
Biomass | FR | 2018-07-08 21:00 | 0.91848
Biomass | FR | 2018-07-08 22:00 | 0.91848
Biomass | FR | 2018-07-08 23:00 | 0.91848
Biomass | FR | 2018-07-09 | 0.91848
Biomass | FR | 2018-07-09 01:00 | 0.91848
Biomass | FR | 2018-07-09 02:00 | 0.91848
Biomass | FR | 2018-07-09 03:00 | 0.91848
Biomass | FR | 2018-07-09 04:00 | 0.91848
Biomass | FR | 2018-07-09 05:00 | 0.91848
Biomass | FR | 2018-07-09 06:00 | 0.91848
Biomass | FR | 2018-07-09 07:00 | 0.91848
Biomass | FR | 2018-07-09 08:00 | 0.91848
Biomass | FR | 2018-07-09 09:00 | 0.91848
Biomass | FR | 2018-07-09 10:00 | 0.91848
Biomass | FR | 2018-07-09 11:00 | 0.91848
Biomass | FR | 2018-07-09 12:00 | 0.91848
Biomass | FR | 2018-07-09 13:00 | 0.91848
Biomass | FR | 2018-07-09 14:00 | 0.91848
Biomass | FR | 2018-07-09 15:00 | 0.91848
Biomass | FR | 2018-07-09 16:00 | 0.91848
Biomass | FR | 2018-07-09 17:00 | 0.91848
Biomass | FR | 2018-07-09 18:00 | 0.91848
Biomass | FR | 2018-07-09 19:00 | 0.91848
Biomass | FR | 2018-07-09 20:00 | 0.91848
Biomass | FR | 2018-07-09 21:00 | 0.91848
Biomass | FR | 2018-07-09 22:00 | 0.91848
Biomass | FR | 2018-07-09 23:00 | 0.91848
Biomass | FR | 2018-07-10 | 0.91848
Biomass | FR | 2018-07-10 01:00 | 0.91848
Biomass | FR | 2018-07-10 02:00 | 0.91848
Biomass | FR | 2018-07-10 03:00 | 0.91848
Biomass | FR | 2018-07-10 04:00 | 0.91848
Biomass | FR | 2018-07-10 05:00 | 0.91848
Biomass | FR | 2018-07-10 06:00 | 0.91848
Biomass | FR | 2018-07-10 07:00 | 0.91848
Biomass | FR | 2018-07-10 08:00 | 0.91848
Biomass | FR | 2018-07-10 09:00 | 0.91848
Biomass | FR | 2018-07-10 10:00 | 0.91848
Biomass | FR | 2018-07-10 11:00 | 0.91848
Biomass | FR | 2018-07-10 12:00 | 0.91848
Biomass | FR | 2018-07-10 13:00 | 0.91848
Biomass | FR | 2018-07-10 14:00 | 0.91848
Biomass | FR | 2018-07-10 15:00 | 0.91848
Biomass | FR | 2018-07-10 16:00 | 0.91848
Biomass | FR | 2018-07-10 17:00 | 0.91848
Biomass | FR | 2018-07-10 18:00 | 0.91848
Biomass | FR | 2018-07-10 19:00 | 0.91848
Biomass | FR | 2018-07-10 20:00 | 0.91848
Biomass | FR | 2018-07-10 21:00 | 0.91848
Biomass | FR | 2018-07-10 22:00 | 0.91848
Biomass | FR | 2018-07-10 23:00 | 0.91848
Biomass | FR | 2018-07-11 | 0.91848
Biomass | FR | 2018-07-11 01:00 | 0.91848
Biomass | FR | 2018-07-11 02:00 | 0.91848
Biomass | FR | 2018-07-11 03:00 | 0.91848
Biomass | FR | 2018-07-11 04:00 | 0.91848
Biomass | FR | 2018-07-11 05:00 | 0.91848
Biomass | FR | 2018-07-11 06:00 | 0.91848
Biomass | FR | 2018-07-11 07:00 | 0.91848
Biomass | FR | 2018-07-11 08:00 | 0.91848
Biomass | FR | 2018-07-11 09:00 | 0.91848
Biomass | FR | 2018-07-11 10:00 | 0.91848
Biomass | FR | 2018-07-11 11:00 | 0.91848
Biomass | FR | 2018-07-11 12:00 | 0.91848
Biomass | FR | 2018-07-11 13:00 | 0.91848
Biomass | FR | 2018-07-11 14:00 | 0.91848
Biomass | FR | 2018-07-11 15:00 | 0.91848
Biomass | FR | 2018-07-11 16:00 | 0.91848
Biomass | FR | 2018-07-11 17:00 | 0.91848
Biomass | FR | 2018-07-11 18:00 | 0.91848
Biomass | FR | 2018-07-11 19:00 | 0.91848
Biomass | FR | 2018-07-11 20:00 | 0.91848
Biomass | FR | 2018-07-11 21:00 | 0.91848
Biomass | FR | 2018-07-11 22:00 | 0.91848
Biomass | FR | 2018-07-11 23:00 | 0.91848
Biomass | FR | 2018-07-12 | 0.91848
Biomass | FR | 2018-07-12 01:00 | 0.91848
Biomass | FR | 2018-07-12 02:00 | 0.91848
Biomass | FR | 2018-07-12 03:00 | 0.91848
Biomass | FR | 2018-07-12 04:00 | 0.91848
Biomass | FR | 2018-07-12 05:00 | 0.91848
Biomass | FR | 2018-07-12 06:00 | 0.91848
Biomass | FR | 2018-07-12 07:00 | 0.91848
Biomass | FR | 2018-07-12 08:00 | 0.91848
Biomass | FR | 2018-07-12 09:00 | 0.91848
Biomass | FR | 2018-07-12 10:00 | 0.91848
Biomass | FR | 2018-07-12 11:00 | 0.91848
Biomass | FR | 2018-07-12 12:00 | 0.91848
Biomass | FR | 2018-07-12 13:00 | 0.91848
Biomass | FR | 2018-07-12 14:00 | 0.91848
Biomass | FR | 2018-07-12 15:00 | 0.91848
Biomass | FR | 2018-07-12 16:00 | 0.91848
Biomass | FR | 2018-07-12 17:00 | 0.91848
Biomass | FR | 2018-07-12 18:00 | 0.91848
Biomass | FR | 2018-07-12 19:00 | 0.91848
Biomass | FR | 2018-07-12 20:00 | 0.91848
Biomass | FR | 2018-07-12 21:00 | 0.91848
Biomass | FR | 2018-07-12 22:00 | 0.91848
Biomass | FR | 2018-07-12 23:00 | 0.91848
Biomass | FR | 2018-07-13 | 0.91848
Biomass | FR | 2018-07-13 01:00 | 0.91848
Biomass | FR | 2018-07-13 02:00 | 0.91848
Biomass | FR | 2018-07-13 03:00 | 0.91848
Biomass | FR | 2018-07-13 04:00 | 0.91848
Biomass | FR | 2018-07-13 05:00 | 0.91848
Biomass | FR | 2018-07-13 06:00 | 0.91848
Biomass | FR | 2018-07-13 07:00 | 0.91848
Biomass | FR | 2018-07-13 08:00 | 0.91848
Biomass | FR | 2018-07-13 09:00 | 0.91848
Biomass | FR | 2018-07-13 10:00 | 0.91848
Biomass | FR | 2018-07-13 11:00 | 0.91848
Biomass | FR | 2018-07-13 12:00 | 0.91848
Biomass | FR | 2018-07-13 13:00 | 0.91848
Biomass | FR | 2018-07-13 14:00 | 0.91848
Biomass | FR | 2018-07-13 15:00 | 0.91848
Biomass | FR | 2018-07-13 16:00 | 0.91848
Biomass | FR | 2018-07-13 17:00 | 0.91848
Biomass | FR | 2018-07-13 18:00 | 0.91848
Biomass | FR | 2018-07-13 19:00 | 0.91848
Biomass | FR | 2018-07-13 20:00 | 0.91848
Biomass | FR | 2018-07-13 21:00 | 0.91848
Biomass | FR | 2018-07-13 22:00 | 0.91848
Biomass | FR | 2018-07-13 23:00 | 0.91848
Biomass | FR | 2018-07-14 | 0.92016
Biomass | FR | 2018-07-14 01:00 | 0.92696
Biomass | FR | 2018-07-14 02:00 | 0.93375
Biomass | FR | 2018-07-14 03:00 | 0.94054
Biomass | FR | 2018-07-14 04:00 | 1
Biomass | FR | 2018-07-14 05:00 | 1
Biomass | FR | 2018-07-14 06:00 | 1
Biomass | FR | 2018-07-14 07:00 | 1
Biomass | FR | 2018-07-14 08:00 | 1
Biomass | FR | 2018-07-14 09:00 | 1
Biomass | FR | 2018-07-14 10:00 | 1
Biomass | FR | 2018-07-14 11:00 | 1
Biomass | FR | 2018-07-14 12:00 | 1
Biomass | FR | 2018-07-14 13:00 | 1
Biomass | FR | 2018-07-14 14:00 | 1
Biomass | FR | 2018-07-14 15:00 | 1
Biomass | FR | 2018-07-14 16:00 | 0.91848
Biomass | FR | 2018-07-14 17:00 | 0.91848
Biomass | FR | 2018-07-14 18:00 | 0.91848
Biomass | FR | 2018-07-14 19:00 | 0.91848
Biomass | FR | 2018-07-14 20:00 | 0.91848
Biomass | FR | 2018-07-14 21:00 | 0.91848
Biomass | FR | 2018-07-14 22:00 | 0.91848
Biomass | FR | 2018-07-14 23:00 | 0.91848
Biomass | FR | 2018-07-15 | 0.91848
Biomass | FR | 2018-07-15 01:00 | 0.91848
Biomass | FR | 2018-07-15 02:00 | 0.91848
Biomass | FR | 2018-07-15 03:00 | 0.91848
Biomass | FR | 2018-07-15 04:00 | 0.91848
Biomass | FR | 2018-07-15 05:00 | 0.91848
Biomass | FR | 2018-07-15 06:00 | 0.91848
Biomass | FR | 2018-07-15 07:00 | 0.91848
Biomass | FR | 2018-07-15 08:00 | 0.91848
Biomass | FR | 2018-07-15 09:00 | 0.91848
Biomass | FR | 2018-07-15 10:00 | 0.91848
Biomass | FR | 2018-07-15 11:00 | 0.91848
Biomass | FR | 2018-07-15 12:00 | 0.91848
Biomass | FR | 2018-07-15 13:00 | 0.91848
Biomass | FR | 2018-07-15 14:00 | 0.91848
Biomass | FR | 2018-07-15 15:00 | 0.91848
Biomass | FR | 2018-07-15 16:00 | 0.91848
Biomass | FR | 2018-07-15 17:00 | 0.91848
Biomass | FR | 2018-07-15 18:00 | 0.91848
Biomass | FR | 2018-07-15 19:00 | 0.91848
Biomass | FR | 2018-07-15 20:00 | 0.91848
Biomass | FR | 2018-07-15 21:00 | 0.91848
Biomass | FR | 2018-07-15 22:00 | 0.91848
Biomass | FR | 2018-07-15 23:00 | 0.91848
Biomass | FR | 2018-07-16 | 0.91848
Biomass | FR | 2018-07-16 01:00 | 0.91848
Biomass | FR | 2018-07-16 02:00 | 0.91848
Biomass | FR | 2018-07-16 03:00 | 0.91848
Biomass | FR | 2018-07-16 04:00 | 0.91848
Biomass | FR | 2018-07-16 05:00 | 0.91848
Biomass | FR | 2018-07-16 06:00 | 0.91848
Biomass | FR | 2018-07-16 07:00 | 0.91848
Biomass | FR | 2018-07-16 08:00 | 0.91848
Biomass | FR | 2018-07-16 09:00 | 0.91848
Biomass | FR | 2018-07-16 10:00 | 0.91848
Biomass | FR | 2018-07-16 11:00 | 0.92255
Biomass | FR | 2018-07-16 12:00 | 0.93886
Biomass | FR | 2018-07-16 13:00 | 1
Biomass | FR | 2018-07-16 14:00 | 0.91848
Biomass | FR | 2018-07-16 15:00 | 0.91848
Biomass | FR | 2018-07-16 16:00 | 0.91848
Biomass | FR | 2018-07-16 17:00 | 0.91848
Biomass | FR | 2018-07-16 18:00 | 0.91848
Biomass | FR | 2018-07-16 19:00 | 0.91848
Biomass | FR | 2018-07-16 20:00 | 0.92614
Biomass | FR | 2018-07-16 21:00 | 0.93353
Biomass | FR | 2018-07-16 22:00 | 1
Biomass | FR | 2018-07-16 23:00 | 1
Biomass | FR | 2018-07-17 | 1
Biomass | FR | 2018-07-17 01:00 | 1
Biomass | FR | 2018-07-17 02:00 | 1
Biomass | FR | 2018-07-17 03:00 | 1
Biomass | FR | 2018-07-17 04:00 | 1
Biomass | FR | 2018-07-17 05:00 | 1
Biomass | FR | 2018-07-17 06:00 | 1
Biomass | FR | 2018-07-17 07:00 | 1
Biomass | FR | 2018-07-17 08:00 | 1
Biomass | FR | 2018-07-17 09:00 | 1
Biomass | FR | 2018-07-17 10:00 | 1
Biomass | FR | 2018-07-17 11:00 | 1
Biomass | FR | 2018-07-17 12:00 | 1
Biomass | FR | 2018-07-17 13:00 | 0.94533
Biomass | FR | 2018-07-17 14:00 | 0.93957
Biomass | FR | 2018-07-17 15:00 | 0.93957
Biomass | FR | 2018-07-17 16:00 | 0.93386
Biomass | FR | 2018-07-17 17:00 | 0.9281
Biomass | FR | 2018-07-17 18:00 | 0.9281
Biomass | FR | 2018-07-17 19:00 | 0.92234
Biomass | FR | 2018-07-17 20:00 | 0.92217
Biomass | FR | 2018-07-17 21:00 | 0.93701
Biomass | FR | 2018-07-17 22:00 | 0.91848
Biomass | FR | 2018-07-17 23:00 | 0.91848
Biomass | FR | 2018-07-18 | 0.91848
Biomass | FR | 2018-07-18 01:00 | 0.91848
Biomass | FR | 2018-07-18 02:00 | 0.91848
Biomass | FR | 2018-07-18 03:00 | 0.91848
Biomass | FR | 2018-07-18 04:00 | 0.91848
Biomass | FR | 2018-07-18 05:00 | 0.91848
Biomass | FR | 2018-07-18 06:00 | 0.91848
Biomass | FR | 2018-07-18 07:00 | 0.91848
Biomass | FR | 2018-07-18 08:00 | 0.91848
Biomass | FR | 2018-07-18 09:00 | 0.91848
Biomass | FR | 2018-07-18 10:00 | 0.91848
Biomass | FR | 2018-07-18 11:00 | 0.91848
Biomass | FR | 2018-07-18 12:00 | 0.91848
Biomass | FR | 2018-07-18 13:00 | 0.91848
Biomass | FR | 2018-07-18 14:00 | 0.91848
Biomass | FR | 2018-07-18 15:00 | 0.91848
Biomass | FR | 2018-07-18 16:00 | 0.91848
Biomass | FR | 2018-07-18 17:00 | 0.91848
Biomass | FR | 2018-07-18 18:00 | 0.91848
Biomass | FR | 2018-07-18 19:00 | 0.91848
Biomass | FR | 2018-07-18 20:00 | 0.91848
Biomass | FR | 2018-07-18 21:00 | 0.91848
Biomass | FR | 2018-07-18 22:00 | 0.91848
Biomass | FR | 2018-07-18 23:00 | 0.91848
Biomass | FR | 2018-07-19 | 0.91848
Biomass | FR | 2018-07-19 01:00 | 0.91848
Biomass | FR | 2018-07-19 02:00 | 0.91848
Biomass | FR | 2018-07-19 03:00 | 0.91848
Biomass | FR | 2018-07-19 04:00 | 0.91848
Biomass | FR | 2018-07-19 05:00 | 0.91848
Biomass | FR | 2018-07-19 06:00 | 0.91848
Biomass | FR | 2018-07-19 07:00 | 0.91848
Biomass | FR | 2018-07-19 08:00 | 0.91848
Biomass | FR | 2018-07-19 09:00 | 0.91848
Biomass | FR | 2018-07-19 10:00 | 0.91848
Biomass | FR | 2018-07-19 11:00 | 0.91848
Biomass | FR | 2018-07-19 12:00 | 0.92614
Biomass | FR | 2018-07-19 13:00 | 0.93353
Biomass | FR | 2018-07-19 14:00 | 1
Biomass | FR | 2018-07-19 15:00 | 1
Biomass | FR | 2018-07-19 16:00 | 0.91848
Biomass | FR | 2018-07-19 17:00 | 0.91848
Biomass | FR | 2018-07-19 18:00 | 0.91848
Biomass | FR | 2018-07-19 19:00 | 0.91848
Biomass | FR | 2018-07-19 20:00 | 0.91848
Biomass | FR | 2018-07-19 21:00 | 0.91848
Biomass | FR | 2018-07-19 22:00 | 0.91848
Biomass | FR | 2018-07-19 23:00 | 0.91848
Biomass | FR | 2018-07-20 | 0.91848
Biomass | FR | 2018-07-20 01:00 | 0.91848
Biomass | FR | 2018-07-20 02:00 | 0.91848
Biomass | FR | 2018-07-20 03:00 | 0.91848
Biomass | FR | 2018-07-20 04:00 | 0.91848
Biomass | FR | 2018-07-20 05:00 | 0.91848
Biomass | FR | 2018-07-20 06:00 | 0.91848
Biomass | FR | 2018-07-20 07:00 | 0.91848
Biomass | FR | 2018-07-20 08:00 | 0.91848
Biomass | FR | 2018-07-20 09:00 | 0.91848
Biomass | FR | 2018-07-20 10:00 | 0.91848
Biomass | FR | 2018-07-20 11:00 | 0.91848
Biomass | FR | 2018-07-20 12:00 | 0.91848
Biomass | FR | 2018-07-20 13:00 | 0.91848
Biomass | FR | 2018-07-20 14:00 | 0.91848
Biomass | FR | 2018-07-20 15:00 | 0.91848
Biomass | FR | 2018-07-20 16:00 | 0.91848
Biomass | FR | 2018-07-20 17:00 | 0.91848
Biomass | FR | 2018-07-20 18:00 | 0.91848
Biomass | FR | 2018-07-20 19:00 | 0.91848
Biomass | FR | 2018-07-20 20:00 | 0.91848
Biomass | FR | 2018-07-20 21:00 | 0.91848
Biomass | FR | 2018-07-20 22:00 | 0.91848
Biomass | FR | 2018-07-20 23:00 | 0.91848
Biomass | FR | 2018-07-21 | 0.91848
Biomass | FR | 2018-07-21 01:00 | 0.91848
Biomass | FR | 2018-07-21 02:00 | 0.91848
Biomass | FR | 2018-07-21 03:00 | 0.91848
Biomass | FR | 2018-07-21 04:00 | 0.91848
Biomass | FR | 2018-07-21 05:00 | 0.91848
Biomass | FR | 2018-07-21 06:00 | 0.91848
Biomass | FR | 2018-07-21 07:00 | 0.91848
Biomass | FR | 2018-07-21 08:00 | 0.91848
Biomass | FR | 2018-07-21 09:00 | 0.91848
Biomass | FR | 2018-07-21 10:00 | 0.91848
Biomass | FR | 2018-07-21 11:00 | 0.91848
Biomass | FR | 2018-07-21 12:00 | 0.91848
Biomass | FR | 2018-07-21 13:00 | 0.91848
Biomass | FR | 2018-07-21 14:00 | 0.91848
Biomass | FR | 2018-07-21 15:00 | 0.91848
Biomass | FR | 2018-07-21 16:00 | 0.91848
Biomass | FR | 2018-07-21 17:00 | 0.91848
Biomass | FR | 2018-07-21 18:00 | 0.91848
Biomass | FR | 2018-07-21 19:00 | 0.91848
Biomass | FR | 2018-07-21 20:00 | 0.91848
Biomass | FR | 2018-07-21 21:00 | 0.91848
Biomass | FR | 2018-07-21 22:00 | 0.91848
Biomass | FR | 2018-07-21 23:00 | 0.91848
Biomass | FR | 2018-07-22 | 0.91848
Biomass | FR | 2018-07-22 01:00 | 0.91848
Biomass | FR | 2018-07-22 02:00 | 0.91848
Biomass | FR | 2018-07-22 03:00 | 0.91848
Biomass | FR | 2018-07-22 04:00 | 0.91848
Biomass | FR | 2018-07-22 05:00 | 0.91848
Biomass | FR | 2018-07-22 06:00 | 0.91848
Biomass | FR | 2018-07-22 07:00 | 0.91848
Biomass | FR | 2018-07-22 08:00 | 0.91848
Biomass | FR | 2018-07-22 09:00 | 0.91848
Biomass | FR | 2018-07-22 10:00 | 0.91848
Biomass | FR | 2018-07-22 11:00 | 0.91848
Biomass | FR | 2018-07-22 12:00 | 0.91848
Biomass | FR | 2018-07-22 13:00 | 0.91848
Biomass | FR | 2018-07-22 14:00 | 0.91848
Biomass | FR | 2018-07-22 15:00 | 0.9187
Biomass | FR | 2018-07-22 16:00 | 0.94098
Biomass | FR | 2018-07-22 17:00 | 1
Biomass | FR | 2018-07-22 18:00 | 1
Biomass | FR | 2018-07-22 19:00 | 1
Biomass | FR | 2018-07-22 20:00 | 1
Biomass | FR | 2018-07-22 21:00 | 1
Biomass | FR | 2018-07-22 22:00 | 1
Biomass | FR | 2018-07-22 23:00 | 1
Biomass | FR | 2018-07-23 | 1
Biomass | FR | 2018-07-23 01:00 | 1
Biomass | FR | 2018-07-23 02:00 | 1
Biomass | FR | 2018-07-23 03:00 | 1
Biomass | FR | 2018-07-23 04:00 | 1
Biomass | FR | 2018-07-23 05:00 | 1
Biomass | FR | 2018-07-23 06:00 | 1
Biomass | FR | 2018-07-23 07:00 | 1
Biomass | FR | 2018-07-23 08:00 | 1
Biomass | FR | 2018-07-23 09:00 | 1
Biomass | FR | 2018-07-23 10:00 | 1
Biomass | FR | 2018-07-23 11:00 | 1
Biomass | FR | 2018-07-23 12:00 | 1
Biomass | FR | 2018-07-23 13:00 | 1
Biomass | FR | 2018-07-23 14:00 | 1
Biomass | FR | 2018-07-23 15:00 | 1
Biomass | FR | 2018-07-23 16:00 | 1
Biomass | FR | 2018-07-23 17:00 | 1
Biomass | FR | 2018-07-23 18:00 | 1
Biomass | FR | 2018-07-23 19:00 | 1
Biomass | FR | 2018-07-23 20:00 | 1
Biomass | FR | 2018-07-23 21:00 | 1
Biomass | FR | 2018-07-23 22:00 | 1
Biomass | FR | 2018-07-23 23:00 | 1
Biomass | FR | 2018-07-24 | 1
Biomass | FR | 2018-07-24 01:00 | 1
Biomass | FR | 2018-07-24 02:00 | 1
Biomass | FR | 2018-07-24 03:00 | 1
Biomass | FR | 2018-07-24 04:00 | 1
Biomass | FR | 2018-07-24 05:00 | 1
Biomass | FR | 2018-07-24 06:00 | 1
Biomass | FR | 2018-07-24 07:00 | 1
Biomass | FR | 2018-07-24 08:00 | 1
Biomass | FR | 2018-07-24 09:00 | 1
Biomass | FR | 2018-07-24 10:00 | 1
Biomass | FR | 2018-07-24 11:00 | 1
Biomass | FR | 2018-07-24 12:00 | 1
Biomass | FR | 2018-07-24 13:00 | 1
Biomass | FR | 2018-07-24 14:00 | 1
Biomass | FR | 2018-07-24 15:00 | 1
Biomass | FR | 2018-07-24 16:00 | 1
Biomass | FR | 2018-07-24 17:00 | 1
Biomass | FR | 2018-07-24 18:00 | 1
Biomass | FR | 2018-07-24 19:00 | 1
Biomass | FR | 2018-07-24 20:00 | 1
Biomass | FR | 2018-07-24 21:00 | 1
Biomass | FR | 2018-07-24 22:00 | 1
Biomass | FR | 2018-07-24 23:00 | 1
Biomass | FR | 2018-07-25 | 1
Biomass | FR | 2018-07-25 01:00 | 1
Biomass | FR | 2018-07-25 02:00 | 1
Biomass | FR | 2018-07-25 03:00 | 1
Biomass | FR | 2018-07-25 04:00 | 1
Biomass | FR | 2018-07-25 05:00 | 1
Biomass | FR | 2018-07-25 06:00 | 1
Biomass | FR | 2018-07-25 07:00 | 1
Biomass | FR | 2018-07-25 08:00 | 1
Biomass | FR | 2018-07-25 09:00 | 1
Biomass | FR | 2018-07-25 10:00 | 1
Biomass | FR | 2018-07-25 11:00 | 1
Biomass | FR | 2018-07-25 12:00 | 1
Biomass | FR | 2018-07-25 13:00 | 1
Biomass | FR | 2018-07-25 14:00 | 1
Biomass | FR | 2018-07-25 15:00 | 1
Biomass | FR | 2018-07-25 16:00 | 1
Biomass | FR | 2018-07-25 17:00 | 1
Biomass | FR | 2018-07-25 18:00 | 1
Biomass | FR | 2018-07-25 19:00 | 1
Biomass | FR | 2018-07-25 20:00 | 1
Biomass | FR | 2018-07-25 21:00 | 1
Biomass | FR | 2018-07-25 22:00 | 1
Biomass | FR | 2018-07-25 23:00 | 1
Biomass | FR | 2018-07-26 | 1
Biomass | FR | 2018-07-26 01:00 | 1
Biomass | FR | 2018-07-26 02:00 | 1
Biomass | FR | 2018-07-26 03:00 | 1
Biomass | FR | 2018-07-26 04:00 | 1
Biomass | FR | 2018-07-26 05:00 | 1
Biomass | FR | 2018-07-26 06:00 | 1
Biomass | FR | 2018-07-26 07:00 | 1
Biomass | FR | 2018-07-26 08:00 | 1
Biomass | FR | 2018-07-26 09:00 | 1
Biomass | FR | 2018-07-26 10:00 | 1
Biomass | FR | 2018-07-26 11:00 | 1
Biomass | FR | 2018-07-26 12:00 | 1
Biomass | FR | 2018-07-26 13:00 | 1
Biomass | FR | 2018-07-26 14:00 | 1
Biomass | FR | 2018-07-26 15:00 | 1
Biomass | FR | 2018-07-26 16:00 | 1
Biomass | FR | 2018-07-26 17:00 | 1
Biomass | FR | 2018-07-26 18:00 | 1
Biomass | FR | 2018-07-26 19:00 | 1
Biomass | FR | 2018-07-26 20:00 | 1
Biomass | FR | 2018-07-26 21:00 | 1
Biomass | FR | 2018-07-26 22:00 | 1
Biomass | FR | 2018-07-26 23:00 | 1
Biomass | FR | 2018-07-27 | 1
Biomass | FR | 2018-07-27 01:00 | 1
Biomass | FR | 2018-07-27 02:00 | 1
Biomass | FR | 2018-07-27 03:00 | 1
Biomass | FR | 2018-07-27 04:00 | 1
Biomass | FR | 2018-07-27 05:00 | 1
Biomass | FR | 2018-07-27 06:00 | 1
Biomass | FR | 2018-07-27 07:00 | 1
Biomass | FR | 2018-07-27 08:00 | 1
Biomass | FR | 2018-07-27 09:00 | 1
Biomass | FR | 2018-07-27 10:00 | 1
Biomass | FR | 2018-07-27 11:00 | 1
Biomass | FR | 2018-07-27 12:00 | 1
Biomass | FR | 2018-07-27 13:00 | 1
Biomass | FR | 2018-07-27 14:00 | 1
Biomass | FR | 2018-07-27 15:00 | 1
Biomass | FR | 2018-07-27 16:00 | 0.91848
Biomass | FR | 2018-07-27 17:00 | 0.91848
Biomass | FR | 2018-07-27 18:00 | 0.91848
Biomass | FR | 2018-07-27 19:00 | 0.91848
Biomass | FR | 2018-07-27 20:00 | 0.91848
Biomass | FR | 2018-07-27 21:00 | 0.91848
Biomass | FR | 2018-07-27 22:00 | 0.91848
Biomass | FR | 2018-07-27 23:00 | 0.91848
Biomass | FR | 2018-07-28 | 0.91848
Biomass | FR | 2018-07-28 01:00 | 0.91848
Biomass | FR | 2018-07-28 02:00 | 0.91848
Biomass | FR | 2018-07-28 03:00 | 0.91848
Biomass | FR | 2018-07-28 04:00 | 0.91848
Biomass | FR | 2018-07-28 05:00 | 0.91848
Biomass | FR | 2018-07-28 06:00 | 0.91848
Biomass | FR | 2018-07-28 07:00 | 0.91848
Biomass | FR | 2018-07-28 08:00 | 0.91848
Biomass | FR | 2018-07-28 09:00 | 0.91848
Biomass | FR | 2018-07-28 10:00 | 0.91848
Biomass | FR | 2018-07-28 11:00 | 0.91848
Biomass | FR | 2018-07-28 12:00 | 0.91848
Biomass | FR | 2018-07-28 13:00 | 0.91848
Biomass | FR | 2018-07-28 14:00 | 1
Biomass | FR | 2018-07-28 15:00 | 1
Biomass | FR | 2018-07-28 16:00 | 1
Biomass | FR | 2018-07-28 17:00 | 1
Biomass | FR | 2018-07-28 18:00 | 1
Biomass | FR | 2018-07-28 19:00 | 1
Biomass | FR | 2018-07-28 20:00 | 1
Biomass | FR | 2018-07-28 21:00 | 0.91848
Biomass | FR | 2018-07-28 22:00 | 0.91848
Biomass | FR | 2018-07-28 23:00 | 0.91848
Biomass | FR | 2018-07-29 | 0.91848
Biomass | FR | 2018-07-29 01:00 | 0.91848
Biomass | FR | 2018-07-29 02:00 | 0.91848
Biomass | FR | 2018-07-29 03:00 | 0.91848
Biomass | FR | 2018-07-29 04:00 | 0.91848
Biomass | FR | 2018-07-29 05:00 | 0.91848
Biomass | FR | 2018-07-29 06:00 | 0.91848
Biomass | FR | 2018-07-29 07:00 | 0.91848
Biomass | FR | 2018-07-29 08:00 | 0.91848
Biomass | FR | 2018-07-29 09:00 | 0.91848
Biomass | FR | 2018-07-29 10:00 | 1
Biomass | FR | 2018-07-29 11:00 | 1
Biomass | FR | 2018-07-29 12:00 | 1
Biomass | FR | 2018-07-29 13:00 | 1
Biomass | FR | 2018-07-29 14:00 | 1
Biomass | FR | 2018-07-29 15:00 | 1
Biomass | FR | 2018-07-29 16:00 | 1
Biomass | FR | 2018-07-29 17:00 | 1
Biomass | FR | 2018-07-29 18:00 | 1
Biomass | FR | 2018-07-29 19:00 | 1
Biomass | FR | 2018-07-29 20:00 | 1
Biomass | FR | 2018-07-29 21:00 | 0.91848
Biomass | FR | 2018-07-29 22:00 | 0.91848
Biomass | FR | 2018-07-29 23:00 | 0.91848
Biomass | FR | 2018-07-30 | 0.91848
Biomass | FR | 2018-07-30 01:00 | 0.91848
Biomass | FR | 2018-07-30 02:00 | 0.91848
Biomass | FR | 2018-07-30 03:00 | 0.91848
Biomass | FR | 2018-07-30 04:00 | 0.91848
Biomass | FR | 2018-07-30 05:00 | 1
Biomass | FR | 2018-07-30 06:00 | 1
Biomass | FR | 2018-07-30 07:00 | 1
Biomass | FR | 2018-07-30 08:00 | 1
Biomass | FR | 2018-07-30 09:00 | 0.91848
Biomass | FR | 2018-07-30 10:00 | 0.91848
Biomass | FR | 2018-07-30 11:00 | 0.91848
Biomass | FR | 2018-07-30 12:00 | 0.91848
Biomass | FR | 2018-07-30 13:00 | 0.91848
Biomass | FR | 2018-07-30 14:00 | 0.91848
Biomass | FR | 2018-07-30 15:00 | 0.91848
Biomass | FR | 2018-07-30 16:00 | 0.91848
Biomass | FR | 2018-07-30 17:00 | 0.92103
Biomass | FR | 2018-07-30 18:00 | 0.92864
Biomass | FR | 2018-07-30 19:00 | 0.9363
Biomass | FR | 2018-07-30 20:00 | 1
Biomass | FR | 2018-07-30 21:00 | 1
Biomass | FR | 2018-07-30 22:00 | 0.91848
Biomass | FR | 2018-07-30 23:00 | 0.91848
Biomass | FR | 2018-07-31 | 1
Biomass | FR | 2018-07-31 01:00 | 0.91848
Biomass | FR | 2018-07-31 02:00 | 0.91848
Biomass | FR | 2018-07-31 03:00 | 1
Biomass | FR | 2018-07-31 04:00 | 0.91848
Biomass | FR | 2018-07-31 05:00 | 0.91848
Biomass | FR | 2018-07-31 06:00 | 1
Biomass | FR | 2018-07-31 07:00 | 1
Biomass | FR | 2018-07-31 08:00 | 1
Biomass | FR | 2018-07-31 09:00 | 1
Biomass | FR | 2018-07-31 10:00 | 1
Biomass | FR | 2018-07-31 11:00 | 1
Biomass | FR | 2018-07-31 12:00 | 1
Biomass | FR | 2018-07-31 13:00 | 1
Biomass | FR | 2018-07-31 14:00 | 0.91848
Biomass | FR | 2018-07-31 15:00 | 0.91848
Biomass | FR | 2018-07-31 16:00 | 0.91848
Biomass | FR | 2018-07-31 17:00 | 0.91848
Biomass | FR | 2018-07-31 18:00 | 0.91848
Biomass | FR | 2018-07-31 19:00 | 0.91848
Biomass | FR | 2018-07-31 20:00 | 0.91848
Biomass | FR | 2018-07-31 21:00 | 0.91848
Biomass | FR | 2018-07-31 22:00 | 0.91848
Biomass | FR | 2018-07-31 23:00 | 0.91848
Biomass | FR | 2018-08-01 | 0.91848
Biomass | FR | 2018-08-01 01:00 | 0.91848
Biomass | FR | 2018-08-01 02:00 | 0.91848
Biomass | FR | 2018-08-01 03:00 | 0.91848
Biomass | FR | 2018-08-01 04:00 | 1
Biomass | FR | 2018-08-01 05:00 | 1
Biomass | FR | 2018-08-01 06:00 | 1
Biomass | FR | 2018-08-01 07:00 | 1
Biomass | FR | 2018-08-01 08:00 | 1
Biomass | FR | 2018-08-01 09:00 | 1
Biomass | FR | 2018-08-01 10:00 | 1
Biomass | FR | 2018-08-01 11:00 | 1
Biomass | FR | 2018-08-01 12:00 | 1
Biomass | FR | 2018-08-01 13:00 | 1
Biomass | FR | 2018-08-01 14:00 | 1
Biomass | FR | 2018-08-01 15:00 | 1
Biomass | FR | 2018-08-01 16:00 | 1
Biomass | FR | 2018-08-01 17:00 | 1
Biomass | FR | 2018-08-01 18:00 | 0.91848
Biomass | FR | 2018-08-01 19:00 | 0.91848
Biomass | FR | 2018-08-01 20:00 | 0.91848
Biomass | FR | 2018-08-01 21:00 | 0.91848
Biomass | FR | 2018-08-01 22:00 | 0.91848
Biomass | FR | 2018-08-01 23:00 | 0.91848
Biomass | FR | 2018-08-02 | 0.91848
Biomass | FR | 2018-08-02 01:00 | 0.91848
Biomass | FR | 2018-08-02 02:00 | 0.92103
Biomass | FR | 2018-08-02 03:00 | 0.92864
Biomass | FR | 2018-08-02 04:00 | 0.91853
Biomass | FR | 2018-08-02 05:00 | 0.92598
Biomass | FR | 2018-08-02 06:00 | 1
Biomass | FR | 2018-08-02 07:00 | 1
Biomass | FR | 2018-08-02 08:00 | 1
Biomass | FR | 2018-08-02 09:00 | 1
Biomass | FR | 2018-08-02 10:00 | 1
Biomass | FR | 2018-08-02 11:00 | 1
Biomass | FR | 2018-08-02 12:00 | 1
Biomass | FR | 2018-08-02 13:00 | 1
Biomass | FR | 2018-08-02 14:00 | 1
Biomass | FR | 2018-08-02 15:00 | 1
Biomass | FR | 2018-08-02 16:00 | 1
Biomass | FR | 2018-08-02 17:00 | 1
Biomass | FR | 2018-08-02 18:00 | 1
Biomass | FR | 2018-08-02 19:00 | 1
Biomass | FR | 2018-08-02 20:00 | 1
Biomass | FR | 2018-08-02 21:00 | 1
Biomass | FR | 2018-08-02 22:00 | 1
Biomass | FR | 2018-08-02 23:00 | 1
Biomass | FR | 2018-08-03 | 1
Biomass | FR | 2018-08-03 01:00 | 1
Biomass | FR | 2018-08-03 02:00 | 1
Biomass | FR | 2018-08-03 03:00 | 1
Biomass | FR | 2018-08-03 04:00 | 1
Biomass | FR | 2018-08-03 05:00 | 1
Biomass | FR | 2018-08-03 06:00 | 1
Biomass | FR | 2018-08-03 07:00 | 1
Biomass | FR | 2018-08-03 08:00 | 1
Biomass | FR | 2018-08-03 09:00 | 1
Biomass | FR | 2018-08-03 10:00 | 1
Biomass | FR | 2018-08-03 11:00 | 1
Biomass | FR | 2018-08-03 12:00 | 1
Biomass | FR | 2018-08-03 13:00 | 1
Biomass | FR | 2018-08-03 14:00 | 1
Biomass | FR | 2018-08-03 15:00 | 1
Biomass | FR | 2018-08-03 16:00 | 1
Biomass | FR | 2018-08-03 17:00 | 1
Biomass | FR | 2018-08-03 18:00 | 1
Biomass | FR | 2018-08-03 19:00 | 1
Biomass | FR | 2018-08-03 20:00 | 1
Biomass | FR | 2018-08-03 21:00 | 1
Biomass | FR | 2018-08-03 22:00 | 1
Biomass | FR | 2018-08-03 23:00 | 1
Biomass | FR | 2018-08-04 | 1
Biomass | FR | 2018-08-04 01:00 | 1
Biomass | FR | 2018-08-04 02:00 | 1
Biomass | FR | 2018-08-04 03:00 | 1
Biomass | FR | 2018-08-04 04:00 | 1
Biomass | FR | 2018-08-04 05:00 | 1
Biomass | FR | 2018-08-04 06:00 | 1
Biomass | FR | 2018-08-04 07:00 | 1
Biomass | FR | 2018-08-04 08:00 | 1
Biomass | FR | 2018-08-04 09:00 | 1
Biomass | FR | 2018-08-04 10:00 | 1
Biomass | FR | 2018-08-04 11:00 | 1
Biomass | FR | 2018-08-04 12:00 | 1
Biomass | FR | 2018-08-04 13:00 | 1
Biomass | FR | 2018-08-04 14:00 | 1
Biomass | FR | 2018-08-04 15:00 | 1
Biomass | FR | 2018-08-04 16:00 | 1
Biomass | FR | 2018-08-04 17:00 | 1
Biomass | FR | 2018-08-04 18:00 | 1
Biomass | FR | 2018-08-04 19:00 | 1
Biomass | FR | 2018-08-04 20:00 | 1
Biomass | FR | 2018-08-04 21:00 | 1
Biomass | FR | 2018-08-04 22:00 | 1
Biomass | FR | 2018-08-04 23:00 | 1
Biomass | FR | 2018-08-05 | 1
Biomass | FR | 2018-08-05 01:00 | 1
Biomass | FR | 2018-08-05 02:00 | 1
Biomass | FR | 2018-08-05 03:00 | 1
Biomass | FR | 2018-08-05 04:00 | 1
Biomass | FR | 2018-08-05 05:00 | 1
Biomass | FR | 2018-08-05 06:00 | 0.91848
Biomass | FR | 2018-08-05 07:00 | 0.91848
Biomass | FR | 2018-08-05 08:00 | 0.91848
Biomass | FR | 2018-08-05 09:00 | 0.91848
Biomass | FR | 2018-08-05 10:00 | 0.91848
Biomass | FR | 2018-08-05 11:00 | 0.91848
Biomass | FR | 2018-08-05 12:00 | 0.91848
Biomass | FR | 2018-08-05 13:00 | 0.91848
Biomass | FR | 2018-08-05 14:00 | 0.91848
Biomass | FR | 2018-08-05 15:00 | 0.91848
Biomass | FR | 2018-08-05 16:00 | 0.91848
Biomass | FR | 2018-08-05 17:00 | 0.91848
Biomass | FR | 2018-08-05 18:00 | 0.91848
Biomass | FR | 2018-08-05 19:00 | 0.91848
Biomass | FR | 2018-08-05 20:00 | 0.91848
Biomass | FR | 2018-08-05 21:00 | 0.91848
Biomass | FR | 2018-08-05 22:00 | 0.91848
Biomass | FR | 2018-08-05 23:00 | 0.91848
Biomass | FR | 2018-08-06 | 0.91848
Biomass | FR | 2018-08-06 01:00 | 0.91848
Biomass | FR | 2018-08-06 02:00 | 0.91848
Biomass | FR | 2018-08-06 03:00 | 0.91848
Biomass | FR | 2018-08-06 04:00 | 0.91848
Biomass | FR | 2018-08-06 05:00 | 0.91848
Biomass | FR | 2018-08-06 06:00 | 0.91848
Biomass | FR | 2018-08-06 07:00 | 0.91848
Biomass | FR | 2018-08-06 08:00 | 0.91848
Biomass | FR | 2018-08-06 09:00 | 0.91848
Biomass | FR | 2018-08-06 10:00 | 0.91848
Biomass | FR | 2018-08-06 11:00 | 0.91848
Biomass | FR | 2018-08-06 12:00 | 0.91848
Biomass | FR | 2018-08-06 13:00 | 0.91848
Biomass | FR | 2018-08-06 14:00 | 0.91848
Biomass | FR | 2018-08-06 15:00 | 0.91848
Biomass | FR | 2018-08-06 16:00 | 0.91848
Biomass | FR | 2018-08-06 17:00 | 0.91848
Biomass | FR | 2018-08-06 18:00 | 0.91848
Biomass | FR | 2018-08-06 19:00 | 0.91848
Biomass | FR | 2018-08-06 20:00 | 0.91848
Biomass | FR | 2018-08-06 21:00 | 0.91848
Biomass | FR | 2018-08-06 22:00 | 0.91848
Biomass | FR | 2018-08-06 23:00 | 0.91848
Biomass | FR | 2018-08-07 | 0.91848
Biomass | FR | 2018-08-07 01:00 | 0.91848
Biomass | FR | 2018-08-07 02:00 | 0.91848
Biomass | FR | 2018-08-07 03:00 | 0.91848
Biomass | FR | 2018-08-07 04:00 | 0.91848
Biomass | FR | 2018-08-07 05:00 | 0.91848
Biomass | FR | 2018-08-07 06:00 | 0.91848
Biomass | FR | 2018-08-07 07:00 | 0.91848
Biomass | FR | 2018-08-07 08:00 | 0.91848
Biomass | FR | 2018-08-07 09:00 | 0.91848
Biomass | FR | 2018-08-07 10:00 | 0.91848
Biomass | FR | 2018-08-07 11:00 | 0.91848
Biomass | FR | 2018-08-07 12:00 | 0.91848
Biomass | FR | 2018-08-07 13:00 | 0.91848
Biomass | FR | 2018-08-07 14:00 | 0.91848
Biomass | FR | 2018-08-07 15:00 | 0.91848
Biomass | FR | 2018-08-07 16:00 | 0.91848
Biomass | FR | 2018-08-07 17:00 | 0.91848
Biomass | FR | 2018-08-07 18:00 | 0.91848
Biomass | FR | 2018-08-07 19:00 | 0.91848
Biomass | FR | 2018-08-07 20:00 | 0.91848
Biomass | FR | 2018-08-07 21:00 | 0.91848
Biomass | FR | 2018-08-07 22:00 | 0.91848
Biomass | FR | 2018-08-07 23:00 | 0.91848
Biomass | FR | 2018-08-08 | 0.91848
Biomass | FR | 2018-08-08 01:00 | 0.91848
Biomass | FR | 2018-08-08 02:00 | 0.91848
Biomass | FR | 2018-08-08 03:00 | 0.91848
Biomass | FR | 2018-08-08 04:00 | 0.91848
Biomass | FR | 2018-08-08 05:00 | 0.91848
Biomass | FR | 2018-08-08 06:00 | 0.91848
Biomass | FR | 2018-08-08 07:00 | 0.91848
Biomass | FR | 2018-08-08 08:00 | 0.91848
Biomass | FR | 2018-08-08 09:00 | 0.91848
Biomass | FR | 2018-08-08 10:00 | 0.91848
Biomass | FR | 2018-08-08 11:00 | 0.91848
Biomass | FR | 2018-08-08 12:00 | 0.91848
Biomass | FR | 2018-08-08 13:00 | 0.91848
Biomass | FR | 2018-08-08 14:00 | 0.91848
Biomass | FR | 2018-08-08 15:00 | 0.91848
Biomass | FR | 2018-08-08 16:00 | 0.91848
Biomass | FR | 2018-08-08 17:00 | 0.91848
Biomass | FR | 2018-08-08 18:00 | 0.91848
Biomass | FR | 2018-08-08 19:00 | 0.91848
Biomass | FR | 2018-08-08 20:00 | 0.91848
Biomass | FR | 2018-08-08 21:00 | 0.91848
Biomass | FR | 2018-08-08 22:00 | 0.91848
Biomass | FR | 2018-08-08 23:00 | 0.91848
Biomass | FR | 2018-08-09 | 0.91848
Biomass | FR | 2018-08-09 01:00 | 0.91848
Biomass | FR | 2018-08-09 02:00 | 0.91848
Biomass | FR | 2018-08-09 03:00 | 0.91848
Biomass | FR | 2018-08-09 04:00 | 0.91848
Biomass | FR | 2018-08-09 05:00 | 0.91848
Biomass | FR | 2018-08-09 06:00 | 0.91848
Biomass | FR | 2018-08-09 07:00 | 0.91848
Biomass | FR | 2018-08-09 08:00 | 0.91848
Biomass | FR | 2018-08-09 09:00 | 0.91848
Biomass | FR | 2018-08-09 10:00 | 0.91848
Biomass | FR | 2018-08-09 11:00 | 0.91848
Biomass | FR | 2018-08-09 12:00 | 0.91848
Biomass | FR | 2018-08-09 13:00 | 0.91848
Biomass | FR | 2018-08-09 14:00 | 0.91848
Biomass | FR | 2018-08-09 15:00 | 0.91848
Biomass | FR | 2018-08-09 16:00 | 0.91848
Biomass | FR | 2018-08-09 17:00 | 0.91848
Biomass | FR | 2018-08-09 18:00 | 0.91848
Biomass | FR | 2018-08-09 19:00 | 0.91848
Biomass | FR | 2018-08-09 20:00 | 0.91848
Biomass | FR | 2018-08-09 21:00 | 0.91848
Biomass | FR | 2018-08-09 22:00 | 0.91848
Biomass | FR | 2018-08-09 23:00 | 0.91848
Biomass | FR | 2018-08-10 | 0.91848
Biomass | FR | 2018-08-10 01:00 | 0.91848
Biomass | FR | 2018-08-10 02:00 | 0.91848
Biomass | FR | 2018-08-10 03:00 | 0.91848
Biomass | FR | 2018-08-10 04:00 | 0.91848
Biomass | FR | 2018-08-10 05:00 | 0.91848
Biomass | FR | 2018-08-10 06:00 | 0.91848
Biomass | FR | 2018-08-10 07:00 | 0.91848
Biomass | FR | 2018-08-10 08:00 | 0.91848
Biomass | FR | 2018-08-10 09:00 | 0.91848
Biomass | FR | 2018-08-10 10:00 | 0.91848
Biomass | FR | 2018-08-10 11:00 | 0.91848
Biomass | FR | 2018-08-10 12:00 | 0.91848
Biomass | FR | 2018-08-10 13:00 | 0.91848
Biomass | FR | 2018-08-10 14:00 | 0.91848
Biomass | FR | 2018-08-10 15:00 | 0.91848
Biomass | FR | 2018-08-10 16:00 | 0.91848
Biomass | FR | 2018-08-10 17:00 | 0.91848
Biomass | FR | 2018-08-10 18:00 | 0.91848
Biomass | FR | 2018-08-10 19:00 | 0.91848
Biomass | FR | 2018-08-10 20:00 | 0.91848
Biomass | FR | 2018-08-10 21:00 | 0.91848
Biomass | FR | 2018-08-10 22:00 | 0.91848
Biomass | FR | 2018-08-10 23:00 | 0.91848
Biomass | FR | 2018-08-11 | 0.91848
Biomass | FR | 2018-08-11 01:00 | 0.91848
Biomass | FR | 2018-08-11 02:00 | 0.91848
Biomass | FR | 2018-08-11 03:00 | 0.91848
Biomass | FR | 2018-08-11 04:00 | 0.91848
Biomass | FR | 2018-08-11 05:00 | 0.91848
Biomass | FR | 2018-08-11 06:00 | 0.91848
Biomass | FR | 2018-08-11 07:00 | 0.91848
Biomass | FR | 2018-08-11 08:00 | 0.91848
Biomass | FR | 2018-08-11 09:00 | 0.91848
Biomass | FR | 2018-08-11 10:00 | 0.91848
Biomass | FR | 2018-08-11 11:00 | 0.91848
Biomass | FR | 2018-08-11 12:00 | 0.91848
Biomass | FR | 2018-08-11 13:00 | 0.91848
Biomass | FR | 2018-08-11 14:00 | 0.91848
Biomass | FR | 2018-08-11 15:00 | 0.91848
Biomass | FR | 2018-08-11 16:00 | 0.91848
Biomass | FR | 2018-08-11 17:00 | 0.91848
Biomass | FR | 2018-08-11 18:00 | 0.91848
Biomass | FR | 2018-08-11 19:00 | 0.91848
Biomass | FR | 2018-08-11 20:00 | 0.91848
Biomass | FR | 2018-08-11 21:00 | 0.91848
Biomass | FR | 2018-08-11 22:00 | 0.91848
Biomass | FR | 2018-08-11 23:00 | 0.91848
Biomass | FR | 2018-08-12 | 0.91848
Biomass | FR | 2018-08-12 01:00 | 0.91848
Biomass | FR | 2018-08-12 02:00 | 0.91848
Biomass | FR | 2018-08-12 03:00 | 0.91848
Biomass | FR | 2018-08-12 04:00 | 0.91848
Biomass | FR | 2018-08-12 05:00 | 0.91848
Biomass | FR | 2018-08-12 06:00 | 0.91848
Biomass | FR | 2018-08-12 07:00 | 0.91848
Biomass | FR | 2018-08-12 08:00 | 0.91848
Biomass | FR | 2018-08-12 09:00 | 0.91848
Biomass | FR | 2018-08-12 10:00 | 0.91848
Biomass | FR | 2018-08-12 11:00 | 0.91848
Biomass | FR | 2018-08-12 12:00 | 0.91848
Biomass | FR | 2018-08-12 13:00 | 0.91848
Biomass | FR | 2018-08-12 14:00 | 0.91848
Biomass | FR | 2018-08-12 15:00 | 0.91848
Biomass | FR | 2018-08-12 16:00 | 0.91848
Biomass | FR | 2018-08-12 17:00 | 0.91848
Biomass | FR | 2018-08-12 18:00 | 0.91848
Biomass | FR | 2018-08-12 19:00 | 0.91848
Biomass | FR | 2018-08-12 20:00 | 0.91848
Biomass | FR | 2018-08-12 21:00 | 0.91848
Biomass | FR | 2018-08-12 22:00 | 0.91848
Biomass | FR | 2018-08-12 23:00 | 0.91848
Biomass | FR | 2018-08-13 | 0.91848
Biomass | FR | 2018-08-13 01:00 | 0.91848
Biomass | FR | 2018-08-13 02:00 | 0.91848
Biomass | FR | 2018-08-13 03:00 | 0.91848
Biomass | FR | 2018-08-13 04:00 | 0.91848
Biomass | FR | 2018-08-13 05:00 | 0.91848
Biomass | FR | 2018-08-13 06:00 | 0.91848
Biomass | FR | 2018-08-13 07:00 | 0.91848
Biomass | FR | 2018-08-13 08:00 | 0.91848
Biomass | FR | 2018-08-13 09:00 | 0.91848
Biomass | FR | 2018-08-13 10:00 | 0.91848
Biomass | FR | 2018-08-13 11:00 | 0.91848
Biomass | FR | 2018-08-13 12:00 | 0.91848
Biomass | FR | 2018-08-13 13:00 | 0.91848
Biomass | FR | 2018-08-13 14:00 | 0.91848
Biomass | FR | 2018-08-13 15:00 | 0.91848
Biomass | FR | 2018-08-13 16:00 | 0.91848
Biomass | FR | 2018-08-13 17:00 | 0.91848
Biomass | FR | 2018-08-13 18:00 | 0.91848
Biomass | FR | 2018-08-13 19:00 | 0.91848
Biomass | FR | 2018-08-13 20:00 | 0.91848
Biomass | FR | 2018-08-13 21:00 | 0.91848
Biomass | FR | 2018-08-13 22:00 | 0.91848
Biomass | FR | 2018-08-13 23:00 | 0.91848
Biomass | FR | 2018-08-14 | 0.91848
Biomass | FR | 2018-08-14 01:00 | 0.91848
Biomass | FR | 2018-08-14 02:00 | 0.91848
Biomass | FR | 2018-08-14 03:00 | 0.91848
Biomass | FR | 2018-08-14 04:00 | 0.91848
Biomass | FR | 2018-08-14 05:00 | 0.91848
Biomass | FR | 2018-08-14 06:00 | 0.91848
Biomass | FR | 2018-08-14 07:00 | 0.91848
Biomass | FR | 2018-08-14 08:00 | 0.91848
Biomass | FR | 2018-08-14 09:00 | 0.91848
Biomass | FR | 2018-08-14 10:00 | 0.91848
Biomass | FR | 2018-08-14 11:00 | 0.91848
Biomass | FR | 2018-08-14 12:00 | 0.91848
Biomass | FR | 2018-08-14 13:00 | 0.91848
Biomass | FR | 2018-08-14 14:00 | 0.91848
Biomass | FR | 2018-08-14 15:00 | 0.91848
Biomass | FR | 2018-08-14 16:00 | 0.91848
Biomass | FR | 2018-08-14 17:00 | 0.91848
Biomass | FR | 2018-08-14 18:00 | 0.91848
Biomass | FR | 2018-08-14 19:00 | 0.91848
Biomass | FR | 2018-08-14 20:00 | 0.91848
Biomass | FR | 2018-08-14 21:00 | 0.91848
Biomass | FR | 2018-08-14 22:00 | 0.91848
Biomass | FR | 2018-08-14 23:00 | 0.91848
Biomass | FR | 2018-08-15 | 0.91848
Biomass | FR | 2018-08-15 01:00 | 0.91848
Biomass | FR | 2018-08-15 02:00 | 0.91848
Biomass | FR | 2018-08-15 03:00 | 0.91848
Biomass | FR | 2018-08-15 04:00 | 0.91848
Biomass | FR | 2018-08-15 05:00 | 0.91848
Biomass | FR | 2018-08-15 06:00 | 0.91848
Biomass | FR | 2018-08-15 07:00 | 0.91848
Biomass | FR | 2018-08-15 08:00 | 0.91848
Biomass | FR | 2018-08-15 09:00 | 0.91848
Biomass | FR | 2018-08-15 10:00 | 0.91848
Biomass | FR | 2018-08-15 11:00 | 0.91848
Biomass | FR | 2018-08-15 12:00 | 0.91848
Biomass | FR | 2018-08-15 13:00 | 0.91848
Biomass | FR | 2018-08-15 14:00 | 0.91848
Biomass | FR | 2018-08-15 15:00 | 0.91848
Biomass | FR | 2018-08-15 16:00 | 0.91848
Biomass | FR | 2018-08-15 17:00 | 0.91848
Biomass | FR | 2018-08-15 18:00 | 0.91848
Biomass | FR | 2018-08-15 19:00 | 0.91848
Biomass | FR | 2018-08-15 20:00 | 0.91848
Biomass | FR | 2018-08-15 21:00 | 0.91848
Biomass | FR | 2018-08-15 22:00 | 0.91848
Biomass | FR | 2018-08-15 23:00 | 0.91848
Biomass | FR | 2018-08-16 | 0.91848
Biomass | FR | 2018-08-16 01:00 | 0.91848
Biomass | FR | 2018-08-16 02:00 | 0.91848
Biomass | FR | 2018-08-16 03:00 | 0.91848
Biomass | FR | 2018-08-16 04:00 | 0.91848
Biomass | FR | 2018-08-16 05:00 | 0.91848
Biomass | FR | 2018-08-16 06:00 | 0.91848
Biomass | FR | 2018-08-16 07:00 | 0.91848
Biomass | FR | 2018-08-16 08:00 | 0.91848
Biomass | FR | 2018-08-16 09:00 | 0.91848
Biomass | FR | 2018-08-16 10:00 | 0.91848
Biomass | FR | 2018-08-16 11:00 | 0.91848
Biomass | FR | 2018-08-16 12:00 | 0.91848
Biomass | FR | 2018-08-16 13:00 | 0.91848
Biomass | FR | 2018-08-16 14:00 | 0.91848
Biomass | FR | 2018-08-16 15:00 | 0.91848
Biomass | FR | 2018-08-16 16:00 | 0.91848
Biomass | FR | 2018-08-16 17:00 | 0.91848
Biomass | FR | 2018-08-16 18:00 | 0.91848
Biomass | FR | 2018-08-16 19:00 | 0.91848
Biomass | FR | 2018-08-16 20:00 | 0.91848
Biomass | FR | 2018-08-16 21:00 | 0.91848
Biomass | FR | 2018-08-16 22:00 | 0.91848
Biomass | FR | 2018-08-16 23:00 | 0.91848
Biomass | FR | 2018-08-17 | 0.91848
Biomass | FR | 2018-08-17 01:00 | 0.91848
Biomass | FR | 2018-08-17 02:00 | 0.91848
Biomass | FR | 2018-08-17 03:00 | 0.91848
Biomass | FR | 2018-08-17 04:00 | 0.91848
Biomass | FR | 2018-08-17 05:00 | 0.91848
Biomass | FR | 2018-08-17 06:00 | 0.91848
Biomass | FR | 2018-08-17 07:00 | 0.91848
Biomass | FR | 2018-08-17 08:00 | 0.91848
Biomass | FR | 2018-08-17 09:00 | 0.91848
Biomass | FR | 2018-08-17 10:00 | 0.91848
Biomass | FR | 2018-08-17 11:00 | 0.91848
Biomass | FR | 2018-08-17 12:00 | 0.91848
Biomass | FR | 2018-08-17 13:00 | 0.91848
Biomass | FR | 2018-08-17 14:00 | 0.91848
Biomass | FR | 2018-08-17 15:00 | 0.91848
Biomass | FR | 2018-08-17 16:00 | 0.91848
Biomass | FR | 2018-08-17 17:00 | 0.91848
Biomass | FR | 2018-08-17 18:00 | 0.91848
Biomass | FR | 2018-08-17 19:00 | 0.91848
Biomass | FR | 2018-08-17 20:00 | 0.91848
Biomass | FR | 2018-08-17 21:00 | 0.91848
Biomass | FR | 2018-08-17 22:00 | 0.91848
Biomass | FR | 2018-08-17 23:00 | 0.91848
Biomass | FR | 2018-08-18 | 0.91848
Biomass | FR | 2018-08-18 01:00 | 0.91848
Biomass | FR | 2018-08-18 02:00 | 0.91848
Biomass | FR | 2018-08-18 03:00 | 0.91848
Biomass | FR | 2018-08-18 04:00 | 0.91848
Biomass | FR | 2018-08-18 05:00 | 0.91848
Biomass | FR | 2018-08-18 06:00 | 0.91848
Biomass | FR | 2018-08-18 07:00 | 0.91848
Biomass | FR | 2018-08-18 08:00 | 0.91848
Biomass | FR | 2018-08-18 09:00 | 0.91848
Biomass | FR | 2018-08-18 10:00 | 0.91848
Biomass | FR | 2018-08-18 11:00 | 0.91848
Biomass | FR | 2018-08-18 12:00 | 0.91848
Biomass | FR | 2018-08-18 13:00 | 0.91848
Biomass | FR | 2018-08-18 14:00 | 0.91848
Biomass | FR | 2018-08-18 15:00 | 0.91848
Biomass | FR | 2018-08-18 16:00 | 0.91848
Biomass | FR | 2018-08-18 17:00 | 0.91848
Biomass | FR | 2018-08-18 18:00 | 0.91848
Biomass | FR | 2018-08-18 19:00 | 0.91848
Biomass | FR | 2018-08-18 20:00 | 0.91848
Biomass | FR | 2018-08-18 21:00 | 0.91848
Biomass | FR | 2018-08-18 22:00 | 0.91848
Biomass | FR | 2018-08-18 23:00 | 0.91848
Biomass | FR | 2018-08-19 | 0.91848
Biomass | FR | 2018-08-19 01:00 | 0.91848
Biomass | FR | 2018-08-19 02:00 | 0.91848
Biomass | FR | 2018-08-19 03:00 | 0.91848
Biomass | FR | 2018-08-19 04:00 | 0.91848
Biomass | FR | 2018-08-19 05:00 | 0.91848
Biomass | FR | 2018-08-19 06:00 | 0.91848
Biomass | FR | 2018-08-19 07:00 | 0.91848
Biomass | FR | 2018-08-19 08:00 | 0.91848
Biomass | FR | 2018-08-19 09:00 | 0.91848
Biomass | FR | 2018-08-19 10:00 | 0.91848
Biomass | FR | 2018-08-19 11:00 | 0.91848
Biomass | FR | 2018-08-19 12:00 | 0.91848
Biomass | FR | 2018-08-19 13:00 | 0.91848
Biomass | FR | 2018-08-19 14:00 | 0.91848
Biomass | FR | 2018-08-19 15:00 | 0.91848
Biomass | FR | 2018-08-19 16:00 | 0.91848
Biomass | FR | 2018-08-19 17:00 | 0.91848
Biomass | FR | 2018-08-19 18:00 | 0.91848
Biomass | FR | 2018-08-19 19:00 | 0.91848
Biomass | FR | 2018-08-19 20:00 | 0.91848
Biomass | FR | 2018-08-19 21:00 | 0.91848
Biomass | FR | 2018-08-19 22:00 | 0.91848
Biomass | FR | 2018-08-19 23:00 | 0.91848
Biomass | FR | 2018-08-20 | 0.91848
Biomass | FR | 2018-08-20 01:00 | 0.91848
Biomass | FR | 2018-08-20 02:00 | 0.91848
Biomass | FR | 2018-08-20 03:00 | 0.91848
Biomass | FR | 2018-08-20 04:00 | 0.91848
Biomass | FR | 2018-08-20 05:00 | 0.91848
Biomass | FR | 2018-08-20 06:00 | 0.91848
Biomass | FR | 2018-08-20 07:00 | 0.91848
Biomass | FR | 2018-08-20 08:00 | 0.91848
Biomass | FR | 2018-08-20 09:00 | 0.91848
Biomass | FR | 2018-08-20 10:00 | 0.91848
Biomass | FR | 2018-08-20 11:00 | 0.91848
Biomass | FR | 2018-08-20 12:00 | 0.91848
Biomass | FR | 2018-08-20 13:00 | 0.91848
Biomass | FR | 2018-08-20 14:00 | 0.91848
Biomass | FR | 2018-08-20 15:00 | 0.91848
Biomass | FR | 2018-08-20 16:00 | 0.91848
Biomass | FR | 2018-08-20 17:00 | 0.91848
Biomass | FR | 2018-08-20 18:00 | 0.91848
Biomass | FR | 2018-08-20 19:00 | 0.91848
Biomass | FR | 2018-08-20 20:00 | 0.91848
Biomass | FR | 2018-08-20 21:00 | 0.91848
Biomass | FR | 2018-08-20 22:00 | 0.91848
Biomass | FR | 2018-08-20 23:00 | 0.91848
Biomass | FR | 2018-08-21 | 0.91848
Biomass | FR | 2018-08-21 01:00 | 0.91848
Biomass | FR | 2018-08-21 02:00 | 0.91848
Biomass | FR | 2018-08-21 03:00 | 0.91848
Biomass | FR | 2018-08-21 04:00 | 0.91848
Biomass | FR | 2018-08-21 05:00 | 0.91848
Biomass | FR | 2018-08-21 06:00 | 0.91848
Biomass | FR | 2018-08-21 07:00 | 0.91848
Biomass | FR | 2018-08-21 08:00 | 0.91848
Biomass | FR | 2018-08-21 09:00 | 0.91848
Biomass | FR | 2018-08-21 10:00 | 0.91848
Biomass | FR | 2018-08-21 11:00 | 0.91848
Biomass | FR | 2018-08-21 12:00 | 0.91848
Biomass | FR | 2018-08-21 13:00 | 0.91848
Biomass | FR | 2018-08-21 14:00 | 0.91848
Biomass | FR | 2018-08-21 15:00 | 0.91848
Biomass | FR | 2018-08-21 16:00 | 0.91848
Biomass | FR | 2018-08-21 17:00 | 0.91848
Biomass | FR | 2018-08-21 18:00 | 0.91848
Biomass | FR | 2018-08-21 19:00 | 0.91848
Biomass | FR | 2018-08-21 20:00 | 0.91848
Biomass | FR | 2018-08-21 21:00 | 0.91848
Biomass | FR | 2018-08-21 22:00 | 0.91848
Biomass | FR | 2018-08-21 23:00 | 0.91848
Biomass | FR | 2018-08-22 | 0.91848
Biomass | FR | 2018-08-22 01:00 | 0.91848
Biomass | FR | 2018-08-22 02:00 | 0.91848
Biomass | FR | 2018-08-22 03:00 | 0.91848
Biomass | FR | 2018-08-22 04:00 | 0.91848
Biomass | FR | 2018-08-22 05:00 | 0.91848
Biomass | FR | 2018-08-22 06:00 | 0.91848
Biomass | FR | 2018-08-22 07:00 | 0.91848
Biomass | FR | 2018-08-22 08:00 | 0.91848
Biomass | FR | 2018-08-22 09:00 | 0.91848
Biomass | FR | 2018-08-22 10:00 | 0.91848
Biomass | FR | 2018-08-22 11:00 | 0.91848
Biomass | FR | 2018-08-22 12:00 | 0.91848
Biomass | FR | 2018-08-22 13:00 | 0.91848
Biomass | FR | 2018-08-22 14:00 | 0.91848
Biomass | FR | 2018-08-22 15:00 | 0.91848
Biomass | FR | 2018-08-22 16:00 | 0.91848
Biomass | FR | 2018-08-22 17:00 | 0.91848
Biomass | FR | 2018-08-22 18:00 | 0.91848
Biomass | FR | 2018-08-22 19:00 | 0.91848
Biomass | FR | 2018-08-22 20:00 | 0.91848
Biomass | FR | 2018-08-22 21:00 | 0.91848
Biomass | FR | 2018-08-22 22:00 | 0.91848
Biomass | FR | 2018-08-22 23:00 | 0.91848
Biomass | FR | 2018-08-23 | 0.91848
Biomass | FR | 2018-08-23 01:00 | 0.91848
Biomass | FR | 2018-08-23 02:00 | 0.91848
Biomass | FR | 2018-08-23 03:00 | 0.91848
Biomass | FR | 2018-08-23 04:00 | 0.91848
Biomass | FR | 2018-08-23 05:00 | 0.91848
Biomass | FR | 2018-08-23 06:00 | 0.91848
Biomass | FR | 2018-08-23 07:00 | 0.91848
Biomass | FR | 2018-08-23 08:00 | 0.91848
Biomass | FR | 2018-08-23 09:00 | 0.91848
Biomass | FR | 2018-08-23 10:00 | 0.91848
Biomass | FR | 2018-08-23 11:00 | 0.91848
Biomass | FR | 2018-08-23 12:00 | 0.91848
Biomass | FR | 2018-08-23 13:00 | 0.91848
Biomass | FR | 2018-08-23 14:00 | 0.91848
Biomass | FR | 2018-08-23 15:00 | 0.91848
Biomass | FR | 2018-08-23 16:00 | 0.91848
Biomass | FR | 2018-08-23 17:00 | 0.91848
Biomass | FR | 2018-08-23 18:00 | 0.91848
Biomass | FR | 2018-08-23 19:00 | 0.91848
Biomass | FR | 2018-08-23 20:00 | 0.91848
Biomass | FR | 2018-08-23 21:00 | 0.91848
Biomass | FR | 2018-08-23 22:00 | 0.91848
Biomass | FR | 2018-08-23 23:00 | 0.91848
Biomass | FR | 2018-08-24 | 0.91848
Biomass | FR | 2018-08-24 01:00 | 0.91848
Biomass | FR | 2018-08-24 02:00 | 0.91848
Biomass | FR | 2018-08-24 03:00 | 0.91848
Biomass | FR | 2018-08-24 04:00 | 0.91848
Biomass | FR | 2018-08-24 05:00 | 0.91848
Biomass | FR | 2018-08-24 06:00 | 0.91848
Biomass | FR | 2018-08-24 07:00 | 0.91848
Biomass | FR | 2018-08-24 08:00 | 0.91848
Biomass | FR | 2018-08-24 09:00 | 0.91848
Biomass | FR | 2018-08-24 10:00 | 0.91848
Biomass | FR | 2018-08-24 11:00 | 0.91848
Biomass | FR | 2018-08-24 12:00 | 0.91848
Biomass | FR | 2018-08-24 13:00 | 0.91848
Biomass | FR | 2018-08-24 14:00 | 0.91848
Biomass | FR | 2018-08-24 15:00 | 0.91848
Biomass | FR | 2018-08-24 16:00 | 0.91848
Biomass | FR | 2018-08-24 17:00 | 0.91848
Biomass | FR | 2018-08-24 18:00 | 0.91848
Biomass | FR | 2018-08-24 19:00 | 0.91848
Biomass | FR | 2018-08-24 20:00 | 0.91848
Biomass | FR | 2018-08-24 21:00 | 0.91848
Biomass | FR | 2018-08-24 22:00 | 0.91848
Biomass | FR | 2018-08-24 23:00 | 0.91848
Biomass | FR | 2018-08-25 | 0.91848
Biomass | FR | 2018-08-25 01:00 | 0.91848
Biomass | FR | 2018-08-25 02:00 | 0.91848
Biomass | FR | 2018-08-25 03:00 | 0.91848
Biomass | FR | 2018-08-25 04:00 | 0.91848
Biomass | FR | 2018-08-25 05:00 | 0.91848
Biomass | FR | 2018-08-25 06:00 | 0.91848
Biomass | FR | 2018-08-25 07:00 | 0.91848
Biomass | FR | 2018-08-25 08:00 | 0.91848
Biomass | FR | 2018-08-25 09:00 | 0.91848
Biomass | FR | 2018-08-25 10:00 | 0.91848
Biomass | FR | 2018-08-25 11:00 | 0.91848
Biomass | FR | 2018-08-25 12:00 | 0.91848
Biomass | FR | 2018-08-25 13:00 | 0.91848
Biomass | FR | 2018-08-25 14:00 | 0.91848
Biomass | FR | 2018-08-25 15:00 | 0.91848
Biomass | FR | 2018-08-25 16:00 | 0.91848
Biomass | FR | 2018-08-25 17:00 | 0.91848
Biomass | FR | 2018-08-25 18:00 | 0.91848
Biomass | FR | 2018-08-25 19:00 | 0.91848
Biomass | FR | 2018-08-25 20:00 | 0.91848
Biomass | FR | 2018-08-25 21:00 | 0.91848
Biomass | FR | 2018-08-25 22:00 | 0.91848
Biomass | FR | 2018-08-25 23:00 | 0.91848
Biomass | FR | 2018-08-26 | 0.91848
Biomass | FR | 2018-08-26 01:00 | 0.91848
Biomass | FR | 2018-08-26 02:00 | 0.91848
Biomass | FR | 2018-08-26 03:00 | 0.91848
Biomass | FR | 2018-08-26 04:00 | 0.91848
Biomass | FR | 2018-08-26 05:00 | 0.91848
Biomass | FR | 2018-08-26 06:00 | 0.91848
Biomass | FR | 2018-08-26 07:00 | 0.91848
Biomass | FR | 2018-08-26 08:00 | 0.91848
Biomass | FR | 2018-08-26 09:00 | 0.91848
Biomass | FR | 2018-08-26 10:00 | 0.91848
Biomass | FR | 2018-08-26 11:00 | 0.91848
Biomass | FR | 2018-08-26 12:00 | 0.91848
Biomass | FR | 2018-08-26 13:00 | 0.91848
Biomass | FR | 2018-08-26 14:00 | 0.91848
Biomass | FR | 2018-08-26 15:00 | 0.91848
Biomass | FR | 2018-08-26 16:00 | 0.91848
Biomass | FR | 2018-08-26 17:00 | 0.91848
Biomass | FR | 2018-08-26 18:00 | 0.91848
Biomass | FR | 2018-08-26 19:00 | 0.91848
Biomass | FR | 2018-08-26 20:00 | 0.91848
Biomass | FR | 2018-08-26 21:00 | 0.91848
Biomass | FR | 2018-08-26 22:00 | 0.91848
Biomass | FR | 2018-08-26 23:00 | 0.91848
Biomass | FR | 2018-08-27 | 0.91848
Biomass | FR | 2018-08-27 01:00 | 0.91848
Biomass | FR | 2018-08-27 02:00 | 0.91848
Biomass | FR | 2018-08-27 03:00 | 0.91848
Biomass | FR | 2018-08-27 04:00 | 0.91848
Biomass | FR | 2018-08-27 05:00 | 0.91848
Biomass | FR | 2018-08-27 06:00 | 0.91848
Biomass | FR | 2018-08-27 07:00 | 0.91848
Biomass | FR | 2018-08-27 08:00 | 0.91848
Biomass | FR | 2018-08-27 09:00 | 0.91848
Biomass | FR | 2018-08-27 10:00 | 0.91848
Biomass | FR | 2018-08-27 11:00 | 0.91848
Biomass | FR | 2018-08-27 12:00 | 0.91848
Biomass | FR | 2018-08-27 13:00 | 0.91848
Biomass | FR | 2018-08-27 14:00 | 0.91848
Biomass | FR | 2018-08-27 15:00 | 0.91848
Biomass | FR | 2018-08-27 16:00 | 0.91848
Biomass | FR | 2018-08-27 17:00 | 0.91848
Biomass | FR | 2018-08-27 18:00 | 0.91848
Biomass | FR | 2018-08-27 19:00 | 0.91848
Biomass | FR | 2018-08-27 20:00 | 0.91848
Biomass | FR | 2018-08-27 21:00 | 0.91848
Biomass | FR | 2018-08-27 22:00 | 0.91848
Biomass | FR | 2018-08-27 23:00 | 0.91848
Biomass | FR | 2018-08-28 | 0.91848
Biomass | FR | 2018-08-28 01:00 | 0.91848
Biomass | FR | 2018-08-28 02:00 | 0.91848
Biomass | FR | 2018-08-28 03:00 | 0.91848
Biomass | FR | 2018-08-28 04:00 | 0.91848
Biomass | FR | 2018-08-28 05:00 | 0.91848
Biomass | FR | 2018-08-28 06:00 | 0.91848
Biomass | FR | 2018-08-28 07:00 | 0.91848
Biomass | FR | 2018-08-28 08:00 | 0.91848
Biomass | FR | 2018-08-28 09:00 | 0.91848
Biomass | FR | 2018-08-28 10:00 | 0.91848
Biomass | FR | 2018-08-28 11:00 | 0.91848
Biomass | FR | 2018-08-28 12:00 | 0.91848
Biomass | FR | 2018-08-28 13:00 | 0.91848
Biomass | FR | 2018-08-28 14:00 | 0.91848
Biomass | FR | 2018-08-28 15:00 | 0.91848
Biomass | FR | 2018-08-28 16:00 | 0.91848
Biomass | FR | 2018-08-28 17:00 | 0.91848
Biomass | FR | 2018-08-28 18:00 | 0.91848
Biomass | FR | 2018-08-28 19:00 | 0.91848
Biomass | FR | 2018-08-28 20:00 | 0.91848
Biomass | FR | 2018-08-28 21:00 | 0.91848
Biomass | FR | 2018-08-28 22:00 | 0.91848
Biomass | FR | 2018-08-28 23:00 | 0.91848
Biomass | FR | 2018-08-29 | 0.91848
Biomass | FR | 2018-08-29 01:00 | 0.91848
Biomass | FR | 2018-08-29 02:00 | 0.91848
Biomass | FR | 2018-08-29 03:00 | 0.91848
Biomass | FR | 2018-08-29 04:00 | 0.91848
Biomass | FR | 2018-08-29 05:00 | 0.91848
Biomass | FR | 2018-08-29 06:00 | 0.91848
Biomass | FR | 2018-08-29 07:00 | 0.91848
Biomass | FR | 2018-08-29 08:00 | 0.91848
Biomass | FR | 2018-08-29 09:00 | 0.91848
Biomass | FR | 2018-08-29 10:00 | 0.91848
Biomass | FR | 2018-08-29 11:00 | 0.91848
Biomass | FR | 2018-08-29 12:00 | 0.91848
Biomass | FR | 2018-08-29 13:00 | 0.91848
Biomass | FR | 2018-08-29 14:00 | 0.91848
Biomass | FR | 2018-08-29 15:00 | 0.91848
Biomass | FR | 2018-08-29 16:00 | 0.91848
Biomass | FR | 2018-08-29 17:00 | 0.91848
Biomass | FR | 2018-08-29 18:00 | 0.91848
Biomass | FR | 2018-08-29 19:00 | 0.91848
Biomass | FR | 2018-08-29 20:00 | 0.91848
Biomass | FR | 2018-08-29 21:00 | 0.91848
Biomass | FR | 2018-08-29 22:00 | 0.91848
Biomass | FR | 2018-08-29 23:00 | 0.91848
Biomass | FR | 2018-08-30 | 0.91848
Biomass | FR | 2018-08-30 01:00 | 0.91848
Biomass | FR | 2018-08-30 02:00 | 0.91848
Biomass | FR | 2018-08-30 03:00 | 0.91848
Biomass | FR | 2018-08-30 04:00 | 0.91848
Biomass | FR | 2018-08-30 05:00 | 0.91848
Biomass | FR | 2018-08-30 06:00 | 0.91848
Biomass | FR | 2018-08-30 07:00 | 0.91848
Biomass | FR | 2018-08-30 08:00 | 0.91848
Biomass | FR | 2018-08-30 09:00 | 0.91848
Biomass | FR | 2018-08-30 10:00 | 0.91848
Biomass | FR | 2018-08-30 11:00 | 0.91848
Biomass | FR | 2018-08-30 12:00 | 0.91848
Biomass | FR | 2018-08-30 13:00 | 0.91848
Biomass | FR | 2018-08-30 14:00 | 0.91848
Biomass | FR | 2018-08-30 15:00 | 0.91848
Biomass | FR | 2018-08-30 16:00 | 0.91848
Biomass | FR | 2018-08-30 17:00 | 0.91848
Biomass | FR | 2018-08-30 18:00 | 0.91848
Biomass | FR | 2018-08-30 19:00 | 0.91848
Biomass | FR | 2018-08-30 20:00 | 0.91848
Biomass | FR | 2018-08-30 21:00 | 0.91848
Biomass | FR | 2018-08-30 22:00 | 0.91848
Biomass | FR | 2018-08-30 23:00 | 0.91848
Biomass | FR | 2018-08-31 | 0.91848
Biomass | FR | 2018-08-31 01:00 | 0.91848
Biomass | FR | 2018-08-31 02:00 | 0.91848
Biomass | FR | 2018-08-31 03:00 | 0.91848
Biomass | FR | 2018-08-31 04:00 | 0.91848
Biomass | FR | 2018-08-31 05:00 | 0.91848
Biomass | FR | 2018-08-31 06:00 | 0.91848
Biomass | FR | 2018-08-31 07:00 | 0.91848
Biomass | FR | 2018-08-31 08:00 | 0.91848
Biomass | FR | 2018-08-31 09:00 | 0.91848
Biomass | FR | 2018-08-31 10:00 | 0.91848
Biomass | FR | 2018-08-31 11:00 | 0.91848
Biomass | FR | 2018-08-31 12:00 | 0.91848
Biomass | FR | 2018-08-31 13:00 | 0.91848
Biomass | FR | 2018-08-31 14:00 | 0.91848
Biomass | FR | 2018-08-31 15:00 | 0.91848
Biomass | FR | 2018-08-31 16:00 | 0.91848
Biomass | FR | 2018-08-31 17:00 | 0.91848
Biomass | FR | 2018-08-31 18:00 | 0.91848
Biomass | FR | 2018-08-31 19:00 | 0.91848
Biomass | FR | 2018-08-31 20:00 | 0.91848
Biomass | FR | 2018-08-31 21:00 | 0.91848
Biomass | FR | 2018-08-31 22:00 | 0.91848
Biomass | FR | 2018-08-31 23:00 | 0.91848
Biomass | FR | 2018-09-01 | 0.91848
Biomass | FR | 2018-09-01 01:00 | 0.91848
Biomass | FR | 2018-09-01 02:00 | 0.91848
Biomass | FR | 2018-09-01 03:00 | 0.91848
Biomass | FR | 2018-09-01 04:00 | 0.91848
Biomass | FR | 2018-09-01 05:00 | 0.91848
Biomass | FR | 2018-09-01 06:00 | 0.91848
Biomass | FR | 2018-09-01 07:00 | 0.91848
Biomass | FR | 2018-09-01 08:00 | 0.91848
Biomass | FR | 2018-09-01 09:00 | 0.91848
Biomass | FR | 2018-09-01 10:00 | 0.91848
Biomass | FR | 2018-09-01 11:00 | 0.91848
Biomass | FR | 2018-09-01 12:00 | 0.91848
Biomass | FR | 2018-09-01 13:00 | 0.91848
Biomass | FR | 2018-09-01 14:00 | 0.91848
Biomass | FR | 2018-09-01 15:00 | 0.91848
Biomass | FR | 2018-09-01 16:00 | 0.91848
Biomass | FR | 2018-09-01 17:00 | 0.91848
Biomass | FR | 2018-09-01 18:00 | 0.91848
Biomass | FR | 2018-09-01 19:00 | 0.91848
Biomass | FR | 2018-09-01 20:00 | 0.91848
Biomass | FR | 2018-09-01 21:00 | 0.91848
Biomass | FR | 2018-09-01 22:00 | 0.91848
Biomass | FR | 2018-09-01 23:00 | 0.91848
Biomass | FR | 2018-09-02 | 0.91848
Biomass | FR | 2018-09-02 01:00 | 0.91848
Biomass | FR | 2018-09-02 02:00 | 0.91848
Biomass | FR | 2018-09-02 03:00 | 0.91848
Biomass | FR | 2018-09-02 04:00 | 0.91848
Biomass | FR | 2018-09-02 05:00 | 0.91848
Biomass | FR | 2018-09-02 06:00 | 0.91848
Biomass | FR | 2018-09-02 07:00 | 0.91848
Biomass | FR | 2018-09-02 08:00 | 0.91848
Biomass | FR | 2018-09-02 09:00 | 0.91848
Biomass | FR | 2018-09-02 10:00 | 0.91848
Biomass | FR | 2018-09-02 11:00 | 0.91848
Biomass | FR | 2018-09-02 12:00 | 0.91848
Biomass | FR | 2018-09-02 13:00 | 0.91848
Biomass | FR | 2018-09-02 14:00 | 0.91848
Biomass | FR | 2018-09-02 15:00 | 0.91848
Biomass | FR | 2018-09-02 16:00 | 0.91848
Biomass | FR | 2018-09-02 17:00 | 0.91848
Biomass | FR | 2018-09-02 18:00 | 0.91848
Biomass | FR | 2018-09-02 19:00 | 0.91848
Biomass | FR | 2018-09-02 20:00 | 0.91848
Biomass | FR | 2018-09-02 21:00 | 0.91848
Biomass | FR | 2018-09-02 22:00 | 0.91848
Biomass | FR | 2018-09-02 23:00 | 0.91848
Biomass | FR | 2018-09-03 | 0.91848
Biomass | FR | 2018-09-03 01:00 | 0.91848
Biomass | FR | 2018-09-03 02:00 | 0.91848
Biomass | FR | 2018-09-03 03:00 | 0.91848
Biomass | FR | 2018-09-03 04:00 | 0.91848
Biomass | FR | 2018-09-03 05:00 | 0.91848
Biomass | FR | 2018-09-03 06:00 | 0.91848
Biomass | FR | 2018-09-03 07:00 | 0.91848
Biomass | FR | 2018-09-03 08:00 | 0.91848
Biomass | FR | 2018-09-03 09:00 | 0.91848
Biomass | FR | 2018-09-03 10:00 | 0.91848
Biomass | FR | 2018-09-03 11:00 | 0.91848
Biomass | FR | 2018-09-03 12:00 | 0.91848
Biomass | FR | 2018-09-03 13:00 | 0.91848
Biomass | FR | 2018-09-03 14:00 | 0.91848
Biomass | FR | 2018-09-03 15:00 | 0.91848
Biomass | FR | 2018-09-03 16:00 | 0.91848
Biomass | FR | 2018-09-03 17:00 | 0.91848
Biomass | FR | 2018-09-03 18:00 | 0.91848
Biomass | FR | 2018-09-03 19:00 | 0.91848
Biomass | FR | 2018-09-03 20:00 | 0.91848
Biomass | FR | 2018-09-03 21:00 | 0.91848
Biomass | FR | 2018-09-03 22:00 | 0.91848
Biomass | FR | 2018-09-03 23:00 | 0.91848
Biomass | FR | 2018-09-04 | 0.91848
Biomass | FR | 2018-09-04 01:00 | 0.91848
Biomass | FR | 2018-09-04 02:00 | 0.91848
Biomass | FR | 2018-09-04 03:00 | 0.91848
Biomass | FR | 2018-09-04 04:00 | 0.91848
Biomass | FR | 2018-09-04 05:00 | 0.91848
Biomass | FR | 2018-09-04 06:00 | 0.91848
Biomass | FR | 2018-09-04 07:00 | 0.91848
Biomass | FR | 2018-09-04 08:00 | 0.91848
Biomass | FR | 2018-09-04 09:00 | 0.91848
Biomass | FR | 2018-09-04 10:00 | 0.91848
Biomass | FR | 2018-09-04 11:00 | 0.91848
Biomass | FR | 2018-09-04 12:00 | 0.91848
Biomass | FR | 2018-09-04 13:00 | 0.91848
Biomass | FR | 2018-09-04 14:00 | 0.91848
Biomass | FR | 2018-09-04 15:00 | 0.91848
Biomass | FR | 2018-09-04 16:00 | 0.91848
Biomass | FR | 2018-09-04 17:00 | 0.91848
Biomass | FR | 2018-09-04 18:00 | 0.91848
Biomass | FR | 2018-09-04 19:00 | 0.91848
Biomass | FR | 2018-09-04 20:00 | 0.91848
Biomass | FR | 2018-09-04 21:00 | 0.91848
Biomass | FR | 2018-09-04 22:00 | 0.91848
Biomass | FR | 2018-09-04 23:00 | 0.91848
Biomass | FR | 2018-09-05 | 0.91848
Biomass | FR | 2018-09-05 01:00 | 0.91848
Biomass | FR | 2018-09-05 02:00 | 0.91848
Biomass | FR | 2018-09-05 03:00 | 0.91848
Biomass | FR | 2018-09-05 04:00 | 0.91848
Biomass | FR | 2018-09-05 05:00 | 0.91848
Biomass | FR | 2018-09-05 06:00 | 0.91848
Biomass | FR | 2018-09-05 07:00 | 0.91848
Biomass | FR | 2018-09-05 08:00 | 0.91848
Biomass | FR | 2018-09-05 09:00 | 0.91848
Biomass | FR | 2018-09-05 10:00 | 0.91848
Biomass | FR | 2018-09-05 11:00 | 0.91848
Biomass | FR | 2018-09-05 12:00 | 0.91848
Biomass | FR | 2018-09-05 13:00 | 0.91848
Biomass | FR | 2018-09-05 14:00 | 0.91848
Biomass | FR | 2018-09-05 15:00 | 0.91848
Biomass | FR | 2018-09-05 16:00 | 0.91848
Biomass | FR | 2018-09-05 17:00 | 0.91848
Biomass | FR | 2018-09-05 18:00 | 0.91848
Biomass | FR | 2018-09-05 19:00 | 0.91848
Biomass | FR | 2018-09-05 20:00 | 0.91848
Biomass | FR | 2018-09-05 21:00 | 0.91848
Biomass | FR | 2018-09-05 22:00 | 0.91848
Biomass | FR | 2018-09-05 23:00 | 0.91848
Biomass | FR | 2018-09-06 | 0.91848
Biomass | FR | 2018-09-06 01:00 | 0.91848
Biomass | FR | 2018-09-06 02:00 | 0.91848
Biomass | FR | 2018-09-06 03:00 | 0.91848
Biomass | FR | 2018-09-06 04:00 | 0.91848
Biomass | FR | 2018-09-06 05:00 | 0.91848
Biomass | FR | 2018-09-06 06:00 | 0.91848
Biomass | FR | 2018-09-06 07:00 | 0.91848
Biomass | FR | 2018-09-06 08:00 | 0.91848
Biomass | FR | 2018-09-06 09:00 | 0.91848
Biomass | FR | 2018-09-06 10:00 | 0.91848
Biomass | FR | 2018-09-06 11:00 | 0.91848
Biomass | FR | 2018-09-06 12:00 | 0.91848
Biomass | FR | 2018-09-06 13:00 | 0.91848
Biomass | FR | 2018-09-06 14:00 | 0.91848
Biomass | FR | 2018-09-06 15:00 | 0.91848
Biomass | FR | 2018-09-06 16:00 | 0.91848
Biomass | FR | 2018-09-06 17:00 | 0.91848
Biomass | FR | 2018-09-06 18:00 | 0.91848
Biomass | FR | 2018-09-06 19:00 | 0.91848
Biomass | FR | 2018-09-06 20:00 | 0.91848
Biomass | FR | 2018-09-06 21:00 | 0.91848
Biomass | FR | 2018-09-06 22:00 | 0.91848
Biomass | FR | 2018-09-06 23:00 | 0.91848
Biomass | FR | 2018-09-07 | 0.91848
Biomass | FR | 2018-09-07 01:00 | 0.91848
Biomass | FR | 2018-09-07 02:00 | 0.91848
Biomass | FR | 2018-09-07 03:00 | 0.91848
Biomass | FR | 2018-09-07 04:00 | 0.91848
Biomass | FR | 2018-09-07 05:00 | 0.91848
Biomass | FR | 2018-09-07 06:00 | 0.91848
Biomass | FR | 2018-09-07 07:00 | 0.91848
Biomass | FR | 2018-09-07 08:00 | 0.91848
Biomass | FR | 2018-09-07 09:00 | 0.91848
Biomass | FR | 2018-09-07 10:00 | 0.91848
Biomass | FR | 2018-09-07 11:00 | 0.91848
Biomass | FR | 2018-09-07 12:00 | 0.91848
Biomass | FR | 2018-09-07 13:00 | 0.91848
Biomass | FR | 2018-09-07 14:00 | 0.91848
Biomass | FR | 2018-09-07 15:00 | 0.91848
Biomass | FR | 2018-09-07 16:00 | 0.91848
Biomass | FR | 2018-09-07 17:00 | 0.91848
Biomass | FR | 2018-09-07 18:00 | 0.91848
Biomass | FR | 2018-09-07 19:00 | 0.91848
Biomass | FR | 2018-09-07 20:00 | 0.91848
Biomass | FR | 2018-09-07 21:00 | 0.91848
Biomass | FR | 2018-09-07 22:00 | 0.91848
Biomass | FR | 2018-09-07 23:00 | 0.91848
Biomass | FR | 2018-09-08 | 0.91848
Biomass | FR | 2018-09-08 01:00 | 0.91848
Biomass | FR | 2018-09-08 02:00 | 0.91848
Biomass | FR | 2018-09-08 03:00 | 0.91848
Biomass | FR | 2018-09-08 04:00 | 0.91848
Biomass | FR | 2018-09-08 05:00 | 0.91848
Biomass | FR | 2018-09-08 06:00 | 0.91848
Biomass | FR | 2018-09-08 07:00 | 0.91848
Biomass | FR | 2018-09-08 08:00 | 0.91848
Biomass | FR | 2018-09-08 09:00 | 0.91848
Biomass | FR | 2018-09-08 10:00 | 0.91848
Biomass | FR | 2018-09-08 11:00 | 0.91848
Biomass | FR | 2018-09-08 12:00 | 0.91848
Biomass | FR | 2018-09-08 13:00 | 0.91848
Biomass | FR | 2018-09-08 14:00 | 0.91848
Biomass | FR | 2018-09-08 15:00 | 0.91848
Biomass | FR | 2018-09-08 16:00 | 0.91848
Biomass | FR | 2018-09-08 17:00 | 0.91848
Biomass | FR | 2018-09-08 18:00 | 0.91848
Biomass | FR | 2018-09-08 19:00 | 0.91848
Biomass | FR | 2018-09-08 20:00 | 0.91848
Biomass | FR | 2018-09-08 21:00 | 0.91848
Biomass | FR | 2018-09-08 22:00 | 0.91848
Biomass | FR | 2018-09-08 23:00 | 0.91848
Biomass | FR | 2018-09-09 | 0.91848
Biomass | FR | 2018-09-09 01:00 | 0.91848
Biomass | FR | 2018-09-09 02:00 | 0.91848
Biomass | FR | 2018-09-09 03:00 | 0.91848
Biomass | FR | 2018-09-09 04:00 | 0.91848
Biomass | FR | 2018-09-09 05:00 | 0.91848
Biomass | FR | 2018-09-09 06:00 | 0.91848
Biomass | FR | 2018-09-09 07:00 | 0.91848
Biomass | FR | 2018-09-09 08:00 | 0.91848
Biomass | FR | 2018-09-09 09:00 | 0.91848
Biomass | FR | 2018-09-09 10:00 | 0.91848
Biomass | FR | 2018-09-09 11:00 | 0.91848
Biomass | FR | 2018-09-09 12:00 | 0.91848
Biomass | FR | 2018-09-09 13:00 | 0.91848
Biomass | FR | 2018-09-09 14:00 | 0.91848
Biomass | FR | 2018-09-09 15:00 | 0.91848
Biomass | FR | 2018-09-09 16:00 | 0.91848
Biomass | FR | 2018-09-09 17:00 | 0.91848
Biomass | FR | 2018-09-09 18:00 | 0.91848
Biomass | FR | 2018-09-09 19:00 | 0.91848
Biomass | FR | 2018-09-09 20:00 | 0.91848
Biomass | FR | 2018-09-09 21:00 | 0.91848
Biomass | FR | 2018-09-09 22:00 | 0.91848
Biomass | FR | 2018-09-09 23:00 | 0.91848
Biomass | FR | 2018-09-10 | 0.91848
Biomass | FR | 2018-09-10 01:00 | 0.91848
Biomass | FR | 2018-09-10 02:00 | 0.91848
Biomass | FR | 2018-09-10 03:00 | 0.91848
Biomass | FR | 2018-09-10 04:00 | 0.91848
Biomass | FR | 2018-09-10 05:00 | 0.91848
Biomass | FR | 2018-09-10 06:00 | 0.91848
Biomass | FR | 2018-09-10 07:00 | 0.91848
Biomass | FR | 2018-09-10 08:00 | 0.91848
Biomass | FR | 2018-09-10 09:00 | 0.91848
Biomass | FR | 2018-09-10 10:00 | 0.91848
Biomass | FR | 2018-09-10 11:00 | 0.91848
Biomass | FR | 2018-09-10 12:00 | 0.91848
Biomass | FR | 2018-09-10 13:00 | 0.91848
Biomass | FR | 2018-09-10 14:00 | 0.91848
Biomass | FR | 2018-09-10 15:00 | 0.91848
Biomass | FR | 2018-09-10 16:00 | 0.91848
Biomass | FR | 2018-09-10 17:00 | 0.91848
Biomass | FR | 2018-09-10 18:00 | 0.91848
Biomass | FR | 2018-09-10 19:00 | 0.91848
Biomass | FR | 2018-09-10 20:00 | 0.91848
Biomass | FR | 2018-09-10 21:00 | 0.91848
Biomass | FR | 2018-09-10 22:00 | 0.91848
Biomass | FR | 2018-09-10 23:00 | 0.91848
Biomass | FR | 2018-09-11 | 0.91848
Biomass | FR | 2018-09-11 01:00 | 0.91848
Biomass | FR | 2018-09-11 02:00 | 0.93978
Biomass | FR | 2018-09-11 03:00 | 1
Biomass | FR | 2018-09-11 04:00 | 1
Biomass | FR | 2018-09-11 05:00 | 1
Biomass | FR | 2018-09-11 06:00 | 1
Biomass | FR | 2018-09-11 07:00 | 1
Biomass | FR | 2018-09-11 08:00 | 1
Biomass | FR | 2018-09-11 09:00 | 1
Biomass | FR | 2018-09-11 10:00 | 1
Biomass | FR | 2018-09-11 11:00 | 1
Biomass | FR | 2018-09-11 12:00 | 1
Biomass | FR | 2018-09-11 13:00 | 1
Biomass | FR | 2018-09-11 14:00 | 1
Biomass | FR | 2018-09-11 15:00 | 1
Biomass | FR | 2018-09-11 16:00 | 1
Biomass | FR | 2018-09-11 17:00 | 1
Biomass | FR | 2018-09-11 18:00 | 1
Biomass | FR | 2018-09-11 19:00 | 1
Biomass | FR | 2018-09-11 20:00 | 1
Biomass | FR | 2018-09-11 21:00 | 1
Biomass | FR | 2018-09-11 22:00 | 1
Biomass | FR | 2018-09-11 23:00 | 1
Biomass | FR | 2018-09-12 | 1
Biomass | FR | 2018-09-12 01:00 | 1
Biomass | FR | 2018-09-12 02:00 | 1
Biomass | FR | 2018-09-12 03:00 | 1
Biomass | FR | 2018-09-12 04:00 | 1
Biomass | FR | 2018-09-12 05:00 | 1
Biomass | FR | 2018-09-12 06:00 | 1
Biomass | FR | 2018-09-12 07:00 | 0.91848
Biomass | FR | 2018-09-12 08:00 | 0.91848
Biomass | FR | 2018-09-12 09:00 | 0.91848
Biomass | FR | 2018-09-12 10:00 | 0.91848
Biomass | FR | 2018-09-12 11:00 | 0.91848
Biomass | FR | 2018-09-12 12:00 | 0.91848
Biomass | FR | 2018-09-12 13:00 | 0.91848
Biomass | FR | 2018-09-12 14:00 | 0.91848
Biomass | FR | 2018-09-12 15:00 | 0.91848
Biomass | FR | 2018-09-12 16:00 | 0.91848
Biomass | FR | 2018-09-12 17:00 | 0.92217
Biomass | FR | 2018-09-12 18:00 | 0.93701
Biomass | FR | 2018-09-12 19:00 | 1
Biomass | FR | 2018-09-12 20:00 | 1
Biomass | FR | 2018-09-12 21:00 | 1
Biomass | FR | 2018-09-12 22:00 | 1
Biomass | FR | 2018-09-12 23:00 | 1
Biomass | FR | 2018-09-13 | 1
Biomass | FR | 2018-09-13 01:00 | 1
Biomass | FR | 2018-09-13 02:00 | 1
Biomass | FR | 2018-09-13 03:00 | 1
Biomass | FR | 2018-09-13 04:00 | 1
Biomass | FR | 2018-09-13 05:00 | 1
Biomass | FR | 2018-09-13 06:00 | 1
Biomass | FR | 2018-09-13 07:00 | 1
Biomass | FR | 2018-09-13 08:00 | 1
Biomass | FR | 2018-09-13 09:00 | 1
Biomass | FR | 2018-09-13 10:00 | 1
Biomass | FR | 2018-09-13 11:00 | 1
Biomass | FR | 2018-09-13 12:00 | 1
Biomass | FR | 2018-09-13 13:00 | 1
Biomass | FR | 2018-09-13 14:00 | 1
Biomass | FR | 2018-09-13 15:00 | 1
Biomass | FR | 2018-09-13 16:00 | 1
Biomass | FR | 2018-09-13 17:00 | 1
Biomass | FR | 2018-09-13 18:00 | 1
Biomass | FR | 2018-09-13 19:00 | 1
Biomass | FR | 2018-09-13 20:00 | 1
Biomass | FR | 2018-09-13 21:00 | 1
Biomass | FR | 2018-09-13 22:00 | 1
Biomass | FR | 2018-09-13 23:00 | 1
Biomass | FR | 2018-09-14 | 1
Biomass | FR | 2018-09-14 01:00 | 0.91848
Biomass | FR | 2018-09-14 02:00 | 0.91848
Biomass | FR | 2018-09-14 03:00 | 0.91848
Biomass | FR | 2018-09-14 04:00 | 0.91848
Biomass | FR | 2018-09-14 05:00 | 0.91848
Biomass | FR | 2018-09-14 06:00 | 0.92217
Biomass | FR | 2018-09-14 07:00 | 0.93701
Biomass | FR | 2018-09-14 08:00 | 0.91848
Biomass | FR | 2018-09-14 09:00 | 0.91848
Biomass | FR | 2018-09-14 10:00 | 0.91848
Biomass | FR | 2018-09-14 11:00 | 0.91848
Biomass | FR | 2018-09-14 12:00 | 0.91848
Biomass | FR | 2018-09-14 13:00 | 0.91848
Biomass | FR | 2018-09-14 14:00 | 0.91848
Biomass | FR | 2018-09-14 15:00 | 0.91848
Biomass | FR | 2018-09-14 16:00 | 1
Biomass | FR | 2018-09-14 17:00 | 1
Biomass | FR | 2018-09-14 18:00 | 1
Biomass | FR | 2018-09-14 19:00 | 1
Biomass | FR | 2018-09-14 20:00 | 1
Biomass | FR | 2018-09-14 21:00 | 1
Biomass | FR | 2018-09-14 22:00 | 1
Biomass | FR | 2018-09-14 23:00 | 1
Biomass | FR | 2018-09-15 | 1
Biomass | FR | 2018-09-15 01:00 | 1
Biomass | FR | 2018-09-15 02:00 | 1
Biomass | FR | 2018-09-15 03:00 | 1
Biomass | FR | 2018-09-15 04:00 | 1
Biomass | FR | 2018-09-15 05:00 | 1
Biomass | FR | 2018-09-15 06:00 | 1
Biomass | FR | 2018-09-15 07:00 | 1
Biomass | FR | 2018-09-15 08:00 | 1
Biomass | FR | 2018-09-15 09:00 | 1
Biomass | FR | 2018-09-15 10:00 | 1
Biomass | FR | 2018-09-15 11:00 | 1
Biomass | FR | 2018-09-15 12:00 | 1
Biomass | FR | 2018-09-15 13:00 | 1
Biomass | FR | 2018-09-15 14:00 | 1
Biomass | FR | 2018-09-15 15:00 | 1
Biomass | FR | 2018-09-15 16:00 | 1
Biomass | FR | 2018-09-15 17:00 | 1
Biomass | FR | 2018-09-15 18:00 | 1
Biomass | FR | 2018-09-15 19:00 | 1
Biomass | FR | 2018-09-15 20:00 | 1
Biomass | FR | 2018-09-15 21:00 | 1
Biomass | FR | 2018-09-15 22:00 | 1
Biomass | FR | 2018-09-15 23:00 | 1
Biomass | FR | 2018-09-16 | 1
Biomass | FR | 2018-09-16 01:00 | 1
Biomass | FR | 2018-09-16 02:00 | 1
Biomass | FR | 2018-09-16 03:00 | 1
Biomass | FR | 2018-09-16 04:00 | 1
Biomass | FR | 2018-09-16 05:00 | 1
Biomass | FR | 2018-09-16 06:00 | 1
Biomass | FR | 2018-09-16 07:00 | 1
Biomass | FR | 2018-09-16 08:00 | 1
Biomass | FR | 2018-09-16 09:00 | 1
Biomass | FR | 2018-09-16 10:00 | 1
Biomass | FR | 2018-09-16 11:00 | 1
Biomass | FR | 2018-09-16 12:00 | 1
Biomass | FR | 2018-09-16 13:00 | 1
Biomass | FR | 2018-09-16 14:00 | 1
Biomass | FR | 2018-09-16 15:00 | 1
Biomass | FR | 2018-09-16 16:00 | 1
Biomass | FR | 2018-09-16 17:00 | 1
Biomass | FR | 2018-09-16 18:00 | 1
Biomass | FR | 2018-09-16 19:00 | 1
Biomass | FR | 2018-09-16 20:00 | 1
Biomass | FR | 2018-09-16 21:00 | 1
Biomass | FR | 2018-09-16 22:00 | 1
Biomass | FR | 2018-09-16 23:00 | 1
Biomass | FR | 2018-09-17 | 1
Biomass | FR | 2018-09-17 01:00 | 1
Biomass | FR | 2018-09-17 02:00 | 1
Biomass | FR | 2018-09-17 03:00 | 1
Biomass | FR | 2018-09-17 04:00 | 1
Biomass | FR | 2018-09-17 05:00 | 1
Biomass | FR | 2018-09-17 06:00 | 1
Biomass | FR | 2018-09-17 07:00 | 1
Biomass | FR | 2018-09-17 08:00 | 1
Biomass | FR | 2018-09-17 09:00 | 1
Biomass | FR | 2018-09-17 10:00 | 1
Biomass | FR | 2018-09-17 11:00 | 1
Biomass | FR | 2018-09-17 12:00 | 1
Biomass | FR | 2018-09-17 13:00 | 1
Biomass | FR | 2018-09-17 14:00 | 1
Biomass | FR | 2018-09-17 15:00 | 1
Biomass | FR | 2018-09-17 16:00 | 1
Biomass | FR | 2018-09-17 17:00 | 1
Biomass | FR | 2018-09-17 18:00 | 1
Biomass | FR | 2018-09-17 19:00 | 1
Biomass | FR | 2018-09-17 20:00 | 1
Biomass | FR | 2018-09-17 21:00 | 1
Biomass | FR | 2018-09-17 22:00 | 0.91848
Biomass | FR | 2018-09-17 23:00 | 0.91848
Biomass | FR | 2018-09-18 | 0.91848
Biomass | FR | 2018-09-18 01:00 | 0.92049
Biomass | FR | 2018-09-18 02:00 | 0.91848
Biomass | FR | 2018-09-18 03:00 | 0.91848
Biomass | FR | 2018-09-18 04:00 | 0.91848
Biomass | FR | 2018-09-18 05:00 | 0.91848
Biomass | FR | 2018-09-18 06:00 | 0.91848
Biomass | FR | 2018-09-18 07:00 | 1
Biomass | FR | 2018-09-18 08:00 | 0.91848
Biomass | FR | 2018-09-18 09:00 | 0.91848
Biomass | FR | 2018-09-18 10:00 | 0.91848
Biomass | FR | 2018-09-18 11:00 | 1
Biomass | FR | 2018-09-18 12:00 | 1
Biomass | FR | 2018-09-18 13:00 | 1
Biomass | FR | 2018-09-18 14:00 | 1
Biomass | FR | 2018-09-18 15:00 | 1
Biomass | FR | 2018-09-18 16:00 | 1
Biomass | FR | 2018-09-18 17:00 | 1
Biomass | FR | 2018-09-18 18:00 | 1
Biomass | FR | 2018-09-18 19:00 | 1
Biomass | FR | 2018-09-18 20:00 | 1
Biomass | FR | 2018-09-18 21:00 | 1
Biomass | FR | 2018-09-18 22:00 | 1
Biomass | FR | 2018-09-18 23:00 | 1
Biomass | FR | 2018-09-19 | 1
Biomass | FR | 2018-09-19 01:00 | 1
Biomass | FR | 2018-09-19 02:00 | 1
Biomass | FR | 2018-09-19 03:00 | 1
Biomass | FR | 2018-09-19 04:00 | 1
Biomass | FR | 2018-09-19 05:00 | 1
Biomass | FR | 2018-09-19 06:00 | 1
Biomass | FR | 2018-09-19 07:00 | 1
Biomass | FR | 2018-09-19 08:00 | 1
Biomass | FR | 2018-09-19 09:00 | 1
Biomass | FR | 2018-09-19 10:00 | 1
Biomass | FR | 2018-09-19 11:00 | 1
Biomass | FR | 2018-09-19 12:00 | 1
Biomass | FR | 2018-09-19 13:00 | 1
Biomass | FR | 2018-09-19 14:00 | 1
Biomass | FR | 2018-09-19 15:00 | 1
Biomass | FR | 2018-09-19 16:00 | 1
Biomass | FR | 2018-09-19 17:00 | 1
Biomass | FR | 2018-09-19 18:00 | 1
Biomass | FR | 2018-09-19 19:00 | 1
Biomass | FR | 2018-09-19 20:00 | 1
Biomass | FR | 2018-09-19 21:00 | 1
Biomass | FR | 2018-09-19 22:00 | 1
Biomass | FR | 2018-09-19 23:00 | 1
Biomass | FR | 2018-09-20 | 1
Biomass | FR | 2018-09-20 01:00 | 1
Biomass | FR | 2018-09-20 02:00 | 1
Biomass | FR | 2018-09-20 03:00 | 1
Biomass | FR | 2018-09-20 04:00 | 1
Biomass | FR | 2018-09-20 05:00 | 1
Biomass | FR | 2018-09-20 06:00 | 1
Biomass | FR | 2018-09-20 07:00 | 1
Biomass | FR | 2018-09-20 08:00 | 1
Biomass | FR | 2018-09-20 09:00 | 1
Biomass | FR | 2018-09-20 10:00 | 1
Biomass | FR | 2018-09-20 11:00 | 1
Biomass | FR | 2018-09-20 12:00 | 1
Biomass | FR | 2018-09-20 13:00 | 1
Biomass | FR | 2018-09-20 14:00 | 1
Biomass | FR | 2018-09-20 15:00 | 1
Biomass | FR | 2018-09-20 16:00 | 1
Biomass | FR | 2018-09-20 17:00 | 1
Biomass | FR | 2018-09-20 18:00 | 1
Biomass | FR | 2018-09-20 19:00 | 1
Biomass | FR | 2018-09-20 20:00 | 1
Biomass | FR | 2018-09-20 21:00 | 1
Biomass | FR | 2018-09-20 22:00 | 1
Biomass | FR | 2018-09-20 23:00 | 1
Biomass | FR | 2018-09-21 | 1
Biomass | FR | 2018-09-21 01:00 | 1
Biomass | FR | 2018-09-21 02:00 | 1
Biomass | FR | 2018-09-21 03:00 | 1
Biomass | FR | 2018-09-21 04:00 | 1
Biomass | FR | 2018-09-21 05:00 | 1
Biomass | FR | 2018-09-21 06:00 | 1
Biomass | FR | 2018-09-21 07:00 | 1
Biomass | FR | 2018-09-21 08:00 | 1
Biomass | FR | 2018-09-21 09:00 | 1
Biomass | FR | 2018-09-21 10:00 | 0.91848
Biomass | FR | 2018-09-21 11:00 | 0.91848
Biomass | FR | 2018-09-21 12:00 | 0.91848
Biomass | FR | 2018-09-21 13:00 | 0.91848
Biomass | FR | 2018-09-21 14:00 | 0.91848
Biomass | FR | 2018-09-21 15:00 | 0.91848
Biomass | FR | 2018-09-21 16:00 | 0.91848
Biomass | FR | 2018-09-21 17:00 | 0.91848
Biomass | FR | 2018-09-21 18:00 | 0.91848
Biomass | FR | 2018-09-21 19:00 | 0.91848
Biomass | FR | 2018-09-21 20:00 | 0.91848
Biomass | FR | 2018-09-21 21:00 | 0.91848
Biomass | FR | 2018-09-21 22:00 | 0.91848
Biomass | FR | 2018-09-21 23:00 | 0.91848
Biomass | FR | 2018-09-22 | 0.91848
Biomass | FR | 2018-09-22 01:00 | 0.91848
Biomass | FR | 2018-09-22 02:00 | 0.91848
Biomass | FR | 2018-09-22 03:00 | 0.91848
Biomass | FR | 2018-09-22 04:00 | 0.91848
Biomass | FR | 2018-09-22 05:00 | 0.91848
Biomass | FR | 2018-09-22 06:00 | 0.91848
Biomass | FR | 2018-09-22 07:00 | 0.91848
Biomass | FR | 2018-09-22 08:00 | 0.91848
Biomass | FR | 2018-09-22 09:00 | 0.91848
Biomass | FR | 2018-09-22 10:00 | 0.91848
Biomass | FR | 2018-09-22 11:00 | 0.91848
Biomass | FR | 2018-09-22 12:00 | 0.91848
Biomass | FR | 2018-09-22 13:00 | 0.91848
Biomass | FR | 2018-09-22 14:00 | 0.91848
Biomass | FR | 2018-09-22 15:00 | 0.91848
Biomass | FR | 2018-09-22 16:00 | 0.91848
Biomass | FR | 2018-09-22 17:00 | 0.91848
Biomass | FR | 2018-09-22 18:00 | 0.91848
Biomass | FR | 2018-09-22 19:00 | 0.91848
Biomass | FR | 2018-09-22 20:00 | 0.91848
Biomass | FR | 2018-09-22 21:00 | 0.91848
Biomass | FR | 2018-09-22 22:00 | 0.91848
Biomass | FR | 2018-09-22 23:00 | 0.91848
Biomass | FR | 2018-09-23 | 0.91848
Biomass | FR | 2018-09-23 01:00 | 0.91848
Biomass | FR | 2018-09-23 02:00 | 0.91848
Biomass | FR | 2018-09-23 03:00 | 0.91848
Biomass | FR | 2018-09-23 04:00 | 0.91848
Biomass | FR | 2018-09-23 05:00 | 0.91848
Biomass | FR | 2018-09-23 06:00 | 0.91848
Biomass | FR | 2018-09-23 07:00 | 0.91848
Biomass | FR | 2018-09-23 08:00 | 0.91848
Biomass | FR | 2018-09-23 09:00 | 0.91848
Biomass | FR | 2018-09-23 10:00 | 0.91848
Biomass | FR | 2018-09-23 11:00 | 0.91848
Biomass | FR | 2018-09-23 12:00 | 0.91848
Biomass | FR | 2018-09-23 13:00 | 0.91848
Biomass | FR | 2018-09-23 14:00 | 0.91848
Biomass | FR | 2018-09-23 15:00 | 0.91848
Biomass | FR | 2018-09-23 16:00 | 0.91848
Biomass | FR | 2018-09-23 17:00 | 1
Biomass | FR | 2018-09-23 18:00 | 1
Biomass | FR | 2018-09-23 19:00 | 1
Biomass | FR | 2018-09-23 20:00 | 1
Biomass | FR | 2018-09-23 21:00 | 1
Biomass | FR | 2018-09-23 22:00 | 1
Biomass | FR | 2018-09-23 23:00 | 1
Biomass | FR | 2018-09-24 | 1
Biomass | FR | 2018-09-24 01:00 | 1
Biomass | FR | 2018-09-24 02:00 | 1
Biomass | FR | 2018-09-24 03:00 | 1
Biomass | FR | 2018-09-24 04:00 | 1
Biomass | FR | 2018-09-24 05:00 | 1
Biomass | FR | 2018-09-24 06:00 | 1
Biomass | FR | 2018-09-24 07:00 | 1
Biomass | FR | 2018-09-24 08:00 | 1
Biomass | FR | 2018-09-24 09:00 | 1
Biomass | FR | 2018-09-24 10:00 | 1
Biomass | FR | 2018-09-24 11:00 | 1
Biomass | FR | 2018-09-24 12:00 | 1
Biomass | FR | 2018-09-24 13:00 | 1
Biomass | FR | 2018-09-24 14:00 | 1
Biomass | FR | 2018-09-24 15:00 | 1
Biomass | FR | 2018-09-24 16:00 | 1
Biomass | FR | 2018-09-24 17:00 | 1
Biomass | FR | 2018-09-24 18:00 | 1
Biomass | FR | 2018-09-24 19:00 | 1
Biomass | FR | 2018-09-24 20:00 | 1
Biomass | FR | 2018-09-24 21:00 | 1
Biomass | FR | 2018-09-24 22:00 | 1
Biomass | FR | 2018-09-24 23:00 | 1
Biomass | FR | 2018-09-25 | 1
Biomass | FR | 2018-09-25 01:00 | 1
Biomass | FR | 2018-09-25 02:00 | 1
Biomass | FR | 2018-09-25 03:00 | 1
Biomass | FR | 2018-09-25 04:00 | 1
Biomass | FR | 2018-09-25 05:00 | 1
Biomass | FR | 2018-09-25 06:00 | 1
Biomass | FR | 2018-09-25 07:00 | 1
Biomass | FR | 2018-09-25 08:00 | 1
Biomass | FR | 2018-09-25 09:00 | 1
Biomass | FR | 2018-09-25 10:00 | 1
Biomass | FR | 2018-09-25 11:00 | 1
Biomass | FR | 2018-09-25 12:00 | 1
Biomass | FR | 2018-09-25 13:00 | 1
Biomass | FR | 2018-09-25 14:00 | 1
Biomass | FR | 2018-09-25 15:00 | 1
Biomass | FR | 2018-09-25 16:00 | 1
Biomass | FR | 2018-09-25 17:00 | 1
Biomass | FR | 2018-09-25 18:00 | 1
Biomass | FR | 2018-09-25 19:00 | 1
Biomass | FR | 2018-09-25 20:00 | 1
Biomass | FR | 2018-09-25 21:00 | 1
Biomass | FR | 2018-09-25 22:00 | 1
Biomass | FR | 2018-09-25 23:00 | 1
Biomass | FR | 2018-09-26 | 1
Biomass | FR | 2018-09-26 01:00 | 1
Biomass | FR | 2018-09-26 02:00 | 1
Biomass | FR | 2018-09-26 03:00 | 1
Biomass | FR | 2018-09-26 04:00 | 1
Biomass | FR | 2018-09-26 05:00 | 1
Biomass | FR | 2018-09-26 06:00 | 1
Biomass | FR | 2018-09-26 07:00 | 1
Biomass | FR | 2018-09-26 08:00 | 1
Biomass | FR | 2018-09-26 09:00 | 1
Biomass | FR | 2018-09-26 10:00 | 1
Biomass | FR | 2018-09-26 11:00 | 1
Biomass | FR | 2018-09-26 12:00 | 1
Biomass | FR | 2018-09-26 13:00 | 1
Biomass | FR | 2018-09-26 14:00 | 1
Biomass | FR | 2018-09-26 15:00 | 1
Biomass | FR | 2018-09-26 16:00 | 1
Biomass | FR | 2018-09-26 17:00 | 1
Biomass | FR | 2018-09-26 18:00 | 1
Biomass | FR | 2018-09-26 19:00 | 1
Biomass | FR | 2018-09-26 20:00 | 1
Biomass | FR | 2018-09-26 21:00 | 1
Biomass | FR | 2018-09-26 22:00 | 1
Biomass | FR | 2018-09-26 23:00 | 1
Biomass | FR | 2018-09-27 | 1
Biomass | FR | 2018-09-27 01:00 | 1
Biomass | FR | 2018-09-27 02:00 | 1
Biomass | FR | 2018-09-27 03:00 | 1
Biomass | FR | 2018-09-27 04:00 | 1
Biomass | FR | 2018-09-27 05:00 | 1
Biomass | FR | 2018-09-27 06:00 | 1
Biomass | FR | 2018-09-27 07:00 | 1
Biomass | FR | 2018-09-27 08:00 | 1
Biomass | FR | 2018-09-27 09:00 | 1
Biomass | FR | 2018-09-27 10:00 | 1
Biomass | FR | 2018-09-27 11:00 | 1
Biomass | FR | 2018-09-27 12:00 | 1
Biomass | FR | 2018-09-27 13:00 | 1
Biomass | FR | 2018-09-27 14:00 | 1
Biomass | FR | 2018-09-27 15:00 | 1
Biomass | FR | 2018-09-27 16:00 | 1
Biomass | FR | 2018-09-27 17:00 | 1
Biomass | FR | 2018-09-27 18:00 | 1
Biomass | FR | 2018-09-27 19:00 | 1
Biomass | FR | 2018-09-27 20:00 | 1
Biomass | FR | 2018-09-27 21:00 | 1
Biomass | FR | 2018-09-27 22:00 | 1
Biomass | FR | 2018-09-27 23:00 | 1
Biomass | FR | 2018-09-28 | 1
Biomass | FR | 2018-09-28 01:00 | 1
Biomass | FR | 2018-09-28 02:00 | 1
Biomass | FR | 2018-09-28 03:00 | 1
Biomass | FR | 2018-09-28 04:00 | 1
Biomass | FR | 2018-09-28 05:00 | 1
Biomass | FR | 2018-09-28 06:00 | 1
Biomass | FR | 2018-09-28 07:00 | 1
Biomass | FR | 2018-09-28 08:00 | 1
Biomass | FR | 2018-09-28 09:00 | 1
Biomass | FR | 2018-09-28 10:00 | 1
Biomass | FR | 2018-09-28 11:00 | 1
Biomass | FR | 2018-09-28 12:00 | 1
Biomass | FR | 2018-09-28 13:00 | 1
Biomass | FR | 2018-09-28 14:00 | 1
Biomass | FR | 2018-09-28 15:00 | 1
Biomass | FR | 2018-09-28 16:00 | 1
Biomass | FR | 2018-09-28 17:00 | 1
Biomass | FR | 2018-09-28 18:00 | 1
Biomass | FR | 2018-09-28 19:00 | 1
Biomass | FR | 2018-09-28 20:00 | 1
Biomass | FR | 2018-09-28 21:00 | 1
Biomass | FR | 2018-09-28 22:00 | 1
Biomass | FR | 2018-09-28 23:00 | 1
Biomass | FR | 2018-09-29 | 1
Biomass | FR | 2018-09-29 01:00 | 1
Biomass | FR | 2018-09-29 02:00 | 1
Biomass | FR | 2018-09-29 03:00 | 1
Biomass | FR | 2018-09-29 04:00 | 1
Biomass | FR | 2018-09-29 05:00 | 1
Biomass | FR | 2018-09-29 06:00 | 1
Biomass | FR | 2018-09-29 07:00 | 1
Biomass | FR | 2018-09-29 08:00 | 1
Biomass | FR | 2018-09-29 09:00 | 1
Biomass | FR | 2018-09-29 10:00 | 1
Biomass | FR | 2018-09-29 11:00 | 1
Biomass | FR | 2018-09-29 12:00 | 1
Biomass | FR | 2018-09-29 13:00 | 1
Biomass | FR | 2018-09-29 14:00 | 1
Biomass | FR | 2018-09-29 15:00 | 1
Biomass | FR | 2018-09-29 16:00 | 1
Biomass | FR | 2018-09-29 17:00 | 1
Biomass | FR | 2018-09-29 18:00 | 1
Biomass | FR | 2018-09-29 19:00 | 1
Biomass | FR | 2018-09-29 20:00 | 1
Biomass | FR | 2018-09-29 21:00 | 1
Biomass | FR | 2018-09-29 22:00 | 1
Biomass | FR | 2018-09-29 23:00 | 1
Biomass | FR | 2018-09-30 | 1
Biomass | FR | 2018-09-30 01:00 | 1
Biomass | FR | 2018-09-30 02:00 | 1
Biomass | FR | 2018-09-30 03:00 | 1
Biomass | FR | 2018-09-30 04:00 | 1
Biomass | FR | 2018-09-30 05:00 | 1
Biomass | FR | 2018-09-30 06:00 | 1
Biomass | FR | 2018-09-30 07:00 | 1
Biomass | FR | 2018-09-30 08:00 | 1
Biomass | FR | 2018-09-30 09:00 | 1
Biomass | FR | 2018-09-30 10:00 | 1
Biomass | FR | 2018-09-30 11:00 | 1
Biomass | FR | 2018-09-30 12:00 | 1
Biomass | FR | 2018-09-30 13:00 | 1
Biomass | FR | 2018-09-30 14:00 | 1
Biomass | FR | 2018-09-30 15:00 | 1
Biomass | FR | 2018-09-30 16:00 | 1
Biomass | FR | 2018-09-30 17:00 | 1
Biomass | FR | 2018-09-30 18:00 | 1
Biomass | FR | 2018-09-30 19:00 | 1
Biomass | FR | 2018-09-30 20:00 | 1
Biomass | FR | 2018-09-30 21:00 | 1
Biomass | FR | 2018-09-30 22:00 | 1
Biomass | FR | 2018-09-30 23:00 | 1
Biomass | FR | 2018-10-01 | 1
Biomass | FR | 2018-10-01 01:00 | 1
Biomass | FR | 2018-10-01 02:00 | 1
Biomass | FR | 2018-10-01 03:00 | 1
Biomass | FR | 2018-10-01 04:00 | 1
Biomass | FR | 2018-10-01 05:00 | 1
Biomass | FR | 2018-10-01 06:00 | 1
Biomass | FR | 2018-10-01 07:00 | 1
Biomass | FR | 2018-10-01 08:00 | 1
Biomass | FR | 2018-10-01 09:00 | 1
Biomass | FR | 2018-10-01 10:00 | 1
Biomass | FR | 2018-10-01 11:00 | 1
Biomass | FR | 2018-10-01 12:00 | 1
Biomass | FR | 2018-10-01 13:00 | 1
Biomass | FR | 2018-10-01 14:00 | 1
Biomass | FR | 2018-10-01 15:00 | 1
Biomass | FR | 2018-10-01 16:00 | 1
Biomass | FR | 2018-10-01 17:00 | 1
Biomass | FR | 2018-10-01 18:00 | 1
Biomass | FR | 2018-10-01 19:00 | 1
Biomass | FR | 2018-10-01 20:00 | 1
Biomass | FR | 2018-10-01 21:00 | 1
Biomass | FR | 2018-10-01 22:00 | 1
Biomass | FR | 2018-10-01 23:00 | 1
Biomass | FR | 2018-10-02 | 1
Biomass | FR | 2018-10-02 01:00 | 1
Biomass | FR | 2018-10-02 02:00 | 1
Biomass | FR | 2018-10-02 03:00 | 1
Biomass | FR | 2018-10-02 04:00 | 1
Biomass | FR | 2018-10-02 05:00 | 1
Biomass | FR | 2018-10-02 06:00 | 1
Biomass | FR | 2018-10-02 07:00 | 1
Biomass | FR | 2018-10-02 08:00 | 1
Biomass | FR | 2018-10-02 09:00 | 1
Biomass | FR | 2018-10-02 10:00 | 1
Biomass | FR | 2018-10-02 11:00 | 1
Biomass | FR | 2018-10-02 12:00 | 1
Biomass | FR | 2018-10-02 13:00 | 1
Biomass | FR | 2018-10-02 14:00 | 1
Biomass | FR | 2018-10-02 15:00 | 0.91848
Biomass | FR | 2018-10-02 16:00 | 0.91848
Biomass | FR | 2018-10-02 17:00 | 0.91848
Biomass | FR | 2018-10-02 18:00 | 0.91848
Biomass | FR | 2018-10-02 19:00 | 0.91848
Biomass | FR | 2018-10-02 20:00 | 0.91848
Biomass | FR | 2018-10-02 21:00 | 0.91848
Biomass | FR | 2018-10-02 22:00 | 0.91848
Biomass | FR | 2018-10-02 23:00 | 0.91848
Biomass | FR | 2018-10-03 | 0.92592
Biomass | FR | 2018-10-03 01:00 | 0.91848
Biomass | FR | 2018-10-03 02:00 | 0.91848
Biomass | FR | 2018-10-03 03:00 | 0.91848
Biomass | FR | 2018-10-03 04:00 | 0.91848
Biomass | FR | 2018-10-03 05:00 | 0.91848
Biomass | FR | 2018-10-03 06:00 | 0.9294
Biomass | FR | 2018-10-03 07:00 | 0.94418
Biomass | FR | 2018-10-03 08:00 | 1
Biomass | FR | 2018-10-03 09:00 | 1
Biomass | FR | 2018-10-03 10:00 | 1
Biomass | FR | 2018-10-03 11:00 | 1
Biomass | FR | 2018-10-03 12:00 | 1
Biomass | FR | 2018-10-03 13:00 | 1
Biomass | FR | 2018-10-03 14:00 | 1
Biomass | FR | 2018-10-03 15:00 | 1
Biomass | FR | 2018-10-03 16:00 | 1
Biomass | FR | 2018-10-03 17:00 | 1
Biomass | FR | 2018-10-03 18:00 | 1
Biomass | FR | 2018-10-03 19:00 | 1
Biomass | FR | 2018-10-03 20:00 | 1
Biomass | FR | 2018-10-03 21:00 | 1
Biomass | FR | 2018-10-03 22:00 | 0.91848
Biomass | FR | 2018-10-03 23:00 | 0.91848
Biomass | FR | 2018-10-04 | 0.91848
Biomass | FR | 2018-10-04 01:00 | 0.91848
Biomass | FR | 2018-10-04 02:00 | 0.91848
Biomass | FR | 2018-10-04 03:00 | 0.91848
Biomass | FR | 2018-10-04 04:00 | 0.91848
Biomass | FR | 2018-10-04 05:00 | 0.91848
Biomass | FR | 2018-10-04 06:00 | 0.91848
Biomass | FR | 2018-10-04 07:00 | 0.91848
Biomass | FR | 2018-10-04 08:00 | 0.91848
Biomass | FR | 2018-10-04 09:00 | 0.91848
Biomass | FR | 2018-10-04 10:00 | 0.91848
Biomass | FR | 2018-10-04 11:00 | 0.91848
Biomass | FR | 2018-10-04 12:00 | 0.91848
Biomass | FR | 2018-10-04 13:00 | 0.91848
Biomass | FR | 2018-10-04 14:00 | 0.91848
Biomass | FR | 2018-10-04 15:00 | 0.91848
Biomass | FR | 2018-10-04 16:00 | 0.91848
Biomass | FR | 2018-10-04 17:00 | 0.91848
Biomass | FR | 2018-10-04 18:00 | 0.91848
Biomass | FR | 2018-10-04 19:00 | 0.91848
Biomass | FR | 2018-10-04 20:00 | 0.91848
Biomass | FR | 2018-10-04 21:00 | 0.91848
Biomass | FR | 2018-10-04 22:00 | 0.91848
Biomass | FR | 2018-10-04 23:00 | 0.91848
Biomass | FR | 2018-10-05 | 1
Biomass | FR | 2018-10-05 01:00 | 1
Biomass | FR | 2018-10-05 02:00 | 1
Biomass | FR | 2018-10-05 03:00 | 1
Biomass | FR | 2018-10-05 04:00 | 1
Biomass | FR | 2018-10-05 05:00 | 1
Biomass | FR | 2018-10-05 06:00 | 1
Biomass | FR | 2018-10-05 07:00 | 0.91848
Biomass | FR | 2018-10-05 08:00 | 0.91848
Biomass | FR | 2018-10-05 09:00 | 0.91848
Biomass | FR | 2018-10-05 10:00 | 0.91848
Biomass | FR | 2018-10-05 11:00 | 0.91848
Biomass | FR | 2018-10-05 12:00 | 0.91848
Biomass | FR | 2018-10-05 13:00 | 0.91848
Biomass | FR | 2018-10-05 14:00 | 0.91848
Biomass | FR | 2018-10-05 15:00 | 0.91848
Biomass | FR | 2018-10-05 16:00 | 0.91848
Biomass | FR | 2018-10-05 17:00 | 0.91848
Biomass | FR | 2018-10-05 18:00 | 0.91848
Biomass | FR | 2018-10-05 19:00 | 0.91848
Biomass | FR | 2018-10-05 20:00 | 0.91848
Biomass | FR | 2018-10-05 21:00 | 0.91848
Biomass | FR | 2018-10-05 22:00 | 0.91848
Biomass | FR | 2018-10-05 23:00 | 0.91848
Biomass | FR | 2018-10-06 | 0.91848
Biomass | FR | 2018-10-06 01:00 | 0.91848
Biomass | FR | 2018-10-06 02:00 | 0.91848
Biomass | FR | 2018-10-06 03:00 | 0.91848
Biomass | FR | 2018-10-06 04:00 | 0.91848
Biomass | FR | 2018-10-06 05:00 | 0.91848
Biomass | FR | 2018-10-06 06:00 | 0.91848
Biomass | FR | 2018-10-06 07:00 | 0.91848
Biomass | FR | 2018-10-06 08:00 | 0.91848
Biomass | FR | 2018-10-06 09:00 | 0.91848
Biomass | FR | 2018-10-06 10:00 | 0.91848
Biomass | FR | 2018-10-06 11:00 | 0.91848
Biomass | FR | 2018-10-06 12:00 | 0.91848
Biomass | FR | 2018-10-06 13:00 | 0.91848
Biomass | FR | 2018-10-06 14:00 | 0.91848
Biomass | FR | 2018-10-06 15:00 | 0.91848
Biomass | FR | 2018-10-06 16:00 | 0.91848
Biomass | FR | 2018-10-06 17:00 | 0.91848
Biomass | FR | 2018-10-06 18:00 | 0.91848
Biomass | FR | 2018-10-06 19:00 | 0.91848
Biomass | FR | 2018-10-06 20:00 | 0.91848
Biomass | FR | 2018-10-06 21:00 | 0.91848
Biomass | FR | 2018-10-06 22:00 | 0.91848
Biomass | FR | 2018-10-06 23:00 | 0.91848
Biomass | FR | 2018-10-07 | 0.91848
Biomass | FR | 2018-10-07 01:00 | 0.91848
Biomass | FR | 2018-10-07 02:00 | 0.91848
Biomass | FR | 2018-10-07 03:00 | 0.91848
Biomass | FR | 2018-10-07 04:00 | 0.91848
Biomass | FR | 2018-10-07 05:00 | 0.91848
Biomass | FR | 2018-10-07 06:00 | 0.91848
Biomass | FR | 2018-10-07 07:00 | 0.91848
Biomass | FR | 2018-10-07 08:00 | 0.91848
Biomass | FR | 2018-10-07 09:00 | 0.91848
Biomass | FR | 2018-10-07 10:00 | 0.91848
Biomass | FR | 2018-10-07 11:00 | 0.91848
Biomass | FR | 2018-10-07 12:00 | 0.91848
Biomass | FR | 2018-10-07 13:00 | 0.91848
Biomass | FR | 2018-10-07 14:00 | 0.91848
Biomass | FR | 2018-10-07 15:00 | 0.91848
Biomass | FR | 2018-10-07 16:00 | 0.91848
Biomass | FR | 2018-10-07 17:00 | 0.91848
Biomass | FR | 2018-10-07 18:00 | 0.91848
Biomass | FR | 2018-10-07 19:00 | 0.91848
Biomass | FR | 2018-10-07 20:00 | 0.91848
Biomass | FR | 2018-10-07 21:00 | 0.91848
Biomass | FR | 2018-10-07 22:00 | 0.91848
Biomass | FR | 2018-10-07 23:00 | 0.91848
Biomass | FR | 2018-10-08 | 0.91848
Biomass | FR | 2018-10-08 01:00 | 0.91848
Biomass | FR | 2018-10-08 02:00 | 0.91848
Biomass | FR | 2018-10-08 03:00 | 0.91848
Biomass | FR | 2018-10-08 04:00 | 0.91848
Biomass | FR | 2018-10-08 05:00 | 0.91848
Biomass | FR | 2018-10-08 06:00 | 0.91848
Biomass | FR | 2018-10-08 07:00 | 0.91848
Biomass | FR | 2018-10-08 08:00 | 0.91848
Biomass | FR | 2018-10-08 09:00 | 0.91848
Biomass | FR | 2018-10-08 10:00 | 0.91848
Biomass | FR | 2018-10-08 11:00 | 0.91848
Biomass | FR | 2018-10-08 12:00 | 0.91859
Biomass | FR | 2018-10-08 13:00 | 0.92538
Biomass | FR | 2018-10-08 14:00 | 0.93217
Biomass | FR | 2018-10-08 15:00 | 0.93897
Biomass | FR | 2018-10-08 16:00 | 1
Biomass | FR | 2018-10-08 17:00 | 0.91848
Biomass | FR | 2018-10-08 18:00 | 0.91848
Biomass | FR | 2018-10-08 19:00 | 0.91848
Biomass | FR | 2018-10-08 20:00 | 0.91848
Biomass | FR | 2018-10-08 21:00 | 0.91848
Biomass | FR | 2018-10-08 22:00 | 0.91848
Biomass | FR | 2018-10-08 23:00 | 0.91848
Biomass | FR | 2018-10-09 | 0.91848
Biomass | FR | 2018-10-09 01:00 | 0.91848
Biomass | FR | 2018-10-09 02:00 | 0.91848
Biomass | FR | 2018-10-09 03:00 | 0.91848
Biomass | FR | 2018-10-09 04:00 | 0.91848
Biomass | FR | 2018-10-09 05:00 | 0.91848
Biomass | FR | 2018-10-09 06:00 | 0.91848
Biomass | FR | 2018-10-09 07:00 | 0.91848
Biomass | FR | 2018-10-09 08:00 | 0.91848
Biomass | FR | 2018-10-09 09:00 | 0.91848
Biomass | FR | 2018-10-09 10:00 | 0.91848
Biomass | FR | 2018-10-09 11:00 | 0.91848
Biomass | FR | 2018-10-09 12:00 | 0.91848
Biomass | FR | 2018-10-09 13:00 | 0.91848
Biomass | FR | 2018-10-09 14:00 | 0.91848
Biomass | FR | 2018-10-09 15:00 | 0.91848
Biomass | FR | 2018-10-09 16:00 | 0.91848
Biomass | FR | 2018-10-09 17:00 | 0.91848
Biomass | FR | 2018-10-09 18:00 | 0.91848
Biomass | FR | 2018-10-09 19:00 | 0.91848
Biomass | FR | 2018-10-09 20:00 | 0.91848
Biomass | FR | 2018-10-09 21:00 | 0.91848
Biomass | FR | 2018-10-09 22:00 | 0.91848
Biomass | FR | 2018-10-09 23:00 | 0.91848
Biomass | FR | 2018-10-10 | 0.91848
Biomass | FR | 2018-10-10 01:00 | 0.91848
Biomass | FR | 2018-10-10 02:00 | 0.91848
Biomass | FR | 2018-10-10 03:00 | 0.91848
Biomass | FR | 2018-10-10 04:00 | 0.91848
Biomass | FR | 2018-10-10 05:00 | 0.92217
Biomass | FR | 2018-10-10 06:00 | 0.93701
Biomass | FR | 2018-10-10 07:00 | 1
Biomass | FR | 2018-10-10 08:00 | 0.91848
Biomass | FR | 2018-10-10 09:00 | 0.91848
Biomass | FR | 2018-10-10 10:00 | 0.91848
Biomass | FR | 2018-10-10 11:00 | 0.91848
Biomass | FR | 2018-10-10 12:00 | 0.91848
Biomass | FR | 2018-10-10 13:00 | 0.91848
Biomass | FR | 2018-10-10 14:00 | 0.91848
Biomass | FR | 2018-10-10 15:00 | 0.91848
Biomass | FR | 2018-10-10 16:00 | 0.91848
Biomass | FR | 2018-10-10 17:00 | 0.91848
Biomass | FR | 2018-10-10 18:00 | 0.91848
Biomass | FR | 2018-10-10 19:00 | 0.91848
Biomass | FR | 2018-10-10 20:00 | 0.91848
Biomass | FR | 2018-10-10 21:00 | 0.91848
Biomass | FR | 2018-10-10 22:00 | 0.91848
Biomass | FR | 2018-10-10 23:00 | 0.91848
Biomass | FR | 2018-10-11 | 0.91848
Biomass | FR | 2018-10-11 01:00 | 0.91848
Biomass | FR | 2018-10-11 02:00 | 0.91848
Biomass | FR | 2018-10-11 03:00 | 0.91848
Biomass | FR | 2018-10-11 04:00 | 0.91848
Biomass | FR | 2018-10-11 05:00 | 0.91848
Biomass | FR | 2018-10-11 06:00 | 0.91848
Biomass | FR | 2018-10-11 07:00 | 0.91848
Biomass | FR | 2018-10-11 08:00 | 0.91848
Biomass | FR | 2018-10-11 09:00 | 0.91848
Biomass | FR | 2018-10-11 10:00 | 0.91848
Biomass | FR | 2018-10-11 11:00 | 0.91848
Biomass | FR | 2018-10-11 12:00 | 0.91848
Biomass | FR | 2018-10-11 13:00 | 0.91848
Biomass | FR | 2018-10-11 14:00 | 0.91848
Biomass | FR | 2018-10-11 15:00 | 0.91848
Biomass | FR | 2018-10-11 16:00 | 0.91848
Biomass | FR | 2018-10-11 17:00 | 0.91848
Biomass | FR | 2018-10-11 18:00 | 0.91848
Biomass | FR | 2018-10-11 19:00 | 0.91848
Biomass | FR | 2018-10-11 20:00 | 0.91848
Biomass | FR | 2018-10-11 21:00 | 0.91848
Biomass | FR | 2018-10-11 22:00 | 0.91848
Biomass | FR | 2018-10-11 23:00 | 0.91848
Biomass | FR | 2018-10-12 | 0.91848
Biomass | FR | 2018-10-12 01:00 | 0.91848
Biomass | FR | 2018-10-12 02:00 | 0.91848
Biomass | FR | 2018-10-12 03:00 | 0.91848
Biomass | FR | 2018-10-12 04:00 | 0.91848
Biomass | FR | 2018-10-12 05:00 | 0.91848
Biomass | FR | 2018-10-12 06:00 | 0.91848
Biomass | FR | 2018-10-12 07:00 | 0.91848
Biomass | FR | 2018-10-12 08:00 | 0.91848
Biomass | FR | 2018-10-12 09:00 | 0.91848
Biomass | FR | 2018-10-12 10:00 | 0.91848
Biomass | FR | 2018-10-12 11:00 | 0.91848
Biomass | FR | 2018-10-12 12:00 | 0.91848
Biomass | FR | 2018-10-12 13:00 | 0.91848
Biomass | FR | 2018-10-12 14:00 | 0.91848
Biomass | FR | 2018-10-12 15:00 | 0.91848
Biomass | FR | 2018-10-12 16:00 | 0.91848
Biomass | FR | 2018-10-12 17:00 | 0.91848
Biomass | FR | 2018-10-12 18:00 | 0.91848
Biomass | FR | 2018-10-12 19:00 | 0.91848
Biomass | FR | 2018-10-12 20:00 | 0.91848
Biomass | FR | 2018-10-12 21:00 | 0.91848
Biomass | FR | 2018-10-12 22:00 | 0.91848
Biomass | FR | 2018-10-12 23:00 | 0.91848
Biomass | FR | 2018-10-13 | 0.91848
Biomass | FR | 2018-10-13 01:00 | 0.91848
Biomass | FR | 2018-10-13 02:00 | 0.91848
Biomass | FR | 2018-10-13 03:00 | 0.91848
Biomass | FR | 2018-10-13 04:00 | 0.91848
Biomass | FR | 2018-10-13 05:00 | 0.91848
Biomass | FR | 2018-10-13 06:00 | 0.91848
Biomass | FR | 2018-10-13 07:00 | 0.91848
Biomass | FR | 2018-10-13 08:00 | 0.91848
Biomass | FR | 2018-10-13 09:00 | 0.91848
Biomass | FR | 2018-10-13 10:00 | 0.91848
Biomass | FR | 2018-10-13 11:00 | 0.91848
Biomass | FR | 2018-10-13 12:00 | 0.91848
Biomass | FR | 2018-10-13 13:00 | 0.91848
Biomass | FR | 2018-10-13 14:00 | 0.91848
Biomass | FR | 2018-10-13 15:00 | 0.91848
Biomass | FR | 2018-10-13 16:00 | 0.91848
Biomass | FR | 2018-10-13 17:00 | 0.91848
Biomass | FR | 2018-10-13 18:00 | 0.91848
Biomass | FR | 2018-10-13 19:00 | 0.91848
Biomass | FR | 2018-10-13 20:00 | 0.91848
Biomass | FR | 2018-10-13 21:00 | 0.91848
Biomass | FR | 2018-10-13 22:00 | 0.91848
Biomass | FR | 2018-10-13 23:00 | 0.91848
Biomass | FR | 2018-10-14 | 0.91848
Biomass | FR | 2018-10-14 01:00 | 1
Biomass | FR | 2018-10-14 02:00 | 1
Biomass | FR | 2018-10-14 03:00 | 1
Biomass | FR | 2018-10-14 04:00 | 1
Biomass | FR | 2018-10-14 05:00 | 1
Biomass | FR | 2018-10-14 06:00 | 1
Biomass | FR | 2018-10-14 07:00 | 1
Biomass | FR | 2018-10-14 08:00 | 1
Biomass | FR | 2018-10-14 09:00 | 1
Biomass | FR | 2018-10-14 10:00 | 1
Biomass | FR | 2018-10-14 11:00 | 1
Biomass | FR | 2018-10-14 12:00 | 1
Biomass | FR | 2018-10-14 13:00 | 1
Biomass | FR | 2018-10-14 14:00 | 1
Biomass | FR | 2018-10-14 15:00 | 1
Biomass | FR | 2018-10-14 16:00 | 1
Biomass | FR | 2018-10-14 17:00 | 1
Biomass | FR | 2018-10-14 18:00 | 1
Biomass | FR | 2018-10-14 19:00 | 1
Biomass | FR | 2018-10-14 20:00 | 1
Biomass | FR | 2018-10-14 21:00 | 1
Biomass | FR | 2018-10-14 22:00 | 1
Biomass | FR | 2018-10-14 23:00 | 1
Biomass | FR | 2018-10-15 | 1
Biomass | FR | 2018-10-15 01:00 | 1
Biomass | FR | 2018-10-15 02:00 | 1
Biomass | FR | 2018-10-15 03:00 | 1
Biomass | FR | 2018-10-15 04:00 | 1
Biomass | FR | 2018-10-15 05:00 | 1
Biomass | FR | 2018-10-15 06:00 | 1
Biomass | FR | 2018-10-15 07:00 | 1
Biomass | FR | 2018-10-15 08:00 | 1
Biomass | FR | 2018-10-15 09:00 | 1
Biomass | FR | 2018-10-15 10:00 | 1
Biomass | FR | 2018-10-15 11:00 | 1
Biomass | FR | 2018-10-15 12:00 | 1
Biomass | FR | 2018-10-15 13:00 | 1
Biomass | FR | 2018-10-15 14:00 | 1
Biomass | FR | 2018-10-15 15:00 | 1
Biomass | FR | 2018-10-15 16:00 | 1
Biomass | FR | 2018-10-15 17:00 | 1
Biomass | FR | 2018-10-15 18:00 | 1
Biomass | FR | 2018-10-15 19:00 | 1
Biomass | FR | 2018-10-15 20:00 | 1
Biomass | FR | 2018-10-15 21:00 | 1
Biomass | FR | 2018-10-15 22:00 | 1
Biomass | FR | 2018-10-15 23:00 | 1
Biomass | FR | 2018-10-16 | 1
Biomass | FR | 2018-10-16 01:00 | 1
Biomass | FR | 2018-10-16 02:00 | 1
Biomass | FR | 2018-10-16 03:00 | 1
Biomass | FR | 2018-10-16 04:00 | 1
Biomass | FR | 2018-10-16 05:00 | 1
Biomass | FR | 2018-10-16 06:00 | 1
Biomass | FR | 2018-10-16 07:00 | 1
Biomass | FR | 2018-10-16 08:00 | 1
Biomass | FR | 2018-10-16 09:00 | 1
Biomass | FR | 2018-10-16 10:00 | 1
Biomass | FR | 2018-10-16 11:00 | 0.91848
Biomass | FR | 2018-10-16 12:00 | 0.91848
Biomass | FR | 2018-10-16 13:00 | 0.91848
Biomass | FR | 2018-10-16 14:00 | 0.91848
Biomass | FR | 2018-10-16 15:00 | 0.91848
Biomass | FR | 2018-10-16 16:00 | 0.91848
Biomass | FR | 2018-10-16 17:00 | 0.91848
Biomass | FR | 2018-10-16 18:00 | 0.91848
Biomass | FR | 2018-10-16 19:00 | 0.91848
Biomass | FR | 2018-10-16 20:00 | 0.91848
Biomass | FR | 2018-10-16 21:00 | 0.91848
Biomass | FR | 2018-10-16 22:00 | 0.91848
Biomass | FR | 2018-10-16 23:00 | 0.91848
Biomass | FR | 2018-10-17 | 0.91848
Biomass | FR | 2018-10-17 01:00 | 0.91848
Biomass | FR | 2018-10-17 02:00 | 0.91848
Biomass | FR | 2018-10-17 03:00 | 0.91848
Biomass | FR | 2018-10-17 04:00 | 0.91848
Biomass | FR | 2018-10-17 05:00 | 0.91848
Biomass | FR | 2018-10-17 06:00 | 1
Biomass | FR | 2018-10-17 07:00 | 1
Biomass | FR | 2018-10-17 08:00 | 1
Biomass | FR | 2018-10-17 09:00 | 1
Biomass | FR | 2018-10-17 10:00 | 1
Biomass | FR | 2018-10-17 11:00 | 1
Biomass | FR | 2018-10-17 12:00 | 1
Biomass | FR | 2018-10-17 13:00 | 1
Biomass | FR | 2018-10-17 14:00 | 1
Biomass | FR | 2018-10-17 15:00 | 1
Biomass | FR | 2018-10-17 16:00 | 1
Biomass | FR | 2018-10-17 17:00 | 1
Biomass | FR | 2018-10-17 18:00 | 1
Biomass | FR | 2018-10-17 19:00 | 1
Biomass | FR | 2018-10-17 20:00 | 1
Biomass | FR | 2018-10-17 21:00 | 1
Biomass | FR | 2018-10-17 22:00 | 1
Biomass | FR | 2018-10-17 23:00 | 1
Biomass | FR | 2018-10-18 | 1
Biomass | FR | 2018-10-18 01:00 | 1
Biomass | FR | 2018-10-18 02:00 | 1
Biomass | FR | 2018-10-18 03:00 | 1
Biomass | FR | 2018-10-18 04:00 | 1
Biomass | FR | 2018-10-18 05:00 | 1
Biomass | FR | 2018-10-18 06:00 | 1
Biomass | FR | 2018-10-18 07:00 | 1
Biomass | FR | 2018-10-18 08:00 | 1
Biomass | FR | 2018-10-18 09:00 | 1
Biomass | FR | 2018-10-18 10:00 | 1
Biomass | FR | 2018-10-18 11:00 | 0.91848
Biomass | FR | 2018-10-18 12:00 | 0.91848
Biomass | FR | 2018-10-18 13:00 | 0.92217
Biomass | FR | 2018-10-18 14:00 | 0.93701
Biomass | FR | 2018-10-18 15:00 | 1
Biomass | FR | 2018-10-18 16:00 | 1
Biomass | FR | 2018-10-18 17:00 | 0.91848
Biomass | FR | 2018-10-18 18:00 | 0.91848
Biomass | FR | 2018-10-18 19:00 | 0.91848
Biomass | FR | 2018-10-18 20:00 | 0.91848
Biomass | FR | 2018-10-18 21:00 | 0.91848
Biomass | FR | 2018-10-18 22:00 | 0.91848
Biomass | FR | 2018-10-18 23:00 | 0.91848
Biomass | FR | 2018-10-19 | 0.91848
Biomass | FR | 2018-10-19 01:00 | 0.91848
Biomass | FR | 2018-10-19 02:00 | 0.91848
Biomass | FR | 2018-10-19 03:00 | 0.91848
Biomass | FR | 2018-10-19 04:00 | 0.91848
Biomass | FR | 2018-10-19 05:00 | 0.91848
Biomass | FR | 2018-10-19 06:00 | 0.91848
Biomass | FR | 2018-10-19 07:00 | 0.91848
Biomass | FR | 2018-10-19 08:00 | 0.91848
Biomass | FR | 2018-10-19 09:00 | 0.91848
Biomass | FR | 2018-10-19 10:00 | 0.91848
Biomass | FR | 2018-10-19 11:00 | 0.91848
Biomass | FR | 2018-10-19 12:00 | 0.92614
Biomass | FR | 2018-10-19 13:00 | 0.93353
Biomass | FR | 2018-10-19 14:00 | 1
Biomass | FR | 2018-10-19 15:00 | 1
Biomass | FR | 2018-10-19 16:00 | 1
Biomass | FR | 2018-10-19 17:00 | 1
Biomass | FR | 2018-10-19 18:00 | 1
Biomass | FR | 2018-10-19 19:00 | 1
Biomass | FR | 2018-10-19 20:00 | 1
Biomass | FR | 2018-10-19 21:00 | 1
Biomass | FR | 2018-10-19 22:00 | 1
Biomass | FR | 2018-10-19 23:00 | 1
Biomass | FR | 2018-10-20 | 1
Biomass | FR | 2018-10-20 01:00 | 1
Biomass | FR | 2018-10-20 02:00 | 1
Biomass | FR | 2018-10-20 03:00 | 1
Biomass | FR | 2018-10-20 04:00 | 1
Biomass | FR | 2018-10-20 05:00 | 1
Biomass | FR | 2018-10-20 06:00 | 1
Biomass | FR | 2018-10-20 07:00 | 1
Biomass | FR | 2018-10-20 08:00 | 1
Biomass | FR | 2018-10-20 09:00 | 1
Biomass | FR | 2018-10-20 10:00 | 0.91848
Biomass | FR | 2018-10-20 11:00 | 0.91848
Biomass | FR | 2018-10-20 12:00 | 0.91848
Biomass | FR | 2018-10-20 13:00 | 0.91848
Biomass | FR | 2018-10-20 14:00 | 0.91848
Biomass | FR | 2018-10-20 15:00 | 0.91848
Biomass | FR | 2018-10-20 16:00 | 0.91848
Biomass | FR | 2018-10-20 17:00 | 0.91848
Biomass | FR | 2018-10-20 18:00 | 0.91848
Biomass | FR | 2018-10-20 19:00 | 0.91848
Biomass | FR | 2018-10-20 20:00 | 0.91848
Biomass | FR | 2018-10-20 21:00 | 0.91848
Biomass | FR | 2018-10-20 22:00 | 0.91848
Biomass | FR | 2018-10-20 23:00 | 0.91848
Biomass | FR | 2018-10-21 | 0.91848
Biomass | FR | 2018-10-21 01:00 | 0.91848
Biomass | FR | 2018-10-21 02:00 | 0.91848
Biomass | FR | 2018-10-21 03:00 | 0.91848
Biomass | FR | 2018-10-21 04:00 | 0.91848
Biomass | FR | 2018-10-21 05:00 | 0.91848
Biomass | FR | 2018-10-21 06:00 | 0.91848
Biomass | FR | 2018-10-21 07:00 | 0.91848
Biomass | FR | 2018-10-21 08:00 | 0.91848
Biomass | FR | 2018-10-21 09:00 | 0.91848
Biomass | FR | 2018-10-21 10:00 | 0.91848
Biomass | FR | 2018-10-21 11:00 | 0.91848
Biomass | FR | 2018-10-21 12:00 | 0.91848
Biomass | FR | 2018-10-21 13:00 | 0.91848
Biomass | FR | 2018-10-21 14:00 | 0.91848
Biomass | FR | 2018-10-21 15:00 | 0.91848
Biomass | FR | 2018-10-21 16:00 | 0.91848
Biomass | FR | 2018-10-21 17:00 | 0.91848
Biomass | FR | 2018-10-21 18:00 | 0.91848
Biomass | FR | 2018-10-21 19:00 | 0.91848
Biomass | FR | 2018-10-21 20:00 | 0.91848
Biomass | FR | 2018-10-21 21:00 | 0.91848
Biomass | FR | 2018-10-21 22:00 | 0.91848
Biomass | FR | 2018-10-21 23:00 | 0.91848
Biomass | FR | 2018-10-22 | 0.91848
Biomass | FR | 2018-10-22 01:00 | 0.91848
Biomass | FR | 2018-10-22 02:00 | 0.91848
Biomass | FR | 2018-10-22 03:00 | 0.91848
Biomass | FR | 2018-10-22 04:00 | 0.91848
Biomass | FR | 2018-10-22 05:00 | 0.91848
Biomass | FR | 2018-10-22 06:00 | 0.91848
Biomass | FR | 2018-10-22 07:00 | 0.91848
Biomass | FR | 2018-10-22 08:00 | 0.91848
Biomass | FR | 2018-10-22 09:00 | 0.91848
Biomass | FR | 2018-10-22 10:00 | 0.91848
Biomass | FR | 2018-10-22 11:00 | 0.91848
Biomass | FR | 2018-10-22 12:00 | 0.91848
Biomass | FR | 2018-10-22 13:00 | 0.91848
Biomass | FR | 2018-10-22 14:00 | 0.91848
Biomass | FR | 2018-10-22 15:00 | 0.91848
Biomass | FR | 2018-10-22 16:00 | 0.91848
Biomass | FR | 2018-10-22 17:00 | 0.91848
Biomass | FR | 2018-10-22 18:00 | 0.91848
Biomass | FR | 2018-10-22 19:00 | 0.91848
Biomass | FR | 2018-10-22 20:00 | 0.91848
Biomass | FR | 2018-10-22 21:00 | 0.91848
Biomass | FR | 2018-10-22 22:00 | 0.91848
Biomass | FR | 2018-10-22 23:00 | 0.91848
Biomass | FR | 2018-10-23 | 0.91848
Biomass | FR | 2018-10-23 01:00 | 0.91848
Biomass | FR | 2018-10-23 02:00 | 0.91848
Biomass | FR | 2018-10-23 03:00 | 0.91848
Biomass | FR | 2018-10-23 04:00 | 0.91848
Biomass | FR | 2018-10-23 05:00 | 0.91848
Biomass | FR | 2018-10-23 06:00 | 0.91848
Biomass | FR | 2018-10-23 07:00 | 0.91848
Biomass | FR | 2018-10-23 08:00 | 0.91848
Biomass | FR | 2018-10-23 09:00 | 0.91848
Biomass | FR | 2018-10-23 10:00 | 0.91848
Biomass | FR | 2018-10-23 11:00 | 0.91848
Biomass | FR | 2018-10-23 12:00 | 0.91848
Biomass | FR | 2018-10-23 13:00 | 0.91848
Biomass | FR | 2018-10-23 14:00 | 0.91848
Biomass | FR | 2018-10-23 15:00 | 0.91848
Biomass | FR | 2018-10-23 16:00 | 0.91848
Biomass | FR | 2018-10-23 17:00 | 0.91848
Biomass | FR | 2018-10-23 18:00 | 0.91848
Biomass | FR | 2018-10-23 19:00 | 0.91848
Biomass | FR | 2018-10-23 20:00 | 0.91848
Biomass | FR | 2018-10-23 21:00 | 0.91848
Biomass | FR | 2018-10-23 22:00 | 0.91848
Biomass | FR | 2018-10-23 23:00 | 0.91848
Biomass | FR | 2018-10-24 | 0.91848
Biomass | FR | 2018-10-24 01:00 | 0.91848
Biomass | FR | 2018-10-24 02:00 | 0.91848
Biomass | FR | 2018-10-24 03:00 | 0.91848
Biomass | FR | 2018-10-24 04:00 | 0.91848
Biomass | FR | 2018-10-24 05:00 | 0.91848
Biomass | FR | 2018-10-24 06:00 | 0.91848
Biomass | FR | 2018-10-24 07:00 | 0.91848
Biomass | FR | 2018-10-24 08:00 | 0.91848
Biomass | FR | 2018-10-24 09:00 | 0.91848
Biomass | FR | 2018-10-24 10:00 | 0.91848
Biomass | FR | 2018-10-24 11:00 | 0.91848
Biomass | FR | 2018-10-24 12:00 | 0.91848
Biomass | FR | 2018-10-24 13:00 | 0.91848
Biomass | FR | 2018-10-24 14:00 | 0.91848
Biomass | FR | 2018-10-24 15:00 | 0.91848
Biomass | FR | 2018-10-24 16:00 | 0.91848
Biomass | FR | 2018-10-24 17:00 | 0.91848
Biomass | FR | 2018-10-24 18:00 | 0.91848
Biomass | FR | 2018-10-24 19:00 | 0.91848
Biomass | FR | 2018-10-24 20:00 | 0.91848
Biomass | FR | 2018-10-24 21:00 | 0.91848
Biomass | FR | 2018-10-24 22:00 | 0.91848
Biomass | FR | 2018-10-24 23:00 | 0.91848
Biomass | FR | 2018-10-25 | 0.91848
Biomass | FR | 2018-10-25 01:00 | 0.91848
Biomass | FR | 2018-10-25 02:00 | 0.91848
Biomass | FR | 2018-10-25 03:00 | 0.91848
Biomass | FR | 2018-10-25 04:00 | 0.91848
Biomass | FR | 2018-10-25 05:00 | 0.91848
Biomass | FR | 2018-10-25 06:00 | 0.91848
Biomass | FR | 2018-10-25 07:00 | 0.91848
Biomass | FR | 2018-10-25 08:00 | 0.91848
Biomass | FR | 2018-10-25 09:00 | 0.91848
Biomass | FR | 2018-10-25 10:00 | 0.91848
Biomass | FR | 2018-10-25 11:00 | 0.91848
Biomass | FR | 2018-10-25 12:00 | 0.91848
Biomass | FR | 2018-10-25 13:00 | 0.91848
Biomass | FR | 2018-10-25 14:00 | 0.91848
Biomass | FR | 2018-10-25 15:00 | 0.91848
Biomass | FR | 2018-10-25 16:00 | 0.91848
Biomass | FR | 2018-10-25 17:00 | 0.91848
Biomass | FR | 2018-10-25 18:00 | 0.91848
Biomass | FR | 2018-10-25 19:00 | 0.91848
Biomass | FR | 2018-10-25 20:00 | 0.91848
Biomass | FR | 2018-10-25 21:00 | 0.91848
Biomass | FR | 2018-10-25 22:00 | 0.91848
Biomass | FR | 2018-10-25 23:00 | 0.91848
Biomass | FR | 2018-10-26 | 0.91848
Biomass | FR | 2018-10-26 01:00 | 0.91848
Biomass | FR | 2018-10-26 02:00 | 0.91848
Biomass | FR | 2018-10-26 03:00 | 0.91848
Biomass | FR | 2018-10-26 04:00 | 0.91848
Biomass | FR | 2018-10-26 05:00 | 0.91848
Biomass | FR | 2018-10-26 06:00 | 0.91848
Biomass | FR | 2018-10-26 07:00 | 0.91848
Biomass | FR | 2018-10-26 08:00 | 0.91848
Biomass | FR | 2018-10-26 09:00 | 0.91848
Biomass | FR | 2018-10-26 10:00 | 0.91848
Biomass | FR | 2018-10-26 11:00 | 0.91848
Biomass | FR | 2018-10-26 12:00 | 0.91848
Biomass | FR | 2018-10-26 13:00 | 0.91848
Biomass | FR | 2018-10-26 14:00 | 0.91848
Biomass | FR | 2018-10-26 15:00 | 0.91848
Biomass | FR | 2018-10-26 16:00 | 0.91848
Biomass | FR | 2018-10-26 17:00 | 0.91848
Biomass | FR | 2018-10-26 18:00 | 0.91848
Biomass | FR | 2018-10-26 19:00 | 0.91848
Biomass | FR | 2018-10-26 20:00 | 0.91848
Biomass | FR | 2018-10-26 21:00 | 0.91848
Biomass | FR | 2018-10-26 22:00 | 0.91848
Biomass | FR | 2018-10-26 23:00 | 0.91848
Biomass | FR | 2018-10-27 | 0.91848
Biomass | FR | 2018-10-27 01:00 | 0.91848
Biomass | FR | 2018-10-27 02:00 | 0.91848
Biomass | FR | 2018-10-27 03:00 | 0.91848
Biomass | FR | 2018-10-27 04:00 | 0.91848
Biomass | FR | 2018-10-27 05:00 | 0.91848
Biomass | FR | 2018-10-27 06:00 | 0.91848
Biomass | FR | 2018-10-27 07:00 | 0.91848
Biomass | FR | 2018-10-27 08:00 | 0.91848
Biomass | FR | 2018-10-27 09:00 | 0.91848
Biomass | FR | 2018-10-27 10:00 | 0.91848
Biomass | FR | 2018-10-27 11:00 | 0.91848
Biomass | FR | 2018-10-27 12:00 | 0.91848
Biomass | FR | 2018-10-27 13:00 | 0.91848
Biomass | FR | 2018-10-27 14:00 | 0.91848
Biomass | FR | 2018-10-27 15:00 | 0.91848
Biomass | FR | 2018-10-27 16:00 | 0.91848
Biomass | FR | 2018-10-27 17:00 | 0.91848
Biomass | FR | 2018-10-27 18:00 | 0.91848
Biomass | FR | 2018-10-27 19:00 | 0.91848
Biomass | FR | 2018-10-27 20:00 | 0.91848
Biomass | FR | 2018-10-27 21:00 | 0.91848
Biomass | FR | 2018-10-27 22:00 | 0.91848
Biomass | FR | 2018-10-27 23:00 | 0.91848
Biomass | FR | 2018-10-28 | 0.91848
Biomass | FR | 2018-10-28 01:00 | 0.91848
Biomass | FR | 2018-10-28 02:00 | 0.91848
Biomass | FR | 2018-10-28 03:00 | 0.91848
Biomass | FR | 2018-10-28 04:00 | 0.91848
Biomass | FR | 2018-10-28 05:00 | 0.91848
Biomass | FR | 2018-10-28 06:00 | 0.91848
Biomass | FR | 2018-10-28 07:00 | 0.91848
Biomass | FR | 2018-10-28 08:00 | 0.91848
Biomass | FR | 2018-10-28 09:00 | 0.91848
Biomass | FR | 2018-10-28 10:00 | 0.91848
Biomass | FR | 2018-10-28 11:00 | 0.91848
Biomass | FR | 2018-10-28 12:00 | 0.91848
Biomass | FR | 2018-10-28 13:00 | 0.91848
Biomass | FR | 2018-10-28 14:00 | 0.91848
Biomass | FR | 2018-10-28 15:00 | 0.91848
Biomass | FR | 2018-10-28 16:00 | 0.91848
Biomass | FR | 2018-10-28 17:00 | 0.91848
Biomass | FR | 2018-10-28 18:00 | 0.91848
Biomass | FR | 2018-10-28 19:00 | 0.91848
Biomass | FR | 2018-10-28 20:00 | 0.91848
Biomass | FR | 2018-10-28 21:00 | 0.91848
Biomass | FR | 2018-10-28 22:00 | 0.91848
Biomass | FR | 2018-10-28 23:00 | 0.91848
Biomass | FR | 2018-10-29 | 0.91848
Biomass | FR | 2018-10-29 01:00 | 0.91848
Biomass | FR | 2018-10-29 02:00 | 0.91848
Biomass | FR | 2018-10-29 03:00 | 0.91848
Biomass | FR | 2018-10-29 04:00 | 0.91848
Biomass | FR | 2018-10-29 05:00 | 0.91848
Biomass | FR | 2018-10-29 06:00 | 0.91848
Biomass | FR | 2018-10-29 07:00 | 0.91848
Biomass | FR | 2018-10-29 08:00 | 0.91848
Biomass | FR | 2018-10-29 09:00 | 0.91848
Biomass | FR | 2018-10-29 10:00 | 0.91848
Biomass | FR | 2018-10-29 11:00 | 0.91848
Biomass | FR | 2018-10-29 12:00 | 0.91848
Biomass | FR | 2018-10-29 13:00 | 0.91848
Biomass | FR | 2018-10-29 14:00 | 0.91848
Biomass | FR | 2018-10-29 15:00 | 0.91848
Biomass | FR | 2018-10-29 16:00 | 0.91848
Biomass | FR | 2018-10-29 17:00 | 0.91848
Biomass | FR | 2018-10-29 18:00 | 0.91848
Biomass | FR | 2018-10-29 19:00 | 0.91848
Biomass | FR | 2018-10-29 20:00 | 0.91848
Biomass | FR | 2018-10-29 21:00 | 0.91848
Biomass | FR | 2018-10-29 22:00 | 0.91848
Biomass | FR | 2018-10-29 23:00 | 0.91848
Biomass | FR | 2018-10-30 | 0.91848
Biomass | FR | 2018-10-30 01:00 | 0.91848
Biomass | FR | 2018-10-30 02:00 | 0.91848
Biomass | FR | 2018-10-30 03:00 | 0.91848
Biomass | FR | 2018-10-30 04:00 | 0.91848
Biomass | FR | 2018-10-30 05:00 | 0.91848
Biomass | FR | 2018-10-30 06:00 | 0.91848
Biomass | FR | 2018-10-30 07:00 | 0.91848
Biomass | FR | 2018-10-30 08:00 | 0.91848
Biomass | FR | 2018-10-30 09:00 | 0.91848
Biomass | FR | 2018-10-30 10:00 | 0.91848
Biomass | FR | 2018-10-30 11:00 | 0.91848
Biomass | FR | 2018-10-30 12:00 | 0.91848
Biomass | FR | 2018-10-30 13:00 | 0.91848
Biomass | FR | 2018-10-30 14:00 | 0.91848
Biomass | FR | 2018-10-30 15:00 | 0.91848
Biomass | FR | 2018-10-30 16:00 | 0.91848
Biomass | FR | 2018-10-30 17:00 | 0.91848
Biomass | FR | 2018-10-30 18:00 | 0.91848
Biomass | FR | 2018-10-30 19:00 | 0.91848
Biomass | FR | 2018-10-30 20:00 | 0.91848
Biomass | FR | 2018-10-30 21:00 | 0.91848
Biomass | FR | 2018-10-30 22:00 | 0.91848
Biomass | FR | 2018-10-30 23:00 | 0.91848
Biomass | FR | 2018-10-31 | 0.91848
Biomass | FR | 2018-10-31 01:00 | 0.91848
Biomass | FR | 2018-10-31 02:00 | 0.91848
Biomass | FR | 2018-10-31 03:00 | 0.91848
Biomass | FR | 2018-10-31 04:00 | 0.91848
Biomass | FR | 2018-10-31 05:00 | 0.91848
Biomass | FR | 2018-10-31 06:00 | 0.91848
Biomass | FR | 2018-10-31 07:00 | 0.91848
Biomass | FR | 2018-10-31 08:00 | 0.91848
Biomass | FR | 2018-10-31 09:00 | 0.91848
Biomass | FR | 2018-10-31 10:00 | 0.91848
Biomass | FR | 2018-10-31 11:00 | 0.91848
Biomass | FR | 2018-10-31 12:00 | 0.91848
Biomass | FR | 2018-10-31 13:00 | 0.91848
Biomass | FR | 2018-10-31 14:00 | 0.91848
Biomass | FR | 2018-10-31 15:00 | 0.91848
Biomass | FR | 2018-10-31 16:00 | 0.91848
Biomass | FR | 2018-10-31 17:00 | 0.91848
Biomass | FR | 2018-10-31 18:00 | 0.91848
Biomass | FR | 2018-10-31 19:00 | 0.91848
Biomass | FR | 2018-10-31 20:00 | 0.91848
Biomass | FR | 2018-10-31 21:00 | 0.91848
Biomass | FR | 2018-10-31 22:00 | 0.91848
Biomass | FR | 2018-10-31 23:00 | 0.91848
Biomass | FR | 2018-11-01 | 0.91848
Biomass | FR | 2018-11-01 01:00 | 0.91848
Biomass | FR | 2018-11-01 02:00 | 0.91848
Biomass | FR | 2018-11-01 03:00 | 0.91848
Biomass | FR | 2018-11-01 04:00 | 0.91848
Biomass | FR | 2018-11-01 05:00 | 0.91848
Biomass | FR | 2018-11-01 06:00 | 0.91848
Biomass | FR | 2018-11-01 07:00 | 0.91848
Biomass | FR | 2018-11-01 08:00 | 0.91848
Biomass | FR | 2018-11-01 09:00 | 0.91848
Biomass | FR | 2018-11-01 10:00 | 0.91848
Biomass | FR | 2018-11-01 11:00 | 0.91848
Biomass | FR | 2018-11-01 12:00 | 0.91848
Biomass | FR | 2018-11-01 13:00 | 0.91848
Biomass | FR | 2018-11-01 14:00 | 0.91848
Biomass | FR | 2018-11-01 15:00 | 0.91848
Biomass | FR | 2018-11-01 16:00 | 0.91848
Biomass | FR | 2018-11-01 17:00 | 0.91848
Biomass | FR | 2018-11-01 18:00 | 0.91848
Biomass | FR | 2018-11-01 19:00 | 0.91848
Biomass | FR | 2018-11-01 20:00 | 0.91848
Biomass | FR | 2018-11-01 21:00 | 0.91848
Biomass | FR | 2018-11-01 22:00 | 0.91848
Biomass | FR | 2018-11-01 23:00 | 0.91848
Biomass | FR | 2018-11-02 | 0.91848
Biomass | FR | 2018-11-02 01:00 | 0.91848
Biomass | FR | 2018-11-02 02:00 | 0.91848
Biomass | FR | 2018-11-02 03:00 | 0.91848
Biomass | FR | 2018-11-02 04:00 | 0.91848
Biomass | FR | 2018-11-02 05:00 | 0.91848
Biomass | FR | 2018-11-02 06:00 | 0.91848
Biomass | FR | 2018-11-02 07:00 | 0.91848
Biomass | FR | 2018-11-02 08:00 | 0.91848
Biomass | FR | 2018-11-02 09:00 | 0.91848
Biomass | FR | 2018-11-02 10:00 | 0.91848
Biomass | FR | 2018-11-02 11:00 | 0.91848
Biomass | FR | 2018-11-02 12:00 | 0.91848
Biomass | FR | 2018-11-02 13:00 | 0.91848
Biomass | FR | 2018-11-02 14:00 | 0.91848
Biomass | FR | 2018-11-02 15:00 | 0.91848
Biomass | FR | 2018-11-02 16:00 | 0.91848
Biomass | FR | 2018-11-02 17:00 | 0.91848
Biomass | FR | 2018-11-02 18:00 | 0.91848
Biomass | FR | 2018-11-02 19:00 | 0.91848