## Main
Country |  | Min - Installed capacity (GW)
|  | OldNuke | NewNuke | Solar | WindOnShore | WindOffShore | Biomass | Coal | Lignite | CCG | TAC | HydroRiver | HydroReservoir | curtailment | HydroStorage | Batteryh1 | Batteryh4
FR |  | 63.1 | 0 | 8.2 | 13.6 | 0 | 1.9 | 3 | 0 | 6.6 | 0.7 | 11 | 2.1 | 25 | 5 | 0 | 0
Country |  | Max - Installed capacity (GW)
|  | OldNuke | NewNuke | Solar | WindOnShore | WindOffShore | Biomass | Coal | Lignite | CCG | TAC | HydroRiver | HydroReservoir | curtailment | HydroStorage | Batteryh1 | Batteryh4
FR |  | 63.1 | 0 | 8.2 | 13.6 | 0 | 1.9 | 3 | 0 | 6.6 | 0.7 | 11 | 2.1 | 25 | 5 | 0 | 0
Storage hours |  | - | [12 empty] | 20 | 1 | 4
Discount rate |  | 4% | 4% | 4% | 4% | 4% | 4% | 4% | 4% | 4% | 4% | 4% | 4% | 4% | 4% | 4% | 4%
Lifetime |  | 10 | 60 | 25 | 25 | 20 | 25 | 30 | 40 | 30 | 25 | 70 | 70 |  | 50 | 15 | 15
CAPEX (€/kW) |  | 650 | 11900 | 747 | 1300 | 2600 | 3000 | 2000 | 2200 | 1100 | 800 | 1000 | 1000 |  | 1000 | 406 | 1101
OPEX (€/kW/yr) |  | 100 | 100 | 11 | 40 | 80 | 120 | 22 | 32 | 48 | 48 | 15 | 15 | 1000 | 15 | 11 | 30
Fuel cost (€/MWh_th) |  | 3.3 | 3.3 | - |  |  | 15 | 25 | 6.5 | 50 | 50 | - |  | 300 | -
Carbon tax (€/tCO2) |  | 60
Country | Initial consumption (TWh) | Non Flexible Consumption (TWh) |  |  |  | Thermosensitivity (under 15°C) |  |  | Flexible Consumption
[6 empty] | GW/°C |  |  | EV (millions vehicles) |  | EV flexibility ratio |  |  | H2 production (TWh) |  |  | H2 production flexibility ratio
[9 empty] | EV |  |  |  |  | H2
FR | 475.5077 | 475 |  |  |  | 2.0134 |  |  | 0 |  | 0.1 |  |  | 0 |  |  | 1
[9 empty] | Charger cost (€/kW) |  |  |  | 300 | Electrolyser cost (€/kW) |  |  |  | 500
[9 empty] | Lifetime |  |  |  | 15 | Lifetime |  |  |  | 10
[9 empty] | Discount rate |  |  |  | 4% | Discount rate |  |  |  | 4%
[9 empty] | Capital recovery factor |  |  |  | 0.089941 | Capital recovery factor |  |  |  | 0.12329
Note on O2: Auteur: limited to 20hrs of use per year
Note on O6: Auteur: limited to 20hrs of use per year
Note on C11: Auteur: Grand carénage = +10 years lifetime
Note on D12: Auteur: Flamanville EPR cost but for prospective, between 4000€ and 7000€ is more accurate

## Interm_costs
RTE BP2050 | OldNuke | NewNuke | Solar | WindOnShore | WindOffShore | Biomass | Coal | Lignite | CCG | TAC | HydroRiver | HydroReservoir | curtailment
Actualisation | 4% | 4% | 4% | 4% | 4% | 4% | 4% | 4% | 4% | 4% | 4% | 4% | 4%
Investment (building) C_C [euros/kW] "CAPEX" | 650 | 11900 | 747 | 1300 | 2600 | 3000 | 2000 | 2200 | 1100 | 800 | 1000 | 1000 | 0
Operation cost C_F [euros/kW/an] | 100 | 100 | 11 | 40 | 80 | 120 | 22 | 32 | 48 | 48 | 15 | 15 | 1000
Fuel cost [euros/MWh_th] | 3.3 | 3.3 |  |  |  | 15 | 25 | 6.5 | 50 | 50 |  |  | 300
Efficiency | 33% | 37% |  |  |  | 25% | 46% | 45% | 60% | 42% |  |  | 100%
Variable O&M [euros/MWh]
Marginal cost C_M [euros/MWh] "OPEX" | 10 | 8.9189 |  |  |  | 60 | 54.3478 | 14.4444 | 83.3333 | 119.0476 |  |  | 300
Carbon tax [€/tCO2] | 60 | 60 | 60 | 60 | 60 | 60 | 60 | 60 | 60 | 60 | 60 | 60 | 60
Decommissioning C_D [euros/kW]
Construction length D_c [year] | 0.5 | 10 | 2 | 2 | 2 | 2 | 3 | 3 | 3 | 3 | 2 | 5
Life length L_E [year] | 10 | 60 | 25 | 25 | 20 | 25 | 30 | 40 | 30 | 25 | 70 | 70 | 0
Direct emission CO2 [gCO2/kWh_e] | [6 empty] | 855 | 933 | 356 | 534
Capital Recovery Factor (CRF) | 0.12329 | 0.044202 | 0.064012 | 0.064012 | 0.073582 | 0.064012 | 0.05783 | 0.050523 | 0.05783 | 0.064012 | 0.042745 | 0.042745
Capacity cost [€/MW/yr] | 180139.1138 | 626001.957 | 58816.9362 | 123215.5516 | 271312.5509 | 312035.8884 | 137660.1983 | 143151.6765 | 111613.109 | 99209.5702 | 57745.0623 | 57745.0623 | 1000000
Energy cost (marignal cost) [€/MWh_e/yr] | 10 | 8.9189 |  |  |  | 60 | 165.8696 | 138.8444 | 118.9333 | 195.3333 |  |  | 300
| HydroStorage | Batteryh1 | Batteryh4 | [10 empty] | GJ to TWh | 2.7778e-07
Actualisation | 4% | 4% | 4% | [10 empty] | GJ to MWh | 0.27778
Investment (building) C_C [euros/kW] "CAPEX" | 1000 | 406 | 1101
Operation cost C_F [euros/kW/an] | 15 | 11 | 30
Construction length D_c [year] | 0.5 | 0.5 | 0.5
Life length L_E [year] | 50 | 15 | 15
Efficiency In | 89.44% | 92.2% | 92.2%
Efficiency Out | 89.44% | 92.2% | 92.2%
Dissipation [%/hr] |  | 0.2083% | 0.2083%
Storage hours | 20 | 1 | 4
Capital Recovery Factor (CRF) | 0.046403 | 0.087812 | 0.087812
Capacity cost [€/MW/yr] | 61402.6395 | 46651.6915 | 126681.0649
Capacity cost [€/MWh/yr] | 3070.132 | 46651.6915 | 31670.2662

## EVModel
Saison | Jour | Heure | Puissance.MW.par.million
Hiver | 2 | 0 | 227
Hiver | 2 | 1 | 161
Hiver | 2 | 2 | 109
Hiver | 2 | 3 | 74
Hiver | 2 | 4 | 55
Hiver | 2 | 5 | 46
Hiver | 2 | 6 | 38
Hiver | 2 | 7 | 46
Hiver | 2 | 8 | 90
Hiver | 2 | 9 | 191
Hiver | 2 | 10 | 216
Hiver | 2 | 11 | 194
Hiver | 2 | 12 | 268
Hiver | 2 | 13 | 412
Hiver | 2 | 14 | 374
Hiver | 2 | 15 | 240
Hiver | 2 | 16 | 210
Hiver | 2 | 17 | 281
Hiver | 2 | 18 | 519
Hiver | 2 | 19 | 691
Hiver | 2 | 20 | 669
Hiver | 2 | 21 | 568
Hiver | 2 | 22 | 407
Hiver | 2 | 23 | 284
Hiver | 3 | 0 | 227
Hiver | 3 | 1 | 161
Hiver | 3 | 2 | 109
Hiver | 3 | 3 | 74
Hiver | 3 | 4 | 55
Hiver | 3 | 5 | 46
Hiver | 3 | 6 | 38
Hiver | 3 | 7 | 46
Hiver | 3 | 8 | 90
Hiver | 3 | 9 | 191
Hiver | 3 | 10 | 216
Hiver | 3 | 11 | 194
Hiver | 3 | 12 | 268
Hiver | 3 | 13 | 412
Hiver | 3 | 14 | 374
Hiver | 3 | 15 | 240
Hiver | 3 | 16 | 210
Hiver | 3 | 17 | 281
Hiver | 3 | 18 | 519
Hiver | 3 | 19 | 691
Hiver | 3 | 20 | 669
Hiver | 3 | 21 | 568
Hiver | 3 | 22 | 407
Hiver | 3 | 23 | 284
Hiver | 4 | 0 | 227
Hiver | 4 | 1 | 161
Hiver | 4 | 2 | 109
Hiver | 4 | 3 | 74
Hiver | 4 | 4 | 55
Hiver | 4 | 5 | 46
Hiver | 4 | 6 | 38
Hiver | 4 | 7 | 46
Hiver | 4 | 8 | 90
Hiver | 4 | 9 | 191
Hiver | 4 | 10 | 216
Hiver | 4 | 11 | 194
Hiver | 4 | 12 | 268
Hiver | 4 | 13 | 412
Hiver | 4 | 14 | 374
Hiver | 4 | 15 | 240
Hiver | 4 | 16 | 210
Hiver | 4 | 17 | 281
Hiver | 4 | 18 | 519
Hiver | 4 | 19 | 691
Hiver | 4 | 20 | 669
Hiver | 4 | 21 | 568
Hiver | 4 | 22 | 407
Hiver | 4 | 23 | 284
Hiver | 5 | 0 | 227
Hiver | 5 | 1 | 161
Hiver | 5 | 2 | 109
Hiver | 5 | 3 | 74
Hiver | 5 | 4 | 55
Hiver | 5 | 5 | 46
Hiver | 5 | 6 | 38
Hiver | 5 | 7 | 46
Hiver | 5 | 8 | 90
Hiver | 5 | 9 | 191
Hiver | 5 | 10 | 216
Hiver | 5 | 11 | 194
Hiver | 5 | 12 | 268
Hiver | 5 | 13 | 412
Hiver | 5 | 14 | 374
Hiver | 5 | 15 | 240
Hiver | 5 | 16 | 210
Hiver | 5 | 17 | 281
Hiver | 5 | 18 | 519
Hiver | 5 | 19 | 691
Hiver | 5 | 20 | 669
Hiver | 5 | 21 | 568
Hiver | 5 | 22 | 407
Hiver | 5 | 23 | 284
Hiver | 6 | 0 | 251
Hiver | 6 | 1 | 233
Hiver | 6 | 2 | 151
Hiver | 6 | 3 | 110
Hiver | 6 | 4 | 86
Hiver | 6 | 5 | 63
Hiver | 6 | 6 | 51
Hiver | 6 | 7 | 45
Hiver | 6 | 8 | 50
Hiver | 6 | 9 | 62
Hiver | 6 | 10 | 79
Hiver | 6 | 11 | 131
Hiver | 6 | 12 | 183
Hiver | 6 | 13 | 323
Hiver | 6 | 14 | 282
Hiver | 6 | 15 | 194
Hiver | 6 | 16 | 241
Hiver | 6 | 17 | 182
Hiver | 6 | 18 | 228
Hiver | 6 | 19 | 310
Hiver | 6 | 20 | 461
Hiver | 6 | 21 | 514
Hiver | 6 | 22 | 455
Hiver | 6 | 23 | 361
Hiver | 7 | 0 | 251
Hiver | 7 | 1 | 233
Hiver | 7 | 2 | 151
Hiver | 7 | 3 | 110
Hiver | 7 | 4 | 86
Hiver | 7 | 5 | 63
Hiver | 7 | 6 | 51
Hiver | 7 | 7 | 45
Hiver | 7 | 8 | 50
Hiver | 7 | 9 | 62
Hiver | 7 | 10 | 79
Hiver | 7 | 11 | 131
Hiver | 7 | 12 | 183
Hiver | 7 | 13 | 323
Hiver | 7 | 14 | 282
Hiver | 7 | 15 | 194
Hiver | 7 | 16 | 241
Hiver | 7 | 17 | 182
Hiver | 7 | 18 | 228
Hiver | 7 | 19 | 310
Hiver | 7 | 20 | 461
Hiver | 7 | 21 | 514
Hiver | 7 | 22 | 455
Hiver | 7 | 23 | 361
Hiver | 1 | 0 | 227
Hiver | 1 | 1 | 161
Hiver | 1 | 2 | 109
Hiver | 1 | 3 | 74
Hiver | 1 | 4 | 55
Hiver | 1 | 5 | 46
Hiver | 1 | 6 | 38
Hiver | 1 | 7 | 46
Hiver | 1 | 8 | 90
Hiver | 1 | 9 | 191
Hiver | 1 | 10 | 216
Hiver | 1 | 11 | 194
Hiver | 1 | 12 | 268
Hiver | 1 | 13 | 412
Hiver | 1 | 14 | 374
Hiver | 1 | 15 | 240
Hiver | 1 | 16 | 210
Hiver | 1 | 17 | 281
Hiver | 1 | 18 | 519
Hiver | 1 | 19 | 691
Hiver | 1 | 20 | 669
Hiver | 1 | 21 | 568
Hiver | 1 | 22 | 407
Hiver | 1 | 23 | 284
Ete | 2 | 0 | 227
Ete | 2 | 1 | 161
Ete | 2 | 2 | 109
Ete | 2 | 3 | 74
Ete | 2 | 4 | 55
Ete | 2 | 5 | 46
Ete | 2 | 6 | 38
Ete | 2 | 7 | 46
Ete | 2 | 8 | 90
Ete | 2 | 9 | 191
Ete | 2 | 10 | 216
Ete | 2 | 11 | 194
Ete | 2 | 12 | 268
Ete | 2 | 13 | 412
Ete | 2 | 14 | 374
Ete | 2 | 15 | 240
Ete | 2 | 16 | 210
Ete | 2 | 17 | 281
Ete | 2 | 18 | 519
Ete | 2 | 19 | 691
Ete | 2 | 20 | 669
Ete | 2 | 21 | 568
Ete | 2 | 22 | 407
Ete | 2 | 23 | 284
Ete | 3 | 0 | 227
Ete | 3 | 1 | 161
Ete | 3 | 2 | 109
Ete | 3 | 3 | 74
Ete | 3 | 4 | 55
Ete | 3 | 5 | 46
Ete | 3 | 6 | 38
Ete | 3 | 7 | 46
Ete | 3 | 8 | 90
Ete | 3 | 9 | 191
Ete | 3 | 10 | 216
Ete | 3 | 11 | 194
Ete | 3 | 12 | 268
Ete | 3 | 13 | 412
Ete | 3 | 14 | 374
Ete | 3 | 15 | 240
Ete | 3 | 16 | 210
Ete | 3 | 17 | 281
Ete | 3 | 18 | 519
Ete | 3 | 19 | 691
Ete | 3 | 20 | 669
Ete | 3 | 21 | 568
Ete | 3 | 22 | 407
Ete | 3 | 23 | 284
Ete | 4 | 0 | 227
Ete | 4 | 1 | 161
Ete | 4 | 2 | 109
Ete | 4 | 3 | 74
Ete | 4 | 4 | 55
Ete | 4 | 5 | 46
Ete | 4 | 6 | 38
Ete | 4 | 7 | 46
Ete | 4 | 8 | 90
Ete | 4 | 9 | 191
Ete | 4 | 10 | 216
Ete | 4 | 11 | 194
Ete | 4 | 12 | 268
Ete | 4 | 13 | 412
Ete | 4 | 14 | 374
Ete | 4 | 15 | 240
Ete | 4 | 16 | 210
Ete | 4 | 17 | 281
Ete | 4 | 18 | 519
Ete | 4 | 19 | 691
Ete | 4 | 20 | 669
Ete | 4 | 21 | 568
Ete | 4 | 22 | 407
Ete | 4 | 23 | 284
Ete | 5 | 0 | 227
Ete | 5 | 1 | 161
Ete | 5 | 2 | 109
Ete | 5 | 3 | 74
Ete | 5 | 4 | 55
Ete | 5 | 5 | 46
Ete | 5 | 6 | 38
Ete | 5 | 7 | 46
Ete | 5 | 8 | 90
Ete | 5 | 9 | 191
Ete | 5 | 10 | 216
Ete | 5 | 11 | 194
Ete | 5 | 12 | 268
Ete | 5 | 13 | 412
Ete | 5 | 14 | 374
Ete | 5 | 15 | 240
Ete | 5 | 16 | 210
Ete | 5 | 17 | 281
Ete | 5 | 18 | 519
Ete | 5 | 19 | 691
Ete | 5 | 20 | 669
Ete | 5 | 21 | 568
Ete | 5 | 22 | 407
Ete | 5 | 23 | 284
Ete | 6 | 0 | 251
Ete | 6 | 1 | 233
Ete | 6 | 2 | 151
Ete | 6 | 3 | 110
Ete | 6 | 4 | 86
Ete | 6 | 5 | 63
Ete | 6 | 6 | 51
Ete | 6 | 7 | 45
Ete | 6 | 8 | 50
Ete | 6 | 9 | 62
Ete | 6 | 10 | 79
Ete | 6 | 11 | 131
Ete | 6 | 12 | 183
Ete | 6 | 13 | 323
Ete | 6 | 14 | 282
Ete | 6 | 15 | 194
Ete | 6 | 16 | 241
Ete | 6 | 17 | 182
Ete | 6 | 18 | 228
Ete | 6 | 19 | 310
Ete | 6 | 20 | 461
Ete | 6 | 21 | 514
Ete | 6 | 22 | 455
Ete | 6 | 23 | 361
Ete | 7 | 0 | 251
Ete | 7 | 1 | 233
Ete | 7 | 2 | 151
Ete | 7 | 3 | 110
Ete | 7 | 4 | 86
Ete | 7 | 5 | 63
Ete | 7 | 6 | 51
Ete | 7 | 7 | 45
Ete | 7 | 8 | 50
Ete | 7 | 9 | 62
Ete | 7 | 10 | 79
Ete | 7 | 11 | 131
Ete | 7 | 12 | 183
Ete | 7 | 13 | 323
Ete | 7 | 14 | 282
Ete | 7 | 15 | 194
Ete | 7 | 16 | 241
Ete | 7 | 17 | 182
Ete | 7 | 18 | 228
Ete | 7 | 19 | 310
Ete | 7 | 20 | 461
Ete | 7 | 21 | 514
Ete | 7 | 22 | 455
Ete | 7 | 23 | 361
Ete | 1 | 0 | 227
Ete | 1 | 1 | 161
Ete | 1 | 2 | 109
Ete | 1 | 3 | 74
Ete | 1 | 4 | 55
Ete | 1 | 5 | 46
Ete | 1 | 6 | 38
Ete | 1 | 7 | 46
Ete | 1 | 8 | 90
Ete | 1 | 9 | 191
Ete | 1 | 10 | 216
Ete | 1 | 11 | 194
Ete | 1 | 12 | 268
Ete | 1 | 13 | 412
Ete | 1 | 14 | 374
Ete | 1 | 15 | 240
Ete | 1 | 16 | 210
Ete | 1 | 17 | 281
Ete | 1 | 18 | 519
Ete | 1 | 19 | 691
Ete | 1 | 20 | 669
Ete | 1 | 21 | 568
Ete | 1 | 22 | 407
Ete | 1 | 23 | 284

## TECHNO_AREAS
TECHNOLOGIES | energyCost | margvarCost | capacityCost | EnergyNbhourCap | minCapacity | maxCapacity | RampConstraintPlus | RampConstraintMoins | RampConstraintPlus2 | RampConstraintMoins2
CCG | 118.9333 | 0.0005 | 111613.109 | 0 | 6600 | 6600 | 0.35 | 0.35 | 0 | 0
TAC | 195.3333 | 0 | 99209.5702 | 0 | 700 | 700 | 0 | 0 | 0 | 0
OldNuke | 10 | 0 | 180139.1138 | 0 | 63100 | 63100 | 0.08 | 0.08 | 0 | 0
NewNuke | 8.9189 | 0 | 626001.957 | 0 | 0 | 0 | 0.08 | 0.08 | 0 | 0
WindOnShore | 0 | 0 | 123215.5516 | 0 | 13600 | 13600 | 0 | 0 | 0 | 0
WindOffShore | 0 | 0 | 271312.5509 | 0 | 0 | 0 | 0 | 0 | 0 | 0
HydroRiver | 0 | 0 | 57745.0623 | 0 | 11000 | 11000 | 0 | 0 | 0 | 0
Solar | 0 | 0 | 58816.9362 | 0 | 8200 | 8200 | 0 | 0 | 0 | 0
HydroReservoir | 0 | 0 | 57745.0623 | 2100 | 2100 | 2100 | 0 | 0 | 0 | 0
Biomass | 60 | 0.0005 | 312035.8884 | 0 | 1900 | 1900 | 0.15 | 0.15 | 0 | 0
Coal | 165.8696 | 0.0005 | 137660.1983 | 0 | 3000 | 3000 | 0.15 | 0.15 | 0 | 0
Lignite | 138.8444 | 0.0005 | 143151.6765 | 0 | 0 | 0 | 0.15 | 0.15 | 0 | 0
curtailment | 300 | 0 | 1000000 | 20 | 25000 | 25000 | 0 | 0 | 0 | 0

## STOCK_TECHNO_AREAS
STOCK_TECHNO | storageCost | p_max | strhours | c_min | c_max | efficiency_in | dissipation | efficiency_out
Batteryh1 | 46651.6915 | 0 | 1 | 0 | 0 | 0.92 | 0.021 | 0.92
Batteryh4 | 31670.2662 | 0 | 4 | 0 | 0 | 0.92 | 0.021 | 0.92
HydroStorage | 3070.132 | 5000 | 20 | 100000 | 100000 | 0.89 | 0 | 0.89

## areaConsumption
Date | areaConsumption
2018-01-01 | 61061.7334
2018-01-01 01:00 | 57817.2013
2018-01-01 02:00 | 57199.8612
2018-01-01 03:00 | 54668.5668
2018-01-01 04:00 | 52156.2521
2018-01-01 05:00 | 50574.9423
2018-01-01 06:00 | 50696.812
2018-01-01 07:00 | 51125.354
2018-01-01 08:00 | 51407.0529
2018-01-01 09:00 | 50980.5088
2018-01-01 10:00 | 52438.9499
2018-01-01 11:00 | 54599.6405
2018-01-01 12:00 | 57107.9594
2018-01-01 13:00 | 59602.2933
2018-01-01 14:00 | 57223.8356
2018-01-01 15:00 | 54985.2283
2018-01-01 16:00 | 54590.6501
2018-01-01 17:00 | 55645.5226
2018-01-01 18:00 | 60231.6206
2018-01-01 19:00 | 62754.9236
2018-01-01 20:00 | 62420.2813
2018-01-01 21:00 | 60410.4295
2018-01-01 22:00 | 58323.66
2018-01-01 23:00 | 61282.4974
2018-01-02 | 60424.4146
2018-01-02 01:00 | 56225.9022
2018-01-02 02:00 | 55422.7607
2018-01-02 03:00 | 53293.037
2018-01-02 04:00 | 51533.9173
2018-01-02 05:00 | 51763.6717
2018-01-02 06:00 | 54850.3725
2018-01-02 07:00 | 59499.4033
2018-01-02 08:00 | 63236.4089
2018-01-02 09:00 | 64960.566
2018-01-02 10:00 | 66913.4786
2018-01-02 11:00 | 67857.4697
2018-01-02 12:00 | 69398.8222
2018-01-02 13:00 | 70458.6893
2018-01-02 14:00 | 68453.8322
2018-01-02 15:00 | 66485.9356
2018-01-02 16:00 | 65611.8699
2018-01-02 17:00 | 65975.4812
2018-01-02 18:00 | 69418.8008
2018-01-02 19:00 | 71358.7273
2018-01-02 20:00 | 68804.4575
2018-01-02 21:00 | 64566.9867
2018-01-02 22:00 | 61382.3906
2018-01-02 23:00 | 63750.8591
2018-01-03 | 62956.7079
2018-01-03 01:00 | 58234.755
2018-01-03 02:00 | 56558.5467
2018-01-03 03:00 | 53993.2886
2018-01-03 04:00 | 51775.6589
2018-01-03 05:00 | 51707.7315
2018-01-03 06:00 | 54891.3287
2018-01-03 07:00 | 59931.941
2018-01-03 08:00 | 64108.4768
2018-01-03 09:00 | 65985.4706
2018-01-03 10:00 | 67373.9864
2018-01-03 11:00 | 68085.2262
2018-01-03 12:00 | 69185.0506
2018-01-03 13:00 | 69724.4741
2018-01-03 14:00 | 68454.8312
2018-01-03 15:00 | 67072.3089
2018-01-03 16:00 | 66091.3574
2018-01-03 17:00 | 66419.0072
2018-01-03 18:00 | 70349.8057
2018-01-03 19:00 | 72449.5613
2018-01-03 20:00 | 70013.1655
2018-01-03 21:00 | 65374.124
2018-01-03 22:00 | 62464.2343
2018-01-03 23:00 | 65146.3674
2018-01-04 | 64019.5718
2018-01-04 01:00 | 59219.7022
2018-01-04 02:00 | 57640.3903
2018-01-04 03:00 | 54997.2155
2018-01-04 04:00 | 52795.5688
2018-01-04 05:00 | 52634.7407
2018-01-04 06:00 | 55588.5834
2018-01-04 07:00 | 60489.3452
2018-01-04 08:00 | 64554.9995
2018-01-04 09:00 | 65850.6147
2018-01-04 10:00 | 66776.6249
2018-01-04 11:00 | 67519.8305
2018-01-04 12:00 | 68730.5365
2018-01-04 13:00 | 69016.2311
2018-01-04 14:00 | 67289.0772
2018-01-04 15:00 | 65570.9137
2018-01-04 16:00 | 64465.0956
2018-01-04 17:00 | 64474.086
2018-01-04 18:00 | 68028.2871
2018-01-04 19:00 | 70216.9477
2018-01-04 20:00 | 68114.1952
2018-01-04 21:00 | 63407.2264
2018-01-04 22:00 | 60400.4402
2018-01-04 23:00 | 62918.7485
2018-01-05 | 62296.4137
2018-01-05 01:00 | 57288.7661
2018-01-05 02:00 | 55936.2118
2018-01-05 03:00 | 53531.7819
2018-01-05 04:00 | 51676.7646
2018-01-05 05:00 | 51663.7785
2018-01-05 06:00 | 54842.381
2018-01-05 07:00 | 59912.9612
2018-01-05 08:00 | 64362.2056
2018-01-05 09:00 | 65895.5667
2018-01-05 10:00 | 66672.736
2018-01-05 11:00 | 67030.3537
2018-01-05 12:00 | 67678.6608
2018-01-05 13:00 | 67732.6031
2018-01-05 14:00 | 65661.8165
2018-01-05 15:00 | 63928.669
2018-01-05 16:00 | 62874.7954
2018-01-05 17:00 | 62764.9129
2018-01-05 18:00 | 67235.1348
2018-01-05 19:00 | 69395.8254
2018-01-05 20:00 | 67377.9822
2018-01-05 21:00 | 63248.3961
2018-01-05 22:00 | 60500.3334
2018-01-05 23:00 | 63702.9103
2018-01-06 | 63028.631
2018-01-06 01:00 | 58091.9077
2018-01-06 02:00 | 56592.5104
2018-01-06 03:00 | 53865.4252
2018-01-06 04:00 | 51404.0561
2018-01-06 05:00 | 50680.8291
2018-01-06 06:00 | 52003.4155
2018-01-06 07:00 | 54091.1839
2018-01-06 08:00 | 56475.6353
2018-01-06 09:00 | 58438.5372
2018-01-06 10:00 | 60945.8572
2018-01-06 11:00 | 62174.5439
2018-01-06 12:00 | 63404.2296
2018-01-06 13:00 | 65120.3952
2018-01-06 14:00 | 61930.8044
2018-01-06 15:00 | 59640.2527
2018-01-06 16:00 | 58414.5628
2018-01-06 17:00 | 58847.1005
2018-01-06 18:00 | 63177.4719
2018-01-06 19:00 | 65301.202
2018-01-06 20:00 | 64082.5046
2018-01-06 21:00 | 61056.7387
2018-01-06 22:00 | 58723.2329
2018-01-06 23:00 | 62437.2631
2018-01-07 | 62072.6528
2018-01-07 01:00 | 57573.4618
2018-01-07 02:00 | 56217.9107
2018-01-07 03:00 | 53306.0232
2018-01-07 04:00 | 50999.4885
2018-01-07 05:00 | 50075.4762
2018-01-07 06:00 | 50814.6861
2018-01-07 07:00 | 51984.4358
2018-01-07 08:00 | 53571.7391
2018-01-07 09:00 | 54996.2166
2018-01-07 10:00 | 58173.8201
2018-01-07 11:00 | 60787.027
2018-01-07 12:00 | 63221.4249
2018-01-07 13:00 | 65258.2479
2018-01-07 14:00 | 61760.986
2018-01-07 15:00 | 59136.7909
2018-01-07 16:00 | 58255.7326
2018-01-07 17:00 | 58419.5575
2018-01-07 18:00 | 62966.6972
2018-01-07 19:00 | 66244.194
2018-01-07 20:00 | 65731.7418
2018-01-07 21:00 | 63022.6374
2018-01-07 22:00 | 60384.4573
2018-01-07 23:00 | 63282.3598
2018-01-08 | 62575.1158
2018-01-08 01:00 | 58556.4112
2018-01-08 02:00 | 57660.369
2018-01-08 03:00 | 55391.7938
2018-01-08 04:00 | 53357.9676
2018-01-08 05:00 | 54083.1925
2018-01-08 06:00 | 58279.707
2018-01-08 07:00 | 66082.367
2018-01-08 08:00 | 71768.2895
2018-01-08 09:00 | 72274.7482
2018-01-08 10:00 | 72757.2325
2018-01-08 11:00 | 72908.0712
2018-01-08 12:00 | 73495.4434
2018-01-08 13:00 | 73653.2747
2018-01-08 14:00 | 71863.1881
2018-01-08 15:00 | 69804.3887
2018-01-08 16:00 | 68827.4329
2018-01-08 17:00 | 69055.1895
2018-01-08 18:00 | 73810.1071
2018-01-08 19:00 | 76717
2018-01-08 20:00 | 73887.0249
2018-01-08 21:00 | 69033.2129
2018-01-08 22:00 | 65321.1806
2018-01-08 23:00 | 67912.4109
2018-01-09 | 66794.6057
2018-01-09 01:00 | 62404.2983
2018-01-09 02:00 | 61139.6501
2018-01-09 03:00 | 59026.9083
2018-01-09 04:00 | 57099.9679
2018-01-09 05:00 | 57496.5441
2018-01-09 06:00 | 61289.4899
2018-01-09 07:00 | 68862.3955
2018-01-09 08:00 | 74364.5145
2018-01-09 09:00 | 74298.585
2018-01-09 10:00 | 73939.9683
2018-01-09 11:00 | 74251.6352
2018-01-09 12:00 | 74534.333
2018-01-09 13:00 | 73932.9758
2018-01-09 14:00 | 72172.8571
2018-01-09 15:00 | 70209.9552
2018-01-09 16:00 | 69155.0827
2018-01-09 17:00 | 69430.788
2018-01-09 18:00 | 73764.1562
2018-01-09 19:00 | 76491.2413
2018-01-09 20:00 | 73672.2544
2018-01-09 21:00 | 68933.3197
2018-01-09 22:00 | 65389.108
2018-01-09 23:00 | 67695.6426
2018-01-10 | 66413.0136
2018-01-10 01:00 | 61627.129
2018-01-10 02:00 | 60403.437
2018-01-10 03:00 | 58205.786
2018-01-10 04:00 | 56179.9513
2018-01-10 05:00 | 56605.4965
2018-01-10 06:00 | 60356.4872
2018-01-10 07:00 | 67207.1647
2018-01-10 08:00 | 72653.3435
2018-01-10 09:00 | 73200.7584
2018-01-10 10:00 | 73268.6858
2018-01-10 11:00 | 72460.5496
2018-01-10 12:00 | 72620.3788
2018-01-10 13:00 | 72047.9906
2018-01-10 14:00 | 70079.095
2018-01-10 15:00 | 67954.3661
2018-01-10 16:00 | 66742.6612
2018-01-10 17:00 | 66999.3868
2018-01-10 18:00 | 71590.4796
2018-01-10 19:00 | 75062.7682
2018-01-10 20:00 | 73013.9581
2018-01-10 21:00 | 68362.9294
2018-01-10 22:00 | 64983.5415
2018-01-10 23:00 | 67320.0441
2018-01-11 | 66445.9783
2018-01-11 01:00 | 62135.5856
2018-01-11 02:00 | 60804.0088
2018-01-11 03:00 | 58669.2906
2018-01-11 04:00 | 56825.2616
2018-01-11 05:00 | 57084.984
2018-01-11 06:00 | 60845.964
2018-01-11 07:00 | 68530.75
2018-01-11 08:00 | 74080.8177
2018-01-11 09:00 | 74122.7729
2018-01-11 10:00 | 73885.027
2018-01-11 11:00 | 73422.5214
2018-01-11 12:00 | 73598.3335
2018-01-11 13:00 | 73007.9645
2018-01-11 14:00 | 71453.6259
2018-01-11 15:00 | 69342.8819
2018-01-11 16:00 | 68277.0212
2018-01-11 17:00 | 68849.4094
2018-01-11 18:00 | 73429.5139
2018-01-11 19:00 | 77235.4459
2018-01-11 20:00 | 74545.3213
2018-01-11 21:00 | 69876.3118
2018-01-11 22:00 | 66432.9922
2018-01-11 23:00 | 69132.1072
2018-01-12 | 67891.4333
2018-01-12 01:00 | 63419.2135
2018-01-12 02:00 | 62321.387
2018-01-12 03:00 | 60187.6676
2018-01-12 04:00 | 58473.4998
2018-01-12 05:00 | 58690.2681
2018-01-12 06:00 | 62487.2097
2018-01-12 07:00 | 70030.1474
2018-01-12 08:00 | 75702.0848
2018-01-12 09:00 | 75834.9428
2018-01-12 10:00 | 75902.8702
2018-01-12 11:00 | 75795.9845
2018-01-12 12:00 | 75569.2268
2018-01-12 13:00 | 75287.5279
2018-01-12 14:00 | 73063.9047
2018-01-12 15:00 | 70915.2014
2018-01-12 16:00 | 69816.3758
2018-01-12 17:00 | 69919.2659
2018-01-12 18:00 | 74572.2924
2018-01-12 19:00 | 76737.9776
2018-01-12 20:00 | 74365.5134
2018-01-12 21:00 | 70085.0886
2018-01-12 22:00 | 67076.3046
2018-01-12 23:00 | 70226.937
2018-01-13 | 69380.8414
2018-01-13 01:00 | 64436.1266
2018-01-13 02:00 | 63046.6118
2018-01-13 03:00 | 60699.1209
2018-01-13 04:00 | 58539.4294
2018-01-13 05:00 | 58082.9173
2018-01-13 06:00 | 59543.3563
2018-01-13 07:00 | 61875.8632
2018-01-13 08:00 | 64889.6419
2018-01-13 09:00 | 67401.9565
2018-01-13 10:00 | 69455.7613
2018-01-13 11:00 | 69508.7047
2018-01-13 12:00 | 70020.158
2018-01-13 13:00 | 71339.7476
2018-01-13 14:00 | 67925.397
2018-01-13 15:00 | 65374.124
2018-01-13 16:00 | 64092.4939
2018-01-13 17:00 | 64079.5078
2018-01-13 18:00 | 69057.1873
2018-01-13 19:00 | 72000.0418
2018-01-13 20:00 | 70541.6007
2018-01-13 21:00 | 67287.0793
2018-01-13 22:00 | 64867.6653
2018-01-13 23:00 | 68457.8279
2018-01-14 | 68095.2155
2018-01-14 01:00 | 63851.7512
2018-01-14 02:00 | 62641.0453
2018-01-14 03:00 | 60032.8331
2018-01-14 04:00 | 57363.6861
2018-01-14 05:00 | 56415.6993
2018-01-14 06:00 | 57081.9872
2018-01-14 07:00 | 58401.5767
2018-01-14 08:00 | 60141.7167
2018-01-14 09:00 | 62014.7148
2018-01-14 10:00 | 65180.3311
2018-01-14 11:00 | 66964.4242
2018-01-14 12:00 | 67896.428
2018-01-14 13:00 | 68767.497
2018-01-14 14:00 | 64297.275
2018-01-14 15:00 | 61368.4056
2018-01-14 16:00 | 59851.0274
2018-01-14 17:00 | 59983.8854
2018-01-14 18:00 | 65637.8421
2018-01-14 19:00 | 70138.032
2018-01-14 20:00 | 69948.2349
2018-01-14 21:00 | 67272.0953
2018-01-14 22:00 | 64692.8522
2018-01-14 23:00 | 67569.7772
2018-01-15 | 66783.6175
2018-01-15 01:00 | 62988.6737
2018-01-15 02:00 | 62129.592
2018-01-15 03:00 | 60064.7989
2018-01-15 04:00 | 58060.9408
2018-01-15 05:00 | 58703.2543
2018-01-15 06:00 | 63141.5104
2018-01-15 07:00 | 70659.4747
2018-01-15 08:00 | 76093.6663
2018-01-15 09:00 | 76433.3033
2018-01-15 10:00 | 76458.2766
2018-01-15 11:00 | 76215.536
2018-01-15 12:00 | 76883.8217
2018-01-15 13:00 | 76694.0246
2018-01-15 14:00 | 75580.2151
2018-01-15 15:00 | 73622.3078
2018-01-15 16:00 | 72675.32
2018-01-15 17:00 | 72381.6339
2018-01-15 18:00 | 75970.7976
2018-01-15 19:00 | 79021.5368
2018-01-15 20:00 | 75828.9492
2018-01-15 21:00 | 70686.4459
2018-01-15 22:00 | 66797.6025
2018-01-15 23:00 | 69131.1083
2018-01-16 | 67719.617
2018-01-16 01:00 | 63123.5296
2018-01-16 02:00 | 61666.0874
2018-01-16 03:00 | 59238.682
2018-01-16 04:00 | 57240.8174
2018-01-16 05:00 | 57355.6946
2018-01-16 06:00 | 61121.6693
2018-01-16 07:00 | 68640.6326
2018-01-16 08:00 | 73744.1776
2018-01-16 09:00 | 73591.3409
2018-01-16 10:00 | 73572.3612
2018-01-16 11:00 | 73086.8801
2018-01-16 12:00 | 73504.4338
2018-01-16 13:00 | 72649.3478
2018-01-16 14:00 | 71189.9077
2018-01-16 15:00 | 69205.0293
2018-01-16 16:00 | 68528.7521
2018-01-16 17:00 | 68940.3122
2018-01-16 18:00 | 73362.5854
2018-01-16 19:00 | 76808.9018
2018-01-16 20:00 | 74456.4163
2018-01-16 21:00 | 69499.7143
2018-01-16 22:00 | 65966.4908
2018-01-16 23:00 | 68517.7639
2018-01-17 | 67753.5807
2018-01-17 01:00 | 62994.6673
2018-01-17 02:00 | 62135.5856
2018-01-17 03:00 | 60291.5566
2018-01-17 04:00 | 58713.2436
2018-01-17 05:00 | 59230.6905
2018-01-17 06:00 | 63218.4282
2018-01-17 07:00 | 70618.5185
2018-01-17 08:00 | 76331.4122
2018-01-17 09:00 | 76949.7512
2018-01-17 10:00 | 76673.047
2018-01-17 11:00 | 75910.8617
2018-01-17 12:00 | 75897.8756
2018-01-17 13:00 | 75114.7127
2018-01-17 14:00 | 73115.8492
2018-01-17 15:00 | 70868.2515
2018-01-17 16:00 | 69985.1954
2018-01-17 17:00 | 70216.9477
2018-01-17 18:00 | 75159.6646
2018-01-17 19:00 | 79571.9485
2018-01-17 20:00 | 76685.0342
2018-01-17 21:00 | 71900.1486
2018-01-17 22:00 | 68354.9379
2018-01-17 23:00 | 70759.3679
2018-01-18 | 69452.7645
2018-01-18 01:00 | 65224.2842
2018-01-18 02:00 | 64167.4138
2018-01-18 03:00 | 62007.7222
2018-01-18 04:00 | 60157.6997
2018-01-18 05:00 | 60002.8651
2018-01-18 06:00 | 63499.1281
2018-01-18 07:00 | 70567.5729
2018-01-18 08:00 | 75515.2845
2018-01-18 09:00 | 75081.7479
2018-01-18 10:00 | 74724.1301
2018-01-18 11:00 | 74290.5935
2018-01-18 12:00 | 74594.2689
2018-01-18 13:00 | 74047.853
2018-01-18 14:00 | 72246.7781
2018-01-18 15:00 | 70129.0417
2018-01-18 16:00 | 68856.4019
2018-01-18 17:00 | 68532.7479
2018-01-18 18:00 | 72698.2955
2018-01-18 19:00 | 76561.1666
2018-01-18 20:00 | 73961.9448
2018-01-18 21:00 | 69298.9289
2018-01-18 22:00 | 65593.8891
2018-01-18 23:00 | 68259.0404
2018-01-19 | 67337.0259
2018-01-19 01:00 | 62767.9097
2018-01-19 02:00 | 61774.971
2018-01-19 03:00 | 59710.178
2018-01-19 04:00 | 57661.3679
2018-01-19 05:00 | 58101.897
2018-01-19 06:00 | 62159.5599
2018-01-19 07:00 | 69683.5179
2018-01-19 08:00 | 75048.7831
2018-01-19 09:00 | 75149.6753
2018-01-19 10:00 | 75021.8119
2018-01-19 11:00 | 74273.6117
2018-01-19 12:00 | 73789.1295
2018-01-19 13:00 | 72970.005
2018-01-19 14:00 | 70758.369
2018-01-19 15:00 | 68836.4233
2018-01-19 16:00 | 67492.8594
2018-01-19 17:00 | 67686.6522
2018-01-19 18:00 | 72355.6617
2018-01-19 19:00 | 75877.8969
2018-01-19 20:00 | 73926.9822
2018-01-19 21:00 | 69685.5157
2018-01-19 22:00 | 67013.3719
2018-01-19 23:00 | 70058.1175
2018-01-20 | 69161.0763
2018-01-20 01:00 | 64181.3989
2018-01-20 02:00 | 62525.1692
2018-01-20 03:00 | 59882.9933
2018-01-20 04:00 | 57605.4277
2018-01-20 05:00 | 57020.0534
2018-01-20 06:00 | 58192.7999
2018-01-20 07:00 | 60695.1252
2018-01-20 08:00 | 63302.3385
2018-01-20 09:00 | 65507.9809
2018-01-20 10:00 | 67729.6063
2018-01-20 11:00 | 68484.7991
2018-01-20 12:00 | 69703.4965
2018-01-20 13:00 | 71198.8981
2018-01-20 14:00 | 67851.4761
2018-01-20 15:00 | 65518.9692
2018-01-20 16:00 | 63917.6807
2018-01-20 17:00 | 63203.4442
2018-01-20 18:00 | 66612.8
2018-01-20 19:00 | 68841.4179
2018-01-20 20:00 | 66706.6997
2018-01-20 21:00 | 63199.4484
2018-01-20 22:00 | 61026.7707
2018-01-20 23:00 | 64138.4448
2018-01-21 | 63945.6508
2018-01-21 01:00 | 59479.4246
2018-01-21 02:00 | 57999.007
2018-01-21 03:00 | 55085.1215
2018-01-21 04:00 | 52645.7289
2018-01-21 05:00 | 51430.0283
2018-01-21 06:00 | 51976.4443
2018-01-21 07:00 | 53055.2912
2018-01-21 08:00 | 54655.5807
2018-01-21 09:00 | 56529.5776
2018-01-21 10:00 | 59515.3862
2018-01-21 11:00 | 61787.9571
2018-01-21 12:00 | 63743.8665
2018-01-21 13:00 | 65137.3771
2018-01-21 14:00 | 61458.3095
2018-01-21 15:00 | 59215.7065
2018-01-21 16:00 | 57975.0326
2018-01-21 17:00 | 58015.9888
2018-01-21 18:00 | 62085.6389
2018-01-21 19:00 | 66233.2058
2018-01-21 20:00 | 65486.0044
2018-01-21 21:00 | 62650.0357
2018-01-21 22:00 | 59897.9773
2018-01-21 23:00 | 62551.1414
2018-01-22 | 61900.8365
2018-01-22 01:00 | 57611.4213
2018-01-22 02:00 | 56479.631
2018-01-22 03:00 | 54129.1434
2018-01-22 04:00 | 52060.3546
2018-01-22 05:00 | 52235.1678
2018-01-22 06:00 | 56429.6844
2018-01-22 07:00 | 63862.7395
2018-01-22 08:00 | 68708.56
2018-01-22 09:00 | 69037.2087
2018-01-22 10:00 | 69287.9407
2018-01-22 11:00 | 69424.7944
2018-01-22 12:00 | 70238.9242
2018-01-22 13:00 | 69923.2616
2018-01-22 14:00 | 68361.9305
2018-01-22 15:00 | 66188.2538
2018-01-22 16:00 | 65087.4304
2018-01-22 17:00 | 64856.6771
2018-01-22 18:00 | 68591.6849
2018-01-22 19:00 | 73067.9004
2018-01-22 20:00 | 70395.7566
2018-01-22 21:00 | 65494.9948
2018-01-22 22:00 | 61960.7724
2018-01-22 23:00 | 64660.8864
2018-01-23 | 63706.906
2018-01-23 01:00 | 59211.7108
2018-01-23 02:00 | 57971.0369
2018-01-23 03:00 | 55801.356
2018-01-23 04:00 | 53749.5491
2018-01-23 05:00 | 54368.8871
2018-01-23 06:00 | 58132.8639
2018-01-23 07:00 | 65653.825
2018-01-23 08:00 | 70892.2259
2018-01-23 09:00 | 70661.4726
2018-01-23 10:00 | 70331.8249
2018-01-23 11:00 | 69791.4025
2018-01-23 12:00 | 70265.8954
2018-01-23 13:00 | 69793.4004
2018-01-23 14:00 | 68014.302
2018-01-23 15:00 | 66084.3649
2018-01-23 16:00 | 64938.5895
2018-01-23 17:00 | 64630.9184
2018-01-23 18:00 | 68498.7842
2018-01-23 19:00 | 72616.383
2018-01-23 20:00 | 69839.3513
2018-01-23 21:00 | 65028.4934
2018-01-23 22:00 | 61701.05
2018-01-23 23:00 | 64099.4864
2018-01-24 | 62869.8008
2018-01-24 01:00 | 58161.833
2018-01-24 02:00 | 56755.3363
2018-01-24 03:00 | 54497.7494
2018-01-24 04:00 | 52826.5357
2018-01-24 05:00 | 52795.5688
2018-01-24 06:00 | 56714.3801
2018-01-24 07:00 | 63911.6872
2018-01-24 08:00 | 68907.3475
2018-01-24 09:00 | 69453.7634
2018-01-24 10:00 | 69255.9748
2018-01-24 11:00 | 68772.4916
2018-01-24 12:00 | 68918.3357
2018-01-24 13:00 | 68268.0308
2018-01-24 14:00 | 66374.0552
2018-01-24 15:00 | 64284.2889
2018-01-24 16:00 | 63228.4175
2018-01-24 17:00 | 63162.4879
2018-01-24 18:00 | 67209.1626
2018-01-24 19:00 | 72062.9745
2018-01-24 20:00 | 69439.7784
2018-01-24 21:00 | 64788.7497
2018-01-24 22:00 | 61334.4419
2018-01-24 23:00 | 63578.0438
2018-01-25 | 62932.7335
2018-01-25 01:00 | 58437.5383
2018-01-25 02:00 | 57287.7672
2018-01-25 03:00 | 54883.3372
2018-01-25 04:00 | 53010.3392
2018-01-25 05:00 | 53208.1278
2018-01-25 06:00 | 57065.0053
2018-01-25 07:00 | 64599.9515
2018-01-25 08:00 | 69736.4613
2018-01-25 09:00 | 69697.5029
2018-01-25 10:00 | 69769.426
2018-01-25 11:00 | 69940.2435
2018-01-25 12:00 | 70891.227
2018-01-25 13:00 | 70505.6391
2018-01-25 14:00 | 69200.0346
2018-01-25 15:00 | 67441.9138
2018-01-25 16:00 | 66375.0542
2018-01-25 17:00 | 66298.1364
2018-01-25 18:00 | 69737.4602
2018-01-25 19:00 | 73707.2171
2018-01-25 20:00 | 70859.2611
2018-01-25 21:00 | 66059.3916
2018-01-25 22:00 | 62784.8915
2018-01-25 23:00 | 65498.9905
2018-01-26 | 64585.9664
2018-01-26 01:00 | 60063.8
2018-01-26 02:00 | 58865.0813
2018-01-26 03:00 | 56700.395
2018-01-26 04:00 | 55094.1119
2018-01-26 05:00 | 55662.5044
2018-01-26 06:00 | 59785.0979
2018-01-26 07:00 | 67086.2939
2018-01-26 08:00 | 72530.4748
2018-01-26 09:00 | 73194.7648
2018-01-26 10:00 | 73284.6687
2018-01-26 11:00 | 73014.957
2018-01-26 12:00 | 73019.9517
2018-01-26 13:00 | 72382.6329
2018-01-26 14:00 | 70117.0545
2018-01-26 15:00 | 68376.9144
2018-01-26 16:00 | 67144.232
2018-01-26 17:00 | 66878.516
2018-01-26 18:00 | 70425.7245
2018-01-26 19:00 | 73986.9181
2018-01-26 20:00 | 71769.2885
2018-01-26 21:00 | 67805.5252
2018-01-26 22:00 | 64937.5906
2018-01-26 23:00 | 67977.3415
2018-01-27 | 66810.5886
2018-01-27 01:00 | 62232.482
2018-01-27 02:00 | 60842.9672
2018-01-27 03:00 | 58432.5436
2018-01-27 04:00 | 56435.678
2018-01-27 05:00 | 55871.2812
2018-01-27 06:00 | 57410.6359
2018-01-27 07:00 | 59998.8694
2018-01-27 08:00 | 63122.5307
2018-01-27 09:00 | 65490.0002
2018-01-27 10:00 | 67991.3266
2018-01-27 11:00 | 68163.1429
2018-01-27 12:00 | 68752.513
2018-01-27 13:00 | 69619.5862
2018-01-27 14:00 | 65996.4588
2018-01-27 15:00 | 63290.3513
2018-01-27 16:00 | 61773.9721
2018-01-27 17:00 | 61270.5102
2018-01-27 18:00 | 65161.3514
2018-01-27 19:00 | 69513.6994
2018-01-27 20:00 | 68151.1557
2018-01-27 21:00 | 64999.5244
2018-01-27 22:00 | 62672.0122
2018-01-27 23:00 | 66363.067
2018-01-28 | 66195.2463
2018-01-28 01:00 | 61810.9326
2018-01-28 02:00 | 60456.3804
2018-01-28 03:00 | 57692.3348
2018-01-28 04:00 | 55077.1301
2018-01-28 05:00 | 53923.3633
2018-01-28 06:00 | 54327.9309
2018-01-28 07:00 | 55533.6421
2018-01-28 08:00 | 57057.0139
2018-01-28 09:00 | 58832.1165
2018-01-28 10:00 | 61403.3682
2018-01-28 11:00 | 62701.9802
2018-01-28 12:00 | 63626.9915
2018-01-28 13:00 | 64553.0017
2018-01-28 14:00 | 60263.5865
2018-01-28 15:00 | 57275.78
2018-01-28 16:00 | 55968.1777
2018-01-28 17:00 | 55680.4852
2018-01-28 18:00 | 60101.7594
2018-01-28 19:00 | 65760.7108
2018-01-28 20:00 | 65277.2276
2018-01-28 21:00 | 62616.072
2018-01-28 22:00 | 60021.8449
2018-01-28 23:00 | 62799.8755
2018-01-29 | 62337.3699
2018-01-29 01:00 | 58647.314
2018-01-29 02:00 | 57658.3711
2018-01-29 03:00 | 55396.7884
2018-01-29 04:00 | 53496.8192
2018-01-29 05:00 | 53897.3911
2018-01-29 06:00 | 58179.8137
2018-01-29 07:00 | 65709.7653
2018-01-29 08:00 | 71034.0743
2018-01-29 09:00 | 71668.3963
2018-01-29 10:00 | 71803.2521
2018-01-29 11:00 | 71527.5468
2018-01-29 12:00 | 72069.9671
2018-01-29 13:00 | 71565.5063
2018-01-29 14:00 | 69903.283
2018-01-29 15:00 | 67829.4995
2018-01-29 16:00 | 66558.8577
2018-01-29 17:00 | 66336.0958
2018-01-29 18:00 | 69451.7656
2018-01-29 19:00 | 74524.3437
2018-01-29 20:00 | 71803.2521
2018-01-29 21:00 | 66807.5918
2018-01-29 22:00 | 63209.4378
2018-01-29 23:00 | 65901.5603
2018-01-30 | 64705.8383
2018-01-30 01:00 | 60067.7957
2018-01-30 02:00 | 59042.8912
2018-01-30 03:00 | 56675.4217
2018-01-30 04:00 | 54838.3853
2018-01-30 05:00 | 55239.956
2018-01-30 06:00 | 59124.8037
2018-01-30 07:00 | 66728.6762
2018-01-30 08:00 | 71928.1187
2018-01-30 09:00 | 71943.1027
2018-01-30 10:00 | 71956.0888
2018-01-30 11:00 | 71662.4027
2018-01-30 12:00 | 71943.1027
2018-01-30 13:00 | 71328.7593
2018-01-30 14:00 | 69721.4773
2018-01-30 15:00 | 67762.5711
2018-01-30 16:00 | 66675.7328
2018-01-30 17:00 | 66523.8951
2018-01-30 18:00 | 69384.8371
2018-01-30 19:00 | 74066.8327
2018-01-30 20:00 | 71448.6312
2018-01-30 21:00 | 66769.6324
2018-01-30 22:00 | 63327.3118
2018-01-30 23:00 | 65670.8069
2018-01-31 | 64539.0166
2018-01-31 01:00 | 60017.8491
2018-01-31 02:00 | 58758.1955
2018-01-31 03:00 | 56819.268
2018-01-31 04:00 | 55027.1835
2018-01-31 05:00 | 55341.8471
2018-01-31 06:00 | 59333.5805
2018-01-31 07:00 | 66529.8887
2018-01-31 08:00 | 71630.4369
2018-01-31 09:00 | 72422.5902
2018-01-31 10:00 | 72736.2549
2018-01-31 11:00 | 72848.1353
2018-01-31 12:00 | 73612.3185
2018-01-31 13:00 | 73234.7221
2018-01-31 14:00 | 71860.1913
2018-01-31 15:00 | 69977.2039
2018-01-31 16:00 | 68905.3496
2018-01-31 17:00 | 68252.0479
2018-01-31 18:00 | 71429.6515
2018-01-31 19:00 | 76473.2605
2018-01-31 20:00 | 73815.1018
2018-01-31 21:00 | 68984.2653
2018-01-31 22:00 | 65518.9692
2018-01-31 23:00 | 68209.0938
2018-02-01 | 67257.1114
2018-02-01 01:00 | 63057.6001
2018-02-01 02:00 | 62206.5098
2018-02-01 03:00 | 60151.7061
2018-02-01 04:00 | 58337.645
2018-02-01 05:00 | 58670.2895
2018-02-01 06:00 | 62564.1275
2018-02-01 07:00 | 70122.0491
2018-02-01 08:00 | 75441.3635
2018-02-01 09:00 | 75734.0507
2018-02-01 10:00 | 76045.7175
2018-02-01 11:00 | 75612.1809
2018-02-01 12:00 | 75982.7848
2018-02-01 13:00 | 75210.6101
2018-02-01 14:00 | 73327.6228
2018-02-01 15:00 | 71085.0198
2018-02-01 16:00 | 69713.4858
2018-02-01 17:00 | 69368.8542
2018-02-01 18:00 | 72923.0552
2018-02-01 19:00 | 79245.2976
2018-02-01 20:00 | 76729.9861
2018-02-01 21:00 | 72193.8347
2018-02-01 22:00 | 69032.214
2018-02-01 23:00 | 71857.1945
2018-02-02 | 70899.2184
2018-02-02 01:00 | 66671.737
2018-02-02 02:00 | 65832.6339
2018-02-02 03:00 | 63584.0374
2018-02-02 04:00 | 61879.8589
2018-02-02 05:00 | 62370.3346
2018-02-02 06:00 | 66339.0926
2018-02-02 07:00 | 73925.9832
2018-02-02 08:00 | 79262.2795
2018-02-02 09:00 | 79451.0777
2018-02-02 10:00 | 79156.3926
2018-02-02 11:00 | 78081.5415
2018-02-02 12:00 | 77641.0124
2018-02-02 13:00 | 77031.6637
2018-02-02 14:00 | 74810.0383
2018-02-02 15:00 | 72584.4172
2018-02-02 16:00 | 71217.8778
2018-02-02 17:00 | 70856.2643
2018-02-02 18:00 | 74145.7483
2018-02-02 19:00 | 79048.508
2018-02-02 20:00 | 77021.6744
2018-02-02 21:00 | 72661.335
2018-02-02 22:00 | 69881.3064
2018-02-02 23:00 | 72775.2133
2018-02-03 | 71675.3888
2018-02-03 01:00 | 66711.6943
2018-02-03 02:00 | 65369.1293
2018-02-03 03:00 | 62886.7826
2018-02-03 04:00 | 60596.2309
2018-02-03 05:00 | 59884.9911
2018-02-03 06:00 | 61297.4814
2018-02-03 07:00 | 63740.8697
2018-02-03 08:00 | 66214.2261
2018-02-03 09:00 | 68668.6027
2018-02-03 10:00 | 70997.1138
2018-02-03 11:00 | 71387.6963
2018-02-03 12:00 | 71929.1176
2018-02-03 13:00 | 72968.0072
2018-02-03 14:00 | 69553.6567
2018-02-03 15:00 | 67122.2555
2018-02-03 16:00 | 65656.8218
2018-02-03 17:00 | 65174.3376
2018-02-03 18:00 | 68120.1888
2018-02-03 19:00 | 72933.0446
2018-02-03 20:00 | 71836.2169
2018-02-03 21:00 | 68523.7575
2018-02-03 22:00 | 66258.1791
2018-02-03 23:00 | 70105.0673
2018-02-04 | 69967.2146
2018-02-04 01:00 | 65597.8848
2018-02-04 02:00 | 64402.1629
2018-02-04 03:00 | 61848.892
2018-02-04 04:00 | 59416.4919
2018-02-04 05:00 | 58452.5223
2018-02-04 06:00 | 59201.7215
2018-02-04 07:00 | 60542.2886
2018-02-04 08:00 | 62114.608
2018-02-04 09:00 | 64475.085
2018-02-04 10:00 | 67450.9042
2018-02-04 11:00 | 69122.1179
2018-02-04 12:00 | 70384.7683
2018-02-04 13:00 | 71335.7518
2018-02-04 14:00 | 67362.9982
2018-02-04 15:00 | 64549.0059
2018-02-04 16:00 | 63021.6385
2018-02-04 17:00 | 63199.4484
2018-02-04 18:00 | 66840.5566
2018-02-04 19:00 | 74019.8829
2018-02-04 20:00 | 73989.9149
2018-02-04 21:00 | 71486.5906
2018-02-04 22:00 | 68890.3656
2018-02-04 23:00 | 72119.9137
2018-02-05 | 71542.5308
2018-02-05 01:00 | 68033.2817
2018-02-05 02:00 | 67312.0526
2018-02-05 03:00 | 65374.124
2018-02-05 04:00 | 63679.9349
2018-02-05 05:00 | 64258.3167
2018-02-05 06:00 | 68820.4404
2018-02-05 07:00 | 76774.9381
2018-02-05 08:00 | 81807.5589
2018-02-05 09:00 | 82675.6311
2018-02-05 10:00 | 83482.7683
2018-02-05 11:00 | 83646.5932
2018-02-05 12:00 | 84243.9547
2018-02-05 13:00 | 84264.9323
2018-02-05 14:00 | 82596.7154
2018-02-05 15:00 | 80248.2256
2018-02-05 16:00 | 79043.5133
2018-02-05 17:00 | 78543.0482
2018-02-05 18:00 | 80969.4547
2018-02-05 19:00 | 86948.0644
2018-02-05 20:00 | 84060.1512
2018-02-05 21:00 | 78821.7503
2018-02-05 22:00 | 75117.7094
2018-02-05 23:00 | 77871.7657
2018-02-06 | 76422.315
2018-02-06 01:00 | 71953.092
2018-02-06 02:00 | 71589.4806
2018-02-06 03:00 | 69332.8926
2018-02-06 04:00 | 66870.5246
2018-02-06 05:00 | 67018.3665
2018-02-06 06:00 | 71189.9077
2018-02-06 07:00 | 78310.297
2018-02-06 08:00 | 82138.2055
2018-02-06 09:00 | 82831.4645
2018-02-06 10:00 | 83641.5986
2018-02-06 11:00 | 83938.2815
2018-02-06 12:00 | 84943.2073
2018-02-06 13:00 | 84440.7444
2018-02-06 14:00 | 82857.4367
2018-02-06 15:00 | 80601.8477
2018-02-06 16:00 | 79823.6794
2018-02-06 17:00 | 79628.8876
2018-02-06 18:00 | 81753.6166
2018-02-06 19:00 | 87347.6373
2018-02-06 20:00 | 84577.5981
2018-02-06 21:00 | 79790.7146
2018-02-06 22:00 | 76085.6748
2018-02-06 23:00 | 78936.6275
2018-02-07 | 77568.0903
2018-02-07 01:00 | 73100.8652
2018-02-07 02:00 | 72956.02
2018-02-07 03:00 | 70539.6028
2018-02-07 04:00 | 68539.7404
2018-02-07 05:00 | 68805.4564
2018-02-07 06:00 | 72491.5165
2018-02-07 07:00 | 79159.3894
2018-02-07 08:00 | 83534.7128
2018-02-07 09:00 | 84973.1753
2018-02-07 10:00 | 85835.2539
2018-02-07 11:00 | 85698.4001
2018-02-07 12:00 | 86557.4819
2018-02-07 13:00 | 85900.1845
2018-02-07 14:00 | 84023.1907
2018-02-07 15:00 | 82058.2909
2018-02-07 16:00 | 80655.79
2018-02-07 17:00 | 80117.3655
2018-02-07 18:00 | 82369.9578
2018-02-07 19:00 | 88773.1137
2018-02-07 20:00 | 85925.1578
2018-02-07 21:00 | 80768.6693
2018-02-07 22:00 | 77387.2836
2018-02-07 23:00 | 80228.247
2018-02-08 | 79352.1834
2018-02-08 01:00 | 75256.561
2018-02-08 02:00 | 75180.6422
2018-02-08 03:00 | 72965.0104
2018-02-08 04:00 | 70748.3797
2018-02-08 05:00 | 70886.2323
2018-02-08 06:00 | 74748.1045
2018-02-08 07:00 | 82073.2749
2018-02-08 08:00 | 86430.6175
2018-02-08 09:00 | 86937.0762
2018-02-08 10:00 | 87165.8317
2018-02-08 11:00 | 86161.9047
2018-02-08 12:00 | 85795.2966
2018-02-08 13:00 | 84489.6921
2018-02-08 14:00 | 81851.5119
2018-02-08 15:00 | 79231.3126
2018-02-08 16:00 | 77601.0551
2018-02-08 17:00 | 77220.4619
2018-02-08 18:00 | 79994.4968
2018-02-08 19:00 | 87053.9512
2018-02-08 20:00 | 84740.4241
2018-02-08 21:00 | 80319.1498
2018-02-08 22:00 | 77000.6968
2018-02-08 23:00 | 79752.7552
2018-02-09 | 79057.4984
2018-02-09 01:00 | 74796.0533
2018-02-09 02:00 | 74603.2593
2018-02-09 03:00 | 72595.4054
2018-02-09 04:00 | 70910.2067
2018-02-09 05:00 | 70927.1885
2018-02-09 06:00 | 74768.0832
2018-02-09 07:00 | 81873.4884
2018-02-09 08:00 | 86205.8577
2018-02-09 09:00 | 86885.1317
2018-02-09 10:00 | 87063.9406
2018-02-09 11:00 | 86225.8364
2018-02-09 12:00 | 86060.0136
2018-02-09 13:00 | 85023.1219
2018-02-09 14:00 | 82368.9589
2018-02-09 15:00 | 79930.5652
2018-02-09 16:00 | 77935.6974
2018-02-09 17:00 | 76933.7683
2018-02-09 18:00 | 79265.2763
2018-02-09 19:00 | 85100.0397
2018-02-09 20:00 | 82961.3257
2018-02-09 21:00 | 78579.0098
2018-02-09 22:00 | 75581.214
2018-02-09 23:00 | 78684.8966
2018-02-10 | 77707.9408
2018-02-10 01:00 | 72861.1214
2018-02-10 02:00 | 72328.6905
2018-02-10 03:00 | 69626.5787
2018-02-10 04:00 | 67314.0505
2018-02-10 05:00 | 66761.6409
2018-02-10 06:00 | 68135.1728
2018-02-10 07:00 | 70467.6797
2018-02-10 08:00 | 72681.3136
2018-02-10 09:00 | 75728.0571
2018-02-10 10:00 | 76930.7715
2018-02-10 11:00 | 76047.7154
2018-02-10 12:00 | 75780.0015
2018-02-10 13:00 | 75931.8393
2018-02-10 14:00 | 72164.8656
2018-02-10 15:00 | 69192.0432
2018-02-10 16:00 | 67678.6608
2018-02-10 17:00 | 67652.6885
2018-02-10 18:00 | 70528.6146
2018-02-10 19:00 | 76909.794
2018-02-10 20:00 | 75940.8296
2018-02-10 21:00 | 72797.1898
2018-02-10 22:00 | 70513.6306
2018-02-10 23:00 | 74050.8498
2018-02-11 | 73744.1776
2018-02-11 01:00 | 69754.442
2018-02-11 02:00 | 68620.6539
2018-02-11 03:00 | 65847.6179
2018-02-11 04:00 | 62711.9695
2018-02-11 05:00 | 61313.4643
2018-02-11 06:00 | 61558.2027
2018-02-11 07:00 | 62434.2663
2018-02-11 08:00 | 63114.5392
2018-02-11 09:00 | 65420.0749
2018-02-11 10:00 | 67702.6351
2018-02-11 11:00 | 68877.3795
2018-02-11 12:00 | 69662.5403
2018-02-11 13:00 | 70622.5142
2018-02-11 14:00 | 66754.6484
2018-02-11 15:00 | 64256.3188
2018-02-11 16:00 | 63128.5242
2018-02-11 17:00 | 63096.5584
2018-02-11 18:00 | 65817.6499
2018-02-11 19:00 | 73045.9239
2018-02-11 20:00 | 73053.9154
2018-02-11 21:00 | 70481.6647
2018-02-11 22:00 | 67818.5113
2018-02-11 23:00 | 71118.9835
2018-02-12 | 70849.2718
2018-02-12 01:00 | 67241.1284
2018-02-12 02:00 | 66517.9015
2018-02-12 03:00 | 64900.6301
2018-02-12 04:00 | 63225.4207
2018-02-12 05:00 | 63887.7128
2018-02-12 06:00 | 68637.6358
2018-02-12 07:00 | 76384.3556
2018-02-12 08:00 | 80736.7035
2018-02-12 09:00 | 81915.4436
2018-02-12 10:00 | 81374.0223
2018-02-12 11:00 | 79825.6773
2018-02-12 12:00 | 79522.0019
2018-02-12 13:00 | 78347.2575
2018-02-12 14:00 | 76106.6524
2018-02-12 15:00 | 73313.6378
2018-02-12 16:00 | 72034.0055
2018-02-12 17:00 | 71754.3045
2018-02-12 18:00 | 74068.8306
2018-02-12 19:00 | 82444.8777
2018-02-12 20:00 | 81173.2369
2018-02-12 21:00 | 76716.0011
2018-02-12 22:00 | 73579.3537
2018-02-12 23:00 | 76746.968
2018-02-13 | 76109.6492
2018-02-13 01:00 | 71971.0728
2018-02-13 02:00 | 72209.8176
2018-02-13 03:00 | 70104.0683
2018-02-13 04:00 | 68357.9347
2018-02-13 05:00 | 68814.4468
2018-02-13 06:00 | 73048.9207
2018-02-13 07:00 | 80353.1135
2018-02-13 08:00 | 84287.9078
2018-02-13 09:00 | 85245.8838
2018-02-13 10:00 | 85120.0183
2018-02-13 11:00 | 84679.4892
2018-02-13 12:00 | 84923.2287
2018-02-13 13:00 | 84435.7497
2018-02-13 14:00 | 82306.0261
2018-02-13 15:00 | 80080.405
2018-02-13 16:00 | 78875.6927
2018-02-13 17:00 | 78291.3173
2018-02-13 18:00 | 80134.3473
2018-02-13 19:00 | 86702.3271
2018-02-13 20:00 | 84145.0604
2018-02-13 21:00 | 79300.2389
2018-02-13 22:00 | 75731.0539
2018-02-13 23:00 | 78201.4134
2018-02-14 | 77206.4768
2018-02-14 01:00 | 72974.0008
2018-02-14 02:00 | 72947.0296
2018-02-14 03:00 | 70665.4683
2018-02-14 04:00 | 68351.9411
2018-02-14 05:00 | 68482.8013
2018-02-14 06:00 | 72067.9692
2018-02-14 07:00 | 78523.0696
2018-02-14 08:00 | 82316.0154
2018-02-14 09:00 | 83896.3263
2018-02-14 10:00 | 84579.596
2018-02-14 11:00 | 84168.0359
2018-02-14 12:00 | 84105.1032
2018-02-14 13:00 | 83621.6199
2018-02-14 14:00 | 81917.4415
2018-02-14 15:00 | 79604.9132
2018-02-14 16:00 | 77892.7433
2018-02-14 17:00 | 77038.6562
2018-02-14 18:00 | 78704.8753
2018-02-14 19:00 | 84838.3194
2018-02-14 20:00 | 82109.2365
2018-02-14 21:00 | 76701.0171
2018-02-14 22:00 | 73147.815
2018-02-14 23:00 | 75554.2429
2018-02-15 | 74036.8647
2018-02-15 01:00 | 69542.6684
2018-02-15 02:00 | 68816.4446
2018-02-15 03:00 | 66345.0862
2018-02-15 04:00 | 63618.0011
2018-02-15 05:00 | 63252.3918
2018-02-15 06:00 | 66469.9527
2018-02-15 07:00 | 72993.9794
2018-02-15 08:00 | 76404.3342
2018-02-15 09:00 | 77308.3679
2018-02-15 10:00 | 77447.2195
2018-02-15 11:00 | 76944.7566
2018-02-15 12:00 | 77344.3295
2018-02-15 13:00 | 76536.1933
2018-02-15 14:00 | 74416.459
2018-02-15 15:00 | 72114.919
2018-02-15 16:00 | 70224.9391
2018-02-15 17:00 | 69497.7165
2018-02-15 18:00 | 70913.2035
2018-02-15 19:00 | 77486.1779
2018-02-15 20:00 | 75220.5995
2018-02-15 21:00 | 70493.6519
2018-02-15 22:00 | 67166.2085
2018-02-15 23:00 | 69647.5563
2018-02-16 | 68774.4895
2018-02-16 01:00 | 64358.2099
2018-02-16 02:00 | 63424.2082
2018-02-16 03:00 | 61308.4696
2018-02-16 04:00 | 59348.5645
2018-02-16 05:00 | 59765.1193
2018-02-16 06:00 | 63757.8516
2018-02-16 07:00 | 71163.9355
2018-02-16 08:00 | 75437.3678
2018-02-16 09:00 | 76594.1314
2018-02-16 10:00 | 76291.4549
2018-02-16 11:00 | 75017.8162
2018-02-16 12:00 | 74424.4504
2018-02-16 13:00 | 73178.7819
2018-02-16 14:00 | 70697.4341
2018-02-16 15:00 | 67949.3714
2018-02-16 16:00 | 66329.1033
2018-02-16 17:00 | 65229.2788
2018-02-16 18:00 | 67441.9138
2018-02-16 19:00 | 73995.9085
2018-02-16 20:00 | 72366.65
2018-02-16 21:00 | 68372.9187
2018-02-16 22:00 | 65616.8646
2018-02-16 23:00 | 68505.7767
2018-02-17 | 67469.8839
2018-02-17 01:00 | 62862.8083
2018-02-17 02:00 | 61222.5615
2018-02-17 03:00 | 58294.691
2018-02-17 04:00 | 55758.4019
2018-02-17 05:00 | 55438.7436
2018-02-17 06:00 | 56848.237
2018-02-17 07:00 | 59105.824
2018-02-17 08:00 | 60984.8156
2018-02-17 09:00 | 64281.2921
2018-02-17 10:00 | 66601.8118
2018-02-17 11:00 | 67041.342
2018-02-17 12:00 | 67765.5679
2018-02-17 13:00 | 68552.7265
2018-02-17 14:00 | 64884.6472
2018-02-17 15:00 | 62036.6913
2018-02-17 16:00 | 60036.8288
2018-02-17 17:00 | 59156.7695
2018-02-17 18:00 | 61049.7462
2018-02-17 19:00 | 67688.6501
2018-02-17 20:00 | 67436.9192
2018-02-17 21:00 | 64443.1191
2018-02-17 22:00 | 62547.1457
2018-02-17 23:00 | 66777.6239
2018-02-18 | 66963.4253
2018-02-18 01:00 | 62905.7623
2018-02-18 02:00 | 62005.7244
2018-02-18 03:00 | 59645.2474
2018-02-18 04:00 | 57204.8558
2018-02-18 05:00 | 56337.7826
2018-02-18 06:00 | 57108.9583
2018-02-18 07:00 | 58505.4657
2018-02-18 08:00 | 59311.604
2018-02-18 09:00 | 61841.8995
2018-02-18 10:00 | 64137.4458
2018-02-18 11:00 | 65231.2767
2018-02-18 12:00 | 66094.3542
2018-02-18 13:00 | 66506.9132
2018-02-18 14:00 | 62530.1638
2018-02-18 15:00 | 59452.4535
2018-02-18 16:00 | 58127.8693
2018-02-18 17:00 | 57759.2633
2018-02-18 18:00 | 60472.3633
2018-02-18 19:00 | 68121.1878
2018-02-18 20:00 | 68524.7564
2018-02-18 21:00 | 66103.3446
2018-02-18 22:00 | 63763.8452
2018-02-18 23:00 | 67044.3388
2018-02-19 | 66643.7669
2018-02-19 01:00 | 62897.7709
2018-02-19 02:00 | 62343.3635
2018-02-19 03:00 | 60244.6068
2018-02-19 04:00 | 58491.4806
2018-02-19 05:00 | 59198.7247
2018-02-19 06:00 | 63407.2264
2018-02-19 07:00 | 70510.6338
2018-02-19 08:00 | 74400.4761
2018-02-19 09:00 | 76363.378
2018-02-19 10:00 | 77145.542
2018-02-19 11:00 | 76987.7107
2018-02-19 12:00 | 77610.0455
2018-02-19 13:00 | 76880.8249
2018-02-19 14:00 | 74996.8386
2018-02-19 15:00 | 72636.3617
2018-02-19 16:00 | 71277.8138
2018-02-19 17:00 | 70834.2878
2018-02-19 18:00 | 72256.7674
2018-02-19 19:00 | 78564.0258
2018-02-19 20:00 | 76394.3449
2018-02-19 21:00 | 71355.7305
2018-02-19 22:00 | 67717.6191
2018-02-19 23:00 | 70357.7971
2018-02-20 | 69414.8051
2018-02-20 01:00 | 64877.6547
2018-02-20 02:00 | 63824.78
2018-02-20 03:00 | 61451.317
2018-02-20 04:00 | 59460.4449
2018-02-20 05:00 | 59698.1908
2018-02-20 06:00 | 63170.4794
2018-02-20 07:00 | 69883.3043
2018-02-20 08:00 | 73500.4381
2018-02-20 09:00 | 75343.4681
2018-02-20 10:00 | 75951.8179
2018-02-20 11:00 | 75823.9546
2018-02-20 12:00 | 76243.5061
2018-02-20 13:00 | 75534.2642
2018-02-20 14:00 | 73445.4968
2018-02-20 15:00 | 71452.6269
2018-02-20 16:00 | 70187.9787
2018-02-20 17:00 | 69589.6182
2018-02-20 18:00 | 71605.4636
2018-02-20 19:00 | 78315.2917
2018-02-20 20:00 | 76439.2969
2018-02-20 21:00 | 71848.2041
2018-02-20 22:00 | 68676.5941
2018-02-20 23:00 | 71486.5906
2018-02-21 | 70534.6082
2018-02-21 01:00 | 66368.0616
2018-02-21 02:00 | 65667.8101
2018-02-21 03:00 | 63638.9786
2018-02-21 04:00 | 61899.8375
2018-02-21 05:00 | 62537.1563
2018-02-21 06:00 | 66618.7936
2018-02-21 07:00 | 73365.5822
2018-02-21 08:00 | 77184.5003
2018-02-21 09:00 | 79550.9709
2018-02-21 10:00 | 79652.862
2018-02-21 11:00 | 78687.8934
2018-02-21 12:00 | 78829.7418
2018-02-21 13:00 | 77686.9633
2018-02-21 14:00 | 75861.914
2018-02-21 15:00 | 73200.7584
2018-02-21 16:00 | 71611.4572
2018-02-21 17:00 | 70971.1416
2018-02-21 18:00 | 73040.9292
2018-02-21 19:00 | 81134.2786
2018-02-21 20:00 | 80126.3559
2018-02-21 21:00 | 75692.0955
2018-02-21 22:00 | 72527.4781
2018-02-21 23:00 | 75479.3229
2018-02-22 | 74867.9764
2018-02-22 01:00 | 71090.0145
2018-02-22 02:00 | 70398.7534
2018-02-22 03:00 | 68582.6945
2018-02-22 04:00 | 66722.6826
2018-02-22 05:00 | 67263.1049
2018-02-22 06:00 | 71413.6686
2018-02-22 07:00 | 78238.3739
2018-02-22 08:00 | 82015.3368
2018-02-22 09:00 | 83901.321
2018-02-22 10:00 | 83727.5068
2018-02-22 11:00 | 82600.7111
2018-02-22 12:00 | 82721.5819
2018-02-22 13:00 | 81397.9967
2018-02-22 14:00 | 79057.4984
2018-02-22 15:00 | 76358.3833
2018-02-22 16:00 | 74866.9774
2018-02-22 17:00 | 74228.6597
2018-02-22 18:00 | 76079.6812
2018-02-22 19:00 | 83520.7278
2018-02-22 20:00 | 82546.7688
2018-02-22 21:00 | 78357.2468
2018-02-22 22:00 | 75161.6625
2018-02-22 23:00 | 78005.6227
2018-02-23 | 77254.4256
2018-02-23 01:00 | 73225.7317
2018-02-23 02:00 | 72724.2677
2018-02-23 03:00 | 70877.2419
2018-02-23 04:00 | 69091.151
2018-02-23 05:00 | 69569.6396
2018-02-23 06:00 | 73775.1445
2018-02-23 07:00 | 80125.357
2018-02-23 08:00 | 83256.0107
2018-02-23 09:00 | 85031.1134
2018-02-23 10:00 | 84903.25
2018-02-23 11:00 | 83786.4438
2018-02-23 12:00 | 83244.0235
2018-02-23 13:00 | 82043.3069
2018-02-23 14:00 | 79181.366
2018-02-23 15:00 | 76505.2264
2018-02-23 16:00 | 74573.2914
2018-02-23 17:00 | 73612.3185
2018-02-23 18:00 | 75621.1713
2018-02-23 19:00 | 82076.2717
2018-02-23 20:00 | 81774.5941
2018-02-23 21:00 | 77795.8469
2018-02-23 22:00 | 75056.7746
2018-02-23 23:00 | 78262.3483
2018-02-24 | 77162.5238
2018-02-24 01:00 | 72883.0979
2018-02-24 02:00 | 72664.3318
2018-02-24 03:00 | 70135.0352
2018-02-24 04:00 | 67865.4611
2018-02-24 05:00 | 67336.027
2018-02-24 06:00 | 68846.4126
2018-02-24 07:00 | 71244.849
2018-02-24 08:00 | 72847.1364
2018-02-24 09:00 | 76009.756
2018-02-24 10:00 | 77322.353
2018-02-24 11:00 | 76453.2819
2018-02-24 12:00 | 76144.6118
2018-02-24 13:00 | 76235.5147
2018-02-24 14:00 | 72257.7663
2018-02-24 15:00 | 69077.166
2018-02-24 16:00 | 67317.0473
2018-02-24 17:00 | 66404.0232
2018-02-24 18:00 | 68216.0863
2018-02-24 19:00 | 75128.6977
2018-02-24 20:00 | 75577.2183
2018-02-24 21:00 | 72759.2303
2018-02-24 22:00 | 70580.559
2018-02-24 23:00 | 74670.1878
2018-02-25 | 74462.4099
2018-02-25 01:00 | 70850.2708
2018-02-25 02:00 | 70161.0075
2018-02-25 03:00 | 67857.4697
2018-02-25 04:00 | 65510.9777
2018-02-25 05:00 | 64613.9365
2018-02-25 06:00 | 65453.0397
2018-02-25 07:00 | 66843.5534
2018-02-25 08:00 | 67786.5455
2018-02-25 09:00 | 70543.5985
2018-02-25 10:00 | 72704.2891
2018-02-25 11:00 | 73250.705
2018-02-25 12:00 | 73686.2395
2018-02-25 13:00 | 73770.1498
2018-02-25 14:00 | 69296.9311
2018-02-25 15:00 | 65999.4556
2018-02-25 16:00 | 64269.3049
2018-02-25 17:00 | 63608.0117
2018-02-25 18:00 | 66285.1502
2018-02-25 19:00 | 74729.1248
2018-02-25 20:00 | 77056.637
2018-02-25 21:00 | 75257.56
2018-02-25 22:00 | 73285.6676
2018-02-25 23:00 | 76859.8473
2018-02-26 | 76656.0652
2018-02-26 01:00 | 72970.005
2018-02-26 02:00 | 72709.2837
2018-02-26 03:00 | 71297.7924
2018-02-26 04:00 | 69988.1922
2018-02-26 05:00 | 70791.3338
2018-02-26 06:00 | 75328.4842
2018-02-26 07:00 | 82215.1233
2018-02-26 08:00 | 85514.5966
2018-02-26 09:00 | 87774.1814
2018-02-26 10:00 | 87949.9935
2018-02-26 11:00 | 87239.7526
2018-02-26 12:00 | 87403.5775
2018-02-26 13:00 | 86795.2278
2018-02-26 14:00 | 84946.2041
2018-02-26 15:00 | 82232.1051
2018-02-26 16:00 | 80963.4611
2018-02-26 17:00 | 80416.0463
2018-02-26 18:00 | 82426.8969
2018-02-26 19:00 | 90518.2484
2018-02-26 20:00 | 90263.5206
2018-02-26 21:00 | 86053.0211
2018-02-26 22:00 | 82631.678
2018-02-26 23:00 | 85809.2816
2018-02-27 | 85149.9863
2018-02-27 01:00 | 81246.159
2018-02-27 02:00 | 81655.7212
2018-02-27 03:00 | 79816.6869
2018-02-27 04:00 | 78118.502
2018-02-27 05:00 | 78338.2671
2018-02-27 06:00 | 82245.0913
2018-02-27 07:00 | 88020.9177
2018-02-27 08:00 | 90591.1704
2018-02-27 09:00 | 92753.8588
2018-02-27 10:00 | 92454.1791
2018-02-27 11:00 | 91901.7696
2018-02-27 12:00 | 92621.0008
2018-02-27 13:00 | 91672.0152
2018-02-27 14:00 | 89258.5948
2018-02-27 15:00 | 86418.6303
2018-02-27 16:00 | 85000.1465
2018-02-27 17:00 | 84119.0882
2018-02-27 18:00 | 85672.4279
2018-02-27 19:00 | 93047.5449
2018-02-27 20:00 | 92771.8396
2018-02-27 21:00 | 88628.2685
2018-02-27 22:00 | 85532.5774
2018-02-27 23:00 | 88490.4159
2018-02-28 | 87914.0319
2018-02-28 01:00 | 84011.2035
2018-02-28 02:00 | 84352.8384
2018-02-28 03:00 | 82339.9898
2018-02-28 04:00 | 80448.0121
2018-02-28 05:00 | 80663.7815
2018-02-28 06:00 | 84275.9206
2018-02-28 07:00 | 89850.9616
2018-02-28 08:00 | 92457.1759
2018-02-28 09:00 | 94924.5387
2018-02-28 10:00 | 95544.8756
2018-02-28 11:00 | 95318.118
2018-02-28 12:00 | 95649.7635
2018-02-28 13:00 | 95014.4426
2018-02-28 14:00 | 92809.799
2018-02-28 15:00 | 90993.7401
2018-02-28 16:00 | 89829.984
2018-02-28 17:00 | 88950.9236
2018-02-28 18:00 | 90163.6274
2018-02-28 19:00 | 95884.5126
2018-02-28 20:00 | 94357.1451
2018-02-28 21:00 | 89294.5563
2018-02-28 22:00 | 85567.54
2018-02-28 23:00 | 87893.0544
2018-03-01 | 86550.4894
2018-03-01 01:00 | 82462.8585
2018-03-01 02:00 | 82337.992
2018-03-01 03:00 | 79943.5513
2018-03-01 04:00 | 77544.116
2018-03-01 05:00 | 77218.464
2018-03-01 06:00 | 80125.357
2018-03-01 07:00 | 85069.0728
2018-03-01 08:00 | 86828.1925
2018-03-01 09:00 | 89477.3609
2018-03-01 10:00 | 90724.0284
2018-03-01 11:00 | 90736.0156
2018-03-01 12:00 | 90846.8971
2018-03-01 13:00 | 89976.8271
2018-03-01 14:00 | 88028.9091
2018-03-01 15:00 | 85667.4332
2018-03-01 16:00 | 83981.2356
2018-03-01 17:00 | 83025.2574
2018-03-01 18:00 | 83429.8249
2018-03-01 19:00 | 88571.3294
2018-03-01 20:00 | 87059.9448
2018-03-01 21:00 | 81596.7842
2018-03-01 22:00 | 77894.7412
2018-03-01 23:00 | 80252.2214
2018-03-02 | 78983.5774
2018-03-02 01:00 | 74745.1077
2018-03-02 02:00 | 74645.2145
2018-03-02 03:00 | 72064.9724
2018-03-02 04:00 | 69793.4004
2018-03-02 05:00 | 69449.7677
2018-03-02 06:00 | 72647.3499
2018-03-02 07:00 | 77902.7326
2018-03-02 08:00 | 80281.1904
2018-03-02 09:00 | 83022.2606
2018-03-02 10:00 | 84026.1875
2018-03-02 11:00 | 84217.9825
2018-03-02 12:00 | 84023.1907
2018-03-02 13:00 | 83300.9627
2018-03-02 14:00 | 80098.3858
2018-03-02 15:00 | 76418.3193
2018-03-02 16:00 | 74031.8701
2018-03-02 17:00 | 72073.9628
2018-03-02 18:00 | 73121.8428
2018-03-02 19:00 | 78971.5902
2018-03-02 20:00 | 78861.7076
2018-03-02 21:00 | 74734.1195
2018-03-02 22:00 | 71866.1849
2018-03-02 23:00 | 75212.608
2018-03-03 | 74434.4398
2018-03-03 01:00 | 70024.1538
2018-03-03 02:00 | 69328.8969
2018-03-03 03:00 | 66561.8545
2018-03-03 04:00 | 64139.4437
2018-03-03 05:00 | 62959.7047
2018-03-03 06:00 | 64124.4597
2018-03-03 07:00 | 65856.6083
2018-03-03 08:00 | 66957.4317
2018-03-03 09:00 | 69795.3983
2018-03-03 10:00 | 71271.8202
2018-03-03 11:00 | 70799.3252
2018-03-03 12:00 | 70608.5291
2018-03-03 13:00 | 70838.2836
2018-03-03 14:00 | 66963.4253
2018-03-03 15:00 | 63696.9167
2018-03-03 16:00 | 61445.3234
2018-03-03 17:00 | 60374.468
2018-03-03 18:00 | 61709.0415
2018-03-03 19:00 | 68054.2593
2018-03-03 20:00 | 68968.2823
2018-03-03 21:00 | 65745.7268
2018-03-03 22:00 | 63972.622
2018-03-03 23:00 | 67683.6554
2018-03-04 | 67638.7035
2018-03-04 01:00 | 63775.8324
2018-03-04 02:00 | 62751.9268
2018-03-04 03:00 | 60246.6046
2018-03-04 04:00 | 57677.3508
2018-03-04 05:00 | 56587.5157
2018-03-04 06:00 | 57068.0021
2018-03-04 07:00 | 58070.9301
2018-03-04 08:00 | 58360.6205
2018-03-04 09:00 | 60705.1145
2018-03-04 10:00 | 62982.6801
2018-03-04 11:00 | 64356.212
2018-03-04 12:00 | 65541.9446
2018-03-04 13:00 | 66466.9559
2018-03-04 14:00 | 62852.8189
2018-03-04 15:00 | 59864.0136
2018-03-04 16:00 | 58438.5372
2018-03-04 17:00 | 57677.3508
2018-03-04 18:00 | 59154.7716
2018-03-04 19:00 | 65651.8272
2018-03-04 20:00 | 67621.7216
2018-03-04 21:00 | 65217.2916
2018-03-04 22:00 | 63030.6289
2018-03-04 23:00 | 66313.1203
2018-03-05 | 65815.6521
2018-03-05 01:00 | 62153.5663
2018-03-05 02:00 | 61248.5337
2018-03-05 03:00 | 59373.5378
2018-03-05 04:00 | 57495.5451
2018-03-05 05:00 | 58078.9216
2018-03-05 06:00 | 62168.5503
2018-03-05 07:00 | 68754.5108
2018-03-05 08:00 | 71909.139
2018-03-05 09:00 | 73895.0163
2018-03-05 10:00 | 73955.9512
2018-03-05 11:00 | 73278.6751
2018-03-05 12:00 | 72962.0136
2018-03-05 13:00 | 71973.0706
2018-03-05 14:00 | 69959.2232
2018-03-05 15:00 | 67290.0761
2018-03-05 16:00 | 66131.3147
2018-03-05 17:00 | 65156.3568
2018-03-05 18:00 | 66201.2399
2018-03-05 19:00 | 72372.6435
2018-03-05 20:00 | 72323.6959
2018-03-05 21:00 | 67598.7462
2018-03-05 22:00 | 64432.1309
2018-03-05 23:00 | 67025.3591
2018-03-06 | 66368.0616
2018-03-06 01:00 | 62295.4147
2018-03-06 02:00 | 61317.46
2018-03-06 03:00 | 59201.7215
2018-03-06 04:00 | 57411.6348
2018-03-06 05:00 | 57734.2899
2018-03-06 06:00 | 61532.2305
2018-03-06 07:00 | 67766.5668
2018-03-06 08:00 | 71409.6728
2018-03-06 09:00 | 72776.2122
2018-03-06 10:00 | 72498.509
2018-03-06 11:00 | 71876.1742
2018-03-06 12:00 | 71634.4326
2018-03-06 13:00 | 70919.1971
2018-03-06 14:00 | 69403.8168
2018-03-06 15:00 | 66986.4007
2018-03-06 16:00 | 65433.061
2018-03-06 17:00 | 64839.6952
2018-03-06 18:00 | 66209.2314
2018-03-06 19:00 | 72914.0648
2018-03-06 20:00 | 72836.1481
2018-03-06 21:00 | 67929.3928
2018-03-06 22:00 | 65110.4059
2018-03-06 23:00 | 67845.4825
2018-03-07 | 67214.1573
2018-03-07 01:00 | 62825.8478
2018-03-07 02:00 | 61768.9774
2018-03-07 03:00 | 59645.2474
2018-03-07 04:00 | 57897.1159
2018-03-07 05:00 | 58256.7315
2018-03-07 06:00 | 62055.671
2018-03-07 07:00 | 68626.6475
2018-03-07 08:00 | 72008.0333
2018-03-07 09:00 | 73931.9768
2018-03-07 10:00 | 74128.7665
2018-03-07 11:00 | 73299.6527
2018-03-07 12:00 | 73410.5342
2018-03-07 13:00 | 72649.3478
2018-03-07 14:00 | 70975.1373
2018-03-07 15:00 | 68199.1045
2018-03-07 16:00 | 66655.7541
2018-03-07 17:00 | 65508.9799
2018-03-07 18:00 | 66191.2506
2018-03-07 19:00 | 72559.4439
2018-03-07 20:00 | 73904.0067
2018-03-07 21:00 | 69443.7741
2018-03-07 22:00 | 66382.0467
2018-03-07 23:00 | 69661.5413
2018-03-08 | 68702.5664
2018-03-08 01:00 | 64508.0497
2018-03-08 02:00 | 63594.0267
2018-03-08 03:00 | 61574.1856
2018-03-08 04:00 | 59808.0734
2018-03-08 05:00 | 59983.8854
2018-03-08 06:00 | 63849.7534
2018-03-08 07:00 | 70218.9456
2018-03-08 08:00 | 73020.9506
2018-03-08 09:00 | 74587.2764
2018-03-08 10:00 | 74162.7302
2018-03-08 11:00 | 72960.0157
2018-03-08 12:00 | 72765.2239
2018-03-08 13:00 | 71712.3493
2018-03-08 14:00 | 69534.6769
2018-03-08 15:00 | 66957.4317
2018-03-08 16:00 | 65307.1955
2018-03-08 17:00 | 64437.1255
2018-03-08 18:00 | 65272.2329
2018-03-08 19:00 | 71537.5362
2018-03-08 20:00 | 72191.8368
2018-03-08 21:00 | 67515.8348
2018-03-08 22:00 | 64296.2761
2018-03-08 23:00 | 67056.326
2018-03-09 | 66285.1502
2018-03-09 01:00 | 61489.2764
2018-03-09 02:00 | 60282.5662
2018-03-09 03:00 | 57920.0913
2018-03-09 04:00 | 56126.009
2018-03-09 05:00 | 56152.9801
2018-03-09 06:00 | 59744.1417
2018-03-09 07:00 | 65562.9222
2018-03-09 08:00 | 68620.6539
2018-03-09 09:00 | 69980.2007
2018-03-09 10:00 | 70142.0278
2018-03-09 11:00 | 69825.3662
2018-03-09 12:00 | 69668.5339
2018-03-09 13:00 | 69085.1574
2018-03-09 14:00 | 66897.4957
2018-03-09 15:00 | 64345.2238
2018-03-09 16:00 | 62616.072
2018-03-09 17:00 | 61864.8749
2018-03-09 18:00 | 63112.5413
2018-03-09 19:00 | 67707.6298
2018-03-09 20:00 | 67886.4387
2018-03-09 21:00 | 62926.7399
2018-03-09 22:00 | 59907.9666
2018-03-09 23:00 | 62692.9898
2018-03-10 | 61775.9699
2018-03-10 01:00 | 56949.1292
2018-03-10 02:00 | 55329.86
2018-03-10 03:00 | 52612.7642
2018-03-10 04:00 | 50264.2744
2018-03-10 05:00 | 49479.1136
2018-03-10 06:00 | 50637.875
2018-03-10 07:00 | 52466.92
2018-03-10 08:00 | 53938.3473
2018-03-10 09:00 | 56846.2391
2018-03-10 10:00 | 58705.2521
2018-03-10 11:00 | 58913.03
2018-03-10 12:00 | 59573.3243
2018-03-10 13:00 | 60504.3292
2018-03-10 14:00 | 57195.8654
2018-03-10 15:00 | 54242.0227
2018-03-10 16:00 | 52462.9243
2018-03-10 17:00 | 51448.0091
2018-03-10 18:00 | 52512.8709
2018-03-10 19:00 | 57351.6989
2018-03-10 20:00 | 58855.092
2018-03-10 21:00 | 55501.6763
2018-03-10 22:00 | 53377.9463
2018-03-10 23:00 | 56948.1302
2018-03-11 | 56820.2669
2018-03-11 01:00 | 52755.6115
2018-03-11 02:00 | 51301.1661
2018-03-11 03:00 | 48358.3116
2018-03-11 04:00 | 45979.8538
2018-03-11 05:00 | 45104.7892
2018-03-11 06:00 | 45685.1688
2018-03-11 07:00 | 46368.4385
2018-03-11 08:00 | 46950.816
2018-03-11 09:00 | 49517.073
2018-03-11 10:00 | 51670.771
2018-03-11 11:00 | 52879.4791
2018-03-11 12:00 | 54052.2256
2018-03-11 13:00 | 55147.0553
2018-03-11 14:00 | 51432.0262
2018-03-11 15:00 | 48983.6432
2018-03-11 16:00 | 47290.453
2018-03-11 17:00 | 46368.4385
2018-03-11 18:00 | 48406.2603
2018-03-11 19:00 | 54763.4653
2018-03-11 20:00 | 57373.6754
2018-03-11 21:00 | 55101.1045
2018-03-11 22:00 | 52931.4236
2018-03-11 23:00 | 56003.1403
2018-03-12 | 55793.3645
2018-03-12 01:00 | 52313.0845
2018-03-12 02:00 | 51471.9835
2018-03-12 03:00 | 49209.4019
2018-03-12 04:00 | 47705.0099
2018-03-12 05:00 | 48376.2924
2018-03-12 06:00 | 52618.7577
2018-03-12 07:00 | 59445.4609
2018-03-12 08:00 | 62869.8008
2018-03-12 09:00 | 64792.7454
2018-03-12 10:00 | 65034.487
2018-03-12 11:00 | 65095.4219
2018-03-12 12:00 | 65891.5709
2018-03-12 13:00 | 65669.808
2018-03-12 14:00 | 64198.3807
2018-03-12 15:00 | 62393.3101
2018-03-12 16:00 | 61502.2625
2018-03-12 17:00 | 60665.1572
2018-03-12 18:00 | 61732.0169
2018-03-12 19:00 | 67652.6885
2018-03-12 20:00 | 68116.1931
2018-03-12 21:00 | 63430.2018
2018-03-12 22:00 | 60021.8449
2018-03-12 23:00 | 62593.0965
2018-03-13 | 61905.8311
2018-03-13 01:00 | 57430.6145
2018-03-13 02:00 | 56471.6395
2018-03-13 03:00 | 54569.6725
2018-03-13 04:00 | 52860.4994
2018-03-13 05:00 | 53294.036
2018-03-13 06:00 | 57344.7064
2018-03-13 07:00 | 64157.4245
2018-03-13 08:00 | 67758.5754
2018-03-13 09:00 | 68557.7212
2018-03-13 10:00 | 68085.2262
2018-03-13 11:00 | 67349.0131
2018-03-13 12:00 | 67416.9405
2018-03-13 13:00 | 66887.5064
2018-03-13 14:00 | 64923.6055
2018-03-13 15:00 | 62762.915
2018-03-13 16:00 | 60937.8658
2018-03-13 17:00 | 59940.9313
2018-03-13 18:00 | 61029.7675
2018-03-13 19:00 | 66608.8043
2018-03-13 20:00 | 68259.0404
2018-03-13 21:00 | 63763.8452
2018-03-13 22:00 | 60495.3388
2018-03-13 23:00 | 63466.1634
2018-03-14 | 62844.8275
2018-03-14 01:00 | 58644.3172
2018-03-14 02:00 | 57763.259
2018-03-14 03:00 | 55894.2567
2018-03-14 04:00 | 54567.6746
2018-03-14 05:00 | 55195.0041
2018-03-14 06:00 | 59541.3584
2018-03-14 07:00 | 65879.5837
2018-03-14 08:00 | 68938.3144
2018-03-14 09:00 | 69644.5595
2018-03-14 10:00 | 68242.0586
2018-03-14 11:00 | 66661.7477
2018-03-14 12:00 | 66156.288
2018-03-14 13:00 | 65480.0108
2018-03-14 14:00 | 63419.2135
2018-03-14 15:00 | 61202.5828
2018-03-14 16:00 | 59698.1908
2018-03-14 17:00 | 58965.9734
2018-03-14 18:00 | 60250.6004
2018-03-14 19:00 | 66557.8588
2018-03-14 20:00 | 67292.074
2018-03-14 21:00 | 62811.8627
2018-03-14 22:00 | 59363.5485
2018-03-14 23:00 | 61813.9294
2018-03-15 | 61154.6341
2018-03-15 01:00 | 56880.2028
2018-03-15 02:00 | 55879.2727
2018-03-15 03:00 | 53557.7541
2018-03-15 04:00 | 51530.9205
2018-03-15 05:00 | 51617.8276
2018-03-15 06:00 | 55547.6272
2018-03-15 07:00 | 62037.6902
2018-03-15 08:00 | 65665.8122
2018-03-15 09:00 | 67104.2747
2018-03-15 10:00 | 67352.0099
2018-03-15 11:00 | 67271.0964
2018-03-15 12:00 | 67896.428
2018-03-15 13:00 | 67327.0366
2018-03-15 14:00 | 65657.8208
2018-03-15 15:00 | 63600.0203
2018-03-15 16:00 | 62028.6998
2018-03-15 17:00 | 61046.7494
2018-03-15 18:00 | 62032.6955
2018-03-15 19:00 | 67005.3804
2018-03-15 20:00 | 68012.3042
2018-03-15 21:00 | 63236.4089
2018-03-15 22:00 | 60005.8619
2018-03-15 23:00 | 62760.9172
2018-03-16 | 62011.718
2018-03-16 01:00 | 57605.4277
2018-03-16 02:00 | 56441.6716
2018-03-16 03:00 | 54398.8551
2018-03-16 04:00 | 52632.7428
2018-03-16 05:00 | 53053.2933
2018-03-16 06:00 | 57000.0747
2018-03-16 07:00 | 63442.189
2018-03-16 08:00 | 66916.4754
2018-03-16 09:00 | 67629.7131
2018-03-16 10:00 | 67126.2512
2018-03-16 11:00 | 65774.6959
2018-03-16 12:00 | 65448.045
2018-03-16 13:00 | 64799.7379
2018-03-16 14:00 | 62847.8243
2018-03-16 15:00 | 60449.3879
2018-03-16 16:00 | 58886.0589
2018-03-16 17:00 | 57759.2633
2018-03-16 18:00 | 59183.7407
2018-03-16 19:00 | 64101.4843
2018-03-16 20:00 | 65766.7044
2018-03-16 21:00 | 61800.9432
2018-03-16 22:00 | 59382.5282
2018-03-16 23:00 | 62458.2407
2018-03-17 | 61849.8909
2018-03-17 01:00 | 57232.8259
2018-03-17 02:00 | 55909.2407
2018-03-17 03:00 | 53635.6708
2018-03-17 04:00 | 51548.9013
2018-03-17 05:00 | 51175.3006
2018-03-17 06:00 | 52928.4268
2018-03-17 07:00 | 54747.4824
2018-03-17 08:00 | 57070.9989
2018-03-17 09:00 | 60244.6068
2018-03-17 10:00 | 62365.34
2018-03-17 11:00 | 62626.0613
2018-03-17 12:00 | 63705.9071
2018-03-17 13:00 | 65018.5041
2018-03-17 14:00 | 61994.7361
2018-03-17 15:00 | 60125.7338
2018-03-17 16:00 | 58967.9713
2018-03-17 17:00 | 58693.2649
2018-03-17 18:00 | 60274.5747
2018-03-17 19:00 | 64875.6568
2018-03-17 20:00 | 66774.6271
2018-03-17 21:00 | 63484.1441
2018-03-17 22:00 | 61310.4675
2018-03-17 23:00 | 65275.2297
2018-03-18 | 65047.4732
2018-03-18 01:00 | 60942.8604
2018-03-18 02:00 | 59945.926
2018-03-18 03:00 | 57470.5718
2018-03-18 04:00 | 55078.129
2018-03-18 05:00 | 54304.9554
2018-03-18 06:00 | 55092.1141
2018-03-18 07:00 | 55530.6453
2018-03-18 08:00 | 57017.0566
2018-03-18 09:00 | 60055.8086
2018-03-18 10:00 | 62692.9898
2018-03-18 11:00 | 64108.4768
2018-03-18 12:00 | 65932.5272
2018-03-18 13:00 | 66815.5833
2018-03-18 14:00 | 63126.5264
2018-03-18 15:00 | 60444.3932
2018-03-18 16:00 | 59316.5987
2018-03-18 17:00 | 58991.9457
2018-03-18 18:00 | 60842.9672
2018-03-18 19:00 | 66576.8385
2018-03-18 20:00 | 69661.5413
2018-03-18 21:00 | 67205.1669
2018-03-18 22:00 | 64742.7988
2018-03-18 23:00 | 67984.3341
2018-03-19 | 67614.7291
2018-03-19 01:00 | 63754.8548
2018-03-19 02:00 | 63468.1612
2018-03-19 03:00 | 61599.1589
2018-03-19 04:00 | 60006.8609
2018-03-19 05:00 | 60872.9352
2018-03-19 06:00 | 65599.8827
2018-03-19 07:00 | 72183.8453
2018-03-19 08:00 | 76461.2734
2018-03-19 09:00 | 77773.8704
2018-03-19 10:00 | 78174.4422
2018-03-19 11:00 | 77920.7134
2018-03-19 12:00 | 77970.66
2018-03-19 13:00 | 77900.7348
2018-03-19 14:00 | 76328.4154
2018-03-19 15:00 | 74137.7569
2018-03-19 16:00 | 73085.8812
2018-03-19 17:00 | 72644.3531
2018-03-19 18:00 | 74155.7377
2018-03-19 19:00 | 79682.83
2018-03-19 20:00 | 80377.0879
2018-03-19 21:00 | 75255.5621
2018-03-19 22:00 | 71733.3269
2018-03-19 23:00 | 74574.2903
2018-03-20 | 73414.5299
2018-03-20 01:00 | 69298.9289
2018-03-20 02:00 | 68493.7895
2018-03-20 03:00 | 66583.831
2018-03-20 04:00 | 64992.5319
2018-03-20 05:00 | 65520.9671
2018-03-20 06:00 | 70168.9989
2018-03-20 07:00 | 76755.9584
2018-03-20 08:00 | 80527.9267
2018-03-20 09:00 | 81005.4163
2018-03-20 10:00 | 80410.0527
2018-03-20 11:00 | 79355.1802
2018-03-20 12:00 | 79780.7253
2018-03-20 13:00 | 79071.4834
2018-03-20 14:00 | 76991.7064
2018-03-20 15:00 | 74285.5989
2018-03-20 16:00 | 72261.7621
2018-03-20 17:00 | 71157.9419
2018-03-20 18:00 | 72272.7503
2018-03-20 19:00 | 77544.116
2018-03-20 20:00 | 80164.3153
2018-03-20 21:00 | 75310.5034
2018-03-20 22:00 | 72048.9895
2018-03-20 23:00 | 74674.1835
2018-03-21 | 73943.964
2018-03-21 01:00 | 69654.5488
2018-03-21 02:00 | 68923.3304
2018-03-21 03:00 | 67089.2907
2018-03-21 04:00 | 65586.8966
2018-03-21 05:00 | 66197.2442
2018-03-21 06:00 | 70406.7448
2018-03-21 07:00 | 76458.2766
2018-03-21 08:00 | 80171.3078
2018-03-21 09:00 | 80829.6042
2018-03-21 10:00 | 80037.4509
2018-03-21 11:00 | 78668.9137
2018-03-21 12:00 | 78447.1507
2018-03-21 13:00 | 76939.7619
2018-03-21 14:00 | 74848.9967
2018-03-21 15:00 | 71876.1742
2018-03-21 16:00 | 70000.1794
2018-03-21 17:00 | 68710.5578
2018-03-21 18:00 | 69227.0058
2018-03-21 19:00 | 74744.1088
2018-03-21 20:00 | 77960.6707
2018-03-21 21:00 | 73485.4541
2018-03-21 22:00 | 70330.826
2018-03-21 23:00 | 73566.3676
2018-03-22 | 72881.1001
2018-03-22 01:00 | 68841.4179
2018-03-22 02:00 | 68333.9603
2018-03-22 03:00 | 66285.1502
2018-03-22 04:00 | 64661.8853
2018-03-22 05:00 | 65067.4518
2018-03-22 06:00 | 68893.3624
2018-03-22 07:00 | 74719.1355
2018-03-22 08:00 | 78025.6013
2018-03-22 09:00 | 78603.9831
2018-03-22 10:00 | 77923.7102
2018-03-22 11:00 | 76740.9744
2018-03-22 12:00 | 76635.0876
2018-03-22 13:00 | 75683.1051
2018-03-22 14:00 | 73721.2021
2018-03-22 15:00 | 71441.6387
2018-03-22 16:00 | 69653.5499
2018-03-22 17:00 | 68753.5119
2018-03-22 18:00 | 69772.4228
2018-03-22 19:00 | 74835.0116
2018-03-22 20:00 | 76388.3513
2018-03-22 21:00 | 71511.5639
2018-03-22 22:00 | 68127.1814
2018-03-22 23:00 | 70809.3145
2018-03-23 | 70031.1463
2018-03-23 01:00 | 65799.6692
2018-03-23 02:00 | 64791.7465
2018-03-23 03:00 | 62543.1499
2018-03-23 04:00 | 60779.0355
2018-03-23 05:00 | 61078.7152
2018-03-23 06:00 | 65142.3717
2018-03-23 07:00 | 70828.2942
2018-03-23 08:00 | 74518.3501
2018-03-23 09:00 | 75773.009
2018-03-23 10:00 | 75522.277
2018-03-23 11:00 | 74771.0799
2018-03-23 12:00 | 74574.2903
2018-03-23 13:00 | 73867.0462
2018-03-23 14:00 | 71289.801
2018-03-23 15:00 | 69124.1158
2018-03-23 16:00 | 67362.9982
2018-03-23 17:00 | 66110.3371
2018-03-23 18:00 | 67215.1562
2018-03-23 19:00 | 70741.3871
2018-03-23 20:00 | 72581.4204
2018-03-23 21:00 | 68341.9518
2018-03-23 22:00 | 65449.0439
2018-03-23 23:00 | 68184.1205
2018-03-24 | 67262.106
2018-03-24 01:00 | 62513.182
2018-03-24 02:00 | 61017.7803
2018-03-24 03:00 | 58774.1784
2018-03-24 04:00 | 56465.646
2018-03-24 05:00 | 55951.1958
2018-03-24 06:00 | 57379.669
2018-03-24 07:00 | 58573.3931
2018-03-24 08:00 | 61014.7835
2018-03-24 09:00 | 63522.1036
2018-03-24 10:00 | 64481.0786
2018-03-24 11:00 | 63886.7138
2018-03-24 12:00 | 63862.7395
2018-03-24 13:00 | 64292.2804
2018-03-24 14:00 | 60526.3057
2018-03-24 15:00 | 57605.4277
2018-03-24 16:00 | 55715.4478
2018-03-24 17:00 | 54769.4589
2018-03-24 18:00 | 55868.2844
2018-03-24 19:00 | 60084.7776
2018-03-24 20:00 | 63306.3342
2018-03-24 21:00 | 60200.6537
2018-03-24 22:00 | 58103.8949
2018-03-24 23:00 | 61753.9934
2018-03-25 | 61704.0468
2018-03-25 01:00 | 58045.9568
2018-03-25 02:00 | 56882.2007
2018-03-25 03:00 | 56882.2007
2018-03-25 04:00 | 54475.7729
2018-03-25 05:00 | 52122.2884
2018-03-25 06:00 | 51788.645
2018-03-25 07:00 | 52196.2094
2018-03-25 08:00 | 52368.0257
2018-03-25 09:00 | 54861.3607
2018-03-25 10:00 | 57055.016
2018-03-25 11:00 | 58505.4657
2018-03-25 12:00 | 59101.8282
2018-03-25 13:00 | 60420.4188
2018-03-25 14:00 | 56213.915
2018-03-25 15:00 | 53323.005
2018-03-25 16:00 | 51205.2686
2018-03-25 17:00 | 49712.8638
2018-03-25 18:00 | 50938.5537
2018-03-25 19:00 | 54591.649
2018-03-25 20:00 | 57758.2643
2018-03-25 21:00 | 59250.6691
2018-03-25 22:00 | 57171.8911
2018-03-25 23:00 | 59850.0285
2018-03-26 | 59519.3819
2018-03-26 01:00 | 55930.2183
2018-03-26 02:00 | 54944.2721
2018-03-26 03:00 | 53045.3018
2018-03-26 04:00 | 51224.2483
2018-03-26 05:00 | 51860.5681
2018-03-26 06:00 | 56071.0677
2018-03-26 07:00 | 63657.9584
2018-03-26 08:00 | 67882.443
2018-03-26 09:00 | 69427.7912
2018-03-26 10:00 | 69794.3993
2018-03-26 11:00 | 68723.5439
2018-03-26 12:00 | 68306.9892
2018-03-26 13:00 | 67315.0494
2018-03-26 14:00 | 65465.0268
2018-03-26 15:00 | 63233.4121
2018-03-26 16:00 | 61511.2529
2018-03-26 17:00 | 60152.705
2018-03-26 18:00 | 60809.0035
2018-03-26 19:00 | 64085.5014
2018-03-26 20:00 | 65043.4774
2018-03-26 21:00 | 64419.1447
2018-03-26 22:00 | 61037.759
2018-03-26 23:00 | 63543.0811
2018-03-27 | 63135.5168
2018-03-27 01:00 | 58355.6258
2018-03-27 02:00 | 57246.811
2018-03-27 03:00 | 55206.9913
2018-03-27 04:00 | 53379.9441
2018-03-27 05:00 | 53622.6847
2018-03-27 06:00 | 57233.8249
2018-03-27 07:00 | 64881.6504
2018-03-27 08:00 | 68854.4041
2018-03-27 09:00 | 70608.5291
2018-03-27 10:00 | 70864.2558
2018-03-27 11:00 | 70719.4106
2018-03-27 12:00 | 71276.8148
2018-03-27 13:00 | 70650.4843
2018-03-27 14:00 | 68881.3752
2018-03-27 15:00 | 66845.5513
2018-03-27 16:00 | 64950.5767
2018-03-27 17:00 | 63519.1068
2018-03-27 18:00 | 63788.8185
2018-03-27 19:00 | 66592.8214
2018-03-27 20:00 | 66675.7328
2018-03-27 21:00 | 65091.4262
2018-03-27 22:00 | 61809.9336
2018-03-27 23:00 | 63968.6263
2018-03-28 | 63170.4794
2018-03-28 01:00 | 58068.9323
2018-03-28 02:00 | 56794.2947
2018-03-28 03:00 | 54660.5753
2018-03-28 04:00 | 52631.7439
2018-03-28 05:00 | 52726.6424
2018-03-28 06:00 | 56250.8755
2018-03-28 07:00 | 62937.7282
2018-03-28 08:00 | 66817.5811
2018-03-28 09:00 | 68678.592
2018-03-28 10:00 | 69068.1756
2018-03-28 11:00 | 68771.4927
2018-03-28 12:00 | 68948.3037
2018-03-28 13:00 | 68665.6059
2018-03-28 14:00 | 66749.6538
2018-03-28 15:00 | 64688.8565
2018-03-28 16:00 | 62944.7207
2018-03-28 17:00 | 61601.1568
2018-03-28 18:00 | 61562.1984
2018-03-28 19:00 | 64205.3732
2018-03-28 20:00 | 64551.0038
2018-03-28 21:00 | 64108.4768
2018-03-28 22:00 | 61288.491
2018-03-28 23:00 | 64007.5847
2018-03-29 | 63596.0246
2018-03-29 01:00 | 58833.1155
2018-03-29 02:00 | 57869.1458
2018-03-29 03:00 | 55762.3976
2018-03-29 04:00 | 53995.2864
2018-03-29 05:00 | 54006.2747
2018-03-29 06:00 | 57735.2889
2018-03-29 07:00 | 65764.7065
2018-03-29 08:00 | 69573.6353
2018-03-29 09:00 | 70655.479
2018-03-29 10:00 | 69922.2627
2018-03-29 11:00 | 69120.1201
2018-03-29 12:00 | 68751.514
2018-03-29 13:00 | 67838.4899
2018-03-29 14:00 | 65854.6104
2018-03-29 15:00 | 63548.0758
2018-03-29 16:00 | 61726.0233
2018-03-29 17:00 | 60358.485
2018-03-29 18:00 | 60728.09
2018-03-29 19:00 | 63657.9584
2018-03-29 20:00 | 64168.4127
2018-03-29 21:00 | 64059.5291
2018-03-29 22:00 | 61363.4109
2018-03-29 23:00 | 64045.5441
2018-03-30 | 63511.1153
2018-03-30 01:00 | 58930.0119
2018-03-30 02:00 | 57731.2931
2018-03-30 03:00 | 55618.5514
2018-03-30 04:00 | 54008.2725
2018-03-30 05:00 | 53941.3441
2018-03-30 06:00 | 57492.5483
2018-03-30 07:00 | 64554.0006
2018-03-30 08:00 | 68257.0426
2018-03-30 09:00 | 69662.5403
2018-03-30 10:00 | 70143.0267
2018-03-30 11:00 | 69890.2968
2018-03-30 12:00 | 69494.7197
2018-03-30 13:00 | 68935.3176
2018-03-30 14:00 | 66937.453
2018-03-30 15:00 | 64621.928
2018-03-30 16:00 | 62429.2717
2018-03-30 17:00 | 60608.2181
2018-03-30 18:00 | 61139.6501
2018-03-30 19:00 | 62578.1126
2018-03-30 20:00 | 63076.5798
2018-03-30 21:00 | 63867.7341
2018-03-30 22:00 | 61723.0265
2018-03-30 23:00 | 64856.6771
2018-03-31 | 64113.4715
2018-03-31 01:00 | 59079.8517
2018-03-31 02:00 | 57495.5451
2018-03-31 03:00 | 54975.239
2018-03-31 04:00 | 52829.5325
2018-03-31 05:00 | 52278.1218
2018-03-31 06:00 | 53612.6954
2018-03-31 07:00 | 56044.0965
2018-03-31 08:00 | 57752.2707
2018-03-31 09:00 | 60601.2256
2018-03-31 10:00 | 62306.403
2018-03-31 11:00 | 62098.6251
2018-03-31 12:00 | 62233.4809
2018-03-31 13:00 | 63140.5114
2018-03-31 14:00 | 59989.879
2018-03-31 15:00 | 57371.6775
2018-03-31 16:00 | 55522.6539
2018-03-31 17:00 | 54178.091
2018-03-31 18:00 | 54744.4856
2018-03-31 19:00 | 57070
2018-03-31 20:00 | 58526.4432
2018-03-31 21:00 | 59958.9121
2018-03-31 22:00 | 58510.4603
2018-03-31 23:00 | 62196.5204
2018-04-01 | 62323.3848
2018-04-01 01:00 | 57859.1565
2018-04-01 02:00 | 56671.426
2018-04-01 03:00 | 54181.0878
2018-04-01 04:00 | 51745.6909
2018-04-01 05:00 | 50517.0042
2018-04-01 06:00 | 51261.2088
2018-04-01 07:00 | 52781.5837
2018-04-01 08:00 | 53692.6099
2018-04-01 09:00 | 56603.4986
2018-04-01 10:00 | 58666.2938
2018-04-01 11:00 | 59244.6755
2018-04-01 12:00 | 59129.7983
2018-04-01 13:00 | 59323.5912
2018-04-01 14:00 | 54786.4408
2018-04-01 15:00 | 51690.7497
2018-04-01 16:00 | 49752.821
2018-04-01 17:00 | 48559.097
2018-04-01 18:00 | 49218.3923
2018-04-01 19:00 | 51695.7443
2018-04-01 20:00 | 54342.9149
2018-04-01 21:00 | 56993.0822
2018-04-01 22:00 | 55739.4222
2018-04-01 23:00 | 59348.5645
2018-04-02 | 59092.8378
2018-04-02 01:00 | 54731.4995
2018-04-02 02:00 | 53646.6591
2018-04-02 03:00 | 51350.1138
2018-04-02 04:00 | 49172.4414
2018-04-02 05:00 | 48681.9656
2018-04-02 06:00 | 49770.8018
2018-04-02 07:00 | 51262.2077
2018-04-02 08:00 | 51676.7646
2018-04-02 09:00 | 54302.9576
2018-04-02 10:00 | 56649.4495
2018-04-02 11:00 | 57533.5046
2018-04-02 12:00 | 57967.0412
2018-04-02 13:00 | 58435.5404
2018-04-02 14:00 | 54431.8198
2018-04-02 15:00 | 51855.5735
2018-04-02 16:00 | 49978.5797
2018-04-02 17:00 | 49053.5684
2018-04-02 18:00 | 50715.7918
2018-04-02 19:00 | 54312.9469
2018-04-02 20:00 | 55877.2748
2018-04-02 21:00 | 56339.7805
2018-04-02 22:00 | 54177.0921
2018-04-02 23:00 | 57001.0737
2018-04-03 | 56440.6726
2018-04-03 01:00 | 52313.0845
2018-04-03 02:00 | 51348.1159
2018-04-03 03:00 | 49091.5279
2018-04-03 04:00 | 47082.6751
2018-04-03 05:00 | 47501.2277
2018-04-03 06:00 | 51688.7518
2018-04-03 07:00 | 58934.0076
2018-04-03 08:00 | 61986.7447
2018-04-03 09:00 | 63915.6829
2018-04-03 10:00 | 64439.1234
2018-04-03 11:00 | 64021.5697
2018-04-03 12:00 | 64369.1981
2018-04-03 13:00 | 63784.8228
2018-04-03 14:00 | 62271.4404
2018-04-03 15:00 | 60386.4551
2018-04-03 16:00 | 58472.5009
2018-04-03 17:00 | 57190.8708
2018-04-03 18:00 | 56988.0875
2018-04-03 19:00 | 59201.7215
2018-04-03 20:00 | 59129.7983
2018-04-03 21:00 | 59089.841
2018-04-03 22:00 | 56349.7698
2018-04-03 23:00 | 59245.6745
2018-04-04 | 58546.4219
2018-04-04 01:00 | 53964.3195
2018-04-04 02:00 | 52554.8261
2018-04-04 03:00 | 50449.0768
2018-04-04 04:00 | 48634.0169
2018-04-04 05:00 | 48701.9443
2018-04-04 06:00 | 52134.2756
2018-04-04 07:00 | 58617.3461
2018-04-04 08:00 | 61567.1931
2018-04-04 09:00 | 63619
2018-04-04 10:00 | 64045.5441
2018-04-04 11:00 | 63703.9092
2018-04-04 12:00 | 64413.1512
2018-04-04 13:00 | 63460.1698
2018-04-04 14:00 | 62047.6795
2018-04-04 15:00 | 60202.6516
2018-04-04 16:00 | 58354.6269
2018-04-04 17:00 | 57185.8761
2018-04-04 18:00 | 57027.0459
2018-04-04 19:00 | 59529.3712
2018-04-04 20:00 | 59537.3627
2018-04-04 21:00 | 59252.667
2018-04-04 22:00 | 56830.2562
2018-04-04 23:00 | 59766.1182
2018-04-05 | 59169.7556
2018-04-05 01:00 | 54637.5999
2018-04-05 02:00 | 53575.7349
2018-04-05 03:00 | 51407.0529
2018-04-05 04:00 | 49643.9374
2018-04-05 05:00 | 50043.5103
2018-04-05 06:00 | 53775.5213
2018-04-05 07:00 | 61124.6661
2018-04-05 08:00 | 64303.2686
2018-04-05 09:00 | 65735.7375
2018-04-05 10:00 | 65336.1646
2018-04-05 11:00 | 64869.6632
2018-04-05 12:00 | 64637.9109
2018-04-05 13:00 | 64005.5868
2018-04-05 14:00 | 62060.6656
2018-04-05 15:00 | 59548.351
2018-04-05 16:00 | 57765.2568
2018-04-05 17:00 | 55771.388
2018-04-05 18:00 | 55648.5193
2018-04-05 19:00 | 57881.133
2018-04-05 20:00 | 58280.7059
2018-04-05 21:00 | 59040.8934
2018-04-05 22:00 | 56808.2797
2018-04-05 23:00 | 59669.2218
2018-04-06 | 58971.967
2018-04-06 01:00 | 54717.5145
2018-04-06 02:00 | 53645.6601
2018-04-06 03:00 | 52016.4016
2018-04-06 04:00 | 50490.0331
2018-04-06 05:00 | 50999.4885
2018-04-06 06:00 | 54963.2518
2018-04-06 07:00 | 62094.6293
2018-04-06 08:00 | 65448.045
2018-04-06 09:00 | 65907.5538
2018-04-06 10:00 | 64589.9622
2018-04-06 11:00 | 63052.6054
2018-04-06 12:00 | 62003.7265
2018-04-06 13:00 | 60996.8028
2018-04-06 14:00 | 58303.6813
2018-04-06 15:00 | 55713.4499
2018-04-06 16:00 | 53449.8694
2018-04-06 17:00 | 51458.9974
2018-04-06 18:00 | 51513.9386
2018-04-06 19:00 | 53156.1833
2018-04-06 20:00 | 53303.0264
2018-04-06 21:00 | 54282.9789
2018-04-06 22:00 | 52473.9126
2018-04-06 23:00 | 55635.5332
2018-04-07 | 54733.4974
2018-04-07 01:00 | 50022.5328
2018-04-07 02:00 | 48295.3788
2018-04-07 03:00 | 45813.0321
2018-04-07 04:00 | 43422.5872
2018-04-07 05:00 | 42731.3261
2018-04-07 06:00 | 43927.048
2018-04-07 07:00 | 46020.8101
2018-04-07 08:00 | 47486.2437
2018-04-07 09:00 | 50485.0384
2018-04-07 10:00 | 52100.3119
2018-04-07 11:00 | 52233.1699
2018-04-07 12:00 | 52740.6275
2018-04-07 13:00 | 53746.5523
2018-04-07 14:00 | 50546.9722
2018-04-07 15:00 | 48268.4077
2018-04-07 16:00 | 46595.1961
2018-04-07 17:00 | 45304.5756
2018-04-07 18:00 | 45902.936
2018-04-07 19:00 | 47845.8593
2018-04-07 20:00 | 48608.0447
2018-04-07 21:00 | 49428.1681
2018-04-07 22:00 | 47904.7963
2018-04-07 23:00 | 51465.9899
2018-04-08 | 51335.1298
2018-04-08 01:00 | 46948.8181
2018-04-08 02:00 | 45391.4827
2018-04-08 03:00 | 42447.6293
2018-04-08 04:00 | 40177.0562
2018-04-08 05:00 | 39273.0225
2018-04-08 06:00 | 39823.4342
2018-04-08 07:00 | 40519.69
2018-04-08 08:00 | 41272.8849
2018-04-08 09:00 | 43872.1067
2018-04-08 10:00 | 46456.3445
2018-04-08 11:00 | 47826.8796
2018-04-08 12:00 | 49217.3933
2018-04-08 13:00 | 50460.0651
2018-04-08 14:00 | 46706.0776
2018-04-08 15:00 | 44306.6423
2018-04-08 16:00 | 42834.2161
2018-04-08 17:00 | 42035.0703
2018-04-08 18:00 | 43208.8157
2018-04-08 19:00 | 46280.5324
2018-04-08 20:00 | 48179.5027
2018-04-08 21:00 | 49192.42
2018-04-08 22:00 | 47646.0729
2018-04-08 23:00 | 50630.8825
2018-04-09 | 50538.9807
2018-04-09 01:00 | 46658.1288
2018-04-09 02:00 | 45357.519
2018-04-09 03:00 | 43096.9353
2018-04-09 04:00 | 41354.7974
2018-04-09 05:00 | 41643.4888
2018-04-09 06:00 | 45355.5212
2018-04-09 07:00 | 51602.8436
2018-04-09 08:00 | 55287.9048
2018-04-09 09:00 | 57855.1608
2018-04-09 10:00 | 59029.9051
2018-04-09 11:00 | 59217.7044
2018-04-09 12:00 | 59932.9399
2018-04-09 13:00 | 59456.4492
2018-04-09 14:00 | 58167.8266
2018-04-09 15:00 | 56274.8499
2018-04-09 16:00 | 54701.5315
2018-04-09 17:00 | 53390.9324
2018-04-09 18:00 | 53393.9292
2018-04-09 19:00 | 56370.7474
2018-04-09 20:00 | 55755.4051
2018-04-09 21:00 | 54965.2497
2018-04-09 22:00 | 52783.5816
2018-04-09 23:00 | 55684.4809
2018-04-10 | 55016.1952
2018-04-10 01:00 | 50309.2263
2018-04-10 02:00 | 49036.5866
2018-04-10 03:00 | 46730.052
2018-04-10 04:00 | 45166.723
2018-04-10 05:00 | 45446.424
2018-04-10 06:00 | 49031.5919
2018-04-10 07:00 | 55276.9165
2018-04-10 08:00 | 59142.7845
2018-04-10 09:00 | 60735.0825
2018-04-10 10:00 | 60957.8444
2018-04-10 11:00 | 60804.0088
2018-04-10 12:00 | 61181.6052
2018-04-10 13:00 | 60692.1284
2018-04-10 14:00 | 59072.8592
2018-04-10 15:00 | 56897.1847
2018-04-10 16:00 | 55554.6197
2018-04-10 17:00 | 54317.9416
2018-04-10 18:00 | 54450.7995
2018-04-10 19:00 | 56920.1601
2018-04-10 20:00 | 56987.0886
2018-04-10 21:00 | 56715.379
2018-04-10 22:00 | 54449.8006
2018-04-10 23:00 | 57244.8131
2018-04-11 | 56344.7751
2018-04-11 01:00 | 51713.7251
2018-04-11 02:00 | 50544.9743
2018-04-11 03:00 | 48401.2657
2018-04-11 04:00 | 46678.1075
2018-04-11 05:00 | 47141.6121
2018-04-11 06:00 | 50972.5174
2018-04-11 07:00 | 56770.3203
2018-04-11 08:00 | 60602.2245
2018-04-11 09:00 | 62426.2749
2018-04-11 10:00 | 62520.1745
2018-04-11 11:00 | 62063.6624
2018-04-11 12:00 | 62207.5087
2018-04-11 13:00 | 61567.1931
2018-04-11 14:00 | 59873.004
2018-04-11 15:00 | 57834.1832
2018-04-11 16:00 | 56123.0122
2018-04-11 17:00 | 54934.2828
2018-04-11 18:00 | 54864.3575
2018-04-11 19:00 | 57294.7597
2018-04-11 20:00 | 56991.0843
2018-04-11 21:00 | 56233.8937
2018-04-11 22:00 | 54210.0569
2018-04-11 23:00 | 56834.252
2018-04-12 | 56118.0175
2018-04-12 01:00 | 51469.9856
2018-04-12 02:00 | 50034.5199
2018-04-12 03:00 | 47802.9052
2018-04-12 04:00 | 46168.652
2018-04-12 05:00 | 46404.4
2018-04-12 06:00 | 49813.7559
2018-04-12 07:00 | 56087.0506
2018-04-12 08:00 | 60034.831
2018-04-12 09:00 | 61580.1792
2018-04-12 10:00 | 61965.7671
2018-04-12 11:00 | 61556.2048
2018-04-12 12:00 | 61949.7842
2018-04-12 13:00 | 61812.9304
2018-04-12 14:00 | 59894.9805
2018-04-12 15:00 | 57901.1116
2018-04-12 16:00 | 56310.8114
2018-04-12 17:00 | 55050.1589
2018-04-12 18:00 | 55392.7927
2018-04-12 19:00 | 58171.8223
2018-04-12 20:00 | 57834.1832
2018-04-12 21:00 | 57172.89
2018-04-12 22:00 | 54744.4856
2018-04-12 23:00 | 57352.6978
2018-04-13 | 56798.2904
2018-04-13 01:00 | 51932.4913
2018-04-13 02:00 | 50477.0469
2018-04-13 03:00 | 48355.3148
2018-04-13 04:00 | 46606.1844
2018-04-13 05:00 | 46834.9399
2018-04-13 06:00 | 50001.5552
2018-04-13 07:00 | 55835.3197
2018-04-13 08:00 | 59327.5869
2018-04-13 09:00 | 60994.8049
2018-04-13 10:00 | 61094.6981
2018-04-13 11:00 | 60184.6708
2018-04-13 12:00 | 60406.4338
2018-04-13 13:00 | 59709.1791
2018-04-13 14:00 | 57512.527
2018-04-13 15:00 | 55236.9592
2018-04-13 16:00 | 53180.1577
2018-04-13 17:00 | 51480.9739
2018-04-13 18:00 | 51336.1287
2018-04-13 19:00 | 52786.5784
2018-04-13 20:00 | 52929.4257
2018-04-13 21:00 | 53284.0466
2018-04-13 22:00 | 52165.2425
2018-04-13 23:00 | 55332.8567
2018-04-14 | 54985.2283
2018-04-14 01:00 | 49911.6513
2018-04-14 02:00 | 48228.4504
2018-04-14 03:00 | 45770.078
2018-04-14 04:00 | 43641.3534
2018-04-14 05:00 | 43043.9919
2018-04-14 06:00 | 44143.8163
2018-04-14 07:00 | 45468.4005
2018-04-14 08:00 | 47256.4893
2018-04-14 09:00 | 50261.2776
2018-04-14 10:00 | 52081.3322
2018-04-14 11:00 | 52149.2596
2018-04-14 12:00 | 52992.3584
2018-04-14 13:00 | 53919.3676
2018-04-14 14:00 | 50543.9754
2018-04-14 15:00 | 48298.3756
2018-04-14 16:00 | 46580.2121
2018-04-14 17:00 | 45091.803
2018-04-14 18:00 | 45421.4507
2018-04-14 19:00 | 47588.1348
2018-04-14 20:00 | 48141.5433
2018-04-14 21:00 | 48808.83
2018-04-14 22:00 | 48154.5294
2018-04-14 23:00 | 51772.6621
2018-04-15 | 51932.4913
2018-04-15 01:00 | 47437.296
2018-04-15 02:00 | 46067.7599
2018-04-15 03:00 | 43366.647
2018-04-15 04:00 | 41121.0472
2018-04-15 05:00 | 40413.8032
2018-04-15 06:00 | 40883.3013
2018-04-15 07:00 | 41452.6927
2018-04-15 08:00 | 42731.3261
2018-04-15 09:00 | 45191.6963
2018-04-15 10:00 | 47085.6719
2018-04-15 11:00 | 47799.9084
2018-04-15 12:00 | 48761.8802
2018-04-15 13:00 | 49920.6417
2018-04-15 14:00 | 46024.8058
2018-04-15 15:00 | 43779.206
2018-04-15 16:00 | 41891.224
2018-04-15 17:00 | 40908.2747
2018-04-15 18:00 | 41853.2646
2018-04-15 19:00 | 44703.2184
2018-04-15 20:00 | 46341.4673
2018-04-15 21:00 | 47884.8177
2018-04-15 22:00 | 47230.517
2018-04-15 23:00 | 50379.1516
2018-04-16 | 50050.5029
2018-04-16 01:00 | 45909.9286
2018-04-16 02:00 | 44817.0967
2018-04-16 03:00 | 42796.2567
2018-04-16 04:00 | 41159.0067
2018-04-16 05:00 | 41785.3372
2018-04-16 06:00 | 45966.8677
2018-04-16 07:00 | 51465.9899
2018-04-16 08:00 | 55366.8204
2018-04-16 09:00 | 57227.8313
2018-04-16 10:00 | 57415.6305
2018-04-16 11:00 | 57348.7021
2018-04-16 12:00 | 57711.3145
2018-04-16 13:00 | 57504.5355
2018-04-16 14:00 | 55911.2385
2018-04-16 15:00 | 53735.564
2018-04-16 16:00 | 52115.2959
2018-04-16 17:00 | 50707.8003
2018-04-16 18:00 | 49932.6289
2018-04-16 19:00 | 52299.0994
2018-04-16 20:00 | 52143.266
2018-04-16 21:00 | 51811.6205
2018-04-16 22:00 | 50684.8249
2018-04-16 23:00 | 53286.0445
2018-04-17 | 52754.6125
2018-04-17 01:00 | 48279.3959
2018-04-17 02:00 | 46988.7754
2018-04-17 03:00 | 45073.8223
2018-04-17 04:00 | 43558.442
2018-04-17 05:00 | 44149.8099
2018-04-17 06:00 | 47692.0238
2018-04-17 07:00 | 52893.4641
2018-04-17 08:00 | 56430.6833
2018-04-17 09:00 | 57563.4725
2018-04-17 10:00 | 56999.0758
2018-04-17 11:00 | 56352.7666
2018-04-17 12:00 | 56222.9054
2018-04-17 13:00 | 55767.3923
2018-04-17 14:00 | 54222.0441
2018-04-17 15:00 | 52718.651
2018-04-17 16:00 | 50986.5024
2018-04-17 17:00 | 49226.3837
2018-04-17 18:00 | 48575.0799
2018-04-17 19:00 | 50210.332
2018-04-17 20:00 | 49546.0421
2018-04-17 21:00 | 49423.1734
2018-04-17 22:00 | 48675.972
2018-04-17 23:00 | 51155.322
2018-04-18 | 50339.1943
2018-04-18 01:00 | 45669.1859
2018-04-18 02:00 | 44295.654
2018-04-18 03:00 | 42214.8781
2018-04-18 04:00 | 40535.6729
2018-04-18 05:00 | 40615.5875
2018-04-18 06:00 | 43833.1484
2018-04-18 07:00 | 47991.7034
2018-04-18 08:00 | 51281.1874
2018-04-18 09:00 | 53090.2538
2018-04-18 10:00 | 53432.8876
2018-04-18 11:00 | 53286.0445
2018-04-18 12:00 | 53735.564
2018-04-18 13:00 | 53757.5405
2018-04-18 14:00 | 52481.904
2018-04-18 15:00 | 51058.4255
2018-04-18 16:00 | 49539.0495
2018-04-18 17:00 | 48023.6693
2018-04-18 18:00 | 47413.3216
2018-04-18 19:00 | 48567.0884
2018-04-18 20:00 | 47878.8241
2018-04-18 21:00 | 47502.2266
2018-04-18 22:00 | 46789.9879
2018-04-18 23:00 | 49424.1723
2018-04-19 | 48602.0511
2018-04-19 01:00 | 44024.9434
2018-04-19 02:00 | 42517.5546
2018-04-19 03:00 | 40153.0819
2018-04-19 04:00 | 38391.9642
2018-04-19 05:00 | 38388.9674
2018-04-19 06:00 | 41142.0248
2018-04-19 07:00 | 45457.4122
2018-04-19 08:00 | 48587.0671
2018-04-19 09:00 | 50553.9647
2018-04-19 10:00 | 51820.6109
2018-04-19 11:00 | 51842.5874
2018-04-19 12:00 | 53074.2709
2018-04-19 13:00 | 53129.2121
2018-04-19 14:00 | 52016.4016
2018-04-19 15:00 | 50806.6946
2018-04-19 16:00 | 49490.1019
2018-04-19 17:00 | 47910.7899
2018-04-19 18:00 | 47522.2053
2018-04-19 19:00 | 48766.8749
2018-04-19 20:00 | 47551.1743
2018-04-19 21:00 | 46816.9591
2018-04-19 22:00 | 46458.3424
2018-04-19 23:00 | 49144.4713
2018-04-20 | 48390.2774
2018-04-20 01:00 | 43453.5541
2018-04-20 02:00 | 42109.9902
2018-04-20 03:00 | 39521.7567
2018-04-20 04:00 | 37795.6017
2018-04-20 05:00 | 37999.3839
2018-04-20 06:00 | 41178.9853
2018-04-20 07:00 | 45551.3119
2018-04-20 08:00 | 49264.3432
2018-04-20 09:00 | 51280.1885
2018-04-20 10:00 | 52221.1827
2018-04-20 11:00 | 52589.7887
2018-04-20 12:00 | 53262.0701
2018-04-20 13:00 | 53657.6473
2018-04-20 14:00 | 52162.2457
2018-04-20 15:00 | 50837.6615
2018-04-20 16:00 | 49361.2396
2018-04-20 17:00 | 47747.964
2018-04-20 18:00 | 47630.09
2018-04-20 19:00 | 48245.4322
2018-04-20 20:00 | 47209.5395
2018-04-20 21:00 | 46673.1128
2018-04-20 22:00 | 46091.7342
2018-04-20 23:00 | 48647.003
2018-04-21 | 47727.9853
2018-04-21 01:00 | 42645.4179
2018-04-21 02:00 | 40723.4722
2018-04-21 03:00 | 38105.2707
2018-04-21 04:00 | 35982.5396
2018-04-21 05:00 | 35376.1877
2018-04-21 06:00 | 36295.2054
2018-04-21 07:00 | 36790.6758
2018-04-21 08:00 | 38864.4592
2018-04-21 09:00 | 42018.0884
2018-04-21 10:00 | 43931.0437
2018-04-21 11:00 | 44703.2184
2018-04-21 12:00 | 45991.841
2018-04-21 13:00 | 47309.4327
2018-04-21 14:00 | 45010.8895
2018-04-21 15:00 | 43668.3245
2018-04-21 16:00 | 42347.7361
2018-04-21 17:00 | 41301.854
2018-04-21 18:00 | 41326.8273
2018-04-21 19:00 | 42148.9485
2018-04-21 20:00 | 41817.303
2018-04-21 21:00 | 41760.3639
2018-04-21 22:00 | 42069.034
2018-04-21 23:00 | 45338.5393
2018-04-22 | 44873.0369
2018-04-22 01:00 | 40375.8437
2018-04-22 02:00 | 38747.5841
2018-04-22 03:00 | 36073.4424
2018-04-22 04:00 | 34005.6526
2018-04-22 05:00 | 32940.7908
2018-04-22 06:00 | 33313.3925
2018-04-22 07:00 | 32838.8997
2018-04-22 08:00 | 34234.4081
2018-04-22 09:00 | 36906.5519
2018-04-22 10:00 | 39343.9467
2018-04-22 11:00 | 40959.2202
2018-04-22 12:00 | 42496.577
2018-04-22 13:00 | 44119.8419
2018-04-22 14:00 | 41141.0259
2018-04-22 15:00 | 39275.0204
2018-04-22 16:00 | 38126.2483
2018-04-22 17:00 | 37324.1056
2018-04-22 18:00 | 38061.3177
2018-04-22 19:00 | 40190.0423
2018-04-22 20:00 | 41042.1316
2018-04-22 21:00 | 41994.114
2018-04-22 22:00 | 42175.9197
2018-04-22 23:00 | 44867.0433
2018-04-23 | 44266.685
2018-04-23 01:00 | 39882.3712
2018-04-23 02:00 | 38537.8084
2018-04-23 03:00 | 36132.3794
2018-04-23 04:00 | 34795.808
2018-04-23 05:00 | 35067.5176
2018-04-23 06:00 | 38212.1564
2018-04-23 07:00 | 42210.8823
2018-04-23 08:00 | 45965.8688
2018-04-23 09:00 | 48717.9272
2018-04-23 10:00 | 50231.3096
2018-04-23 11:00 | 50958.5323
2018-04-23 12:00 | 51912.5126
2018-04-23 13:00 | 52176.2307
2018-04-23 14:00 | 51083.3988
2018-04-23 15:00 | 49895.6684
2018-04-23 16:00 | 48429.2358
2018-04-23 17:00 | 47120.6345
2018-04-23 18:00 | 46600.1908
2018-04-23 19:00 | 48174.508
2018-04-23 20:00 | 47556.169
2018-04-23 21:00 | 46315.4951
2018-04-23 22:00 | 45905.9328
2018-04-23 23:00 | 48550.1066
2018-04-24 | 47642.0771
2018-04-24 01:00 | 42627.4371
2018-04-24 02:00 | 41360.791
2018-04-24 03:00 | 39104.203
2018-04-24 04:00 | 37655.7512
2018-04-24 05:00 | 37824.5707
2018-04-24 06:00 | 40589.6153
2018-04-24 07:00 | 44549.3828
2018-04-24 08:00 | 48406.2603
2018-04-24 09:00 | 50502.0203
2018-04-24 10:00 | 51574.8735
2018-04-24 11:00 | 51941.4817
2018-04-24 12:00 | 52858.5015
2018-04-24 13:00 | 52759.6072
2018-04-24 14:00 | 51646.7966
2018-04-24 15:00 | 50369.1623
2018-04-24 16:00 | 49100.5183
2018-04-24 17:00 | 47531.1957
2018-04-24 18:00 | 47002.7605
2018-04-24 19:00 | 48449.2144
2018-04-24 20:00 | 47665.0526
2018-04-24 21:00 | 46519.2773
2018-04-24 22:00 | 46310.5004
2018-04-24 23:00 | 49098.5204
2018-04-25 | 47840.8647
2018-04-25 01:00 | 43085.947
2018-04-25 02:00 | 41373.7771
2018-04-25 03:00 | 39447.8357
2018-04-25 04:00 | 37774.6241
2018-04-25 05:00 | 37819.576
2018-04-25 06:00 | 40676.5224
2018-04-25 07:00 | 44508.4266
2018-04-25 08:00 | 48812.8258
2018-04-25 09:00 | 51380.0817
2018-04-25 10:00 | 52508.8752
2018-04-25 11:00 | 53053.2933
2018-04-25 12:00 | 54045.233
2018-04-25 13:00 | 54244.0206
2018-04-25 14:00 | 52801.5624
2018-04-25 15:00 | 51621.8233
2018-04-25 16:00 | 50227.3139
2018-04-25 17:00 | 48628.0233
2018-04-25 18:00 | 48474.1877
2018-04-25 19:00 | 49994.5627
2018-04-25 20:00 | 49490.1019
2018-04-25 21:00 | 47852.8518
2018-04-25 22:00 | 47668.0494
2018-04-25 23:00 | 50290.2466
2018-04-26 | 49137.4788
2018-04-26 01:00 | 44238.7149
2018-04-26 02:00 | 43073.9598
2018-04-26 03:00 | 40730.4647
2018-04-26 04:00 | 39400.8858
2018-04-26 05:00 | 39448.8346
2018-04-26 06:00 | 42666.3955
2018-04-26 07:00 | 46499.2986
2018-04-26 08:00 | 50343.19
2018-04-26 09:00 | 52643.7311
2018-04-26 10:00 | 53549.7626
2018-04-26 11:00 | 54011.2693
2018-04-26 12:00 | 54615.6234
2018-04-26 13:00 | 54768.46
2018-04-26 14:00 | 53360.9644
2018-04-26 15:00 | 51874.5532
2018-04-26 16:00 | 50277.2605
2018-04-26 17:00 | 48945.6838
2018-04-26 18:00 | 48468.1941
2018-04-26 19:00 | 49688.8894
2018-04-26 20:00 | 49358.2428
2018-04-26 21:00 | 48254.4226
2018-04-26 22:00 | 48077.6116
2018-04-26 23:00 | 50907.5868
2018-04-27 | 49887.6769
2018-04-27 01:00 | 44924.9813
2018-04-27 02:00 | 43707.2829
2018-04-27 03:00 | 41588.5475
2018-04-27 04:00 | 40093.1459
2018-04-27 05:00 | 40465.7477
2018-04-27 06:00 | 43684.3075
2018-04-27 07:00 | 47233.5138
2018-04-27 08:00 | 51068.4149
2018-04-27 09:00 | 53373.9506
2018-04-27 10:00 | 53872.4178
2018-04-27 11:00 | 53854.437
2018-04-27 12:00 | 54420.8316
2018-04-27 13:00 | 54478.7697
2018-04-27 14:00 | 52621.7545
2018-04-27 15:00 | 51179.2963
2018-04-27 16:00 | 49557.0303
2018-04-27 17:00 | 47882.8198
2018-04-27 18:00 | 47947.7504
2018-04-27 19:00 | 49148.467
2018-04-27 20:00 | 48743.8994
2018-04-27 21:00 | 47705.0099
2018-04-27 22:00 | 47600.122
2018-04-27 23:00 | 50296.2402
2018-04-28 | 49334.2684
2018-04-28 01:00 | 44292.6572
2018-04-28 02:00 | 42425.6528
2018-04-28 03:00 | 39929.321
2018-04-28 04:00 | 37924.4639
2018-04-28 05:00 | 37166.2743
2018-04-28 06:00 | 38260.1052
2018-04-28 07:00 | 38703.6311
2018-04-28 08:00 | 40954.2255
2018-04-28 09:00 | 44021.9466
2018-04-28 10:00 | 46006.825
2018-04-28 11:00 | 46729.053
2018-04-28 12:00 | 47769.9405
2018-04-28 13:00 | 49496.0954
2018-04-28 14:00 | 46571.2217
2018-04-28 15:00 | 44883.0262
2018-04-28 16:00 | 43160.8669
2018-04-28 17:00 | 41985.1236
2018-04-28 18:00 | 42038.0671
2018-04-28 19:00 | 43795.1889
2018-04-28 20:00 | 44127.8334
2018-04-28 21:00 | 43647.347
2018-04-28 22:00 | 44422.5184
2018-04-28 23:00 | 47890.8113
2018-04-29 | 47734.9778
2018-04-29 01:00 | 43123.9064
2018-04-29 02:00 | 41479.6639
2018-04-29 03:00 | 38792.5361
2018-04-29 04:00 | 36632.8445
2018-04-29 05:00 | 35845.6859
2018-04-29 06:00 | 36221.2844
2018-04-29 07:00 | 35715.8247
2018-04-29 08:00 | 37379.0469
2018-04-29 09:00 | 40226.0039
2018-04-29 10:00 | 43066.9673
2018-04-29 11:00 | 44945.9589
2018-04-29 12:00 | 47064.6943
2018-04-29 13:00 | 48865.7692
2018-04-29 14:00 | 45560.3023
2018-04-29 15:00 | 43611.3854
2018-04-29 16:00 | 42145.9517
2018-04-29 17:00 | 41736.3895
2018-04-29 18:00 | 42523.5481
2018-04-29 19:00 | 45266.6162
2018-04-29 20:00 | 46715.068
2018-04-29 21:00 | 46351.4566
2018-04-29 22:00 | 46354.4534
2018-04-29 23:00 | 49639.9417
2018-04-30 | 49091.5279
2018-04-30 01:00 | 44840.0721
2018-04-30 02:00 | 43602.395
2018-04-30 03:00 | 41238.9212
2018-04-30 04:00 | 39477.8036
2018-04-30 05:00 | 39640.6296
2018-04-30 06:00 | 42424.6539
2018-04-30 07:00 | 46134.6883
2018-04-30 08:00 | 50358.174
2018-04-30 09:00 | 53294.036
2018-04-30 10:00 | 55024.1867
2018-04-30 11:00 | 55968.1777
2018-04-30 12:00 | 57222.8366
2018-04-30 13:00 | 58433.5425
2018-04-30 14:00 | 56540.5659
2018-04-30 15:00 | 54859.3628
2018-04-30 16:00 | 53196.1406
2018-04-30 17:00 | 51945.4774
2018-04-30 18:00 | 51997.4219
2018-04-30 19:00 | 54085.1903
2018-04-30 20:00 | 54021.2587
2018-04-30 21:00 | 52209.1955
2018-04-30 22:00 | 51611.834
2018-04-30 23:00 | 54639.5977
2018-05-01 | 53374.9495
2018-05-01 01:00 | 48478.1835
2018-05-01 02:00 | 46586.2057
2018-05-01 03:00 | 44267.6839
2018-05-01 04:00 | 42179.9154
2018-05-01 05:00 | 41266.8913
2018-05-01 06:00 | 41975.1343
2018-05-01 07:00 | 41988.1204
2018-05-01 08:00 | 43592.4057
2018-05-01 09:00 | 45531.3332
2018-05-01 10:00 | 47065.6932
2018-05-01 11:00 | 47744.9672
2018-05-01 12:00 | 49012.6122
2018-05-01 13:00 | 50303.2327
2018-05-01 14:00 | 46961.8043
2018-05-01 15:00 | 44449.4896
2018-05-01 16:00 | 42639.4243
2018-05-01 17:00 | 41521.6191
2018-05-01 18:00 | 42381.6998
2018-05-01 19:00 | 45285.5959
2018-05-01 20:00 | 46682.1032
2018-05-01 21:00 | 46790.9868
2018-05-01 22:00 | 47667.0504
2018-05-01 23:00 | 50860.6369
2018-05-02 | 50294.2423
2018-05-02 01:00 | 46047.7812
2018-05-02 02:00 | 45047.85
2018-05-02 03:00 | 43073.9598
2018-05-02 04:00 | 41645.4867
2018-05-02 05:00 | 42837.2129
2018-05-02 06:00 | 47155.5971
2018-05-02 07:00 | 52173.234
2018-05-02 08:00 | 56581.5221
2018-05-02 09:00 | 58491.4806
2018-05-02 10:00 | 58559.408
2018-05-02 11:00 | 58180.8127
2018-05-02 12:00 | 58941.0001
2018-05-02 13:00 | 58859.0877
2018-05-02 14:00 | 57212.8473
2018-05-02 15:00 | 55107.0981
2018-05-02 16:00 | 53635.6708
2018-05-02 17:00 | 52128.282
2018-05-02 18:00 | 52005.4133
2018-05-02 19:00 | 54252.012
2018-05-02 20:00 | 54164.106
2018-05-02 21:00 | 52249.1528
2018-05-02 22:00 | 51950.4721
2018-05-02 23:00 | 54725.5059
2018-05-03 | 53523.7904
2018-05-03 01:00 | 48701.9443
2018-05-03 02:00 | 47119.6356
2018-05-03 03:00 | 44852.0593
2018-05-03 04:00 | 43137.8915
2018-05-03 05:00 | 43504.4996
2018-05-03 06:00 | 46662.1246
2018-05-03 07:00 | 51008.4789
2018-05-03 08:00 | 55273.9197
2018-05-03 09:00 | 57124.9413
2018-05-03 10:00 | 57362.6871
2018-05-03 11:00 | 57064.0064
2018-05-03 12:00 | 57631.3999
2018-05-03 13:00 | 57268.7875
2018-05-03 14:00 | 55651.5161
2018-05-03 15:00 | 53716.5843
2018-05-03 16:00 | 52118.2927
2018-05-03 17:00 | 50783.7192
2018-05-03 18:00 | 50419.1089
2018-05-03 19:00 | 52410.9798
2018-05-03 20:00 | 51994.4251
2018-05-03 21:00 | 50283.2541
2018-05-03 22:00 | 50617.8964
2018-05-03 23:00 | 53584.7253
2018-05-04 | 52805.5581
2018-05-04 01:00 | 47909.791
2018-05-04 02:00 | 46454.3467
2018-05-04 03:00 | 44337.6092
2018-05-04 04:00 | 42765.2898
2018-05-04 05:00 | 43082.9502
2018-05-04 06:00 | 46245.5698
2018-05-04 07:00 | 50519.0021
2018-05-04 08:00 | 54731.4995
2018-05-04 09:00 | 56367.7506
2018-05-04 10:00 | 56409.7057
2018-05-04 11:00 | 56050.0901
2018-05-04 12:00 | 56038.1029
2018-05-04 13:00 | 55644.5236
2018-05-04 14:00 | 53862.4284
2018-05-04 15:00 | 51952.4699
2018-05-04 16:00 | 50184.3598
2018-05-04 17:00 | 48291.3831
2018-05-04 18:00 | 47925.7739
2018-05-04 19:00 | 49079.5407
2018-05-04 20:00 | 48773.8674
2018-05-04 21:00 | 47243.5032
2018-05-04 22:00 | 48141.5433
2018-05-04 23:00 | 51326.1394
2018-05-05 | 50454.0715
2018-05-05 01:00 | 45502.3642
2018-05-05 02:00 | 43797.1868
2018-05-05 03:00 | 41126.0419
2018-05-05 04:00 | 39009.3044
2018-05-05 05:00 | 38487.8617
2018-05-05 06:00 | 39307.9851
2018-05-05 07:00 | 40348.8726
2018-05-05 08:00 | 42794.2588
2018-05-05 09:00 | 45407.4656
2018-05-05 10:00 | 47125.6292
2018-05-05 11:00 | 47087.6697
2018-05-05 12:00 | 47692.0238
2018-05-05 13:00 | 48954.6742
2018-05-05 14:00 | 46186.6328
2018-05-05 15:00 | 44376.5675
2018-05-05 16:00 | 42514.5578
2018-05-05 17:00 | 41249.9095
2018-05-05 18:00 | 41505.6362
2018-05-05 19:00 | 42710.3485
2018-05-05 20:00 | 42421.6571
2018-05-05 21:00 | 41790.3319
2018-05-05 22:00 | 43114.9161
2018-05-05 23:00 | 46815.9601
2018-05-06 | 46515.2815
2018-05-06 01:00 | 41773.35
2018-05-06 02:00 | 39886.3669
2018-05-06 03:00 | 37351.0768
2018-05-06 04:00 | 35203.3724
2018-05-06 05:00 | 34357.2768
2018-05-06 06:00 | 34533.0889
2018-05-06 07:00 | 34106.5448
2018-05-06 08:00 | 36006.514
2018-05-06 09:00 | 38405.9493
2018-05-06 10:00 | 40586.6185
2018-05-06 11:00 | 41724.4023
2018-05-06 12:00 | 42936.1072
2018-05-06 13:00 | 44661.2632
2018-05-06 14:00 | 41572.5646
2018-05-06 15:00 | 39925.3253
2018-05-06 16:00 | 38521.8254
2018-05-06 17:00 | 37513.9028
2018-05-06 18:00 | 37973.4116
2018-05-06 19:00 | 40075.1651
2018-05-06 20:00 | 40910.2725
2018-05-06 21:00 | 40749.4444
2018-05-06 22:00 | 42329.7553
2018-05-06 23:00 | 45704.1485
2018-05-07 | 44812.102
2018-05-07 01:00 | 40136.1
2018-05-07 02:00 | 38635.7037
2018-05-07 03:00 | 36082.4328
2018-05-07 04:00 | 34477.1486
2018-05-07 05:00 | 34704.9052
2018-05-07 06:00 | 37267.1665
2018-05-07 07:00 | 40529.6793
2018-05-07 08:00 | 44261.6903
2018-05-07 09:00 | 46778.9997
2018-05-07 10:00 | 47902.7985
2018-05-07 11:00 | 48693.9528
2018-05-07 12:00 | 49774.7976
2018-05-07 13:00 | 50770.733
2018-05-07 14:00 | 49285.3207
2018-05-07 15:00 | 47881.8209
2018-05-07 16:00 | 46575.2175
2018-05-07 17:00 | 45508.3578
2018-05-07 18:00 | 45397.4763
2018-05-07 19:00 | 46208.6093
2018-05-07 20:00 | 45655.2008
2018-05-07 21:00 | 43538.4633
2018-05-07 22:00 | 44297.6519
2018-05-07 23:00 | 47217.5309
2018-05-08 | 46029.8004
2018-05-08 01:00 | 40872.3131
2018-05-08 02:00 | 39389.8976
2018-05-08 03:00 | 37062.3854
2018-05-08 04:00 | 35056.5294
2018-05-08 05:00 | 34204.4401
2018-05-08 06:00 | 34750.8561
2018-05-08 07:00 | 34867.7312
2018-05-08 08:00 | 36906.5519
2018-05-08 09:00 | 39781.479
2018-05-08 10:00 | 42153.9432
2018-05-08 11:00 | 43343.6715
2018-05-08 12:00 | 44857.0539
2018-05-08 13:00 | 46669.1171
2018-05-08 14:00 | 43898.079
2018-05-08 15:00 | 42442.6346
2018-05-08 16:00 | 41126.0419
2018-05-08 17:00 | 40049.1929
2018-05-08 18:00 | 40360.8598
2018-05-08 19:00 | 42109.9902
2018-05-08 20:00 | 42386.6944
2018-05-08 21:00 | 41647.4845
2018-05-08 22:00 | 42675.3859
2018-05-08 23:00 | 46092.7332
2018-05-09 | 45254.629
2018-05-09 01:00 | 40377.8416
2018-05-09 02:00 | 38884.4379
2018-05-09 03:00 | 36569.9118
2018-05-09 04:00 | 34978.6126
2018-05-09 05:00 | 34871.7269
2018-05-09 06:00 | 37160.2807
2018-05-09 07:00 | 39893.3595
2018-05-09 08:00 | 43656.3373
2018-05-09 09:00 | 46470.3296
2018-05-09 10:00 | 47987.7077
2018-05-09 11:00 | 48590.0639
2018-05-09 12:00 | 50006.5498
2018-05-09 13:00 | 50406.1228
2018-05-09 14:00 | 48981.6453
2018-05-09 15:00 | 47517.2106
2018-05-09 16:00 | 46241.5741
2018-05-09 17:00 | 44940.9643
2018-05-09 18:00 | 44673.2504
2018-05-09 19:00 | 45858.983
2018-05-09 20:00 | 45193.6941
2018-05-09 21:00 | 43432.5765
2018-05-09 22:00 | 44180.7768
2018-05-09 23:00 | 47281.4626
2018-05-10 | 46148.6734
2018-05-10 01:00 | 41242.917
2018-05-10 02:00 | 39743.5196
2018-05-10 03:00 | 37353.0747
2018-05-10 04:00 | 35310.2582
2018-05-10 05:00 | 34771.8337
2018-05-10 06:00 | 35315.2528
2018-05-10 07:00 | 35618.9282
2018-05-10 08:00 | 37688.7159
2018-05-10 09:00 | 40266.9601
2018-05-10 10:00 | 42639.4243
2018-05-10 11:00 | 43717.2722
2018-05-10 12:00 | 45436.4347
2018-05-10 13:00 | 46931.8363
2018-05-10 14:00 | 44189.7672
2018-05-10 15:00 | 42315.7702
2018-05-10 16:00 | 40923.2586
2018-05-10 17:00 | 39678.589
2018-05-10 18:00 | 40193.0391
2018-05-10 19:00 | 42141.956
2018-05-10 20:00 | 42511.561
2018-05-10 21:00 | 41639.4931
2018-05-10 22:00 | 43059.9748
2018-05-10 23:00 | 46663.1235
2018-05-11 | 45974.8592
2018-05-11 01:00 | 41212.949
2018-05-11 02:00 | 39706.5591
2018-05-11 03:00 | 37654.7522
2018-05-11 04:00 | 36180.3282
2018-05-11 05:00 | 36437.0538
2018-05-11 06:00 | 38819.5073
2018-05-11 07:00 | 41535.6041
2018-05-11 08:00 | 44912.9942
2018-05-11 09:00 | 46929.8384
2018-05-11 10:00 | 48037.6543
2018-05-11 11:00 | 48289.3853
2018-05-11 12:00 | 49219.3912
2018-05-11 13:00 | 50008.5477
2018-05-11 14:00 | 47868.8348
2018-05-11 15:00 | 46616.1737
2018-05-11 16:00 | 45142.7486
2018-05-11 17:00 | 43975.9957
2018-05-11 18:00 | 44147.812
2018-05-11 19:00 | 45349.5276
2018-05-11 20:00 | 44897.0112
2018-05-11 21:00 | 43272.7474
2018-05-11 22:00 | 44432.5077
2018-05-11 23:00 | 47578.1455
2018-05-12 | 46646.1417
2018-05-12 01:00 | 41286.87
2018-05-12 02:00 | 39618.6531
2018-05-12 03:00 | 37135.3074
2018-05-12 04:00 | 35161.4173
2018-05-12 05:00 | 34615.0013
2018-05-12 06:00 | 35377.1866
2018-05-12 07:00 | 35774.7617
2018-05-12 08:00 | 38120.2547
2018-05-12 09:00 | 41242.917
2018-05-12 10:00 | 43584.4142
2018-05-12 11:00 | 44658.2664
2018-05-12 12:00 | 46212.605
2018-05-12 13:00 | 48085.6031
2018-05-12 14:00 | 45518.3471
2018-05-12 15:00 | 43928.0469
2018-05-12 16:00 | 42624.4403
2018-05-12 17:00 | 41742.3831
2018-05-12 18:00 | 42217.8749
2018-05-12 19:00 | 43795.1889
2018-05-12 20:00 | 44063.9017
2018-05-12 21:00 | 42880.167
2018-05-12 22:00 | 43692.2989
2018-05-12 23:00 | 47135.6185
2018-05-13 | 46649.1385
2018-05-13 01:00 | 41955.1557
2018-05-13 02:00 | 40270.9559
2018-05-13 03:00 | 37679.7255
2018-05-13 04:00 | 35678.8642
2018-05-13 05:00 | 34933.6607
2018-05-13 06:00 | 34986.6041
2018-05-13 07:00 | 34743.8636
2018-05-13 08:00 | 36380.1146
2018-05-13 09:00 | 39055.2553
2018-05-13 10:00 | 41605.5294
2018-05-13 11:00 | 43643.3512
2018-05-13 12:00 | 45721.1304
2018-05-13 13:00 | 47642.0771
2018-05-13 14:00 | 44274.6764
2018-05-13 15:00 | 42414.6645
2018-05-13 16:00 | 41040.1337
2018-05-13 17:00 | 40390.8277
2018-05-13 18:00 | 41283.8732
2018-05-13 19:00 | 43990.9797
2018-05-13 20:00 | 45036.8618
2018-05-13 21:00 | 44116.8451
2018-05-13 22:00 | 44770.1468
2018-05-13 23:00 | 48162.5209
2018-05-14 | 47709.0056
2018-05-14 01:00 | 43371.6417
2018-05-14 02:00 | 42105.9945
2018-05-14 03:00 | 39971.2762
2018-05-14 04:00 | 38323.0379
2018-05-14 05:00 | 39027.2852
2018-05-14 06:00 | 42075.0276
2018-05-14 07:00 | 47419.3152
2018-05-14 08:00 | 52118.2927
2018-05-14 09:00 | 54886.334
2018-05-14 10:00 | 56212.9161
2018-05-14 11:00 | 56710.3844
2018-05-14 12:00 | 57705.3209
2018-05-14 13:00 | 58027.976
2018-05-14 14:00 | 56850.2349
2018-05-14 15:00 | 55117.0874
2018-05-14 16:00 | 53716.5843
2018-05-14 17:00 | 52492.8923
2018-05-14 18:00 | 52341.0546
2018-05-14 19:00 | 54929.2881
2018-05-14 20:00 | 54039.2394
2018-05-14 21:00 | 50968.5216
2018-05-14 22:00 | 50326.2082
2018-05-14 23:00 | 52941.4129
2018-05-15 | 51990.4293
2018-05-15 01:00 | 46997.7658
2018-05-15 02:00 | 45351.5254
2018-05-15 03:00 | 43116.9139
2018-05-15 04:00 | 41470.6735
2018-05-15 05:00 | 41686.4429
2018-05-15 06:00 | 44711.2098
2018-05-15 07:00 | 49863.7025
2018-05-15 08:00 | 54656.5796
2018-05-15 09:00 | 56728.3651
2018-05-15 10:00 | 56905.1762
2018-05-15 11:00 | 57283.7715
2018-05-15 12:00 | 57902.1106
2018-05-15 13:00 | 57306.7469
2018-05-15 14:00 | 55645.5226
2018-05-15 15:00 | 54051.2266
2018-05-15 16:00 | 52400.9905
2018-05-15 17:00 | 50982.5067
2018-05-15 18:00 | 50806.6946
2018-05-15 19:00 | 52357.0375
2018-05-15 20:00 | 51452.0048
2018-05-15 21:00 | 48816.8215
2018-05-15 22:00 | 49022.6015
2018-05-15 23:00 | 51780.6536
2018-05-16 | 50565.9519
2018-05-16 01:00 | 45713.1389
2018-05-16 02:00 | 44032.9348
2018-05-16 03:00 | 41826.2934
2018-05-16 04:00 | 40165.069
2018-05-16 05:00 | 40389.8288
2018-05-16 06:00 | 43216.8071
2018-05-16 07:00 | 47918.7814
2018-05-16 08:00 | 52172.235
2018-05-16 09:00 | 54149.122
2018-05-16 10:00 | 54802.4237
2018-05-16 11:00 | 55143.0596
2018-05-16 12:00 | 55815.341
2018-05-16 13:00 | 55723.4393
2018-05-16 14:00 | 54248.0163
2018-05-16 15:00 | 52762.604
2018-05-16 16:00 | 51248.2227
2018-05-16 17:00 | 49982.5755
2018-05-16 18:00 | 49654.9257
2018-05-16 19:00 | 51508.944
2018-05-16 20:00 | 50587.9284
2018-05-16 21:00 | 48015.6778
2018-05-16 22:00 | 48245.4322
2018-05-16 23:00 | 51169.307
2018-05-17 | 50117.4313
2018-05-17 01:00 | 45254.629
2018-05-17 02:00 | 43713.2765
2018-05-17 03:00 | 41440.7056
2018-05-17 04:00 | 39922.3285
2018-05-17 05:00 | 40007.2377
2018-05-17 06:00 | 42459.6165
2018-05-17 07:00 | 47573.1508
2018-05-17 08:00 | 52008.4101
2018-05-17 09:00 | 53801.4936
2018-05-17 10:00 | 54300.9597
2018-05-17 11:00 | 54442.8081
2018-05-17 12:00 | 55204.9934
2018-05-17 13:00 | 55074.1333
2018-05-17 14:00 | 53347.9783
2018-05-17 15:00 | 52200.2051
2018-05-17 16:00 | 50659.8516
2018-05-17 17:00 | 49353.2481
2018-05-17 18:00 | 48991.6346
2018-05-17 19:00 | 50652.859
2018-05-17 20:00 | 49824.7442
2018-05-17 21:00 | 47536.1903
2018-05-17 22:00 | 47883.8188
2018-05-17 23:00 | 50771.732
2018-05-18 | 49828.7399
2018-05-18 01:00 | 44719.2013
2018-05-18 02:00 | 43383.6288
2018-05-18 03:00 | 41107.0622
2018-05-18 04:00 | 39567.7075
2018-05-18 05:00 | 39694.5719
2018-05-18 06:00 | 42354.7286
2018-05-18 07:00 | 47118.6366
2018-05-18 08:00 | 51223.2494
2018-05-18 09:00 | 52858.5015
2018-05-18 10:00 | 53656.6484
2018-05-18 11:00 | 53701.6003
2018-05-18 12:00 | 53962.3217
2018-05-18 13:00 | 53903.3847
2018-05-18 14:00 | 51865.5628
2018-05-18 15:00 | 50473.0512
2018-05-18 16:00 | 48813.8247
2018-05-18 17:00 | 47365.3729
2018-05-18 18:00 | 46879.8918
2018-05-18 19:00 | 47848.8561
2018-05-18 20:00 | 47004.7583
2018-05-18 21:00 | 45267.6151
2018-05-18 22:00 | 46045.7834
2018-05-18 23:00 | 49504.0869
2018-05-19 | 48816.8215
2018-05-19 01:00 | 43358.6555
2018-05-19 02:00 | 41684.445
2018-05-19 03:00 | 39268.0279
2018-05-19 04:00 | 37363.064
2018-05-19 05:00 | 36764.7036
2018-05-19 06:00 | 36834.6288
2018-05-19 07:00 | 37878.5131
2018-05-19 08:00 | 40215.0157
2018-05-19 09:00 | 42961.0805
2018-05-19 10:00 | 45153.7368
2018-05-19 11:00 | 45535.329
2018-05-19 12:00 | 46354.4534
2018-05-19 13:00 | 47231.516
2018-05-19 14:00 | 45051.8457
2018-05-19 15:00 | 43762.2242
2018-05-19 16:00 | 42144.9528
2018-05-19 17:00 | 40850.3366
2018-05-19 18:00 | 40864.3216
2018-05-19 19:00 | 42270.8183
2018-05-19 20:00 | 42100.0009
2018-05-19 21:00 | 41131.0366
2018-05-19 22:00 | 42156.94
2018-05-19 23:00 | 46284.5282
2018-05-20 | 45951.8837
2018-05-20 01:00 | 41237.9223
2018-05-20 02:00 | 39743.5196
2018-05-20 03:00 | 37164.2765
2018-05-20 04:00 | 35245.3276
2018-05-20 05:00 | 34396.2351
2018-05-20 06:00 | 34013.6441
2018-05-20 07:00 | 34214.4295
2018-05-20 08:00 | 35767.7691
2018-05-20 09:00 | 38215.1532
2018-05-20 10:00 | 40198.0338
2018-05-20 11:00 | 41379.7707
2018-05-20 12:00 | 42363.719
2018-05-20 13:00 | 44160.7981
2018-05-20 14:00 | 40973.2053
2018-05-20 15:00 | 39245.0524
2018-05-20 16:00 | 38002.3807
2018-05-20 17:00 | 37120.3235
2018-05-20 18:00 | 37669.7362
2018-05-20 19:00 | 39384.9029
2018-05-20 20:00 | 40207.0242
2018-05-20 21:00 | 40086.1534
2018-05-20 22:00 | 41160.0056
2018-05-20 23:00 | 45340.5372
2018-05-21 | 44701.2205
2018-05-21 01:00 | 39951.2975
2018-05-21 02:00 | 38315.0465
2018-05-21 03:00 | 35849.6816
2018-05-21 04:00 | 33962.6985
2018-05-21 05:00 | 33532.1587
2018-05-21 06:00 | 33782.8907
2018-05-21 07:00 | 34694.9159
2018-05-21 08:00 | 36862.5989
2018-05-21 09:00 | 39763.4983
2018-05-21 10:00 | 42088.0137
2018-05-21 11:00 | 43430.5787
2018-05-21 12:00 | 45173.7155
2018-05-21 13:00 | 46838.9356
2018-05-21 14:00 | 44251.701
2018-05-21 15:00 | 42676.3848
2018-05-21 16:00 | 41143.0237
2018-05-21 17:00 | 40346.8747
2018-05-21 18:00 | 40851.3355
2018-05-21 19:00 | 43138.8904
2018-05-21 20:00 | 43359.6545
2018-05-21 21:00 | 42369.7126
2018-05-21 22:00 | 42710.3485
2018-05-21 23:00 | 46076.7503
2018-05-22 | 45130.7614
2018-05-22 01:00 | 40570.6355
2018-05-22 02:00 | 39259.0375
2018-05-22 03:00 | 36808.6566
2018-05-22 04:00 | 35598.9496
2018-05-22 05:00 | 35988.5332
2018-05-22 06:00 | 38676.6599
2018-05-22 07:00 | 43680.3117
2018-05-22 08:00 | 47943.7547
2018-05-22 09:00 | 50278.2594
2018-05-22 10:00 | 51590.8564
2018-05-22 11:00 | 52111.3002
2018-05-22 12:00 | 53240.0936
2018-05-22 13:00 | 53561.7498
2018-05-22 14:00 | 52428.9606
2018-05-22 15:00 | 51458.9974
2018-05-22 16:00 | 50143.4036
2018-05-22 17:00 | 48710.9347
2018-05-22 18:00 | 48741.9016
2018-05-22 19:00 | 50184.3598
2018-05-22 20:00 | 48968.6592
2018-05-22 21:00 | 46274.5389
2018-05-22 22:00 | 45831.0129
2018-05-22 23:00 | 49056.5652
2018-05-23 | 47609.1124
2018-05-23 01:00 | 42463.6122
2018-05-23 02:00 | 40942.2383
2018-05-23 03:00 | 38711.6226
2018-05-23 04:00 | 37266.1676
2018-05-23 05:00 | 37281.1516
2018-05-23 06:00 | 39218.0812
2018-05-23 07:00 | 43615.3811
2018-05-23 08:00 | 47824.8817
2018-05-23 09:00 | 50224.3171
2018-05-23 10:00 | 51672.7689
2018-05-23 11:00 | 52337.0588
2018-05-23 12:00 | 53218.1171
2018-05-23 13:00 | 53726.5736
2018-05-23 14:00 | 52683.6883
2018-05-23 15:00 | 51347.117
2018-05-23 16:00 | 50151.395
2018-05-23 17:00 | 49002.6229
2018-05-23 18:00 | 48166.5166
2018-05-23 19:00 | 49983.5744
2018-05-23 20:00 | 48722.9219
2018-05-23 21:00 | 46350.4577
2018-05-23 22:00 | 46174.6456
2018-05-23 23:00 | 49154.4606
2018-05-24 | 48074.6148
2018-05-24 01:00 | 43107.9235
2018-05-24 02:00 | 41394.7547
2018-05-24 03:00 | 39409.8762
2018-05-24 04:00 | 37601.8088
2018-05-24 05:00 | 37705.6978
2018-05-24 06:00 | 39688.5783
2018-05-24 07:00 | 44348.5974
2018-05-24 08:00 | 48580.0745
2018-05-24 09:00 | 50739.7661
2018-05-24 10:00 | 51851.5778
2018-05-24 11:00 | 52453.9339
2018-05-24 12:00 | 53463.8545
2018-05-24 13:00 | 53601.7071
2018-05-24 14:00 | 52398.9926
2018-05-24 15:00 | 51572.8757
2018-05-24 16:00 | 50291.2455
2018-05-24 17:00 | 48933.6966
2018-05-24 18:00 | 48724.9197
2018-05-24 19:00 | 49956.6032
2018-05-24 20:00 | 48679.9678
2018-05-24 21:00 | 46003.8282
2018-05-24 22:00 | 45978.8549
2018-05-24 23:00 | 49168.4457
2018-05-25 | 48014.6789
2018-05-25 01:00 | 42998.041
2018-05-25 02:00 | 41434.712
2018-05-25 03:00 | 39049.2617
2018-05-25 04:00 | 37773.6252
2018-05-25 05:00 | 37591.8195
2018-05-25 06:00 | 39781.479
2018-05-25 07:00 | 44451.4874
2018-05-25 08:00 | 48862.7724
2018-05-25 09:00 | 51072.4106
2018-05-25 10:00 | 52341.0546
2018-05-25 11:00 | 52769.5965
2018-05-25 12:00 | 53576.7338
2018-05-25 13:00 | 54042.2362
2018-05-25 14:00 | 52702.6681
2018-05-25 15:00 | 51626.818
2018-05-25 16:00 | 50100.4495
2018-05-25 17:00 | 48604.0489
2018-05-25 18:00 | 48293.381
2018-05-25 19:00 | 49038.5845
2018-05-25 20:00 | 48011.6821
2018-05-25 21:00 | 45714.1378
2018-05-25 22:00 | 45438.4325
2018-05-25 23:00 | 49028.5951
2018-05-26 | 47539.1871
2018-05-26 01:00 | 41921.192
2018-05-26 02:00 | 40193.0391
2018-05-26 03:00 | 37411.0127
2018-05-26 04:00 | 35518.0361
2018-05-26 05:00 | 34857.7418
2018-05-26 06:00 | 34901.6949
2018-05-26 07:00 | 35864.6656
2018-05-26 08:00 | 38360.9973
2018-05-26 09:00 | 41508.633
2018-05-26 10:00 | 43925.0501
2018-05-26 11:00 | 44878.0315
2018-05-26 12:00 | 46160.6606
2018-05-26 13:00 | 48021.6714
2018-05-26 14:00 | 45358.518
2018-05-26 15:00 | 43666.3267
2018-05-26 16:00 | 42377.704
2018-05-26 17:00 | 41491.6511
2018-05-26 18:00 | 41773.35
2018-05-26 19:00 | 42776.278
2018-05-26 20:00 | 42149.9475
2018-05-26 21:00 | 41024.1508
2018-05-26 22:00 | 41458.6863
2018-05-26 23:00 | 45423.4485
2018-05-27 | 44822.0913
2018-05-27 01:00 | 39856.399
2018-05-27 02:00 | 38185.1853
2018-05-27 03:00 | 35514.0404
2018-05-27 04:00 | 33509.1833
2018-05-27 05:00 | 32528.2318
2018-05-27 06:00 | 31809.0005
2018-05-27 07:00 | 31990.8062
2018-05-27 08:00 | 33685.9943
2018-05-27 09:00 | 36608.8701
2018-05-27 10:00 | 39359.9296
2018-05-27 11:00 | 41110.059
2018-05-27 12:00 | 42533.5375
2018-05-27 13:00 | 44096.8665
2018-05-27 14:00 | 41248.9106
2018-05-27 15:00 | 39717.5474
2018-05-27 16:00 | 38825.5009
2018-05-27 17:00 | 38169.2023
2018-05-27 18:00 | 38851.4731
2018-05-27 19:00 | 40839.3483
2018-05-27 20:00 | 41583.5529
2018-05-27 21:00 | 41089.0814
2018-05-27 22:00 | 41445.7002
2018-05-27 23:00 | 45178.7101
2018-05-28 | 44161.7971
2018-05-28 01:00 | 39506.7727
2018-05-28 02:00 | 37808.5878
2018-05-28 03:00 | 35731.8076
2018-05-28 04:00 | 34395.2362
2018-05-28 05:00 | 34704.9052
2018-05-28 06:00 | 37127.316
2018-05-28 07:00 | 41892.2229
2018-05-28 08:00 | 46403.4011
2018-05-28 09:00 | 49253.3549
2018-05-28 10:00 | 51058.4255
2018-05-28 11:00 | 52039.377
2018-05-28 12:00 | 53168.1705
2018-05-28 13:00 | 53236.0979
2018-05-28 14:00 | 52438.9499
2018-05-28 15:00 | 51322.1437
2018-05-28 16:00 | 49969.5893
2018-05-28 17:00 | 48855.7799
2018-05-28 18:00 | 48366.303
2018-05-28 19:00 | 49973.5851
2018-05-28 20:00 | 48919.7115
2018-05-28 21:00 | 45978.8549
2018-05-28 22:00 | 45029.8692
2018-05-28 23:00 | 48307.366
2018-05-29 | 46897.8726
2018-05-29 01:00 | 41670.46
2018-05-29 02:00 | 40324.8982
2018-05-29 03:00 | 38252.1137
2018-05-29 04:00 | 36810.6544
2018-05-29 05:00 | 36980.4729
2018-05-29 06:00 | 38770.5596
2018-05-29 07:00 | 43510.4932
2018-05-29 08:00 | 47858.8454
2018-05-29 09:00 | 50231.3096
2018-05-29 10:00 | 51698.7411
2018-05-29 11:00 | 52441.9467
2018-05-29 12:00 | 53279.052
2018-05-29 13:00 | 53079.2655
2018-05-29 14:00 | 51792.6408
2018-05-29 15:00 | 51355.1084
2018-05-29 16:00 | 50199.3438
2018-05-29 17:00 | 48966.6613
2018-05-29 18:00 | 48377.2913
2018-05-29 19:00 | 49732.8424
2018-05-29 20:00 | 48476.1856
2018-05-29 21:00 | 45986.8464
2018-05-29 22:00 | 45591.2692
2018-05-29 23:00 | 48806.8322
2018-05-30 | 47291.4519
2018-05-30 01:00 | 42095.0062
2018-05-30 02:00 | 40722.4732
2018-05-30 03:00 | 38602.739
2018-05-30 04:00 | 37083.363
2018-05-30 05:00 | 37025.4249
2018-05-30 06:00 | 39017.2958
2018-05-30 07:00 | 43628.3672
2018-05-30 08:00 | 48037.6543
2018-05-30 09:00 | 50644.8676
2018-05-30 10:00 | 51953.4689
2018-05-30 11:00 | 52727.6414
2018-05-30 12:00 | 53888.4007
2018-05-30 13:00 | 53997.2843
2018-05-30 14:00 | 53113.2292
2018-05-30 15:00 | 52267.1336
2018-05-30 16:00 | 51020.4661
2018-05-30 17:00 | 49888.6758
2018-05-30 18:00 | 49502.089
2018-05-30 19:00 | 50908.5857
2018-05-30 20:00 | 49423.1734
2018-05-30 21:00 | 46592.1993
2018-05-30 22:00 | 46030.7994
2018-05-30 23:00 | 49284.3218
2018-05-31 | 47801.9063
2018-05-31 01:00 | 42566.5022
2018-05-31 02:00 | 41158.0077
2018-05-31 03:00 | 38955.362
2018-05-31 04:00 | 37385.0405
2018-05-31 05:00 | 37185.2541
2018-05-31 06:00 | 39189.1122
2018-05-31 07:00 | 44098.8643
2018-05-31 08:00 | 48546.1109
2018-05-31 09:00 | 50831.6679
2018-05-31 10:00 | 52010.408
2018-05-31 11:00 | 52889.4684
2018-05-31 12:00 | 53565.7455
2018-05-31 13:00 | 53740.5587
2018-05-31 14:00 | 52809.5538
2018-05-31 15:00 | 52031.3856
2018-05-31 16:00 | 50800.701
2018-05-31 17:00 | 49507.0837
2018-05-31 18:00 | 49168.4457
2018-05-31 19:00 | 50654.8569
2018-05-31 20:00 | 49051.5706
2018-05-31 21:00 | 46259.5549
2018-05-31 22:00 | 45744.1058
2018-05-31 23:00 | 49051.5706
2018-06-01 | 47762.9479
2018-06-01 01:00 | 42167.9283
2018-06-01 02:00 | 40718.4775
2018-06-01 03:00 | 38610.7304
2018-06-01 04:00 | 37220.2167
2018-06-01 05:00 | 37084.3619
2018-06-01 06:00 | 39060.2499
2018-06-01 07:00 | 43891.0864
2018-06-01 08:00 | 48336.3351
2018-06-01 09:00 | 50740.7651
2018-06-01 10:00 | 52302.0962
2018-06-01 11:00 | 52744.6232
2018-06-01 12:00 | 53404.9175
2018-06-01 13:00 | 53612.6954
2018-06-01 14:00 | 51934.4891
2018-06-01 15:00 | 50785.717
2018-06-01 16:00 | 49465.1285
2018-06-01 17:00 | 48225.4536
2018-06-01 18:00 | 47970.7259
2018-06-01 19:00 | 48605.0479
2018-06-01 20:00 | 47253.4925
2018-06-01 21:00 | 44895.0134
2018-06-01 22:00 | 44900.008
2018-06-01 23:00 | 48680.9667
2018-06-02 | 47031.7295
2018-06-02 01:00 | 41520.6201
2018-06-02 02:00 | 39803.4556
2018-06-02 03:00 | 37189.2498
2018-06-02 04:00 | 35323.2443
2018-06-02 05:00 | 34601.0162
2018-06-02 06:00 | 34367.2661
2018-06-02 07:00 | 35274.2966
2018-06-02 08:00 | 37920.4682
2018-06-02 09:00 | 40933.248
2018-06-02 10:00 | 43518.4847
2018-06-02 11:00 | 44302.6465
2018-06-02 12:00 | 45591.2692
2018-06-02 13:00 | 47319.422
2018-06-02 14:00 | 44891.0176
2018-06-02 15:00 | 43631.364
2018-06-02 16:00 | 42200.893
2018-06-02 17:00 | 41177.9864
2018-06-02 18:00 | 41390.7589
2018-06-02 19:00 | 42374.7072
2018-06-02 20:00 | 41768.3553
2018-06-02 21:00 | 39888.3648
2018-06-02 22:00 | 40637.564
2018-06-02 23:00 | 45204.6824
2018-06-03 | 44542.3903
2018-06-03 01:00 | 39636.6339
2018-06-03 02:00 | 37749.6508
2018-06-03 03:00 | 35126.4546
2018-06-03 04:00 | 33202.5111
2018-06-03 05:00 | 32188.5948
2018-06-03 06:00 | 31389.449
2018-06-03 07:00 | 31649.1714
2018-06-03 08:00 | 33253.4566
2018-06-03 09:00 | 35989.5321
2018-06-03 10:00 | 38678.6578
2018-06-03 11:00 | 40376.8427
2018-06-03 12:00 | 42067.0361
2018-06-03 13:00 | 43919.0565
2018-06-03 14:00 | 41133.0344
2018-06-03 15:00 | 39525.7524
2018-06-03 16:00 | 38421.9322
2018-06-03 17:00 | 37755.6444
2018-06-03 18:00 | 38575.7678
2018-06-03 19:00 | 40682.516
2018-06-03 20:00 | 41151.0152
2018-06-03 21:00 | 40358.8619
2018-06-03 22:00 | 40907.2757
2018-06-03 23:00 | 44643.2824
2018-06-04 | 43768.2178
2018-06-04 01:00 | 39016.2969
2018-06-04 02:00 | 37644.7629
2018-06-04 03:00 | 35449.1098
2018-06-04 04:00 | 34221.422
2018-06-04 05:00 | 34758.8475
2018-06-04 06:00 | 37080.3662
2018-06-04 07:00 | 42064.0393
2018-06-04 08:00 | 46752.0285
2018-06-04 09:00 | 49459.135
2018-06-04 10:00 | 51143.3348
2018-06-04 11:00 | 51679.7614
2018-06-04 12:00 | 52966.3862
2018-06-04 13:00 | 53264.068
2018-06-04 14:00 | 52291.108
2018-06-04 15:00 | 51464.991
2018-06-04 16:00 | 50316.2188
2018-06-04 17:00 | 48938.6912
2018-06-04 18:00 | 48733.9101
2018-06-04 19:00 | 50562.9551
2018-06-04 20:00 | 49189.4232
2018-06-04 21:00 | 45804.0417
2018-06-04 22:00 | 45269.613
2018-06-04 23:00 | 48570.0852
2018-06-05 | 46971.7936
2018-06-05 01:00 | 41616.5176
2018-06-05 02:00 | 40223.0071
2018-06-05 03:00 | 38322.039
2018-06-05 04:00 | 36846.616
2018-06-05 05:00 | 36853.6085
2018-06-05 06:00 | 38714.6194
2018-06-05 07:00 | 43756.2306
2018-06-05 08:00 | 48350.3201
2018-06-05 09:00 | 50771.732
2018-06-05 10:00 | 52134.2756
2018-06-05 11:00 | 52765.6008
2018-06-05 12:00 | 53765.532
2018-06-05 13:00 | 53888.4007
2018-06-05 14:00 | 52810.5527
2018-06-05 15:00 | 51937.4859
2018-06-05 16:00 | 50771.732
2018-06-05 17:00 | 49560.0271
2018-06-05 18:00 | 49189.4232
2018-06-05 19:00 | 50659.8516
2018-06-05 20:00 | 49165.4489
2018-06-05 21:00 | 46191.6275
2018-06-05 22:00 | 45536.3279
2018-06-05 23:00 | 48774.8663
2018-06-06 | 47106.6494
2018-06-06 01:00 | 41867.2496
2018-06-06 02:00 | 40392.8256
2018-06-06 03:00 | 38368.9888
2018-06-06 04:00 | 37106.3384
2018-06-06 05:00 | 37121.3224
2018-06-06 06:00 | 38766.5638
2018-06-06 07:00 | 43749.2381
2018-06-06 08:00 | 48206.4739
2018-06-06 09:00 | 50980.5088
2018-06-06 10:00 | 52236.1667
2018-06-06 11:00 | 53057.289
2018-06-06 12:00 | 54217.0494
2018-06-06 13:00 | 54338.9191
2018-06-06 14:00 | 53166.1726
2018-06-06 15:00 | 52344.0514
2018-06-06 16:00 | 51137.3412
2018-06-06 17:00 | 49940.6203
2018-06-06 18:00 | 49587.9972
2018-06-06 19:00 | 51100.3807
2018-06-06 20:00 | 49702.8744
2018-06-06 21:00 | 46535.2602
2018-06-06 22:00 | 45744.1058
2018-06-06 23:00 | 49274.3325
2018-06-07 | 47752.9586
2018-06-07 01:00 | 42477.5973
2018-06-07 02:00 | 41006.17
2018-06-07 03:00 | 38948.3695
2018-06-07 04:00 | 37377.049
2018-06-07 05:00 | 37080.3662
2018-06-07 06:00 | 38817.5094
2018-06-07 07:00 | 43750.237
2018-06-07 08:00 | 48079.6095
2018-06-07 09:00 | 50331.2028
2018-06-07 10:00 | 51724.7134
2018-06-07 11:00 | 52454.9329
2018-06-07 12:00 | 53552.7594
2018-06-07 13:00 | 53539.7733
2018-06-07 14:00 | 52390.0023
2018-06-07 15:00 | 51562.8863
2018-06-07 16:00 | 50479.0448
2018-06-07 17:00 | 49301.3037
2018-06-07 18:00 | 49020.6037
2018-06-07 19:00 | 50321.2135
2018-06-07 20:00 | 48641.0094
2018-06-07 21:00 | 45938.8976
2018-06-07 22:00 | 45386.4881
2018-06-07 23:00 | 49266.341
2018-06-08 | 47720.9928
2018-06-08 01:00 | 42393.6869
2018-06-08 02:00 | 40862.3238
2018-06-08 03:00 | 38637.7016
2018-06-08 04:00 | 37371.0555
2018-06-08 05:00 | 37310.1206
2018-06-08 06:00 | 38862.4613
2018-06-08 07:00 | 43452.5552
2018-06-08 08:00 | 48029.6629
2018-06-08 09:00 | 50348.1847
2018-06-08 10:00 | 51879.5479
2018-06-08 11:00 | 52653.7204
2018-06-08 12:00 | 53178.1598
2018-06-08 13:00 | 53682.6206
2018-06-08 14:00 | 52570.809
2018-06-08 15:00 | 51458.9974
2018-06-08 16:00 | 50002.5541
2018-06-08 17:00 | 48494.1664
2018-06-08 18:00 | 48342.3287
2018-06-08 19:00 | 48620.0318
2018-06-08 20:00 | 46774.005
2018-06-08 21:00 | 44367.5771
2018-06-08 22:00 | 44389.5536
2018-06-08 23:00 | 48589.0649
2018-06-09 | 47086.6708
2018-06-09 01:00 | 41535.6041
2018-06-09 02:00 | 39753.5089
2018-06-09 03:00 | 37247.1879
2018-06-09 04:00 | 35524.0297
2018-06-09 05:00 | 34794.8091
2018-06-09 06:00 | 34689.9212
2018-06-09 07:00 | 35871.6581
2018-06-09 08:00 | 38297.0657
2018-06-09 09:00 | 41435.7109
2018-06-09 10:00 | 43920.0555
2018-06-09 11:00 | 45097.7966
2018-06-09 12:00 | 46327.4823
2018-06-09 13:00 | 47964.7323
2018-06-09 14:00 | 45399.4742
2018-06-09 15:00 | 44266.685
2018-06-09 16:00 | 43058.9758
2018-06-09 17:00 | 42034.0713
2018-06-09 18:00 | 42255.8343
2018-06-09 19:00 | 43189.836
2018-06-09 20:00 | 42459.6165
2018-06-09 21:00 | 40804.3857
2018-06-09 22:00 | 41147.0195
2018-06-09 23:00 | 45403.4699
2018-06-10 | 44569.3615
2018-06-10 01:00 | 39489.7908
2018-06-10 02:00 | 37801.5953
2018-06-10 03:00 | 35272.2987
2018-06-10 04:00 | 33357.3456
2018-06-10 05:00 | 32320.4539
2018-06-10 06:00 | 31434.4009
2018-06-10 07:00 | 31959.8393
2018-06-10 08:00 | 33825.8448
2018-06-10 09:00 | 36513.9716
2018-06-10 10:00 | 39215.0844
2018-06-10 11:00 | 41057.1156
2018-06-10 12:00 | 43013.025
2018-06-10 13:00 | 44813.1009
2018-06-10 14:00 | 41849.2689
2018-06-10 15:00 | 40393.8245
2018-06-10 16:00 | 39362.9264
2018-06-10 17:00 | 38789.5393
2018-06-10 18:00 | 39394.8923
2018-06-10 19:00 | 41388.7611
2018-06-10 20:00 | 42053.051
2018-06-10 21:00 | 41179.9842
2018-06-10 22:00 | 41418.729
2018-06-10 23:00 | 45494.3727
2018-06-11 | 44264.6871
2018-06-11 01:00 | 39330.9606
2018-06-11 02:00 | 37941.4458
2018-06-11 03:00 | 35863.6666
2018-06-11 04:00 | 34563.0568
2018-06-11 05:00 | 35125.4557
2018-06-11 06:00 | 37365.0619
2018-06-11 07:00 | 42541.5289
2018-06-11 08:00 | 47189.5608
2018-06-11 09:00 | 49861.7047
2018-06-11 10:00 | 51539.9109
2018-06-11 11:00 | 51967.4539
2018-06-11 12:00 | 53247.0862
2018-06-11 13:00 | 53603.705
2018-06-11 14:00 | 52734.6339
2018-06-11 15:00 | 51734.7027
2018-06-11 16:00 | 50469.0555
2018-06-11 17:00 | 49274.3325
2018-06-11 18:00 | 49179.4339
2018-06-11 19:00 | 50712.795
2018-06-11 20:00 | 49567.0196
2018-06-11 21:00 | 46255.5591
2018-06-11 22:00 | 45433.4379
2018-06-11 23:00 | 48527.1311
2018-06-12 | 47018.7434
2018-06-12 01:00 | 41741.3842
2018-06-12 02:00 | 40364.8555
2018-06-12 03:00 | 38382.9739
2018-06-12 04:00 | 37167.2733
2018-06-12 05:00 | 37208.2295
2018-06-12 06:00 | 38726.6066
2018-06-12 07:00 | 43304.7132
2018-06-12 08:00 | 47708.0067
2018-06-12 09:00 | 50144.4025
2018-06-12 10:00 | 51878.5489
2018-06-12 11:00 | 52667.7054
2018-06-12 12:00 | 53590.7189
2018-06-12 13:00 | 53438.8811
2018-06-12 14:00 | 52271.1293
2018-06-12 15:00 | 51325.1404
2018-06-12 16:00 | 50087.4634
2018-06-12 17:00 | 48817.8204
2018-06-12 18:00 | 48284.3906
2018-06-12 19:00 | 49656.9235
2018-06-12 20:00 | 48374.2945
2018-06-12 21:00 | 45604.2553
2018-06-12 22:00 | 45151.739
2018-06-12 23:00 | 48711.9336
2018-06-13 | 47220.5277
2018-06-13 01:00 | 41825.2945
2018-06-13 02:00 | 40343.8779
2018-06-13 03:00 | 38384.9717
2018-06-13 04:00 | 37051.3971
2018-06-13 05:00 | 36902.5562
2018-06-13 06:00 | 38440.9119
2018-06-13 07:00 | 42883.1638
2018-06-13 08:00 | 47309.4327
2018-06-13 09:00 | 49877.6876
2018-06-13 10:00 | 51246.2248
2018-06-13 11:00 | 52051.3642
2018-06-13 12:00 | 53241.0926
2018-06-13 13:00 | 53064.2815
2018-06-13 14:00 | 52156.2521
2018-06-13 15:00 | 50928.5643
2018-06-13 16:00 | 49726.8488
2018-06-13 17:00 | 48546.1109
2018-06-13 18:00 | 48185.4963
2018-06-13 19:00 | 49524.0656
2018-06-13 20:00 | 48283.3917
2018-06-13 21:00 | 45345.5318
2018-06-13 22:00 | 44883.0262
2018-06-13 23:00 | 48800.8386
2018-06-14 | 47367.3708
2018-06-14 01:00 | 42298.7884
2018-06-14 02:00 | 40694.5031
2018-06-14 03:00 | 38610.7304
2018-06-14 04:00 | 37215.222
2018-06-14 05:00 | 37176.2637
2018-06-14 06:00 | 39095.2126
2018-06-14 07:00 | 43998.9711
2018-06-14 08:00 | 47937.7611
2018-06-14 09:00 | 50307.2285
2018-06-14 10:00 | 51492.9611
2018-06-14 11:00 | 52215.1891
2018-06-14 12:00 | 53318.0103
2018-06-14 13:00 | 53490.8256
2018-06-14 14:00 | 52394.9969
2018-06-14 15:00 | 51381.0807
2018-06-14 16:00 | 50165.3801
2018-06-14 17:00 | 49137.4788
2018-06-14 18:00 | 48871.7628
2018-06-14 19:00 | 50263.2754
2018-06-14 20:00 | 48871.7628
2018-06-14 21:00 | 45723.1282
2018-06-14 22:00 | 45308.5713
2018-06-14 23:00 | 49100.5183
2018-06-15 | 47756.9544
2018-06-15 01:00 | 42391.6891
2018-06-15 02:00 | 40825.3633
2018-06-15 03:00 | 38655.6824
2018-06-15 04:00 | 37161.2797
2018-06-15 05:00 | 37285.1473
2018-06-15 06:00 | 39065.2446
2018-06-15 07:00 | 43941.033
2018-06-15 08:00 | 48577.0778
2018-06-15 09:00 | 50800.701
2018-06-15 10:00 | 52057.3578
2018-06-15 11:00 | 52697.6734
2018-06-15 12:00 | 53647.658
2018-06-15 13:00 | 53828.4647
2018-06-15 14:00 | 52302.0962
2018-06-15 15:00 | 50833.6658
2018-06-15 16:00 | 49602.9812
2018-06-15 17:00 | 48201.4792
2018-06-15 18:00 | 48069.6202
2018-06-15 19:00 | 48368.3009
2018-06-15 20:00 | 46889.8811
2018-06-15 21:00 | 44206.749
2018-06-15 22:00 | 43726.2626
2018-06-15 23:00 | 48566.0895
2018-06-16 | 46835.9388
2018-06-16 01:00 | 41531.6084
2018-06-16 02:00 | 39624.6467
2018-06-16 03:00 | 36941.5146
2018-06-16 04:00 | 35178.3991
2018-06-16 05:00 | 34588.0301
2018-06-16 06:00 | 34412.218
2018-06-16 07:00 | 35746.7916
2018-06-16 08:00 | 38262.103
2018-06-16 09:00 | 41433.713
2018-06-16 10:00 | 43977.9935
2018-06-16 11:00 | 45081.8137
2018-06-16 12:00 | 46473.3264
2018-06-16 13:00 | 48003.6906
2018-06-16 14:00 | 44731.1885
2018-06-16 15:00 | 43529.473
2018-06-16 16:00 | 42403.6763
2018-06-16 17:00 | 41382.7675
2018-06-16 18:00 | 41504.6372
2018-06-16 19:00 | 42275.8129
2018-06-16 20:00 | 41490.6522
2018-06-16 21:00 | 39767.494
2018-06-16 22:00 | 40148.0872
2018-06-16 23:00 | 45098.7956
2018-06-17 | 44339.607
2018-06-17 01:00 | 39389.8976
2018-06-17 02:00 | 37559.8537
2018-06-17 03:00 | 34993.5966
2018-06-17 04:00 | 32999.7278
2018-06-17 05:00 | 32223.5574
2018-06-17 06:00 | 31381.4575
2018-06-17 07:00 | 31769.0432
2018-06-17 08:00 | 33584.1032
2018-06-17 09:00 | 36365.1307
2018-06-17 10:00 | 38949.3685
2018-06-17 11:00 | 40740.454
2018-06-17 12:00 | 42562.5065
2018-06-17 13:00 | 43982.9882
2018-06-17 14:00 | 40857.3291
2018-06-17 15:00 | 39323.9681
2018-06-17 16:00 | 38228.1394
2018-06-17 17:00 | 37666.7394
2018-06-17 18:00 | 38260.1052
2018-06-17 19:00 | 40165.069
2018-06-17 20:00 | 41086.0846
2018-06-17 21:00 | 39938.3114
2018-06-17 22:00 | 40273.9527
2018-06-17 23:00 | 44916.9899
2018-06-18 | 43740.2477
2018-06-18 01:00 | 39090.2179
2018-06-18 02:00 | 37590.8206
2018-06-18 03:00 | 35438.1215
2018-06-18 04:00 | 34207.4369
2018-06-18 05:00 | 34660.9522
2018-06-18 06:00 | 36789.6769
2018-06-18 07:00 | 42042.0628
2018-06-18 08:00 | 46339.4694
2018-06-18 09:00 | 49097.5215
2018-06-18 10:00 | 50733.7725
2018-06-18 11:00 | 51784.6493
2018-06-18 12:00 | 52876.4823
2018-06-18 13:00 | 52955.3979
2018-06-18 14:00 | 51873.5543
2018-06-18 15:00 | 51028.4576
2018-06-18 16:00 | 49859.7068
2018-06-18 17:00 | 48504.1557
2018-06-18 18:00 | 48211.4685
2018-06-18 19:00 | 49754.8189
2018-06-18 20:00 | 48390.2774
2018-06-18 21:00 | 45159.7304
2018-06-18 22:00 | 44308.6401
2018-06-18 23:00 | 48644.0062
2018-06-19 | 47223.5245
2018-06-19 01:00 | 41876.24
2018-06-19 02:00 | 40251.9761
2018-06-19 03:00 | 38172.1991
2018-06-19 04:00 | 36626.8509
2018-06-19 05:00 | 36777.6897
2018-06-19 06:00 | 38670.6663
2018-06-19 07:00 | 43483.5221
2018-06-19 08:00 | 48038.6533
2018-06-19 09:00 | 50587.9284
2018-06-19 10:00 | 52079.3343
2018-06-19 11:00 | 53132.2089
2018-06-19 12:00 | 54218.0483
2018-06-19 13:00 | 54085.1903
2018-06-19 14:00 | 53463.8545
2018-06-19 15:00 | 52718.651
2018-06-19 16:00 | 51583.8639
2018-06-19 17:00 | 50520.001
2018-06-19 18:00 | 50415.1131
2018-06-19 19:00 | 51466.9888
2018-06-19 20:00 | 49780.7911
2018-06-19 21:00 | 46271.5421
2018-06-19 22:00 | 45354.5222
2018-06-19 23:00 | 49855.7111
2018-06-20 | 48129.5561
2018-06-20 01:00 | 42489.5844
2018-06-20 02:00 | 40787.4038
2018-06-20 03:00 | 38641.6973
2018-06-20 04:00 | 37262.1718
2018-06-20 05:00 | 37339.0896
2018-06-20 06:00 | 38755.5756
2018-06-20 07:00 | 43184.8413
2018-06-20 08:00 | 47938.76
2018-06-20 09:00 | 51120.3593
2018-06-20 10:00 | 52974.3776
2018-06-20 11:00 | 54214.0526
2018-06-20 12:00 | 55635.5332
2018-06-20 13:00 | 55927.2215
2018-06-20 14:00 | 55357.8301
2018-06-20 15:00 | 54535.7088
2018-06-20 16:00 | 53345.9804
2018-06-20 17:00 | 52122.2884
2018-06-20 18:00 | 51648.7945
2018-06-20 19:00 | 52174.2329
2018-06-20 20:00 | 50567.9498
2018-06-20 21:00 | 47208.5405
2018-06-20 22:00 | 46346.462
2018-06-20 23:00 | 50590.9252
2018-06-21 | 48710.9347
2018-06-21 01:00 | 43134.8947
2018-06-21 02:00 | 41466.6778
2018-06-21 03:00 | 39134.1709
2018-06-21 04:00 | 37602.8077
2018-06-21 05:00 | 37586.8248
2018-06-21 06:00 | 39433.8506
2018-06-21 07:00 | 44235.7181
2018-06-21 08:00 | 48664.9838
2018-06-21 09:00 | 51103.3775
2018-06-21 10:00 | 52690.6809
2018-06-21 11:00 | 53585.7242
2018-06-21 12:00 | 54901.318
2018-06-21 13:00 | 55010.2016
2018-06-21 14:00 | 54282.9789
2018-06-21 15:00 | 53360.9644
2018-06-21 16:00 | 52419.9702
2018-06-21 17:00 | 51286.1821
2018-06-21 18:00 | 50555.9626
2018-06-21 19:00 | 50838.6604
2018-06-21 20:00 | 49002.6229
2018-06-21 21:00 | 45434.4368
2018-06-21 22:00 | 44858.0529
2018-06-21 23:00 | 49103.5151
2018-06-22 | 47616.1049
2018-06-22 01:00 | 42272.8161
2018-06-22 02:00 | 40734.4604
2018-06-22 03:00 | 38714.6194
2018-06-22 04:00 | 37260.174
2018-06-22 05:00 | 37240.1953
2018-06-22 06:00 | 38869.4539
2018-06-22 07:00 | 43090.9417
2018-06-22 08:00 | 47267.4775
2018-06-22 09:00 | 49733.8413
2018-06-22 10:00 | 51164.3124
2018-06-22 11:00 | 52136.2735
2018-06-22 12:00 | 52758.6083
2018-06-22 13:00 | 52921.4342
2018-06-22 14:00 | 51497.9557
2018-06-22 15:00 | 50654.8569
2018-06-22 16:00 | 49066.5546
2018-06-22 17:00 | 47812.8946
2018-06-22 18:00 | 47746.965
2018-06-22 19:00 | 48125.5604
2018-06-22 20:00 | 46439.3627
2018-06-22 21:00 | 43726.2626
2018-06-22 22:00 | 43460.5466
2018-06-22 23:00 | 48411.255
2018-06-23 | 46679.1064
2018-06-23 01:00 | 41043.1305
2018-06-23 02:00 | 39430.8538
2018-06-23 03:00 | 36808.6566
2018-06-23 04:00 | 35178.3991
2018-06-23 05:00 | 34471.1551
2018-06-23 06:00 | 34195.4497
2018-06-23 07:00 | 35407.1546
2018-06-23 08:00 | 37801.5953
2018-06-23 09:00 | 40854.3323
2018-06-23 10:00 | 43229.7933
2018-06-23 11:00 | 44363.5814
2018-06-23 12:00 | 45467.4016
2018-06-23 13:00 | 46790.9868
2018-06-23 14:00 | 44493.4426
2018-06-23 15:00 | 43256.7644
2018-06-23 16:00 | 42143.9539
2018-06-23 17:00 | 41273.8839
2018-06-23 18:00 | 41434.712
2018-06-23 19:00 | 42274.814
2018-06-23 20:00 | 41410.7376
2018-06-23 21:00 | 39449.8335
2018-06-23 22:00 | 39493.7865
2018-06-23 23:00 | 44972.9301
2018-06-24 | 44064.9007
2018-06-24 01:00 | 39105.2019
2018-06-24 02:00 | 37443.9775
2018-06-24 03:00 | 34823.7781
2018-06-24 04:00 | 32991.7363
2018-06-24 05:00 | 32314.4603
2018-06-24 06:00 | 31463.37
2018-06-24 07:00 | 31856.9493
2018-06-24 08:00 | 33597.0893
2018-06-24 09:00 | 36301.199
2018-06-24 10:00 | 38907.4133
2018-06-24 11:00 | 40777.4145
2018-06-24 12:00 | 42275.8129
2018-06-24 13:00 | 43896.0811
2018-06-24 14:00 | 41133.0344
2018-06-24 15:00 | 40018.226
2018-06-24 16:00 | 38739.5927
2018-06-24 17:00 | 38183.1874
2018-06-24 18:00 | 38898.4229
2018-06-24 19:00 | 40710.4861
2018-06-24 20:00 | 41216.9447
2018-06-24 21:00 | 40399.8181
2018-06-24 22:00 | 40459.7541
2018-06-24 23:00 | 45154.7358
2018-06-25 | 43869.1099
2018-06-25 01:00 | 38734.598
2018-06-25 02:00 | 37252.1825
2018-06-25 03:00 | 35240.3329
2018-06-25 04:00 | 33997.6612
2018-06-25 05:00 | 34657.9554
2018-06-25 06:00 | 36920.537
2018-06-25 07:00 | 41580.5561
2018-06-25 08:00 | 46241.5741
2018-06-25 09:00 | 48997.6282
2018-06-25 10:00 | 50653.858
2018-06-25 11:00 | 51522.929
2018-06-25 12:00 | 52960.3926
2018-06-25 13:00 | 53543.769
2018-06-25 14:00 | 52672.7001
2018-06-25 15:00 | 52045.3706
2018-06-25 16:00 | 51002.4853
2018-06-25 17:00 | 49906.6566
2018-06-25 18:00 | 49570.0164
2018-06-25 19:00 | 50775.7277
2018-06-25 20:00 | 49383.2161
2018-06-25 21:00 | 45851.9905
2018-06-25 22:00 | 44995.9055
2018-06-25 23:00 | 49502.089
2018-06-26 | 47476.2544
2018-06-26 01:00 | 42101.9987
2018-06-26 02:00 | 40527.6815
2018-06-26 03:00 | 38424.929
2018-06-26 04:00 | 37084.3619
2018-06-26 05:00 | 37198.2402
2018-06-26 06:00 | 38821.5051
2018-06-26 07:00 | 43201.8232
2018-06-26 08:00 | 48021.6714
2018-06-26 09:00 | 50535.9839
2018-06-26 10:00 | 52125.2852
2018-06-26 11:00 | 53292.0381
2018-06-26 12:00 | 54444.806
2018-06-26 13:00 | 54757.4718
2018-06-26 14:00 | 53838.4541
2018-06-26 15:00 | 53312.0167
2018-06-26 16:00 | 52468.9179
2018-06-26 17:00 | 51426.0326
2018-06-26 18:00 | 50580.9359
2018-06-26 19:00 | 51627.8169
2018-06-26 20:00 | 49958.6011
2018-06-26 21:00 | 46765.0146
2018-06-26 22:00 | 45261.6215
2018-06-26 23:00 | 50014.5413
2018-06-27 | 47967.7291
2018-06-27 01:00 | 42379.7019
2018-06-27 02:00 | 40873.312
2018-06-27 03:00 | 38692.6429
2018-06-27 04:00 | 37337.0918
2018-06-27 05:00 | 37611.7981
2018-06-27 06:00 | 38892.4293
2018-06-27 07:00 | 43034.0025
2018-06-27 08:00 | 47551.1743
2018-06-27 09:00 | 50677.8323
2018-06-27 10:00 | 52549.8314
2018-06-27 11:00 | 53691.611
2018-06-27 12:00 | 55086.1205
2018-06-27 13:00 | 55367.8194
2018-06-27 14:00 | 54556.6864
2018-06-27 15:00 | 53750.548
2018-06-27 16:00 | 52890.4673
2018-06-27 17:00 | 51599.8468
2018-06-27 18:00 | 50935.5569
2018-06-27 19:00 | 51831.5991
2018-06-27 20:00 | 50472.0523
2018-06-27 21:00 | 47072.6857
2018-06-27 22:00 | 46278.5346
2018-06-27 23:00 | 50726.78
2018-06-28 | 48816.8215
2018-06-28 01:00 | 43141.8872
2018-06-28 02:00 | 41648.4835
2018-06-28 03:00 | 39321.9702
2018-06-28 04:00 | 37823.5718
2018-06-28 05:00 | 38048.3315
2018-06-28 06:00 | 39558.7171
2018-06-28 07:00 | 43842.1388
2018-06-28 08:00 | 48307.366
2018-06-28 09:00 | 50844.654
2018-06-28 10:00 | 52700.6702
2018-06-28 11:00 | 53624.6826
2018-06-28 12:00 | 54783.444
2018-06-28 13:00 | 54859.3628
2018-06-28 14:00 | 54034.2448
2018-06-28 15:00 | 53372.9516
2018-06-28 16:00 | 52340.0556
2018-06-28 17:00 | 51136.3422
2018-06-28 18:00 | 50635.8772
2018-06-28 19:00 | 51485.9685
2018-06-28 20:00 | 50000.5562
2018-06-28 21:00 | 46755.0253
2018-06-28 22:00 | 46006.825
2018-06-28 23:00 | 50172.3726
2018-06-29 | 48387.2806
2018-06-29 01:00 | 42744.3122
2018-06-29 02:00 | 41383.7664
2018-06-29 03:00 | 39327.9638
2018-06-29 04:00 | 37889.5013
2018-06-29 05:00 | 37947.4394
2018-06-29 06:00 | 39696.5698
2018-06-29 07:00 | 43989.9807
2018-06-29 08:00 | 48519.1397
2018-06-29 09:00 | 51128.3508
2018-06-29 10:00 | 52782.5826
2018-06-29 11:00 | 53857.4338
2018-06-29 12:00 | 54904.3148
2018-06-29 13:00 | 55142.0607
2018-06-29 14:00 | 54062.2149
2018-06-29 15:00 | 53231.1032
2018-06-29 16:00 | 52053.3621
2018-06-29 17:00 | 50706.8014
2018-06-29 18:00 | 50633.8793
2018-06-29 19:00 | 50639.8729
2018-06-29 20:00 | 48694.9518
2018-06-29 21:00 | 46106.7182
2018-06-29 22:00 | 45812.0332
2018-06-29 23:00 | 50445.0811
2018-06-30 | 48440.224
2018-06-30 01:00 | 42627.4371
2018-06-30 02:00 | 40675.5234
2018-06-30 03:00 | 38117.2579
2018-06-30 04:00 | 36354.1424
2018-06-30 05:00 | 35923.6026
2018-06-30 06:00 | 35499.0564
2018-06-30 07:00 | 36712.7591
2018-06-30 08:00 | 39507.7716
2018-06-30 09:00 | 42989.0506
2018-06-30 10:00 | 45473.3952
2018-06-30 11:00 | 46904.8651
2018-06-30 12:00 | 48250.4269
2018-06-30 13:00 | 49863.7025
2018-06-30 14:00 | 47842.8625
2018-06-30 15:00 | 46903.8662
2018-06-30 16:00 | 46136.6862
2018-06-30 17:00 | 45444.4261
2018-06-30 18:00 | 44926.9792
2018-06-30 19:00 | 45944.8912
2018-06-30 20:00 | 45056.8404
2018-06-30 21:00 | 42754.3015
2018-06-30 22:00 | 42504.5684
2018-06-30 23:00 | 47570.154
2018-07-01 | 46091.7342
2018-07-01 01:00 | 40703.4935
2018-07-01 02:00 | 38912.408
2018-07-01 03:00 | 36215.2908
2018-07-01 04:00 | 34547.0739
2018-07-01 05:00 | 33766.9078
2018-07-01 06:00 | 32897.8367
2018-07-01 07:00 | 33167.5484
2018-07-01 08:00 | 35206.3692
2018-07-01 09:00 | 38099.2771
2018-07-01 10:00 | 40963.2159
2018-07-01 11:00 | 42970.0709
2018-07-01 12:00 | 44500.4351
2018-07-01 13:00 | 46330.4791
2018-07-01 14:00 | 43886.0918
2018-07-01 15:00 | 42880.167
2018-07-01 16:00 | 42054.05
2018-07-01 17:00 | 41577.5593
2018-07-01 18:00 | 42034.0713
2018-07-01 19:00 | 43483.5221
2018-07-01 20:00 | 43921.0544
2018-07-01 21:00 | 42889.1574
2018-07-01 22:00 | 42930.1136
2018-07-01 23:00 | 47302.4402
2018-07-02 | 45320.5585
2018-07-02 01:00 | 39842.4139
2018-07-02 02:00 | 38354.0048
2018-07-02 03:00 | 36022.4969
2018-07-02 04:00 | 34872.7258
2018-07-02 05:00 | 35577.972
2018-07-02 06:00 | 37978.4063
2018-07-02 07:00 | 42386.6944
2018-07-02 08:00 | 47146.6067
2018-07-02 09:00 | 50522.9978
2018-07-02 10:00 | 52696.6745
2018-07-02 11:00 | 53912.375
2018-07-02 12:00 | 55473.7062
2018-07-02 13:00 | 56118.0175
2018-07-02 14:00 | 55322.8674
2018-07-02 15:00 | 54687.5465
2018-07-02 16:00 | 53750.548
2018-07-02 17:00 | 52793.5709
2018-07-02 18:00 | 52143.266
2018-07-02 19:00 | 53116.226
2018-07-02 20:00 | 51547.9023
2018-07-02 21:00 | 48204.476
2018-07-02 22:00 | 47100.6558
2018-07-02 23:00 | 51253.2173
2018-07-03 | 48662.9859
2018-07-03 01:00 | 42858.1905
2018-07-03 02:00 | 41659.4717
2018-07-03 03:00 | 39429.8549
2018-07-03 04:00 | 38221.1468
2018-07-03 05:00 | 38483.866
2018-07-03 06:00 | 40221.0092
2018-07-03 07:00 | 44341.6049
2018-07-03 08:00 | 49040.5823
2018-07-03 09:00 | 51941.4817
2018-07-03 10:00 | 53850.4412
2018-07-03 11:00 | 55045.1643
2018-07-03 12:00 | 56663.4345
2018-07-03 13:00 | 56898.1836
2018-07-03 14:00 | 56232.8947
2018-07-03 15:00 | 55614.5557
2018-07-03 16:00 | 54750.4792
2018-07-03 17:00 | 53423.8972
2018-07-03 18:00 | 52878.4801
2018-07-03 19:00 | 53281.0498
2018-07-03 20:00 | 51416.0433
2018-07-03 21:00 | 47938.76
2018-07-03 22:00 | 47308.4338
2018-07-03 23:00 | 51375.0871
2018-07-04 | 48918.7126
2018-07-04 01:00 | 43091.9406
2018-07-04 02:00 | 41780.3425
2018-07-04 03:00 | 39740.5228
2018-07-04 04:00 | 38442.9098
2018-07-04 05:00 | 38443.9087
2018-07-04 06:00 | 40280.9452
2018-07-04 07:00 | 44251.701
2018-07-04 08:00 | 48773.8674
2018-07-04 09:00 | 52033.3834
2018-07-04 10:00 | 53942.343
2018-07-04 11:00 | 55434.7478
2018-07-04 12:00 | 56669.4281
2018-07-04 13:00 | 57013.0608
2018-07-04 14:00 | 56364.7538
2018-07-04 15:00 | 55609.561
2018-07-04 16:00 | 54692.5412
2018-07-04 17:00 | 53172.1662
2018-07-04 18:00 | 52652.7214
2018-07-04 19:00 | 52908.4481
2018-07-04 20:00 | 51227.2451
2018-07-04 21:00 | 47568.1562
2018-07-04 22:00 | 46775.0039
2018-07-04 23:00 | 50615.8985
2018-07-05 | 48346.3244
2018-07-05 01:00 | 42779.2748
2018-07-05 02:00 | 41360.791
2018-07-05 03:00 | 39329.9617
2018-07-05 04:00 | 37628.78
2018-07-05 05:00 | 38145.228
2018-07-05 06:00 | 39931.3189
2018-07-05 07:00 | 43974.9967
2018-07-05 08:00 | 48270.4055
2018-07-05 09:00 | 50992.496
2018-07-05 10:00 | 52856.5036
2018-07-05 11:00 | 54065.2117
2018-07-05 12:00 | 55175.0254
2018-07-05 13:00 | 55510.6667
2018-07-05 14:00 | 54579.6618
2018-07-05 15:00 | 54002.279
2018-07-05 16:00 | 52748.6189
2018-07-05 17:00 | 51505.9472
2018-07-05 18:00 | 51006.4811
2018-07-05 19:00 | 51800.6322
2018-07-05 20:00 | 50135.4121
2018-07-05 21:00 | 46941.8256
2018-07-05 22:00 | 46241.5741
2018-07-05 23:00 | 50345.1879
2018-07-06 | 48070.6191
2018-07-06 01:00 | 42496.577
2018-07-06 02:00 | 41165.9992
2018-07-06 03:00 | 38959.3578
2018-07-06 04:00 | 37807.5889
2018-07-06 05:00 | 38129.2451
2018-07-06 06:00 | 39822.4353
2018-07-06 07:00 | 43617.379
2018-07-06 08:00 | 48162.5209
2018-07-06 09:00 | 51056.4277
2018-07-06 10:00 | 52678.6937
2018-07-06 11:00 | 53783.5128
2018-07-06 12:00 | 54835.3885
2018-07-06 13:00 | 55269.924
2018-07-06 14:00 | 53686.6164
2018-07-06 15:00 | 52956.3969
2018-07-06 16:00 | 51759.676
2018-07-06 17:00 | 50515.0064
2018-07-06 18:00 | 49638.9428
2018-07-06 19:00 | 50320.2146
2018-07-06 20:00 | 48627.0244
2018-07-06 21:00 | 45601.2585
2018-07-06 22:00 | 45020.8788
2018-07-06 23:00 | 49884.6801
2018-07-07 | 47646.0729
2018-07-07 01:00 | 41961.1493
2018-07-07 02:00 | 40158.0765
2018-07-07 03:00 | 37569.843
2018-07-07 04:00 | 36080.435
2018-07-07 05:00 | 35360.2048
2018-07-07 06:00 | 35341.2251
2018-07-07 07:00 | 36359.1371
2018-07-07 08:00 | 38852.472
2018-07-07 09:00 | 42130.9678
2018-07-07 10:00 | 44952.9514
2018-07-07 11:00 | 46371.4353
2018-07-07 12:00 | 47760.9501
2018-07-07 13:00 | 49140.4756
2018-07-07 14:00 | 47270.4743
2018-07-07 15:00 | 46380.4257
2018-07-07 16:00 | 45184.7037
2018-07-07 17:00 | 44381.5622
2018-07-07 18:00 | 44827.086
2018-07-07 19:00 | 45315.5639
2018-07-07 20:00 | 44245.7074
2018-07-07 21:00 | 42072.0308
2018-07-07 22:00 | 42024.082
2018-07-07 23:00 | 46949.8171
2018-07-08 | 45584.2766
2018-07-08 01:00 | 40194.0381
2018-07-08 02:00 | 38664.6728
2018-07-08 03:00 | 36187.3207
2018-07-08 04:00 | 34408.2223
2018-07-08 05:00 | 33692.9868
2018-07-08 06:00 | 33014.7118
2018-07-08 07:00 | 33173.542
2018-07-08 08:00 | 34991.5988
2018-07-08 09:00 | 37919.4693
2018-07-08 10:00 | 40671.5277
2018-07-08 11:00 | 42567.5012
2018-07-08 12:00 | 44162.796
2018-07-08 13:00 | 45834.0097
2018-07-08 14:00 | 43277.742
2018-07-08 15:00 | 42407.672
2018-07-08 16:00 | 41363.7878
2018-07-08 17:00 | 40919.2629
2018-07-08 18:00 | 41505.6362
2018-07-08 19:00 | 42785.2684
2018-07-08 20:00 | 43318.6982
2018-07-08 21:00 | 42565.5033
2018-07-08 22:00 | 42855.1937
2018-07-08 23:00 | 47198.5512
2018-07-09 | 45238.6461
2018-07-09 01:00 | 39895.3573
2018-07-09 02:00 | 38420.9333
2018-07-09 03:00 | 36403.0901
2018-07-09 04:00 | 35233.3404
2018-07-09 05:00 | 35930.5951
2018-07-09 06:00 | 38314.0475
2018-07-09 07:00 | 42131.9667
2018-07-09 08:00 | 46618.1716
2018-07-09 09:00 | 50211.331
2018-07-09 10:00 | 52425.9638
2018-07-09 11:00 | 53923.3633
2018-07-09 12:00 | 55348.8397
2018-07-09 13:00 | 56035.1061
2018-07-09 14:00 | 55488.6902
2018-07-09 15:00 | 54942.2742
2018-07-09 16:00 | 53844.4477
2018-07-09 17:00 | 52555.825
2018-07-09 18:00 | 51914.5105
2018-07-09 19:00 | 52403.9873
2018-07-09 20:00 | 51194.2803
2018-07-09 21:00 | 48052.6383
2018-07-09 22:00 | 47210.5384
2018-07-09 23:00 | 51185.2899
2018-07-10 | 48630.0212
2018-07-10 01:00 | 42926.1179
2018-07-10 02:00 | 41700.4279
2018-07-10 03:00 | 39708.557
2018-07-10 04:00 | 38370.9867
2018-07-10 05:00 | 38580.7624
2018-07-10 06:00 | 40425.7904
2018-07-10 07:00 | 43796.1879
2018-07-10 08:00 | 48150.5337
2018-07-10 09:00 | 51359.1041
2018-07-10 10:00 | 53312.0167
2018-07-10 11:00 | 54597.6426
2018-07-10 12:00 | 55973.1723
2018-07-10 13:00 | 56370.7474
2018-07-10 14:00 | 55569.6037
2018-07-10 15:00 | 55251.9432
2018-07-10 16:00 | 54007.2736
2018-07-10 17:00 | 52585.793
2018-07-10 18:00 | 52089.3236
2018-07-10 19:00 | 52676.6958
2018-07-10 20:00 | 50587.9284
2018-07-10 21:00 | 46882.8886
2018-07-10 22:00 | 45416.456
2018-07-10 23:00 | 50926.5665
2018-07-11 | 48587.0671
2018-07-11 01:00 | 42897.1488
2018-07-11 02:00 | 41688.4408
2018-07-11 03:00 | 39573.7011
2018-07-11 04:00 | 38197.1724
2018-07-11 05:00 | 38349.0102
2018-07-11 06:00 | 39956.2922
2018-07-11 07:00 | 43294.7239
2018-07-11 08:00 | 47614.107
2018-07-11 09:00 | 50706.8014
2018-07-11 10:00 | 52560.8197
2018-07-11 11:00 | 53679.6238
2018-07-11 12:00 | 54900.3191
2018-07-11 13:00 | 55256.9379
2018-07-11 14:00 | 54312.9469
2018-07-11 15:00 | 53764.5331
2018-07-11 16:00 | 52583.7951
2018-07-11 17:00 | 51263.2066
2018-07-11 18:00 | 51026.4597
2018-07-11 19:00 | 51766.6685
2018-07-11 20:00 | 50784.7181
2018-07-11 21:00 | 47373.3644
2018-07-11 22:00 | 46765.0146
2018-07-11 23:00 | 51071.4116
2018-07-12 | 48474.1877
2018-07-12 01:00 | 42930.1136
2018-07-12 02:00 | 41696.4322
2018-07-12 03:00 | 39486.794
2018-07-12 04:00 | 38344.0155
2018-07-12 05:00 | 38478.8714
2018-07-12 06:00 | 40391.8267
2018-07-12 07:00 | 43704.2861
2018-07-12 08:00 | 47873.8294
2018-07-12 09:00 | 50921.5718
2018-07-12 10:00 | 52682.6894
2018-07-12 11:00 | 54030.2491
2018-07-12 12:00 | 55312.8781
2018-07-12 13:00 | 55645.5226
2018-07-12 14:00 | 55093.113
2018-07-12 15:00 | 54260.0035
2018-07-12 16:00 | 53447.8715
2018-07-12 17:00 | 52066.3482
2018-07-12 18:00 | 51442.0155
2018-07-12 19:00 | 52129.2809
2018-07-12 20:00 | 50556.9615
2018-07-12 21:00 | 47337.4028
2018-07-12 22:00 | 47013.7487
2018-07-12 23:00 | 51053.4309
2018-07-13 | 48996.6293
2018-07-13 01:00 | 43215.8082
2018-07-13 02:00 | 42033.0724
2018-07-13 03:00 | 39815.4427
2018-07-13 04:00 | 38408.9461
2018-07-13 05:00 | 38633.7059
2018-07-13 06:00 | 40488.7231
2018-07-13 07:00 | 43532.4697
2018-07-13 08:00 | 47892.8091
2018-07-13 09:00 | 51159.3177
2018-07-13 10:00 | 53073.2719
2018-07-13 11:00 | 54364.8914
2018-07-13 12:00 | 55480.6987
2018-07-13 13:00 | 56299.8232
2018-07-13 14:00 | 55041.1685
2018-07-13 15:00 | 54335.9223
2018-07-13 16:00 | 53182.1556
2018-07-13 17:00 | 51628.8159
2018-07-13 18:00 | 51257.2131
2018-07-13 19:00 | 51274.1949
2018-07-13 20:00 | 49492.0997
2018-07-13 21:00 | 46387.4182
2018-07-13 22:00 | 46052.7759
2018-07-13 23:00 | 49773.7986
2018-07-14 | 47854.8497
2018-07-14 01:00 | 42491.5823
2018-07-14 02:00 | 40663.5362
2018-07-14 03:00 | 37998.3849
2018-07-14 04:00 | 36125.3869
2018-07-14 05:00 | 35483.0735
2018-07-14 06:00 | 35184.3927
2018-07-14 07:00 | 35390.1727
2018-07-14 08:00 | 37479.9391
2018-07-14 09:00 | 40336.8854
2018-07-14 10:00 | 42974.0666
2018-07-14 11:00 | 44776.1404
2018-07-14 12:00 | 46393.4118
2018-07-14 13:00 | 48320.3522
2018-07-14 14:00 | 46408.3958
2018-07-14 15:00 | 45276.6055
2018-07-14 16:00 | 44342.6038
2018-07-14 17:00 | 43661.332
2018-07-14 18:00 | 43813.1697
2018-07-14 19:00 | 44423.5173
2018-07-14 20:00 | 43797.1868
2018-07-14 21:00 | 41933.1792
2018-07-14 22:00 | 42007.1002
2018-07-14 23:00 | 46316.494
2018-07-15 | 45078.8169
2018-07-15 01:00 | 40050.1918
2018-07-15 02:00 | 38473.8767
2018-07-15 03:00 | 36076.4392
2018-07-15 04:00 | 34390.2415
2018-07-15 05:00 | 33649.0338
2018-07-15 06:00 | 33286.4214
2018-07-15 07:00 | 33138.5794
2018-07-15 08:00 | 34717.8913
2018-07-15 09:00 | 37529.8857
2018-07-15 10:00 | 40398.8192
2018-07-15 11:00 | 42448.6282
2018-07-15 12:00 | 44462.4757
2018-07-15 13:00 | 46325.4844
2018-07-15 14:00 | 44012.9562
2018-07-15 15:00 | 42917.1275
2018-07-15 16:00 | 42192.9016
2018-07-15 17:00 | 40922.2597
2018-07-15 18:00 | 40798.3921
2018-07-15 19:00 | 40313.9099
2018-07-15 20:00 | 41329.8241
2018-07-15 21:00 | 41101.0686
2018-07-15 22:00 | 42401.6784
2018-07-15 23:00 | 46672.1139
2018-07-16 | 44883.0262
2018-07-16 01:00 | 39502.7769
2018-07-16 02:00 | 38075.3027
2018-07-16 03:00 | 36223.2823
2018-07-16 04:00 | 35146.4333
2018-07-16 05:00 | 35644.9005
2018-07-16 06:00 | 37937.4501
2018-07-16 07:00 | 41322.8315
2018-07-16 08:00 | 45360.5158
2018-07-16 09:00 | 48910.7211
2018-07-16 10:00 | 51197.2771
2018-07-16 11:00 | 52709.6606
2018-07-16 12:00 | 53870.4199
2018-07-16 13:00 | 54528.7163
2018-07-16 14:00 | 53775.5213
2018-07-16 15:00 | 53156.1833
2018-07-16 16:00 | 52278.1218
2018-07-16 17:00 | 51045.4394
2018-07-16 18:00 | 50568.9487
2018-07-16 19:00 | 50844.654
2018-07-16 20:00 | 49421.1755
2018-07-16 21:00 | 46474.3253
2018-07-16 22:00 | 46446.3552
2018-07-16 23:00 | 50025.5296
2018-07-17 | 47619.1017
2018-07-17 01:00 | 42160.9357
2018-07-17 02:00 | 40888.296
2018-07-17 03:00 | 38795.5329
2018-07-17 04:00 | 37812.5835
2018-07-17 05:00 | 38152.2205
2018-07-17 06:00 | 39981.2655
2018-07-17 07:00 | 42919.1253
2018-07-17 08:00 | 47162.5896
2018-07-17 09:00 | 50230.3107
2018-07-17 10:00 | 52382.0108
2018-07-17 11:00 | 53617.69
2018-07-17 12:00 | 55018.1931
2018-07-17 13:00 | 55277.9155
2018-07-17 14:00 | 54633.6042
2018-07-17 15:00 | 54309.9501
2018-07-17 16:00 | 53061.2847
2018-07-17 17:00 | 52159.2489
2018-07-17 18:00 | 51245.2259
2018-07-17 19:00 | 51913.5116
2018-07-17 20:00 | 50492.0309
2018-07-17 21:00 | 47343.3964
2018-07-17 22:00 | 47147.6057
2018-07-17 23:00 | 50685.8238
2018-07-18 | 48533.1247
2018-07-18 01:00 | 42851.1979
2018-07-18 02:00 | 41459.6853
2018-07-18 03:00 | 39478.8026
2018-07-18 04:00 | 38153.2194
2018-07-18 05:00 | 38372.9845
2018-07-18 06:00 | 40225.005
2018-07-18 07:00 | 43234.7879
2018-07-18 08:00 | 47305.437
2018-07-18 09:00 | 50405.1238
2018-07-18 10:00 | 52819.5431
2018-07-18 11:00 | 54232.0334
2018-07-18 12:00 | 55854.2994
2018-07-18 13:00 | 56115.0207
2018-07-18 14:00 | 55367.8194
2018-07-18 15:00 | 54522.7227
2018-07-18 16:00 | 53809.485
2018-07-18 17:00 | 52601.7759
2018-07-18 18:00 | 51895.5308
2018-07-18 19:00 | 52600.777
2018-07-18 20:00 | 50874.622
2018-07-18 21:00 | 47495.2341
2018-07-18 22:00 | 47350.3889
2018-07-18 23:00 | 51047.4373
2018-07-19 | 48894.7382
2018-07-19 01:00 | 43178.8477
2018-07-19 02:00 | 41828.2913
2018-07-19 03:00 | 39519.7588
2018-07-19 04:00 | 38254.1116
2018-07-19 05:00 | 38638.7005
2018-07-19 06:00 | 40220.0103
2018-07-19 07:00 | 43477.5285
2018-07-19 08:00 | 47460.2715
2018-07-19 09:00 | 50745.7597
2018-07-19 10:00 | 52989.3616
2018-07-19 11:00 | 54885.3351
2018-07-19 12:00 | 56024.1179
2018-07-19 13:00 | 56555.5499
2018-07-19 14:00 | 56071.0677
2018-07-19 15:00 | 55467.7126
2018-07-19 16:00 | 54388.8657
2018-07-19 17:00 | 52950.4033
2018-07-19 18:00 | 52342.0535
2018-07-19 19:00 | 52844.5164
2018-07-19 20:00 | 51196.2782
2018-07-19 21:00 | 47903.7974
2018-07-19 22:00 | 47509.2191
2018-07-19 23:00 | 51063.4202
2018-07-20 | 48540.1173
2018-07-20 01:00 | 43100.931
2018-07-20 02:00 | 41876.24
2018-07-20 03:00 | 39866.3883
2018-07-20 04:00 | 38438.9141
2018-07-20 05:00 | 38547.7977
2018-07-20 06:00 | 40431.784
2018-07-20 07:00 | 43336.679
2018-07-20 08:00 | 47212.5363
2018-07-20 09:00 | 50325.2092
2018-07-20 10:00 | 52655.7182
2018-07-20 11:00 | 53701.6003
2018-07-20 12:00 | 54875.3458
2018-07-20 13:00 | 55311.8792
2018-07-20 14:00 | 53991.2907
2018-07-20 15:00 | 53356.9687
2018-07-20 16:00 | 52140.2692
2018-07-20 17:00 | 50603.9113
2018-07-20 18:00 | 50324.2103
2018-07-20 19:00 | 50400.1292
2018-07-20 20:00 | 48659.9891
2018-07-20 21:00 | 45582.2788
2018-07-20 22:00 | 45515.3503
2018-07-20 23:00 | 48912.719
2018-07-21 | 46752.0285
2018-07-21 01:00 | 41394.7547
2018-07-21 02:00 | 39929.321
2018-07-21 03:00 | 37433.9882
2018-07-21 04:00 | 35774.7617
2018-07-21 05:00 | 35431.129
2018-07-21 06:00 | 35762.7745
2018-07-21 07:00 | 36142.3688
2018-07-21 08:00 | 38230.1372
2018-07-21 09:00 | 41173.9906
2018-07-21 10:00 | 43720.269
2018-07-21 11:00 | 45061.8351
2018-07-21 12:00 | 46338.4705
2018-07-21 13:00 | 47814.8924
2018-07-21 14:00 | 45599.2606
2018-07-21 15:00 | 44728.1917
2018-07-21 16:00 | 43568.4313
2018-07-21 17:00 | 42731.3261
2018-07-21 18:00 | 42887.1595
2018-07-21 19:00 | 43575.4238
2018-07-21 20:00 | 42831.2193
2018-07-21 21:00 | 40819.3697
2018-07-21 22:00 | 41589.5465
2018-07-21 23:00 | 45522.3428
2018-07-22 | 44209.7458
2018-07-22 01:00 | 39211.0887
2018-07-22 02:00 | 37839.5547
2018-07-22 03:00 | 35487.0692
2018-07-22 04:00 | 33882.7839
2018-07-22 05:00 | 33318.3872
2018-07-22 06:00 | 32994.7331
2018-07-22 07:00 | 32822.9168
2018-07-22 08:00 | 34362.2714
2018-07-22 09:00 | 37081.3651
2018-07-22 10:00 | 39605.667
2018-07-22 11:00 | 41547.5913
2018-07-22 12:00 | 43117.9129
2018-07-22 13:00 | 44578.3518
2018-07-22 14:00 | 41945.1664
2018-07-22 15:00 | 40980.1978
2018-07-22 16:00 | 39935.3146
2018-07-22 17:00 | 39393.8933
2018-07-22 18:00 | 39858.3968
2018-07-22 19:00 | 41379.7707
2018-07-22 20:00 | 41994.114
2018-07-22 21:00 | 41152.0141
2018-07-22 22:00 | 41837.2817
2018-07-22 23:00 | 45941.8944
2018-07-23 | 44003.9658
2018-07-23 01:00 | 39012.3012
2018-07-23 02:00 | 37740.6604
2018-07-23 03:00 | 35773.7627
2018-07-23 04:00 | 34690.9202
2018-07-23 05:00 | 35395.1674
2018-07-23 06:00 | 38152.2205
2018-07-23 07:00 | 41037.1369
2018-07-23 08:00 | 45057.8393
2018-07-23 09:00 | 48776.8642
2018-07-23 10:00 | 51368.0945
2018-07-23 11:00 | 52767.5987
2018-07-23 12:00 | 54175.0942
2018-07-23 13:00 | 54948.2678
2018-07-23 14:00 | 54514.7312
2018-07-23 15:00 | 53925.3612
2018-07-23 16:00 | 52888.4695
2018-07-23 17:00 | 51611.834
2018-07-23 18:00 | 51229.2429
2018-07-23 19:00 | 51811.6205
2018-07-23 20:00 | 50528.9914
2018-07-23 21:00 | 47416.3184
2018-07-23 22:00 | 47424.3099
2018-07-23 23:00 | 50822.6775
2018-07-24 | 48530.1279
2018-07-24 01:00 | 42800.2524
2018-07-24 02:00 | 41323.8305
2018-07-24 03:00 | 39269.0268
2018-07-24 04:00 | 37940.4469
2018-07-24 05:00 | 38123.2515
2018-07-24 06:00 | 40166.068
2018-07-24 07:00 | 42778.2759
2018-07-24 08:00 | 46909.8598
2018-07-24 09:00 | 50341.1922
2018-07-24 10:00 | 52558.8218
2018-07-24 11:00 | 54191.0772
2018-07-24 12:00 | 55860.293
2018-07-24 13:00 | 56338.7816
2018-07-24 14:00 | 55936.2118
2018-07-24 15:00 | 55423.7596
2018-07-24 16:00 | 54263.0003
2018-07-24 17:00 | 53063.2826
2018-07-24 18:00 | 52393.998
2018-07-24 19:00 | 52816.5463
2018-07-24 20:00 | 51077.4052
2018-07-24 21:00 | 47934.7643
2018-07-24 22:00 | 48083.6052
2018-07-24 23:00 | 51354.1095
2018-07-25 | 48866.7681
2018-07-25 01:00 | 43319.6972
2018-07-25 02:00 | 41967.1429
2018-07-25 03:00 | 39801.4577
2018-07-25 04:00 | 38702.6322
2018-07-25 05:00 | 38835.4902
2018-07-25 06:00 | 40998.1786
2018-07-25 07:00 | 43417.5925
2018-07-25 08:00 | 47360.3782
2018-07-25 09:00 | 50709.7982
2018-07-25 10:00 | 53509.8053
2018-07-25 11:00 | 54937.2796
2018-07-25 12:00 | 56574.5296
2018-07-25 13:00 | 57055.016
2018-07-25 14:00 | 56399.7164
2018-07-25 15:00 | 56013.1296
2018-07-25 16:00 | 55028.1824
2018-07-25 17:00 | 54085.1903
2018-07-25 18:00 | 53332.9943
2018-07-25 19:00 | 53590.7189
2018-07-25 20:00 | 51836.5938
2018-07-25 21:00 | 48787.8525
2018-07-25 22:00 | 48918.7126
2018-07-25 23:00 | 52083.33
2018-07-26 | 49409.1883
2018-07-26 01:00 | 44006.9626
2018-07-26 02:00 | 42576.4916
2018-07-26 03:00 | 40524.6847
2018-07-26 04:00 | 39129.1763
2018-07-26 05:00 | 39230.0684
2018-07-26 06:00 | 41370.7803
2018-07-26 07:00 | 43805.1783
2018-07-26 08:00 | 47719.9939
2018-07-26 09:00 | 51182.2931
2018-07-26 10:00 | 53807.4872
2018-07-26 11:00 | 55688.4766
2018-07-26 12:00 | 57094.9733
2018-07-26 13:00 | 57585.449
2018-07-26 14:00 | 56986.0897
2018-07-26 15:00 | 56410.7047
2018-07-26 16:00 | 55459.7211
2018-07-26 17:00 | 54512.7333
2018-07-26 18:00 | 53487.8288
2018-07-26 19:00 | 53697.6046
2018-07-26 20:00 | 52085.3279
2018-07-26 21:00 | 48825.8119
2018-07-26 22:00 | 49134.482
2018-07-26 23:00 | 52113.298
2018-07-27 | 49561.026
2018-07-27 01:00 | 43889.0886
2018-07-27 02:00 | 42436.641
2018-07-27 03:00 | 40369.8502
2018-07-27 04:00 | 38993.3215
2018-07-27 05:00 | 39095.2126
2018-07-27 06:00 | 41289.8668
2018-07-27 07:00 | 43866.1131
2018-07-27 08:00 | 47564.1604
2018-07-27 09:00 | 51110.37
2018-07-27 10:00 | 53569.7413
2018-07-27 11:00 | 55113.0916
2018-07-27 12:00 | 56261.8638
2018-07-27 13:00 | 56615.4858
2018-07-27 14:00 | 55565.608
2018-07-27 15:00 | 54920.2977
2018-07-27 16:00 | 53743.5555
2018-07-27 17:00 | 52320.077
2018-07-27 18:00 | 51442.0155
2018-07-27 19:00 | 50779.7234
2018-07-27 20:00 | 49054.5674
2018-07-27 21:00 | 46268.5453
2018-07-27 22:00 | 46865.9068
2018-07-27 23:00 | 49829.7388
2018-07-28 | 47643.0761
2018-07-28 01:00 | 41959.1514
2018-07-28 02:00 | 40439.7754
2018-07-28 03:00 | 38156.2162
2018-07-28 04:00 | 36504.9812
2018-07-28 05:00 | 36045.4723
2018-07-28 06:00 | 36521.963
2018-07-28 07:00 | 36615.8627
2018-07-28 08:00 | 38467.8831
2018-07-28 09:00 | 41351.8006
2018-07-28 10:00 | 43860.1195
2018-07-28 11:00 | 45253.6301
2018-07-28 12:00 | 46356.4513
2018-07-28 13:00 | 47709.0056
2018-07-28 14:00 | 45711.141
2018-07-28 15:00 | 44852.0593
2018-07-28 16:00 | 43782.2028
2018-07-28 17:00 | 43140.8883
2018-07-28 18:00 | 43398.6128
2018-07-28 19:00 | 43908.0683
2018-07-28 20:00 | 42999.0399
2018-07-28 21:00 | 41166.9981
2018-07-28 22:00 | 42030.0756
2018-07-28 23:00 | 45668.187
2018-07-29 | 43986.9839
2018-07-29 01:00 | 39025.2873
2018-07-29 02:00 | 37632.7757
2018-07-29 03:00 | 35444.1151
2018-07-29 04:00 | 33987.6718
2018-07-29 05:00 | 33492.2014
2018-07-29 06:00 | 33526.1651
2018-07-29 07:00 | 33132.5858
2018-07-29 08:00 | 34601.0162
2018-07-29 09:00 | 37180.2594
2018-07-29 10:00 | 39520.7577
2018-07-29 11:00 | 41447.6981
2018-07-29 12:00 | 43103.9278
2018-07-29 13:00 | 44802.1127
2018-07-29 14:00 | 42510.562
2018-07-29 15:00 | 41519.6212
2018-07-29 16:00 | 40682.516
2018-07-29 17:00 | 40263.9633
2018-07-29 18:00 | 40499.7114
2018-07-29 19:00 | 41957.1535
2018-07-29 20:00 | 42429.6485
2018-07-29 21:00 | 41568.5689
2018-07-29 22:00 | 42854.1947
2018-07-29 23:00 | 46146.6755
2018-07-30 | 44095.8676
2018-07-30 01:00 | 39100.2072
2018-07-30 02:00 | 37859.5333
2018-07-30 03:00 | 35914.6122
2018-07-30 04:00 | 34820.7813
2018-07-30 05:00 | 35290.2795
2018-07-30 06:00 | 37615.7939
2018-07-30 07:00 | 39944.305
2018-07-30 08:00 | 43688.3032
2018-07-30 09:00 | 47262.4829
2018-07-30 10:00 | 49675.9033
2018-07-30 11:00 | 51273.196
2018-07-30 12:00 | 52898.4588
2018-07-30 13:00 | 53765.532
2018-07-30 14:00 | 52949.4043
2018-07-30 15:00 | 52234.1688
2018-07-30 16:00 | 51374.0881
2018-07-30 17:00 | 50295.2413
2018-07-30 18:00 | 49744.8296
2018-07-30 19:00 | 50198.3448
2018-07-30 20:00 | 49210.4008
2018-07-30 21:00 | 46515.2815
2018-07-30 22:00 | 46904.8651
2018-07-30 23:00 | 49841.726
2018-07-31 | 47411.3238
2018-07-31 01:00 | 41979.1301
2018-07-31 02:00 | 40698.4989
2018-07-31 03:00 | 38685.6503
2018-07-31 04:00 | 37373.0533
2018-07-31 05:00 | 37585.8259
2018-07-31 06:00 | 39489.7908
2018-07-31 07:00 | 41638.4941
2018-07-31 08:00 | 45357.519
2018-07-31 09:00 | 48838.798
2018-07-31 10:00 | 51324.1415
2018-07-31 11:00 | 52694.6766
2018-07-31 12:00 | 54236.0291
2018-07-31 13:00 | 54892.3276
2018-07-31 14:00 | 53936.3494
2018-07-31 15:00 | 53302.0274
2018-07-31 16:00 | 52363.0311
2018-07-31 17:00 | 51238.2333
2018-07-31 18:00 | 50641.8708
2018-07-31 19:00 | 50917.5761
2018-07-31 20:00 | 49558.0292
2018-07-31 21:00 | 46845.9281
2018-07-31 22:00 | 47258.4871
2018-07-31 23:00 | 50158.3875
2018-08-01 | 47501.2277
2018-08-01 01:00 | 42194.8994
2018-08-01 02:00 | 40870.3152
2018-08-01 03:00 | 38766.5638
2018-08-01 04:00 | 37539.875
2018-08-01 05:00 | 37594.8163
2018-08-01 06:00 | 39522.7556
2018-08-01 07:00 | 41629.5038
2018-08-01 08:00 | 45251.6322
2018-08-01 09:00 | 48616.0361
2018-08-01 10:00 | 50896.5985
2018-08-01 11:00 | 52665.7076
2018-08-01 12:00 | 54103.1711
2018-08-01 13:00 | 54891.3287
2018-08-01 14:00 | 54065.2117
2018-08-01 15:00 | 53395.9271
2018-08-01 16:00 | 52457.9297
2018-08-01 17:00 | 51484.9696
2018-08-01 18:00 | 50983.5056
2018-08-01 19:00 | 51295.1725
2018-08-01 20:00 | 49877.6876
2018-08-01 21:00 | 47098.658
2018-08-01 22:00 | 47652.0665
2018-08-01 23:00 | 50476.048
2018-08-02 | 47840.8647
2018-08-02 01:00 | 42326.7585
2018-08-02 02:00 | 41034.1401
2018-08-02 03:00 | 38810.5169
2018-08-02 04:00 | 37437.9839
2018-08-02 05:00 | 37599.8109
2018-08-02 06:00 | 39655.6136
2018-08-02 07:00 | 41696.4322
2018-08-02 08:00 | 45176.7123
2018-08-02 09:00 | 48626.0254
2018-08-02 10:00 | 51043.4415
2018-08-02 11:00 | 52758.6083
2018-08-02 12:00 | 54460.7889
2018-08-02 13:00 | 55436.7457
2018-08-02 14:00 | 54573.6682
2018-08-02 15:00 | 54121.1519
2018-08-02 16:00 | 53141.1993
2018-08-02 17:00 | 52261.14
2018-08-02 18:00 | 51775.6589
2018-08-02 19:00 | 51902.5233
2018-08-02 20:00 | 50480.0437
2018-08-02 21:00 | 47598.1241
2018-08-02 22:00 | 48164.5187
2018-08-02 23:00 | 50740.7651
2018-08-03 | 48379.2892
2018-08-03 01:00 | 42776.278
2018-08-03 02:00 | 41410.7376
2018-08-03 03:00 | 39096.2115
2018-08-03 04:00 | 37776.622
2018-08-03 05:00 | 38059.3198
2018-08-03 06:00 | 39939.3103
2018-08-03 07:00 | 41883.2326
2018-08-03 08:00 | 45381.4934
2018-08-03 09:00 | 48901.7307
2018-08-03 10:00 | 51542.9077
2018-08-03 11:00 | 53232.1022
2018-08-03 12:00 | 54543.7002
2018-08-03 13:00 | 55424.7585
2018-08-03 14:00 | 54350.9063
2018-08-03 15:00 | 53755.5427
2018-08-03 16:00 | 52395.9959
2018-08-03 17:00 | 51262.2077
2018-08-03 18:00 | 50802.6989
2018-08-03 19:00 | 50641.8708
2018-08-03 20:00 | 48816.8215
2018-08-03 21:00 | 46498.2997
2018-08-03 22:00 | 47180.5704
2018-08-03 23:00 | 49679.899
2018-08-04 | 47210.5384
2018-08-04 01:00 | 41784.3383
2018-08-04 02:00 | 40288.9366
2018-08-04 03:00 | 37949.4372
2018-08-04 04:00 | 36442.0484
2018-08-04 05:00 | 35816.7168
2018-08-04 06:00 | 36305.1947
2018-08-04 07:00 | 36189.3186
2018-08-04 08:00 | 38344.0155
2018-08-04 09:00 | 41399.7493
2018-08-04 10:00 | 44174.7832
2018-08-04 11:00 | 45866.9745
2018-08-04 12:00 | 47541.185
2018-08-04 13:00 | 49432.1638
2018-08-04 14:00 | 47812.8946
2018-08-04 15:00 | 47112.643
2018-08-04 16:00 | 46277.5356
2018-08-04 17:00 | 45560.3023
2018-08-04 18:00 | 45418.4539
2018-08-04 19:00 | 45872.9681
2018-08-04 20:00 | 44965.9376
2018-08-04 21:00 | 43127.9022
2018-08-04 22:00 | 44197.7586
2018-08-04 23:00 | 47212.5363
2018-08-05 | 45036.8618
2018-08-05 01:00 | 40013.2313
2018-08-05 02:00 | 38712.6215
2018-08-05 03:00 | 36334.1638
2018-08-05 04:00 | 34835.7653
2018-08-05 05:00 | 34150.4978
2018-08-05 06:00 | 34275.3643
2018-08-05 07:00 | 33497.1961
2018-08-05 08:00 | 35010.5785
2018-08-05 09:00 | 37585.8259
2018-08-05 10:00 | 40060.1811
2018-08-05 11:00 | 41987.1215
2018-08-05 12:00 | 43642.3523
2018-08-05 13:00 | 45495.3717
2018-08-05 14:00 | 43450.5573
2018-08-05 15:00 | 42788.2652
2018-08-05 16:00 | 41984.1247
2018-08-05 17:00 | 41648.4835
2018-08-05 18:00 | 42125.9731
2018-08-05 19:00 | 43120.9096
2018-08-05 20:00 | 43244.7773
2018-08-05 21:00 | 42472.6026
2018-08-05 22:00 | 43715.2744
2018-08-05 23:00 | 46318.4919
2018-08-06 | 43894.0832
2018-08-06 01:00 | 38977.3386
2018-08-06 02:00 | 37771.6273
2018-08-06 03:00 | 35844.6869
2018-08-06 04:00 | 34725.8828
2018-08-06 05:00 | 35002.587
2018-08-06 06:00 | 37103.3416
2018-08-06 07:00 | 38637.7016
2018-08-06 08:00 | 41910.2037
2018-08-06 09:00 | 45386.4881
2018-08-06 10:00 | 48204.476
2018-08-06 11:00 | 49900.663
2018-08-06 12:00 | 51897.5286
2018-08-06 13:00 | 53230.1043
2018-08-06 14:00 | 52494.8901
2018-08-06 15:00 | 51845.5842
2018-08-06 16:00 | 50881.6145
2018-08-06 17:00 | 49943.6171
2018-08-06 18:00 | 49272.3346
2018-08-06 19:00 | 49605.978
2018-08-06 20:00 | 48386.2817
2018-08-06 21:00 | 46044.7844
2018-08-06 22:00 | 46471.3285
2018-08-06 23:00 | 48733.9101
2018-08-07 | 46220.5965
2018-08-07 01:00 | 40938.2426
2018-08-07 02:00 | 39754.5079
2018-08-07 03:00 | 37602.8077
2018-08-07 04:00 | 36525.9587
2018-08-07 05:00 | 36607.8712
2018-08-07 06:00 | 38490.8585
2018-08-07 07:00 | 39894.3584
2018-08-07 08:00 | 43109.9214
2018-08-07 09:00 | 46407.3968
2018-08-07 10:00 | 48925.7051
2018-08-07 11:00 | 50662.8483
2018-08-07 12:00 | 52259.1421
2018-08-07 13:00 | 53498.8171
2018-08-07 14:00 | 52372.0215
2018-08-07 15:00 | 51693.7465
2018-08-07 16:00 | 50496.0267
2018-08-07 17:00 | 49569.0175
2018-08-07 18:00 | 49078.5418
2018-08-07 19:00 | 49177.4361
2018-08-07 20:00 | 47771.9383
2018-08-07 21:00 | 45383.4913
2018-08-07 22:00 | 45596.2638
2018-08-07 23:00 | 47719.9939
2018-08-08 | 45380.4945
2018-08-08 01:00 | 40346.8747
2018-08-08 02:00 | 39236.062
2018-08-08 03:00 | 37185.2541
2018-08-08 04:00 | 36027.4915
2018-08-08 05:00 | 36075.4403
2018-08-08 06:00 | 37814.5814
2018-08-08 07:00 | 39468.8132
2018-08-08 08:00 | 42450.6261
2018-08-08 09:00 | 45495.3717
2018-08-08 10:00 | 47639.0803
2018-08-08 11:00 | 48788.8514
2018-08-08 12:00 | 50166.379
2018-08-08 13:00 | 50986.5024
2018-08-08 14:00 | 49776.7954
2018-08-08 15:00 | 49285.3207
2018-08-08 16:00 | 48383.2849
2018-08-08 17:00 | 47545.1807
2018-08-08 18:00 | 47245.501
2018-08-08 19:00 | 47793.9148
2018-08-08 20:00 | 46498.2997
2018-08-08 21:00 | 44152.8067
2018-08-08 22:00 | 44832.0806
2018-08-08 23:00 | 47110.6452
2018-08-09 | 44825.0881
2018-08-09 01:00 | 39764.4972
2018-08-09 02:00 | 38633.7059
2018-08-09 03:00 | 36478.01
2018-08-09 04:00 | 35339.2272
2018-08-09 05:00 | 35686.8556
2018-08-09 06:00 | 37489.9284
2018-08-09 07:00 | 39049.2617
2018-08-09 08:00 | 42228.8631
2018-08-09 09:00 | 45105.7881
2018-08-09 10:00 | 47260.485
2018-08-09 11:00 | 48312.3607
2018-08-09 12:00 | 49230.3795
2018-08-09 13:00 | 49643.9374
2018-08-09 14:00 | 47880.822
2018-08-09 15:00 | 46906.863
2018-08-09 16:00 | 45620.2382
2018-08-09 17:00 | 44808.1063
2018-08-09 18:00 | 44386.5568
2018-08-09 19:00 | 45107.7859
2018-08-09 20:00 | 44233.7202
2018-08-09 21:00 | 42138.9592
2018-08-09 22:00 | 42517.5546
2018-08-09 23:00 | 44955.9482
2018-08-10 | 42856.1926
2018-08-10 01:00 | 37900.4896
2018-08-10 02:00 | 36718.7527
2018-08-10 03:00 | 34831.7696
2018-08-10 04:00 | 33654.0284
2018-08-10 05:00 | 33848.8202
2018-08-10 06:00 | 35817.7158
2018-08-10 07:00 | 37485.9327
2018-08-10 08:00 | 40398.8192
2018-08-10 09:00 | 43309.7078
2018-08-10 10:00 | 45326.5521
2018-08-10 11:00 | 46448.3531
2018-08-10 12:00 | 47761.949
2018-08-10 13:00 | 48526.1322
2018-08-10 14:00 | 46889.8811
2018-08-10 15:00 | 45998.8335
2018-08-10 16:00 | 45072.8233
2018-08-10 17:00 | 44141.8184
2018-08-10 18:00 | 44156.8024
2018-08-10 19:00 | 44677.2461
2018-08-10 20:00 | 43610.3865
2018-08-10 21:00 | 41698.4301
2018-08-10 22:00 | 42624.4403
2018-08-10 23:00 | 45167.7219
2018-08-11 | 43058.9758
2018-08-11 01:00 | 37984.3999
2018-08-11 02:00 | 36670.8039
2018-08-11 03:00 | 34396.2351
2018-08-11 04:00 | 32931.8004
2018-08-11 05:00 | 32593.1624
2018-08-11 06:00 | 33333.3712
2018-08-11 07:00 | 33127.5911
2018-08-11 08:00 | 34861.7376
2018-08-11 09:00 | 37747.6529
2018-08-11 10:00 | 40222.0082
2018-08-11 11:00 | 41564.5732
2018-08-11 12:00 | 42780.2737
2018-08-11 13:00 | 44442.4971
2018-08-11 14:00 | 42542.5279
2018-08-11 15:00 | 41743.382
2018-08-11 16:00 | 40735.4594
2018-08-11 17:00 | 39953.2954
2018-08-11 18:00 | 40303.9206
2018-08-11 19:00 | 41118.0504
2018-08-11 20:00 | 40479.7327
2018-08-11 21:00 | 39093.2147
2018-08-11 22:00 | 40342.879
2018-08-11 23:00 | 43267.7527
2018-08-12 | 41645.4867
2018-08-12 01:00 | 36283.2182
2018-08-12 02:00 | 35044.5422
2018-08-12 03:00 | 32803.9371
2018-08-12 04:00 | 31340.5013
2018-08-12 05:00 | 30839.0373
2018-08-12 06:00 | 31129.7266
2018-08-12 07:00 | 30442.4612
2018-08-12 08:00 | 31894.9087
2018-08-12 09:00 | 34405.2255
2018-08-12 10:00 | 36832.631
2018-08-12 11:00 | 38648.6898
2018-08-12 12:00 | 40171.0626
2018-08-12 13:00 | 41901.2133
2018-08-12 14:00 | 39576.6979
2018-08-12 15:00 | 38674.6621
2018-08-12 16:00 | 37825.5696
2018-08-12 17:00 | 37220.2167
2018-08-12 18:00 | 37865.5269
2018-08-12 19:00 | 39255.0417
2018-08-12 20:00 | 39763.4983
2018-08-12 21:00 | 39154.1496
2018-08-12 22:00 | 40351.8694
2018-08-12 23:00 | 43077.9556
2018-08-13 | 41055.1177
2018-08-13 01:00 | 36234.2705
2018-08-13 02:00 | 35108.4738
2018-08-13 03:00 | 33164.5516
2018-08-13 04:00 | 32075.7154
2018-08-13 05:00 | 32426.3407
2018-08-13 06:00 | 34495.1294
2018-08-13 07:00 | 36069.4467
2018-08-13 08:00 | 38946.3717
2018-08-13 09:00 | 41964.1461
2018-08-13 10:00 | 44092.8708
2018-08-13 11:00 | 45363.5126
2018-08-13 12:00 | 46804.9719
2018-08-13 13:00 | 47716.9971
2018-08-13 14:00 | 46173.6467
2018-08-13 15:00 | 45605.2542
2018-08-13 16:00 | 44259.6924
2018-08-13 17:00 | 43460.5466
2018-08-13 18:00 | 43258.7623
2018-08-13 19:00 | 44316.6316
2018-08-13 20:00 | 43612.3843
2018-08-13 21:00 | 41595.5401
2018-08-13 22:00 | 42109.9902
2018-08-13 23:00 | 44474.4629
2018-08-14 | 42502.5706
2018-08-14 01:00 | 37497.9199
2018-08-14 02:00 | 36444.0463
2018-08-14 03:00 | 34473.1529
2018-08-14 04:00 | 33329.3755
2018-08-14 05:00 | 33452.2441
2018-08-14 06:00 | 35238.335
2018-08-14 07:00 | 36898.5605
2018-08-14 08:00 | 39715.5495
2018-08-14 09:00 | 42703.356
2018-08-14 10:00 | 44767.15
2018-08-14 11:00 | 45903.935
2018-08-14 12:00 | 47427.3067
2018-08-14 13:00 | 48331.3404
2018-08-14 14:00 | 46698.0861
2018-08-14 15:00 | 45884.9553
2018-08-14 16:00 | 44754.1639
2018-08-14 17:00 | 43872.1067
2018-08-14 18:00 | 43841.1398
2018-08-14 19:00 | 44516.418
2018-08-14 20:00 | 43523.4794
2018-08-14 21:00 | 41499.6426
2018-08-14 22:00 | 42198.8952
2018-08-14 23:00 | 44711.2098
2018-08-15 | 43015.0228
2018-08-15 01:00 | 37968.417
2018-08-15 02:00 | 36783.6833
2018-08-15 03:00 | 34529.0931
2018-08-15 04:00 | 33124.5943
2018-08-15 05:00 | 32580.1762
2018-08-15 06:00 | 33126.5922
2018-08-15 07:00 | 33006.7203
2018-08-15 08:00 | 34413.217
2018-08-15 09:00 | 36910.5477
2018-08-15 10:00 | 39256.0407
2018-08-15 11:00 | 40973.2053
2018-08-15 12:00 | 42179.9154
2018-08-15 13:00 | 43985.985
2018-08-15 14:00 | 41508.633
2018-08-15 15:00 | 40498.7124
2018-08-15 16:00 | 39601.6712
2018-08-15 17:00 | 39075.2339
2018-08-15 18:00 | 39552.7236
2018-08-15 19:00 | 40772.4199
2018-08-15 20:00 | 40875.3099
2018-08-15 21:00 | 39963.2847
2018-08-15 22:00 | 41192.9704
2018-08-15 23:00 | 43864.1153
2018-08-16 | 42135.9624
2018-08-16 01:00 | 37163.2775
2018-08-16 02:00 | 35923.6026
2018-08-16 03:00 | 34034.6216
2018-08-16 04:00 | 32891.8431
2018-08-16 05:00 | 33037.6872
2018-08-16 06:00 | 35058.5272
2018-08-16 07:00 | 36766.7014
2018-08-16 08:00 | 39512.7663
2018-08-16 09:00 | 42663.3987
2018-08-16 10:00 | 45043.8543
2018-08-16 11:00 | 46586.2057
2018-08-16 12:00 | 48226.4525
2018-08-16 13:00 | 49429.167
2018-08-16 14:00 | 48159.5241
2018-08-16 15:00 | 47466.2651
2018-08-16 16:00 | 46588.2036
2018-08-16 17:00 | 45560.3023
2018-08-16 18:00 | 45623.235
2018-08-16 19:00 | 46196.6221
2018-08-16 20:00 | 45160.7294
2018-08-16 21:00 | 43294.7239
2018-08-16 22:00 | 43433.5755
2018-08-16 23:00 | 45554.3087
2018-08-17 | 43548.4527
2018-08-17 01:00 | 38552.7923
2018-08-17 02:00 | 37498.9188
2018-08-17 03:00 | 35371.193
2018-08-17 04:00 | 33990.6686
2018-08-17 05:00 | 34084.5683
2018-08-17 06:00 | 35764.7724
2018-08-17 07:00 | 37327.1024
2018-08-17 08:00 | 40072.1683
2018-08-17 09:00 | 43077.9556
2018-08-17 10:00 | 45271.6108
2018-08-17 11:00 | 46528.2676
2018-08-17 12:00 | 47872.8305
2018-08-17 13:00 | 48840.7959
2018-08-17 14:00 | 46902.8673
2018-08-17 15:00 | 46013.8175
2018-08-17 16:00 | 44903.0048
2018-08-17 17:00 | 43898.079
2018-08-17 18:00 | 43979.9914
2018-08-17 19:00 | 44636.2899
2018-08-17 20:00 | 43666.3267
2018-08-17 21:00 | 42147.9496
2018-08-17 22:00 | 42587.4798
2018-08-17 23:00 | 45092.802
2018-08-18 | 43193.8317
2018-08-18 01:00 | 38212.1564
2018-08-18 02:00 | 36886.5733
2018-08-18 03:00 | 34572.0472
2018-08-18 04:00 | 33180.5345
2018-08-18 05:00 | 32801.9392
2018-08-18 06:00 | 33559.1299
2018-08-18 07:00 | 33595.0914
2018-08-18 08:00 | 35229.3447
2018-08-18 09:00 | 38003.3796
2018-08-18 10:00 | 40609.5939
2018-08-18 11:00 | 41869.2475
2018-08-18 12:00 | 43252.7687
2018-08-18 13:00 | 45052.8447
2018-08-18 14:00 | 42910.1349
2018-08-18 15:00 | 41988.1204
2018-08-18 16:00 | 41129.0387
2018-08-18 17:00 | 40355.8651
2018-08-18 18:00 | 40663.5362
2018-08-18 19:00 | 41442.7034
2018-08-18 20:00 | 40769.4231
2018-08-18 21:00 | 39719.5452
2018-08-18 22:00 | 40486.7252
2018-08-18 23:00 | 43408.6021
2018-08-19 | 41958.1525
2018-08-19 01:00 | 37295.1366
2018-08-19 02:00 | 35931.594
2018-08-19 03:00 | 33647.0359
2018-08-19 04:00 | 32108.6802
2018-08-19 05:00 | 31548.2792
2018-08-19 06:00 | 31827.9802
2018-08-19 07:00 | 31285.56
2018-08-19 08:00 | 32543.2158
2018-08-19 09:00 | 35064.5208
2018-08-19 10:00 | 37580.8312
2018-08-19 11:00 | 39347.9424
2018-08-19 12:00 | 41153.0131
2018-08-19 13:00 | 42838.2118
2018-08-19 14:00 | 40466.7466
2018-08-19 15:00 | 39462.8196
2018-08-19 16:00 | 38429.9237
2018-08-19 17:00 | 37926.4618
2018-08-19 18:00 | 38329.0315
2018-08-19 19:00 | 39891.3616
2018-08-19 20:00 | 40573.6323
2018-08-19 21:00 | 40557.6494
2018-08-19 22:00 | 41550.5881
2018-08-19 23:00 | 44269.6818
2018-08-20 | 42352.7307
2018-08-20 01:00 | 37360.0672
2018-08-20 02:00 | 36006.514
2018-08-20 03:00 | 33946.7156
2018-08-20 04:00 | 32904.8292
2018-08-20 05:00 | 33450.2463
2018-08-20 06:00 | 35811.7222
2018-08-20 07:00 | 38067.3113
2018-08-20 08:00 | 41377.7728
2018-08-20 09:00 | 44704.2173
2018-08-20 10:00 | 47121.6334
2018-08-20 11:00 | 48545.1119
2018-08-20 12:00 | 50250.2893
2018-08-20 13:00 | 51219.2536
2018-08-20 14:00 | 50088.4623
2018-08-20 15:00 | 49452.1424
2018-08-20 16:00 | 48466.1963
2018-08-20 17:00 | 47533.1935
2018-08-20 18:00 | 47109.6462
2018-08-20 19:00 | 47854.8497
2018-08-20 20:00 | 47116.6388
2018-08-20 21:00 | 45442.4283
2018-08-20 22:00 | 45105.7881
2018-08-20 23:00 | 47275.469
2018-08-21 | 45246.6375
2018-08-21 01:00 | 40168.0658
2018-08-21 02:00 | 38924.3951
2018-08-21 03:00 | 36915.5423
2018-08-21 04:00 | 35675.8674
2018-08-21 05:00 | 35732.8065
2018-08-21 06:00 | 37691.7127
2018-08-21 07:00 | 40249.9783
2018-08-21 08:00 | 43365.6481
2018-08-21 09:00 | 46515.2815
2018-08-21 10:00 | 48933.6966
2018-08-21 11:00 | 50338.1954
2018-08-21 12:00 | 51833.597
2018-08-21 13:00 | 52569.8101
2018-08-21 14:00 | 51216.2568
2018-08-21 15:00 | 50854.6433
2018-08-21 16:00 | 49799.7709
2018-08-21 17:00 | 48679.9678
2018-08-21 18:00 | 48544.113
2018-08-21 19:00 | 49201.4104
2018-08-21 20:00 | 47860.8433
2018-08-21 21:00 | 46093.7321
2018-08-21 22:00 | 45864.9766
2018-08-21 23:00 | 47898.8027
2018-08-22 | 45909.9286
2018-08-22 01:00 | 40753.4401
2018-08-22 02:00 | 39467.8143
2018-08-22 03:00 | 37262.1718
2018-08-22 04:00 | 36022.4969
2018-08-22 05:00 | 36166.3431
2018-08-22 06:00 | 38283.0806
2018-08-22 07:00 | 40396.8213
2018-08-22 08:00 | 43378.6342
2018-08-22 09:00 | 46748.0328
2018-08-22 10:00 | 49218.3923
2018-08-22 11:00 | 50853.6444
2018-08-22 12:00 | 52534.8474
2018-08-22 13:00 | 53528.7851
2018-08-22 14:00 | 52347.0482
2018-08-22 15:00 | 51654.7881
2018-08-22 16:00 | 50614.8996
2018-08-22 17:00 | 49685.8926
2018-08-22 18:00 | 49262.3453
2018-08-22 19:00 | 49857.7089
2018-08-22 20:00 | 48412.2539
2018-08-22 21:00 | 46588.2036
2018-08-22 22:00 | 46219.5976
2018-08-22 23:00 | 48160.523
2018-08-23 | 46029.8004
2018-08-23 01:00 | 40699.4978
2018-08-23 02:00 | 39677.5901
2018-08-23 03:00 | 37580.8312
2018-08-23 04:00 | 36300.2001
2018-08-23 05:00 | 36421.0709
2018-08-23 06:00 | 38550.7945
2018-08-23 07:00 | 40960.2191
2018-08-23 08:00 | 43775.2103
2018-08-23 09:00 | 47246.5
2018-08-23 10:00 | 49406.1915
2018-08-23 11:00 | 50619.8943
2018-08-23 12:00 | 52388.0044
2018-08-23 13:00 | 52897.4599
2018-08-23 14:00 | 52185.2211
2018-08-23 15:00 | 51607.8383
2018-08-23 16:00 | 50392.1377
2018-08-23 17:00 | 49083.5364
2018-08-23 18:00 | 48658.9902
2018-08-23 19:00 | 49166.4478
2018-08-23 20:00 | 47796.9116
2018-08-23 21:00 | 46374.4321
2018-08-23 22:00 | 45547.3162
2018-08-23 23:00 | 47727.9853
2018-08-24 | 45775.0727
2018-08-24 01:00 | 40601.6024
2018-08-24 02:00 | 39460.8218
2018-08-24 03:00 | 37378.048
2018-08-24 04:00 | 36142.3688
2018-08-24 05:00 | 36237.2673
2018-08-24 06:00 | 38453.898
2018-08-24 07:00 | 40772.4199
2018-08-24 08:00 | 43490.5146
2018-08-24 09:00 | 46569.2239
2018-08-24 10:00 | 48554.1023
2018-08-24 11:00 | 49564.0228
2018-08-24 12:00 | 50759.7448
2018-08-24 13:00 | 51351.1127
2018-08-24 14:00 | 49641.9396
2018-08-24 15:00 | 48650.9987
2018-08-24 16:00 | 47408.327
2018-08-24 17:00 | 46315.4951
2018-08-24 18:00 | 46081.7449
2018-08-24 19:00 | 46583.2089
2018-08-24 20:00 | 45281.6002
2018-08-24 21:00 | 44691.2312
2018-08-24 22:00 | 43972.9989
2018-08-24 23:00 | 46333.4759
2018-08-25 | 44619.3081
2018-08-25 01:00 | 39834.4225
2018-08-25 02:00 | 38251.1148
2018-08-25 03:00 | 35873.656
2018-08-25 04:00 | 34244.3974
2018-08-25 05:00 | 33706.9719
2018-08-25 06:00 | 34574.0451
2018-08-25 07:00 | 35060.5251
2018-08-25 08:00 | 36180.3282
2018-08-25 09:00 | 39024.2884
2018-08-25 10:00 | 41426.7205
2018-08-25 11:00 | 42686.3741
2018-08-25 12:00 | 44168.7896
2018-08-25 13:00 | 45606.2532
2018-08-25 14:00 | 43404.6064
2018-08-25 15:00 | 42239.8514
2018-08-25 16:00 | 40977.201
2018-08-25 17:00 | 39990.2559
2018-08-25 18:00 | 40419.7968
2018-08-25 19:00 | 41080.091
2018-08-25 20:00 | 40753.4401
2018-08-25 21:00 | 40558.6484
2018-08-25 22:00 | 40453.7605
2018-08-25 23:00 | 43429.5797
2018-08-26 | 42275.8129
2018-08-26 01:00 | 37469.9498
2018-08-26 02:00 | 36241.263
2018-08-26 03:00 | 33941.7209
2018-08-26 04:00 | 32316.4581
2018-08-26 05:00 | 31701.1158
2018-08-26 06:00 | 31896.9066
2018-08-26 07:00 | 31879.9247
2018-08-26 08:00 | 32733.0129
2018-08-26 09:00 | 35188.3884
2018-08-26 10:00 | 37854.5387
2018-08-26 11:00 | 39715.5495
2018-08-26 12:00 | 41315.839
2018-08-26 13:00 | 42959.0826
2018-08-26 14:00 | 40264.9623
2018-08-26 15:00 | 38750.5809
2018-08-26 16:00 | 37659.7469
2018-08-26 17:00 | 36926.5306
2018-08-26 18:00 | 37539.875
2018-08-26 19:00 | 39291.0033
2018-08-26 20:00 | 40287.9377
2018-08-26 21:00 | 41376.7739
2018-08-26 22:00 | 41116.0526
2018-08-26 23:00 | 43918.0576
2018-08-27 | 42625.4392
2018-08-27 01:00 | 37756.6433
2018-08-27 02:00 | 36518.9662
2018-08-27 03:00 | 34558.0622
2018-08-27 04:00 | 33318.3872
2018-08-27 05:00 | 33883.7829
2018-08-27 06:00 | 36690.7826
2018-08-27 07:00 | 40306.9174
2018-08-27 08:00 | 43524.4783
2018-08-27 09:00 | 46797.9794
2018-08-27 10:00 | 48839.7969
2018-08-27 11:00 | 50099.4505
2018-08-27 12:00 | 51584.8628
2018-08-27 13:00 | 52187.219
2018-08-27 14:00 | 51169.307
2018-08-27 15:00 | 50285.2519
2018-08-27 16:00 | 49175.4382
2018-08-27 17:00 | 48010.6831
2018-08-27 18:00 | 47392.3441
2018-08-27 19:00 | 48609.0436
2018-08-27 20:00 | 47817.8892
2018-08-27 21:00 | 46694.0904
2018-08-27 22:00 | 45193.6941
2018-08-27 23:00 | 47599.1231
2018-08-28 | 45783.0642
2018-08-28 01:00 | 40999.1775
2018-08-28 02:00 | 39615.6563
2018-08-28 03:00 | 37603.8067
2018-08-28 04:00 | 36264.2385
2018-08-28 05:00 | 36452.0378
2018-08-28 06:00 | 38986.3289
2018-08-28 07:00 | 42241.8492
2018-08-28 08:00 | 45625.2329
2018-08-28 09:00 | 48716.9283
2018-08-28 10:00 | 50701.8067
2018-08-28 11:00 | 52071.3429
2018-08-28 12:00 | 53210.1257
2018-08-28 13:00 | 53833.4594
2018-08-28 14:00 | 52887.4705
2018-08-28 15:00 | 52161.2468
2018-08-28 16:00 | 51032.4533
2018-08-28 17:00 | 49962.5968
2018-08-28 18:00 | 49569.0175
2018-08-28 19:00 | 50320.2146
2018-08-28 20:00 | 48907.7243
2018-08-28 21:00 | 47948.7493
2018-08-28 22:00 | 46007.8239
2018-08-28 23:00 | 48082.6063
2018-08-29 | 46239.5762
2018-08-29 01:00 | 40968.2106
2018-08-29 02:00 | 39985.2612
2018-08-29 03:00 | 37733.6679
2018-08-29 04:00 | 36474.0143
2018-08-29 05:00 | 36672.8018
2018-08-29 06:00 | 39193.1079
2018-08-29 07:00 | 42691.3688
2018-08-29 08:00 | 45914.9232
2018-08-29 09:00 | 49192.42
2018-08-29 10:00 | 51226.2462
2018-08-29 11:00 | 52803.5602
2018-08-29 12:00 | 54049.2288
2018-08-29 13:00 | 54067.2096
2018-08-29 14:00 | 52961.3915
2018-08-29 15:00 | 51868.5596
2018-08-29 16:00 | 50720.7864
2018-08-29 17:00 | 49606.9769
2018-08-29 18:00 | 48933.6966
2018-08-29 19:00 | 49977.5808
2018-08-29 20:00 | 49022.6015
2018-08-29 21:00 | 47737.9746
2018-08-29 22:00 | 45973.8602
2018-08-29 23:00 | 48226.4525
2018-08-30 | 46446.3552
2018-08-30 01:00 | 41415.7322
2018-08-30 02:00 | 40132.1043
2018-08-30 03:00 | 37995.3881
2018-08-30 04:00 | 36601.8776
2018-08-30 05:00 | 36923.5338
2018-08-30 06:00 | 39395.8912
2018-08-30 07:00 | 43030.0068
2018-08-30 08:00 | 46396.4086
2018-08-30 09:00 | 49402.1958
2018-08-30 10:00 | 51010.4768
2018-08-30 11:00 | 52182.2243
2018-08-30 12:00 | 53172.1662
2018-08-30 13:00 | 53404.9175
2018-08-30 14:00 | 52278.1218
2018-08-30 15:00 | 51163.3134
2018-08-30 16:00 | 49979.5787
2018-08-30 17:00 | 48760.8813
2018-08-30 18:00 | 48336.3351
2018-08-30 19:00 | 49408.1894
2018-08-30 20:00 | 48650.9987
2018-08-30 21:00 | 47790.918
2018-08-30 22:00 | 45736.1144
2018-08-30 23:00 | 47981.7141
2018-08-31 | 46594.1972
2018-08-31 01:00 | 41406.7419
2018-08-31 02:00 | 40143.0925
2018-08-31 03:00 | 37969.4159
2018-08-31 04:00 | 36715.7559
2018-08-31 05:00 | 37021.4292
2018-08-31 06:00 | 39490.7897
2018-08-31 07:00 | 43176.8499
2018-08-31 08:00 | 46326.4833
2018-08-31 09:00 | 49159.4553
2018-08-31 10:00 | 50742.7629
2018-08-31 11:00 | 51544.9055
2018-08-31 12:00 | 52697.6734
2018-08-31 13:00 | 53026.3221
2018-08-31 14:00 | 51535.9152
2018-08-31 15:00 | 50528.9914
2018-08-31 16:00 | 49109.5087
2018-08-31 17:00 | 47701.0141
2018-08-31 18:00 | 47423.311
2018-08-31 19:00 | 47951.7461
2018-08-31 20:00 | 47067.6911
2018-08-31 21:00 | 46739.0424
2018-08-31 22:00 | 45294.5863
2018-08-31 23:00 | 47676.0408
2018-09-01 | 45840.0033
2018-09-01 01:00 | 40602.6014
2018-09-01 02:00 | 39150.1538
2018-09-01 03:00 | 36779.6875
2018-09-01 04:00 | 34974.6169
2018-09-01 05:00 | 34397.2341
2018-09-01 06:00 | 35270.3009
2018-09-01 07:00 | 36241.263
2018-09-01 08:00 | 37434.9871
2018-09-01 09:00 | 40343.8779
2018-09-01 10:00 | 42857.1915
2018-09-01 11:00 | 44087.8761
2018-09-01 12:00 | 45351.5254
2018-09-01 13:00 | 47163.5886
2018-09-01 14:00 | 44471.4661
2018-09-01 15:00 | 43544.4569
2018-09-01 16:00 | 42222.8695
2018-09-01 17:00 | 41315.839
2018-09-01 18:00 | 41526.6137
2018-09-01 19:00 | 42226.8653
2018-09-01 20:00 | 41863.2539
2018-09-01 21:00 | 42483.5909
2018-09-01 22:00 | 41505.6362
2018-09-01 23:00 | 44542.3903
2018-09-02 | 43376.6363
2018-09-02 01:00 | 38175.1959
2018-09-02 02:00 | 36714.7569
2018-09-02 03:00 | 34476.1497
2018-09-02 04:00 | 32832.9061
2018-09-02 05:00 | 32312.4624
2018-09-02 06:00 | 32731.015
2018-09-02 07:00 | 33028.6968
2018-09-02 08:00 | 33656.0263
2018-09-02 09:00 | 36333.1648
2018-09-02 10:00 | 38923.3962
2018-09-02 11:00 | 40836.3515
2018-09-02 12:00 | 42669.3923
2018-09-02 13:00 | 44302.6465
2018-09-02 14:00 | 41537.602
2018-09-02 15:00 | 40138.0979
2018-09-02 16:00 | 39110.1966
2018-09-02 17:00 | 38310.0518
2018-09-02 18:00 | 38933.3855
2018-09-02 19:00 | 41285.8711
2018-09-02 20:00 | 41912.2016
2018-09-02 21:00 | 42980.0602
2018-09-02 22:00 | 41704.4237
2018-09-02 23:00 | 44096.8665
2018-09-03 | 42976.0645
2018-09-03 01:00 | 38075.3027
2018-09-03 02:00 | 37100.3448
2018-09-03 03:00 | 35190.3863
2018-09-03 04:00 | 33704.974
2018-09-03 05:00 | 34605.012
2018-09-03 06:00 | 37605.8045
2018-09-03 07:00 | 42643.42
2018-09-03 08:00 | 46100.7246
2018-09-03 09:00 | 48129.5561
2018-09-03 10:00 | 49752.821
2018-09-03 11:00 | 51155.322
2018-09-03 12:00 | 52439.9489
2018-09-03 13:00 | 52754.6125
2018-09-03 14:00 | 51848.581
2018-09-03 15:00 | 50954.5366
2018-09-03 16:00 | 49980.5776
2018-09-03 17:00 | 48633.018
2018-09-03 18:00 | 48301.3724
2018-09-03 19:00 | 50008.5477
2018-09-03 20:00 | 48825.8119
2018-09-03 21:00 | 48104.5828
2018-09-03 22:00 | 45627.2307
2018-09-03 23:00 | 47938.76
2018-09-04 | 46288.5239
2018-09-04 01:00 | 41318.8358
2018-09-04 02:00 | 40074.1662
2018-09-04 03:00 | 38063.3155
2018-09-04 04:00 | 36525.9587
2018-09-04 05:00 | 36810.6544
2018-09-04 06:00 | 39570.7043
2018-09-04 07:00 | 44782.134
2018-09-04 08:00 | 48048.6426
2018-09-04 09:00 | 50053.4997
2018-09-04 10:00 | 51650.7924
2018-09-04 11:00 | 52502.8816
2018-09-04 12:00 | 53634.6719
2018-09-04 13:00 | 53318.0103
2018-09-04 14:00 | 52389.0033
2018-09-04 15:00 | 51941.4817
2018-09-04 16:00 | 50995.4928
2018-09-04 17:00 | 49538.0506
2018-09-04 18:00 | 49553.0346
2018-09-04 19:00 | 50886.6092
2018-09-04 20:00 | 49570.0164
2018-09-04 21:00 | 48785.8546
2018-09-04 22:00 | 46145.6766
2018-09-04 23:00 | 48239.4386
2018-09-05 | 46626.163
2018-09-05 01:00 | 41361.7899
2018-09-05 02:00 | 40127.1096
2018-09-05 03:00 | 38009.3732
2018-09-05 04:00 | 36742.7271
2018-09-05 05:00 | 36930.5263
2018-09-05 06:00 | 39816.4417
2018-09-05 07:00 | 44769.1479
2018-09-05 08:00 | 47522.2053
2018-09-05 09:00 | 50509.0128
2018-09-05 10:00 | 52170.2372
2018-09-05 11:00 | 52925.43
2018-09-05 12:00 | 54190.0782
2018-09-05 13:00 | 54525.7195
2018-09-05 14:00 | 53491.8246
2018-09-05 15:00 | 52671.7012
2018-09-05 16:00 | 51483.9707
2018-09-05 17:00 | 50232.3085
2018-09-05 18:00 | 49824.7442
2018-09-05 19:00 | 51458.9974
2018-09-05 20:00 | 50129.4185
2018-09-05 21:00 | 49147.4681
2018-09-05 22:00 | 46226.5901
2018-09-05 23:00 | 48171.5112
2018-09-06 | 46719.0637
2018-09-06 01:00 | 41579.5571
2018-09-06 02:00 | 40202.0295
2018-09-06 03:00 | 38278.086
2018-09-06 04:00 | 37107.3373
2018-09-06 05:00 | 37388.0373
2018-09-06 06:00 | 40213.0178
2018-09-06 07:00 | 45729.1218
2018-09-06 08:00 | 48745.8973
2018-09-06 09:00 | 51171.3049
2018-09-06 10:00 | 52438.9499
2018-09-06 11:00 | 53377.9463
2018-09-06 12:00 | 54127.1455
2018-09-06 13:00 | 53725.5747
2018-09-06 14:00 | 52497.8869
2018-09-06 15:00 | 51579.8682
2018-09-06 16:00 | 50340.1932
2018-09-06 17:00 | 49057.5642
2018-09-06 18:00 | 48963.6645
2018-09-06 19:00 | 50846.6519
2018-09-06 20:00 | 49487.1051
2018-09-06 21:00 | 48815.8226
2018-09-06 22:00 | 46096.7289
2018-09-06 23:00 | 48076.6127
2018-09-07 | 46355.4524
2018-09-07 01:00 | 41217.9437
2018-09-07 02:00 | 40066.1747
2018-09-07 03:00 | 38194.1757
2018-09-07 04:00 | 36866.5947
2018-09-07 05:00 | 37236.1996
2018-09-07 06:00 | 40133.1032
2018-09-07 07:00 | 45949.8859
2018-09-07 08:00 | 48811.8268
2018-09-07 09:00 | 51001.4864
2018-09-07 10:00 | 52123.2873
2018-09-07 11:00 | 52655.7182
2018-09-07 12:00 | 53249.084
2018-09-07 13:00 | 53574.7359
2018-09-07 14:00 | 51951.471
2018-09-07 15:00 | 50750.7544
2018-09-07 16:00 | 49364.2364
2018-09-07 17:00 | 47930.7686
2018-09-07 18:00 | 47903.7974
2018-09-07 19:00 | 48454.2091
2018-09-07 20:00 | 47379.3579
2018-09-07 21:00 | 47639.0803
2018-09-07 22:00 | 45362.5137
2018-09-07 23:00 | 47471.2597
2018-09-08 | 45676.1784
2018-09-08 01:00 | 40202.0295
2018-09-08 02:00 | 38794.534
2018-09-08 03:00 | 36495.9908
2018-09-08 04:00 | 34989.6009
2018-09-08 05:00 | 34444.1839
2018-09-08 06:00 | 35459.0991
2018-09-08 07:00 | 37006.4452
2018-09-08 08:00 | 38021.3604
2018-09-08 09:00 | 41123.0451
2018-09-08 10:00 | 43569.4302
2018-09-08 11:00 | 44108.8537
2018-09-08 12:00 | 45412.4603
2018-09-08 13:00 | 47447.2853
2018-09-08 14:00 | 44930.9749
2018-09-08 15:00 | 43834.1473
2018-09-08 16:00 | 42582.4852
2018-09-08 17:00 | 41592.5433
2018-09-08 18:00 | 41852.2657
2018-09-08 19:00 | 42767.2876
2018-09-08 20:00 | 42534.5364
2018-09-08 21:00 | 43374.6384
2018-09-08 22:00 | 41491.6511
2018-09-08 23:00 | 44588.3412
2018-09-09 | 43393.6182
2018-09-09 01:00 | 38570.7731
2018-09-09 02:00 | 37052.3961
2018-09-09 03:00 | 34680.9308
2018-09-09 04:00 | 33002.7246
2018-09-09 05:00 | 32350.4218
2018-09-09 06:00 | 32847.8901
2018-09-09 07:00 | 33487.2068
2018-09-09 08:00 | 33813.8576
2018-09-09 09:00 | 36494.9918
2018-09-09 10:00 | 39377.9104
2018-09-09 11:00 | 41291.8646
2018-09-09 12:00 | 43027.01
2018-09-09 13:00 | 44862.0486
2018-09-09 14:00 | 41952.1589
2018-09-09 15:00 | 40587.6174
2018-09-09 16:00 | 39382.9051
2018-09-09 17:00 | 38548.7966
2018-09-09 18:00 | 39321.9702
2018-09-09 19:00 | 41439.7066
2018-09-09 20:00 | 42362.72
2018-09-09 21:00 | 43770.2156
2018-09-09 22:00 | 41868.2486
2018-09-09 23:00 | 44504.4309
2018-09-10 | 43214.8093
2018-09-10 01:00 | 38583.7592
2018-09-10 02:00 | 37200.238
2018-09-10 03:00 | 35232.3414
2018-09-10 04:00 | 34056.5982
2018-09-10 05:00 | 34492.1326
2018-09-10 06:00 | 38027.354
2018-09-10 07:00 | 44175.7821
2018-09-10 08:00 | 46968.7968
2018-09-10 09:00 | 49348.2535
2018-09-10 10:00 | 50847.6508
2018-09-10 11:00 | 51651.7913
2018-09-10 12:00 | 52944.4097
2018-09-10 13:00 | 53278.0531
2018-09-10 14:00 | 52295.1037
2018-09-10 15:00 | 51620.8244
2018-09-10 16:00 | 50644.8676
2018-09-10 17:00 | 49508.0826
2018-09-10 18:00 | 49030.593
2018-09-10 19:00 | 50532.9872
2018-09-10 20:00 | 49534.0549
2018-09-10 21:00 | 49129.4873
2018-09-10 22:00 | 45907.9307
2018-09-10 23:00 | 48134.5508
2018-09-11 | 46066.7609
2018-09-11 01:00 | 41088.0825
2018-09-11 02:00 | 40004.2409
2018-09-11 03:00 | 38107.2685
2018-09-11 04:00 | 36763.7046
2018-09-11 05:00 | 36792.6737
2018-09-11 06:00 | 39911.3402
2018-09-11 07:00 | 45940.8955
2018-09-11 08:00 | 48611.0414
2018-09-11 09:00 | 50769.7341
2018-09-11 10:00 | 52154.2542
2018-09-11 11:00 | 53088.2559
2018-09-11 12:00 | 54360.8956
2018-09-11 13:00 | 54609.6298
2018-09-11 14:00 | 53724.5758
2018-09-11 15:00 | 53117.225
2018-09-11 16:00 | 52246.156
2018-09-11 17:00 | 50978.5109
2018-09-11 18:00 | 50734.7715
2018-09-11 19:00 | 51653.7892
2018-09-11 20:00 | 50479.0448
2018-09-11 21:00 | 49874.6908
2018-09-11 22:00 | 46798.9783
2018-09-11 23:00 | 48786.8535
2018-09-12 | 46822.9527
2018-09-12 01:00 | 41438.7077
2018-09-12 02:00 | 40254.9729
2018-09-12 03:00 | 38255.1105
2018-09-12 04:00 | 36865.5957
2018-09-12 05:00 | 37010.4409
2018-09-12 06:00 | 39911.3402
2018-09-12 07:00 | 45528.3364
2018-09-12 08:00 | 48215.4643
2018-09-12 09:00 | 51016.4704
2018-09-12 10:00 | 52353.0418
2018-09-12 11:00 | 53473.8438
2018-09-12 12:00 | 55085.1215
2018-09-12 13:00 | 55162.0393
2018-09-12 14:00 | 54121.1519
2018-09-12 15:00 | 53468.8491
2018-09-12 16:00 | 52540.841
2018-09-12 17:00 | 51122.3572
2018-09-12 18:00 | 50693.8152
2018-09-12 19:00 | 51957.4646
2018-09-12 20:00 | 51203.2707
2018-09-12 21:00 | 49916.6459
2018-09-12 22:00 | 46658.1288
2018-09-12 23:00 | 48877.7564
2018-09-13 | 47077.6804
2018-09-13 01:00 | 41899.2155
2018-09-13 02:00 | 40667.532
2018-09-13 03:00 | 38707.6268
2018-09-13 04:00 | 37270.1633
2018-09-13 05:00 | 37547.8665
2018-09-13 06:00 | 40321.9014
2018-09-13 07:00 | 46222.5944
2018-09-13 08:00 | 49291.3143
2018-09-13 09:00 | 51426.0326
2018-09-13 10:00 | 52663.7097
2018-09-13 11:00 | 53241.0926
2018-09-13 12:00 | 54339.9181
2018-09-13 13:00 | 54356.8999
2018-09-13 14:00 | 53349.9762
2018-09-13 15:00 | 52430.9585
2018-09-13 16:00 | 51327.1383
2018-09-13 17:00 | 50090.4602
2018-09-13 18:00 | 49824.7442
2018-09-13 19:00 | 51340.1244
2018-09-13 20:00 | 50944.5473
2018-09-13 21:00 | 49652.9278
2018-09-13 22:00 | 46093.7321
2018-09-13 23:00 | 48348.3223
2018-09-14 | 46445.3563
2018-09-14 01:00 | 41296.8593
2018-09-14 02:00 | 40356.864
2018-09-14 03:00 | 38210.1586
2018-09-14 04:00 | 36970.4836
2018-09-14 05:00 | 37234.2017
2018-09-14 06:00 | 40196.0359
2018-09-14 07:00 | 46082.7439
2018-09-14 08:00 | 48909.7222
2018-09-14 09:00 | 51083.3988
2018-09-14 10:00 | 52154.2542
2018-09-14 11:00 | 52893.4641
2018-09-14 12:00 | 53602.706
2018-09-14 13:00 | 53623.6836
2018-09-14 14:00 | 52023.3941
2018-09-14 15:00 | 51152.3252
2018-09-14 16:00 | 49718.8573
2018-09-14 17:00 | 48452.2112
2018-09-14 18:00 | 48229.4493
2018-09-14 19:00 | 48796.8429
2018-09-14 20:00 | 48416.2497
2018-09-14 21:00 | 48241.4365
2018-09-14 22:00 | 45456.4133
2018-09-14 23:00 | 47675.0419
2018-09-15 | 45724.1272
2018-09-15 01:00 | 40471.7412
2018-09-15 02:00 | 38975.3407
2018-09-15 03:00 | 36705.7666
2018-09-15 04:00 | 35125.4557
2018-09-15 05:00 | 34693.917
2018-09-15 06:00 | 35754.783
2018-09-15 07:00 | 37489.9284
2018-09-15 08:00 | 38288.0753
2018-09-15 09:00 | 41554.5838
2018-09-15 10:00 | 43897.08
2018-09-15 11:00 | 45009.8906
2018-09-15 12:00 | 46275.5378
2018-09-15 13:00 | 47786.9223
2018-09-15 14:00 | 45314.5649
2018-09-15 15:00 | 44065.8996
2018-09-15 16:00 | 42798.2545
2018-09-15 17:00 | 41703.4247
2018-09-15 18:00 | 41727.3991
2018-09-15 19:00 | 42862.1862
2018-09-15 20:00 | 43035.0015
2018-09-15 21:00 | 43539.4623
2018-09-15 22:00 | 41453.6917
2018-09-15 23:00 | 44390.5526
2018-09-16 | 42905.1403
2018-09-16 01:00 | 38618.7219
2018-09-16 02:00 | 37261.1729
2018-09-16 03:00 | 34947.6457
2018-09-16 04:00 | 33237.4737
2018-09-16 05:00 | 32708.0396
2018-09-16 06:00 | 33264.4449
2018-09-16 07:00 | 34162.485
2018-09-16 08:00 | 34329.3067
2018-09-16 09:00 | 36907.5509
2018-09-16 10:00 | 39651.6178
2018-09-16 11:00 | 41406.7419
2018-09-16 12:00 | 43189.836
2018-09-16 13:00 | 44941.9632
2018-09-16 14:00 | 41899.2155
2018-09-16 15:00 | 40487.7242
2018-09-16 16:00 | 39266.03
2018-09-16 17:00 | 38421.9322
2018-09-16 18:00 | 39257.0396
2018-09-16 19:00 | 41588.5475
2018-09-16 20:00 | 43103.9278
2018-09-16 21:00 | 43793.1911
2018-09-16 22:00 | 41487.6554
2018-09-16 23:00 | 44302.6465
2018-09-17 | 43232.7901
2018-09-17 01:00 | 38580.7624
2018-09-17 02:00 | 37424.9978
2018-09-17 03:00 | 35324.2432
2018-09-17 04:00 | 34207.4369
2018-09-17 05:00 | 34803.7995
2018-09-17 06:00 | 38289.0742
2018-09-17 07:00 | 44556.3753
2018-09-17 08:00 | 47570.154
2018-09-17 09:00 | 49535.0538
2018-09-17 10:00 | 51053.4309
2018-09-17 11:00 | 51894.5318
2018-09-17 12:00 | 53224.1107
2018-09-17 13:00 | 53530.7829
2018-09-17 14:00 | 52822.5399
2018-09-17 15:00 | 52162.2457
2018-09-17 16:00 | 51202.2718
2018-09-17 17:00 | 49918.6438
2018-09-17 18:00 | 49396.2022
2018-09-17 19:00 | 50854.6433
2018-09-17 20:00 | 50466.0587
2018-09-17 21:00 | 49355.246
2018-09-17 22:00 | 45973.8602
2018-09-17 23:00 | 48263.413
2018-09-18 | 46504.2933
2018-09-18 01:00 | 41329.8241
2018-09-18 02:00 | 39899.3531
2018-09-18 03:00 | 37888.5024
2018-09-18 04:00 | 36658.8167
2018-09-18 05:00 | 36830.6331
2018-09-18 06:00 | 39775.4854
2018-09-18 07:00 | 45872.9681
2018-09-18 08:00 | 48676.971
2018-09-18 09:00 | 50727.7789
2018-09-18 10:00 | 51996.4229
2018-09-18 11:00 | 53069.2762
2018-09-18 12:00 | 54024.2555
2018-09-18 13:00 | 54048.2298
2018-09-18 14:00 | 53223.1118
2018-09-18 15:00 | 52419.9702
2018-09-18 16:00 | 51260.2099
2018-09-18 17:00 | 50185.3587
2018-09-18 18:00 | 49881.6833
2018-09-18 19:00 | 51088.3935
2018-09-18 20:00 | 50803.6978
2018-09-18 21:00 | 49519.0709
2018-09-18 22:00 | 46165.6552
2018-09-18 23:00 | 48188.4931
2018-09-19 | 46263.5506
2018-09-19 01:00 | 41246.9127
2018-09-19 02:00 | 39987.2591
2018-09-19 03:00 | 38013.3689
2018-09-19 04:00 | 36879.5808
2018-09-19 05:00 | 37127.316
2018-09-19 06:00 | 39947.3018
2018-09-19 07:00 | 45694.1592
2018-09-19 08:00 | 48233.445
2018-09-19 09:00 | 50769.7341
2018-09-19 10:00 | 52167.2404
2018-09-19 11:00 | 53213.1225
2018-09-19 12:00 | 54599.6405
2018-09-19 13:00 | 54626.6116
2018-09-19 14:00 | 53847.4445
2018-09-19 15:00 | 53032.3157
2018-09-19 16:00 | 51965.456
2018-09-19 17:00 | 50944.5473
2018-09-19 18:00 | 50550.9679
2018-09-19 19:00 | 51712.7262
2018-09-19 20:00 | 51539.9109
2018-09-19 21:00 | 49891.6726
2018-09-19 22:00 | 46533.2623
2018-09-19 23:00 | 48363.3062
2018-09-20 | 46712.0712
2018-09-20 01:00 | 41643.4888
2018-09-20 02:00 | 40370.8491
2018-09-20 03:00 | 38024.3572
2018-09-20 04:00 | 36874.5861
2018-09-20 05:00 | 37096.3491
2018-09-20 06:00 | 40039.2036
2018-09-20 07:00 | 46132.6905
2018-09-20 08:00 | 48781.8589
2018-09-20 09:00 | 50617.8964
2018-09-20 10:00 | 51902.5233
2018-09-20 11:00 | 53018.3307
2018-09-20 12:00 | 54111.1626
2018-09-20 13:00 | 54185.0836
2018-09-20 14:00 | 53441.8779
2018-09-20 15:00 | 52862.4972
2018-09-20 16:00 | 51903.5222
2018-09-20 17:00 | 50799.7021
2018-09-20 18:00 | 50358.174
2018-09-20 19:00 | 51428.0305
2018-09-20 20:00 | 51487.9664
2018-09-20 21:00 | 49567.0196
2018-09-20 22:00 | 46173.6467
2018-09-20 23:00 | 48314.3586
2018-09-21 | 46544.2506
2018-09-21 01:00 | 41408.7397
2018-09-21 02:00 | 40274.9516
2018-09-21 03:00 | 38369.9877
2018-09-21 04:00 | 37232.2039
2018-09-21 05:00 | 37568.844
2018-09-21 06:00 | 40342.879
2018-09-21 07:00 | 46281.5314
2018-09-21 08:00 | 49108.5097
2018-09-21 09:00 | 51131.3476
2018-09-21 10:00 | 52488.8966
2018-09-21 11:00 | 53215.1203
2018-09-21 12:00 | 53864.4263
2018-09-21 13:00 | 53847.4445
2018-09-21 14:00 | 51793.6397
2018-09-21 15:00 | 51145.3326
2018-09-21 16:00 | 49841.726
2018-09-21 17:00 | 48614.0382
2018-09-21 18:00 | 48425.24
2018-09-21 19:00 | 48976.6507
2018-09-21 20:00 | 49531.0581
2018-09-21 21:00 | 48058.6319
2018-09-21 22:00 | 45277.6044
2018-09-21 23:00 | 47422.312
2018-09-22 | 45683.1709
2018-09-22 01:00 | 40179.0541
2018-09-22 02:00 | 38839.4859
2018-09-22 03:00 | 36565.916
2018-09-22 04:00 | 34919.6756
2018-09-22 05:00 | 34387.2447
2018-09-22 06:00 | 35311.2571
2018-09-22 07:00 | 37298.1334
2018-09-22 08:00 | 38143.2301
2018-09-22 09:00 | 41071.1006
2018-09-22 10:00 | 43569.4302
2018-09-22 11:00 | 44664.26
2018-09-22 12:00 | 46025.8047
2018-09-22 13:00 | 47563.1615
2018-09-22 14:00 | 44837.0753
2018-09-22 15:00 | 43617.379
2018-09-22 16:00 | 42443.6336
2018-09-22 17:00 | 41501.6404
2018-09-22 18:00 | 42030.0756
2018-09-22 19:00 | 43624.3715
2018-09-22 20:00 | 45070.8255
2018-09-22 21:00 | 43682.3096
2018-09-22 22:00 | 41354.7974
2018-09-22 23:00 | 44617.3102
2018-09-23 | 43443.5648
2018-09-23 01:00 | 38854.4699
2018-09-23 02:00 | 37370.0565
2018-09-23 03:00 | 35076.508
2018-09-23 04:00 | 33318.3872
2018-09-23 05:00 | 32652.0994
2018-09-23 06:00 | 33025.7
2018-09-23 07:00 | 33894.7711
2018-09-23 08:00 | 34161.486
2018-09-23 09:00 | 37007.4441
2018-09-23 10:00 | 39934.3157
2018-09-23 11:00 | 42169.9261
2018-09-23 12:00 | 44311.6369
2018-09-23 13:00 | 45763.0855
2018-09-23 14:00 | 42831.2193
2018-09-23 15:00 | 41248.9106
2018-09-23 16:00 | 40072.1683
2018-09-23 17:00 | 39666.6018
2018-09-23 18:00 | 40618.5843
2018-09-23 19:00 | 43202.8221
2018-09-23 20:00 | 45347.5297
2018-09-23 21:00 | 44512.4223
2018-09-23 22:00 | 42263.8258
2018-09-23 23:00 | 44750.1682
2018-09-24 | 43524.4783
2018-09-24 01:00 | 38968.3482
2018-09-24 02:00 | 37766.6326
2018-09-24 03:00 | 35920.6058
2018-09-24 04:00 | 34515.1081
2018-09-24 05:00 | 35149.4301
2018-09-24 06:00 | 38842.4827
2018-09-24 07:00 | 45637.2201
2018-09-24 08:00 | 48961.6667
2018-09-24 09:00 | 50812.6882
2018-09-24 10:00 | 52071.3429
2018-09-24 11:00 | 52481.904
2018-09-24 12:00 | 53396.926
2018-09-24 13:00 | 53066.2794
2018-09-24 14:00 | 51760.6749
2018-09-24 15:00 | 50520.001
2018-09-24 16:00 | 49353.2481
2018-09-24 17:00 | 47994.7002
2018-09-24 18:00 | 47774.9351
2018-09-24 19:00 | 49943.6171
2018-09-24 20:00 | 51416.0433
2018-09-24 21:00 | 49270.3368
2018-09-24 22:00 | 46094.731
2018-09-24 23:00 | 48304.3692
2018-09-25 | 46826.9484
2018-09-25 01:00 | 41788.334
2018-09-25 02:00 | 40585.6195
2018-09-25 03:00 | 38750.5809
2018-09-25 04:00 | 37444.9764
2018-09-25 05:00 | 37975.4095
2018-09-25 06:00 | 41191.9714
2018-09-25 07:00 | 47893.8081
2018-09-25 08:00 | 51239.2323
2018-09-25 09:00 | 52901.4556
2018-09-25 10:00 | 53498.8171
2018-09-25 11:00 | 53724.5758
2018-09-25 12:00 | 54243.0216
2018-09-25 13:00 | 53950.3345
2018-09-25 14:00 | 52348.0471
2018-09-25 15:00 | 51324.1415
2018-09-25 16:00 | 49875.6897
2018-09-25 17:00 | 48736.9069
2018-09-25 18:00 | 48585.0692
2018-09-25 19:00 | 50729.7768
2018-09-25 20:00 | 52394.9969
2018-09-25 21:00 | 50036.5178
2018-09-25 22:00 | 47054.705
2018-09-25 23:00 | 49144.4713
2018-09-26 | 47582.1412
2018-09-26 01:00 | 42789.2641
2018-09-26 02:00 | 41317.8369
2018-09-26 03:00 | 39537.7396
2018-09-26 04:00 | 38171.2002
2018-09-26 05:00 | 38551.7934
2018-09-26 06:00 | 41738.3874
2018-09-26 07:00 | 48159.5241
2018-09-26 08:00 | 51466.9888
2018-09-26 09:00 | 53574.7359
2018-09-26 10:00 | 54066.2106
2018-09-26 11:00 | 54176.0932
2018-09-26 12:00 | 55106.0991
2018-09-26 13:00 | 54870.3511
2018-09-26 14:00 | 53292.0381
2018-09-26 15:00 | 51922.502
2018-09-26 16:00 | 50627.8857
2018-09-26 17:00 | 49528.0613
2018-09-26 18:00 | 49053.5684
2018-09-26 19:00 | 51162.3145
2018-09-26 20:00 | 52915.4406
2018-09-26 21:00 | 50235.3053
2018-09-26 22:00 | 47013.7487
2018-09-26 23:00 | 49118.499
2018-09-27 | 47891.8102
2018-09-27 01:00 | 42899.1467
2018-09-27 02:00 | 41665.4653
2018-09-27 03:00 | 39668.5997
2018-09-27 04:00 | 38340.0198
2018-09-27 05:00 | 38480.8692
2018-09-27 06:00 | 41636.4963
2018-09-27 07:00 | 48521.1375
2018-09-27 08:00 | 51540.9098
2018-09-27 09:00 | 52884.4737
2018-09-27 10:00 | 53293.037
2018-09-27 11:00 | 53660.6441
2018-09-27 12:00 | 54501.7451
2018-09-27 13:00 | 54257.0067
2018-09-27 14:00 | 52851.509
2018-09-27 15:00 | 51960.4614
2018-09-27 16:00 | 50668.8419
2018-09-27 17:00 | 49627.9545
2018-09-27 18:00 | 49229.3805
2018-09-27 19:00 | 50917.5761
2018-09-27 20:00 | 52567.8122
2018-09-27 21:00 | 49988.5691
2018-09-27 22:00 | 46527.2687
2018-09-27 23:00 | 48725.9187
2018-09-28 | 47394.3419
2018-09-28 01:00 | 42063.0404
2018-09-28 02:00 | 40937.2437
2018-09-28 03:00 | 38764.566
2018-09-28 04:00 | 37531.8836
2018-09-28 05:00 | 37701.702
2018-09-28 06:00 | 40816.3729
2018-09-28 07:00 | 47271.4733
2018-09-28 08:00 | 50477.0469
2018-09-28 09:00 | 51919.5052
2018-09-28 10:00 | 52685.6862
2018-09-28 11:00 | 52927.4278
2018-09-28 12:00 | 53618.689
2018-09-28 13:00 | 53629.6772
2018-09-28 14:00 | 52005.4133
2018-09-28 15:00 | 50892.6028
2018-09-28 16:00 | 49554.0335
2018-09-28 17:00 | 48196.4846
2018-09-28 18:00 | 48243.4344
2018-09-28 19:00 | 49353.2481
2018-09-28 20:00 | 51285.1832
2018-09-28 21:00 | 48992.6336
2018-09-28 22:00 | 46001.8303
2018-09-28 23:00 | 48248.429
2018-09-29 | 46850.9228
2018-09-29 01:00 | 41555.5828
2018-09-29 02:00 | 39955.2933
2018-09-29 03:00 | 37579.8323
2018-09-29 04:00 | 36055.4616
2018-09-29 05:00 | 35444.1151
2018-09-29 06:00 | 36484.0036
2018-09-29 07:00 | 38547.7977
2018-09-29 08:00 | 39918.3328
2018-09-29 09:00 | 43013.025
2018-09-29 10:00 | 45349.5276
2018-09-29 11:00 | 45947.888
2018-09-29 12:00 | 47012.7498
2018-09-29 13:00 | 48501.1589
2018-09-29 14:00 | 45690.1635
2018-09-29 15:00 | 44083.8804
2018-09-29 16:00 | 42720.3378
2018-09-29 17:00 | 41591.5443
2018-09-29 18:00 | 41742.3831
2018-09-29 19:00 | 43510.4932
2018-09-29 20:00 | 46158.6627
2018-09-29 21:00 | 44546.386
2018-09-29 22:00 | 42540.53
2018-09-29 23:00 | 45984.8485
2018-09-30 | 45165.724
2018-09-30 01:00 | 40654.5459
2018-09-30 02:00 | 39115.1912
2018-09-30 03:00 | 36729.7409
2018-09-30 04:00 | 34784.8198
2018-09-30 05:00 | 34185.4604
2018-09-30 06:00 | 34708.9009
2018-09-30 07:00 | 35972.5503
2018-09-30 08:00 | 36499.9865
2018-09-30 09:00 | 39224.0748
2018-09-30 10:00 | 41759.365
2018-09-30 11:00 | 43266.7538
2018-09-30 12:00 | 44784.1319
2018-09-30 13:00 | 46462.3381
2018-09-30 14:00 | 42958.0837
2018-09-30 15:00 | 40673.5256
2018-09-30 16:00 | 39411.8741
2018-09-30 17:00 | 38568.7753
2018-09-30 18:00 | 39611.6606
2018-09-30 19:00 | 42773.2812
2018-09-30 20:00 | 46456.3445
2018-09-30 21:00 | 44974.928
2018-09-30 22:00 | 42831.2193
2018-09-30 23:00 | 45320.5585
2018-10-01 | 44430.5099
2018-10-01 01:00 | 40083.1566
2018-10-01 02:00 | 39035.2766
2018-10-01 03:00 | 36942.5135
2018-10-01 04:00 | 35587.9613
2018-10-01 05:00 | 36280.2214
2018-10-01 06:00 | 39972.2751
2018-10-01 07:00 | 46888.8822
2018-10-01 08:00 | 50647.8644
2018-10-01 09:00 | 52377.0161
2018-10-01 10:00 | 53209.1267
2018-10-01 11:00 | 53862.4284
2018-10-01 12:00 | 54833.3906
2018-10-01 13:00 | 54969.2454
2018-10-01 14:00 | 53606.7018
2018-10-01 15:00 | 52460.9264
2018-10-01 16:00 | 50927.5654
2018-10-01 17:00 | 49755.8178
2018-10-01 18:00 | 49608.9748
2018-10-01 19:00 | 52478.9072
2018-10-01 20:00 | 54944.2721
2018-10-01 21:00 | 51468.9867
2018-10-01 22:00 | 48068.6212
2018-10-01 23:00 | 50401.1281
2018-10-02 | 49003.6218
2018-10-02 01:00 | 43940.0341
2018-10-02 02:00 | 42916.1285
2018-10-02 03:00 | 41129.0387
2018-10-02 04:00 | 39492.7876
2018-10-02 05:00 | 39876.3776
2018-10-02 06:00 | 43375.6374
2018-10-02 07:00 | 50201.3416
2018-10-02 08:00 | 53905.3825
2018-10-02 09:00 | 54934.2828
2018-10-02 10:00 | 55917.2321
2018-10-02 11:00 | 56389.7271
2018-10-02 12:00 | 57173.8889
2018-10-02 13:00 | 56923.1569
2018-10-02 14:00 | 55200.9977
2018-10-02 15:00 | 54111.1626
2018-10-02 16:00 | 52702.6681
2018-10-02 17:00 | 51435.023
2018-10-02 18:00 | 51837.5927
2018-10-02 19:00 | 54571.6704
2018-10-02 20:00 | 56545.5605
2018-10-02 21:00 | 52591.7866
2018-10-02 22:00 | 49143.4724
2018-10-02 23:00 | 51038.4469
2018-10-03 | 49550.0378
2018-10-03 01:00 | 44330.6166
2018-10-03 02:00 | 43096.9353
2018-10-03 03:00 | 40919.2629
2018-10-03 04:00 | 39345.9446
2018-10-03 05:00 | 39506.7727
2018-10-03 06:00 | 42675.3859
2018-10-03 07:00 | 49020.6037
2018-10-03 08:00 | 52348.0471
2018-10-03 09:00 | 54732.4984
2018-10-03 10:00 | 55444.7372
2018-10-03 11:00 | 55468.7115
2018-10-03 12:00 | 56615.4858
2018-10-03 13:00 | 56132.0026
2018-10-03 14:00 | 54765.4632
2018-10-03 15:00 | 53020.3285
2018-10-03 16:00 | 51528.9226
2018-10-03 17:00 | 50257.2818
2018-10-03 18:00 | 49908.6545
2018-10-03 19:00 | 52761.6051
2018-10-03 20:00 | 55346.8418
2018-10-03 21:00 | 51374.0881
2018-10-03 22:00 | 48126.5593
2018-10-03 23:00 | 50256.2829
2018-10-04 | 48995.6304
2018-10-04 01:00 | 44139.8206
2018-10-04 02:00 | 42777.2769
2018-10-04 03:00 | 40543.6644
2018-10-04 04:00 | 39250.0471
2018-10-04 05:00 | 39382.9051
2018-10-04 06:00 | 42685.3752
2018-10-04 07:00 | 49388.2108
2018-10-04 08:00 | 53496.8192
2018-10-04 09:00 | 54408.8444
2018-10-04 10:00 | 54744.4856
2018-10-04 11:00 | 54877.3436
2018-10-04 12:00 | 55331.8578
2018-10-04 13:00 | 55160.0415
2018-10-04 14:00 | 53631.6751
2018-10-04 15:00 | 52258.1432
2018-10-04 16:00 | 50874.622
2018-10-04 17:00 | 49459.135
2018-10-04 18:00 | 49275.3314
2018-10-04 19:00 | 51504.9483
2018-10-04 20:00 | 54172.0974
2018-10-04 21:00 | 50441.0854
2018-10-04 22:00 | 47081.6761
2018-10-04 23:00 | 49335.2674
2018-10-05 | 48510.1493
2018-10-05 01:00 | 43621.3747
2018-10-05 02:00 | 42304.782
2018-10-05 03:00 | 40346.8747
2018-10-05 04:00 | 38828.4976
2018-10-05 05:00 | 39176.1261
2018-10-05 06:00 | 42372.7094
2018-10-05 07:00 | 49001.624
2018-10-05 08:00 | 53042.305
2018-10-05 09:00 | 54062.2149
2018-10-05 10:00 | 54539.7045
2018-10-05 11:00 | 54637.5999
2018-10-05 12:00 | 54738.492
2018-10-05 13:00 | 54513.7323
2018-10-05 14:00 | 52757.6093
2018-10-05 15:00 | 51377.0849
2018-10-05 16:00 | 49706.8702
2018-10-05 17:00 | 48276.3991
2018-10-05 18:00 | 47928.7707
2018-10-05 19:00 | 49330.2727
2018-10-05 20:00 | 52182.2243
2018-10-05 21:00 | 48828.8087
2018-10-05 22:00 | 46173.6467
2018-10-05 23:00 | 48732.9112
2018-10-06 | 47217.5309
2018-10-06 01:00 | 41853.2646
2018-10-06 02:00 | 40137.0989
2018-10-06 03:00 | 37675.7298
2018-10-06 04:00 | 36043.4745
2018-10-06 05:00 | 35557.9934
2018-10-06 06:00 | 36622.8552
2018-10-06 07:00 | 38656.6813
2018-10-06 08:00 | 40283.942
2018-10-06 09:00 | 42903.1424
2018-10-06 10:00 | 45041.8564
2018-10-06 11:00 | 45873.967
2018-10-06 12:00 | 47025.7359
2018-10-06 13:00 | 48510.1493
2018-10-06 14:00 | 45914.9232
2018-10-06 15:00 | 44276.6743
2018-10-06 16:00 | 42771.2834
2018-10-06 17:00 | 41688.4408
2018-10-06 18:00 | 42294.7927
2018-10-06 19:00 | 44542.3903
2018-10-06 20:00 | 47165.5864
2018-10-06 21:00 | 44220.7341
2018-10-06 22:00 | 42444.6325
2018-10-06 23:00 | 45406.4667
2018-10-07 | 44764.1532
2018-10-07 01:00 | 40372.847
2018-10-07 02:00 | 38855.4688
2018-10-07 03:00 | 36082.4328
2018-10-07 04:00 | 34095.5565
2018-10-07 05:00 | 33467.2281
2018-10-07 06:00 | 33920.7434
2018-10-07 07:00 | 35176.4012
2018-10-07 08:00 | 36103.4104
2018-10-07 09:00 | 38396.9589
2018-10-07 10:00 | 41710.4173
2018-10-07 11:00 | 44035.9316
2018-10-07 12:00 | 45969.8645
2018-10-07 13:00 | 47525.2021
2018-10-07 14:00 | 44095.8676
2018-10-07 15:00 | 42387.6934
2018-10-07 16:00 | 41076.0953
2018-10-07 17:00 | 40160.0744
2018-10-07 18:00 | 41142.0248
2018-10-07 19:00 | 44579.3508
2018-10-07 20:00 | 48037.6543
2018-10-07 21:00 | 45678.1763
2018-10-07 22:00 | 43506.4975
2018-10-07 23:00 | 46353.4545
2018-10-08 | 45616.2425
2018-10-08 01:00 | 40927.2544
2018-10-08 02:00 | 39811.447
2018-10-08 03:00 | 37819.576
2018-10-08 04:00 | 36384.1104
2018-10-08 05:00 | 37061.3864
2018-10-08 06:00 | 41085.0857
2018-10-08 07:00 | 48215.4643
2018-10-08 08:00 | 52608.7684
2018-10-08 09:00 | 53948.3366
2018-10-08 10:00 | 54621.617
2018-10-08 11:00 | 54945.271
2018-10-08 12:00 | 55562.6112
2018-10-08 13:00 | 55304.8866
2018-10-08 14:00 | 53730.5694
2018-10-08 15:00 | 52019.3984
2018-10-08 16:00 | 50668.8419
2018-10-08 17:00 | 48914.7169
2018-10-08 18:00 | 48912.719
2018-10-08 19:00 | 52143.266
2018-10-08 20:00 | 54945.271
2018-10-08 21:00 | 50726.78
2018-10-08 22:00 | 47514.2138
2018-10-08 23:00 | 49937.6235
2018-10-09 | 48756.8856
2018-10-09 01:00 | 43657.3363
2018-10-09 02:00 | 42581.4862
2018-10-09 03:00 | 40394.8235
2018-10-09 04:00 | 38964.3524
2018-10-09 05:00 | 39381.9061
2018-10-09 06:00 | 42750.3058
2018-10-09 07:00 | 49754.8189
2018-10-09 08:00 | 54158.1124
2018-10-09 09:00 | 54987.2262
2018-10-09 10:00 | 55089.1173
2018-10-09 11:00 | 54917.3009
2018-10-09 12:00 | 55598.5727
2018-10-09 13:00 | 55255.939
2018-10-09 14:00 | 53360.9644
2018-10-09 15:00 | 51997.4219
2018-10-09 16:00 | 50536.9829
2018-10-09 17:00 | 49210.4008
2018-10-09 18:00 | 48953.6752
2018-10-09 19:00 | 51530.9205
2018-10-09 20:00 | 54386.8679
2018-10-09 21:00 | 50127.4206
2018-10-09 22:00 | 47095.6612
2018-10-09 23:00 | 49006.6186
2018-10-10 | 47890.8113
2018-10-10 01:00 | 42836.2139
2018-10-10 02:00 | 41573.5635
2018-10-10 03:00 | 39465.8164
2018-10-10 04:00 | 37935.4522
2018-10-10 05:00 | 38437.9151
2018-10-10 06:00 | 41854.2635
2018-10-10 07:00 | 48281.3938
2018-10-10 08:00 | 52019.3984
2018-10-10 09:00 | 53419.9014
2018-10-10 10:00 | 54194.074
2018-10-10 11:00 | 54716.5155
2018-10-10 12:00 | 55390.7948
2018-10-10 13:00 | 55321.8685
2018-10-10 14:00 | 53588.721
2018-10-10 15:00 | 52188.2179
2018-10-10 16:00 | 50926.5665
2018-10-10 17:00 | 49867.6983
2018-10-10 18:00 | 49816.7527
2018-10-10 19:00 | 53150.1897
2018-10-10 20:00 | 54935.2817
2018-10-10 21:00 | 50411.1174
2018-10-10 22:00 | 47108.6473
2018-10-10 23:00 | 49154.4606
2018-10-11 | 47931.7675
2018-10-11 01:00 | 43014.0239
2018-10-11 02:00 | 41619.5144
2018-10-11 03:00 | 39603.6691
2018-10-11 04:00 | 38176.1949
2018-10-11 05:00 | 38311.0507
2018-10-11 06:00 | 41154.012
2018-10-11 07:00 | 47803.9042
2018-10-11 08:00 | 51953.4689
2018-10-11 09:00 | 52310.0877
2018-10-11 10:00 | 53003.3467
2018-10-11 11:00 | 53358.9666
2018-10-11 12:00 | 54301.9586
2018-10-11 13:00 | 54246.0184
2018-10-11 14:00 | 52809.5538
2018-10-11 15:00 | 52153.2553
2018-10-11 16:00 | 50694.8142
2018-10-11 17:00 | 49262.3453
2018-10-11 18:00 | 49386.2129
2018-10-11 19:00 | 52706.6638
2018-10-11 20:00 | 54388.8657
2018-10-11 21:00 | 50132.4153
2018-10-11 22:00 | 46767.0125
2018-10-11 23:00 | 48928.7019
2018-10-12 | 47657.0611
2018-10-12 01:00 | 42666.3955
2018-10-12 02:00 | 41214.9469
2018-10-12 03:00 | 39356.9328
2018-10-12 04:00 | 37700.7031
2018-10-12 05:00 | 37876.5152
2018-10-12 06:00 | 41016.1593
2018-10-12 07:00 | 47374.3633
2018-10-12 08:00 | 51892.534
2018-10-12 09:00 | 52627.7481
2018-10-12 10:00 | 53304.0253
2018-10-12 11:00 | 53473.8438
2018-10-12 12:00 | 54158.1124
2018-10-12 13:00 | 54062.2149
2018-10-12 14:00 | 52529.8528
2018-10-12 15:00 | 51222.2504
2018-10-12 16:00 | 49631.9502
2018-10-12 17:00 | 48290.3842
2018-10-12 18:00 | 48189.492
2018-10-12 19:00 | 49861.7047
2018-10-12 20:00 | 52368.0257
2018-10-12 21:00 | 48445.2187
2018-10-12 22:00 | 45751.0983
2018-10-12 23:00 | 48056.634
2018-10-13 | 46749.0317
2018-10-13 01:00 | 41520.6201
2018-10-13 02:00 | 39825.4321
2018-10-13 03:00 | 37372.0544
2018-10-13 04:00 | 35615.9314
2018-10-13 05:00 | 35074.5101
2018-10-13 06:00 | 35951.5727
2018-10-13 07:00 | 37992.3913
2018-10-13 08:00 | 39889.3637
2018-10-13 09:00 | 42273.8151
2018-10-13 10:00 | 44387.5558
2018-10-13 11:00 | 45342.535
2018-10-13 12:00 | 46759.021
2018-10-13 13:00 | 48454.2091
2018-10-13 14:00 | 45809.0364
2018-10-13 15:00 | 44220.7341
2018-10-13 16:00 | 42727.3303
2018-10-13 17:00 | 41496.6458
2018-10-13 18:00 | 41645.4867
2018-10-13 19:00 | 43909.0672
2018-10-13 20:00 | 46659.1278
2018-10-13 21:00 | 43477.5285
2018-10-13 22:00 | 41575.5614
2018-10-13 23:00 | 44548.3839
2018-10-14 | 44212.7426
2018-10-14 01:00 | 39490.7897
2018-10-14 02:00 | 37950.4362
2018-10-14 03:00 | 35358.2069
2018-10-14 04:00 | 33490.2036
2018-10-14 05:00 | 32709.0385
2018-10-14 06:00 | 33231.4801
2018-10-14 07:00 | 34258.3825
2018-10-14 08:00 | 35194.382
2018-10-14 09:00 | 37314.1163
2018-10-14 10:00 | 39981.2655
2018-10-14 11:00 | 42292.7948
2018-10-14 12:00 | 44136.8238
2018-10-14 13:00 | 45919.9179
2018-10-14 14:00 | 42603.4627
2018-10-14 15:00 | 40900.2832
2018-10-14 16:00 | 39520.7577
2018-10-14 17:00 | 38738.5937
2018-10-14 18:00 | 39674.5933
2018-10-14 19:00 | 43474.5317
2018-10-14 20:00 | 46595.1961
2018-10-14 21:00 | 44046.9199
2018-10-14 22:00 | 41792.3297
2018-10-14 23:00 | 44408.5334
2018-10-15 | 43675.3171
2018-10-15 01:00 | 39228.0706
2018-10-15 02:00 | 37947.4394
2018-10-15 03:00 | 35847.6837
2018-10-15 04:00 | 34406.2245
2018-10-15 05:00 | 35086.4973
2018-10-15 06:00 | 38827.4987
2018-10-15 07:00 | 45584.2766
2018-10-15 08:00 | 50055.4975
2018-10-15 09:00 | 50792.7095
2018-10-15 10:00 | 51861.5671
2018-10-15 11:00 | 52558.8218
2018-10-15 12:00 | 53430.8897
2018-10-15 13:00 | 53348.9772
2018-10-15 14:00 | 52335.061
2018-10-15 15:00 | 51217.2558
2018-10-15 16:00 | 49836.7314
2018-10-15 17:00 | 48674.9731
2018-10-15 18:00 | 48681.9656
2018-10-15 19:00 | 52270.1304
2018-10-15 20:00 | 53804.4904
2018-10-15 21:00 | 49379.2204
2018-10-15 22:00 | 45887.9521
2018-10-15 23:00 | 48441.223
2018-10-16 | 47093.6633
2018-10-16 01:00 | 41970.1397
2018-10-16 02:00 | 40756.4369
2018-10-16 03:00 | 38808.519
2018-10-16 04:00 | 37380.0458
2018-10-16 05:00 | 37610.7992
2018-10-16 06:00 | 40751.4423
2018-10-16 07:00 | 47615.106
2018-10-16 08:00 | 52258.1432
2018-10-16 09:00 | 52771.5944
2018-10-16 10:00 | 53373.9506
2018-10-16 11:00 | 53756.5416
2018-10-16 12:00 | 54509.7366
2018-10-16 13:00 | 54251.0131
2018-10-16 14:00 | 52795.5688
2018-10-16 15:00 | 51580.8671
2018-10-16 16:00 | 50319.2156
2018-10-16 17:00 | 48851.7841
2018-10-16 18:00 | 48931.6987
2018-10-16 19:00 | 52099.313
2018-10-16 20:00 | 54020.2597
2018-10-16 21:00 | 49733.8413
2018-10-16 22:00 | 46593.1982
2018-10-16 23:00 | 48819.8183
2018-10-17 | 47658.0601
2018-10-17 01:00 | 42674.3869
2018-10-17 02:00 | 41382.7675
2018-10-17 03:00 | 39356.9328
2018-10-17 04:00 | 37922.4661
2018-10-17 05:00 | 38249.1169
2018-10-17 06:00 | 41275.8817
2018-10-17 07:00 | 47566.1583
2018-10-17 08:00 | 52157.251
2018-10-17 09:00 | 53562.7488
2018-10-17 10:00 | 53966.3174
2018-10-17 11:00 | 54239.0259
2018-10-17 12:00 | 55128.0756
2018-10-17 13:00 | 54736.4942
2018-10-17 14:00 | 53131.21
2018-10-17 15:00 | 51804.6279
2018-10-17 16:00 | 50488.0352
2018-10-17 17:00 | 49255.3528
2018-10-17 18:00 | 49272.3346
2018-10-17 19:00 | 52848.5122
2018-10-17 20:00 | 54346.9106
2018-10-17 21:00 | 49977.5808
2018-10-17 22:00 | 46732.0498
2018-10-17 23:00 | 49052.5695
2018-10-18 | 48145.539
2018-10-18 01:00 | 42978.0623
2018-10-18 02:00 | 41727.3991
2018-10-18 03:00 | 39701.5645
2018-10-18 04:00 | 38197.1724
2018-10-18 05:00 | 38346.0134
2018-10-18 06:00 | 41531.6084
2018-10-18 07:00 | 48320.3522
2018-10-18 08:00 | 53055.2912
2018-10-18 09:00 | 53159.1801
2018-10-18 10:00 | 53544.768
2018-10-18 11:00 | 54080.1957
2018-10-18 12:00 | 54760.4686
2018-10-18 13:00 | 54274.9875
2018-10-18 14:00 | 52836.525
2018-10-18 15:00 | 51555.8938
2018-10-18 16:00 | 50183.3609
2018-10-18 17:00 | 48857.7777
2018-10-18 18:00 | 49075.545
2018-10-18 19:00 | 52934.4203
2018-10-18 20:00 | 54176.0932
2018-10-18 21:00 | 49814.7548
2018-10-18 22:00 | 46884.8865
2018-10-18 23:00 | 49081.5386
2018-10-19 | 48056.634
2018-10-19 01:00 | 43128.9011
2018-10-19 02:00 | 41764.3596
2018-10-19 03:00 | 39684.5826
2018-10-19 04:00 | 38437.9151
2018-10-19 05:00 | 38798.5297
2018-10-19 06:00 | 41911.2027
2018-10-19 07:00 | 48567.0884
2018-10-19 08:00 | 53535.7776
2018-10-19 09:00 | 53916.3708
2018-10-19 10:00 | 54599.6405
2018-10-19 11:00 | 54529.7152
2018-10-19 12:00 | 54857.365
2018-10-19 13:00 | 54656.5796
2018-10-19 14:00 | 52552.8282
2018-10-19 15:00 | 50816.6839
2018-10-19 16:00 | 49099.5193
2018-10-19 17:00 | 47662.0558
2018-10-19 18:00 | 47910.7899
2018-10-19 19:00 | 51320.1458
2018-10-19 20:00 | 52937.4171
2018-10-19 21:00 | 49139.4766
2018-10-19 22:00 | 46275.5378
2018-10-19 23:00 | 49014.6101
2018-10-20 | 47665.0526
2018-10-20 01:00 | 42449.6272
2018-10-20 02:00 | 40985.1924
2018-10-20 03:00 | 38695.6397
2018-10-20 04:00 | 37116.3277
2018-10-20 05:00 | 36631.8456
2018-10-20 06:00 | 37877.5141
2018-10-20 07:00 | 40008.2367
2018-10-20 08:00 | 42580.4873
2018-10-20 09:00 | 44787.1287
2018-10-20 10:00 | 46886.8843
2018-10-20 11:00 | 47467.264
2018-10-20 12:00 | 48270.4055
2018-10-20 13:00 | 49309.2951
2018-10-20 14:00 | 46310.5004
2018-10-20 15:00 | 44287.6625
2018-10-20 16:00 | 42761.294
2018-10-20 17:00 | 41627.5059
2018-10-20 18:00 | 41970.1397
2018-10-20 19:00 | 45838.0054
2018-10-20 20:00 | 48277.3981
2018-10-20 21:00 | 45301.5788
2018-10-20 22:00 | 43357.6566
2018-10-20 23:00 | 46553.241
2018-10-21 | 46366.4406
2018-10-21 01:00 | 41831.2881
2018-10-21 02:00 | 40560.6462
2018-10-21 03:00 | 38134.2397
2018-10-21 04:00 | 36289.2118
2018-10-21 05:00 | 35699.8418
2018-10-21 06:00 | 36193.3143
2018-10-21 07:00 | 37573.8387
2018-10-21 08:00 | 39235.0631
2018-10-21 09:00 | 41128.0398
2018-10-21 10:00 | 43528.474
2018-10-21 11:00 | 45079.8158
2018-10-21 12:00 | 46283.5292
2018-10-21 13:00 | 47540.186
2018-10-21 14:00 | 43875.1035
2018-10-21 15:00 | 41611.523
2018-10-21 16:00 | 40082.1577
2018-10-21 17:00 | 38941.377
2018-10-21 18:00 | 39839.4171
2018-10-21 19:00 | 44488.4479
2018-10-21 20:00 | 48151.5326
2018-10-21 21:00 | 45736.1144
2018-10-21 22:00 | 43859.1206
2018-10-21 23:00 | 46801.9751
2018-10-22 | 46140.6819
2018-10-22 01:00 | 41929.1834
2018-10-22 02:00 | 40745.4487
2018-10-22 03:00 | 38657.6802
2018-10-22 04:00 | 37460.9594
2018-10-22 05:00 | 38179.1917
2018-10-22 06:00 | 41838.2806
2018-10-22 07:00 | 47665.0526
2018-10-22 08:00 | 52926.4289
2018-10-22 09:00 | 54744.4856
2018-10-22 10:00 | 55726.4361
2018-10-22 11:00 | 56303.8189
2018-10-22 12:00 | 57209.8505
2018-10-22 13:00 | 56927.1527
2018-10-22 14:00 | 55570.6026
2018-10-22 15:00 | 54000.2811
2018-10-22 16:00 | 52474.9115
2018-10-22 17:00 | 51070.4127
2018-10-22 18:00 | 51062.4213
2018-10-22 19:00 | 55915.2343
2018-10-22 20:00 | 57505.5345
2018-10-22 21:00 | 52997.3531
2018-10-22 22:00 | 49877.6876
2018-10-22 23:00 | 52595.7823
2018-10-23 | 51222.2504
2018-10-23 01:00 | 46247.5677
2018-10-23 02:00 | 45150.74
2018-10-23 03:00 | 43024.0132
2018-10-23 04:00 | 41765.3585
2018-10-23 05:00 | 42333.751
2018-10-23 06:00 | 45820.0247
2018-10-23 07:00 | 51709.7294
2018-10-23 08:00 | 57028.0448
2018-10-23 09:00 | 58740.2147
2018-10-23 10:00 | 59385.525
2018-10-23 11:00 | 59121.8069
2018-10-23 12:00 | 59124.8037
2018-10-23 13:00 | 58201.7903
2018-10-23 14:00 | 55966.1798
2018-10-23 15:00 | 54041.2373
2018-10-23 16:00 | 52516.8667
2018-10-23 17:00 | 51110.37
2018-10-23 18:00 | 51196.2782
2018-10-23 19:00 | 56541.5648
2018-10-23 20:00 | 58319.6643
2018-10-23 21:00 | 53763.5341
2018-10-23 22:00 | 50728.7779
2018-10-23 23:00 | 53128.2132
2018-10-24 | 52053.3621
2018-10-24 01:00 | 47221.5266
2018-10-24 02:00 | 45752.0973
2018-10-24 03:00 | 43504.4996
2018-10-24 04:00 | 41987.1215
2018-10-24 05:00 | 42270.8183
2018-10-24 06:00 | 45571.2905
2018-10-24 07:00 | 51269.2002
2018-10-24 08:00 | 56449.663
2018-10-24 09:00 | 57785.2355
2018-10-24 10:00 | 58576.3899
2018-10-24 11:00 | 58435.5404
2018-10-24 12:00 | 58915.0279
2018-10-24 13:00 | 58410.5671
2018-10-24 14:00 | 56742.3502
2018-10-24 15:00 | 54813.412
2018-10-24 16:00 | 52987.3638
2018-10-24 17:00 | 51730.707
2018-10-24 18:00 | 52037.3792
2018-10-24 19:00 | 57080.9882
2018-10-24 20:00 | 58074.9259
2018-10-24 21:00 | 53160.179
2018-10-24 22:00 | 50133.4142
2018-10-24 23:00 | 52348.0471
2018-10-25 | 51144.3337
2018-10-25 01:00 | 46243.5719
2018-10-25 02:00 | 44809.1052
2018-10-25 03:00 | 42698.3613
2018-10-25 04:00 | 41017.1583
2018-10-25 05:00 | 41192.9704
2018-10-25 06:00 | 44298.6508
2018-10-25 07:00 | 49914.6481
2018-10-25 08:00 | 54990.223
2018-10-25 09:00 | 56301.8211
2018-10-25 10:00 | 57325.7266
2018-10-25 11:00 | 57635.3956
2018-10-25 12:00 | 58250.7379
2018-10-25 13:00 | 57838.1789
2018-10-25 14:00 | 55959.1873
2018-10-25 15:00 | 54348.9085
2018-10-25 16:00 | 52425.9638
2018-10-25 17:00 | 50845.653
2018-10-25 18:00 | 51427.0315
2018-10-25 19:00 | 56517.5904
2018-10-25 20:00 | 57678.3497
2018-10-25 21:00 | 53279.052
2018-10-25 22:00 | 50365.1665
2018-10-25 23:00 | 53034.3136
2018-10-26 | 52073.3407
2018-10-26 01:00 | 47368.3697
2018-10-26 02:00 | 46094.731
2018-10-26 03:00 | 43802.1815
2018-10-26 04:00 | 42463.6122
2018-10-26 05:00 | 42708.3506
2018-10-26 06:00 | 45714.1378
2018-10-26 07:00 | 50974.5152
2018-10-26 08:00 | 55814.3421
2018-10-26 09:00 | 57447.5964
2018-10-26 10:00 | 58479.4934
2018-10-26 11:00 | 58944.9959
2018-10-26 12:00 | 59510.3915
2018-10-26 13:00 | 59091.8389
2018-10-26 14:00 | 57238.8195
2018-10-26 15:00 | 55447.734
2018-10-26 16:00 | 53998.2832
2018-10-26 17:00 | 52508.8752
2018-10-26 18:00 | 53067.2783
2018-10-26 19:00 | 57818.2003
2018-10-26 20:00 | 57970.038
2018-10-26 21:00 | 54240.0248
2018-10-26 22:00 | 51898.5276
2018-10-26 23:00 | 54426.8252
2018-10-27 | 53451.8673
2018-10-27 01:00 | 48344.3265
2018-10-27 02:00 | 46907.8619
2018-10-27 03:00 | 44414.5269
2018-10-27 04:00 | 42520.5513
2018-10-27 05:00 | 42024.082
2018-10-27 06:00 | 43480.5253
2018-10-27 07:00 | 45849.9926
2018-10-27 08:00 | 48693.9528
2018-10-27 09:00 | 51133.3455
2018-10-27 10:00 | 53657.6473
2018-10-27 11:00 | 54397.8561
2018-10-27 12:00 | 55175.0254
2018-10-27 13:00 | 56623.4773
2018-10-27 14:00 | 53269.0627
2018-10-27 15:00 | 51587.8596
2018-10-27 16:00 | 50119.4292
2018-10-27 17:00 | 49418.1787
2018-10-27 18:00 | 50664.8462
2018-10-27 19:00 | 55886.2652
2018-10-27 20:00 | 56904.1772
2018-10-27 21:00 | 53689.6132
2018-10-27 22:00 | 51830.6002
2018-10-27 23:00 | 55624.545
2018-10-28 | 55128.0756
2018-10-28 01:00 | 50500.0224
2018-10-28 02:00 | 49143.4724
2018-10-28 03:00 | 45674.1806
2018-10-28 04:00 | 43354.6598
2018-10-28 05:00 | 43748.2391
2018-10-28 06:00 | 45325.5532
2018-10-28 07:00 | 46984.7797
2018-10-28 08:00 | 48392.2753
2018-10-28 09:00 | 51755.6803
2018-10-28 10:00 | 53893.3953
2018-10-28 11:00 | 55244.9507
2018-10-28 12:00 | 56781.3086
2018-10-28 13:00 | 57865.1501
2018-10-28 14:00 | 54329.9287
2018-10-28 15:00 | 52570.809
2018-10-28 16:00 | 51960.4614
2018-10-28 17:00 | 52116.2948
2018-10-28 18:00 | 56226.9011
2018-10-28 19:00 | 60556.2736
2018-10-28 20:00 | 59863.0146
2018-10-28 21:00 | 57430.6145
2018-10-28 22:00 | 55525.6507
2018-10-28 23:00 | 58639.3226
2018-10-29 | 57860.1554
2018-10-29 01:00 | 53307.0221
2018-10-29 02:00 | 52269.1315
2018-10-29 03:00 | 49746.8274
2018-10-29 04:00 | 48342.3287
2018-10-29 05:00 | 49396.2022
2018-10-29 06:00 | 53730.5694
2018-10-29 07:00 | 59667.2239
2018-10-29 08:00 | 63530.095
2018-10-29 09:00 | 67256.1124
2018-10-29 10:00 | 69113.1275
2018-10-29 11:00 | 69821.3705
2018-10-29 12:00 | 71206.8896
2018-10-29 13:00 | 71354.7316
2018-10-29 14:00 | 70138.032
2018-10-29 15:00 | 68696.5728
2018-10-29 16:00 | 67740.5946
2018-10-29 17:00 | 67264.1039
2018-10-29 18:00 | 70339.8164
2018-10-29 19:00 | 73912.9971
2018-10-29 20:00 | 71122.9793
2018-10-29 21:00 | 66287.1481
2018-10-29 22:00 | 63116.5371
2018-10-29 23:00 | 65420.0749
2018-10-30 | 63889.7106
2018-10-30 01:00 | 59077.8539
2018-10-30 02:00 | 57688.3391
2018-10-30 03:00 | 55426.7564
2018-10-30 04:00 | 53765.532
2018-10-30 05:00 | 54357.8988
2018-10-30 06:00 | 58150.8447
2018-10-30 07:00 | 64019.5718
2018-10-30 08:00 | 67531.8177
2018-10-30 09:00 | 69961.221
2018-10-30 10:00 | 70276.8836
2018-10-30 11:00 | 69765.4303
2018-10-30 12:00 | 70127.0438
2018-10-30 13:00 | 69180.056
2018-10-30 14:00 | 67043.3398
2018-10-30 15:00 | 64782.7561
2018-10-30 16:00 | 63684.9295
2018-10-30 17:00 | 62926.7399
2018-10-30 18:00 | 67086.2939
2018-10-30 19:00 | 71415.6664
2018-10-30 20:00 | 69120.1201
2018-10-30 21:00 | 64753.7871
2018-10-30 22:00 | 61590.1685
2018-10-30 23:00 | 64004.5879
2018-10-31 | 63009.6513
2018-10-31 01:00 | 57871.1437
2018-10-31 02:00 | 56684.4121
2018-10-31 03:00 | 54419.8326
2018-10-31 04:00 | 52660.7129
2018-10-31 05:00 | 53060.2858
2018-10-31 06:00 | 56594.5082
2018-10-31 07:00 | 62076.6486
2018-10-31 08:00 | 65332.1689
2018-10-31 09:00 | 68013.3031
2018-10-31 10:00 | 68713.5546
2018-10-31 11:00 | 68499.7831
2018-10-31 12:00 | 68703.5653
2018-10-31 13:00 | 68357.9347
2018-10-31 14:00 | 65967.4898
2018-10-31 15:00 | 64169.4117
2018-10-31 16:00 | 62803.8713
2018-10-31 17:00 | 62137.5834
2018-10-31 18:00 | 65295.2084
2018-10-31 19:00 | 67372.9875
2018-10-31 20:00 | 64938.5895
2018-10-31 21:00 | 60791.0227
2018-10-31 22:00 | 58080.9194
2018-10-31 23:00 | 60436.4018
2018-11-01 | 59425.4823
2018-11-01 01:00 | 54534.7099
2018-11-01 02:00 | 52831.5303
2018-11-01 03:00 | 50161.3843
2018-11-01 04:00 | 47907.7931
2018-11-01 05:00 | 46999.7637
2018-11-01 06:00 | 48037.6543
2018-11-01 07:00 | 49986.5712
2018-11-01 08:00 | 50559.9583
2018-11-01 09:00 | 52988.3627
2018-11-01 10:00 | 54729.5017
2018-11-01 11:00 | 55224.9721
2018-11-01 12:00 | 56535.5712
2018-11-01 13:00 | 58200.7913
2018-11-01 14:00 | 54938.2785
2018-11-01 15:00 | 52658.715
2018-11-01 16:00 | 51309.1575
2018-11-01 17:00 | 51254.2163
2018-11-01 18:00 | 55588.5834
2018-11-01 19:00 | 59563.3349
2018-11-01 20:00 | 58828.1208
2018-11-01 21:00 | 55971.1745
2018-11-01 22:00 | 53975.3078
2018-11-01 23:00 | 57573.4618
2018-11-02 | 56824.2626
2018-11-02 01:00 | 52248.1539
2018-11-02 02:00 | 51249.2216
2018-11-02 03:00 | 48868.766
2018-11-02 04:00 | 47400.3355
2018-11-02 05:00 | 47955.7419
2018-11-02 06:00 | 50906.5878
2018-11-02 07:00 | 55151.0511
2018-11-02 08:00 | 57565.4704
2018-11-02 09:00 | 60172.6836
2018-11-02 10:00 | 61201.5839
2018-11-02 11:00 | 60944.8583
2018-11-02 12:00 | 60897.9085
2018-11-02 13:00 | 61152.6362
2018-11-02 14:00 | 58314.6696
2018-11-02 15:00 | 56072.0666
2018-11-02 16:00 | 54686.5476
2018-11-02 17:00 | 54602.6373
2018-11-02 18:00 | 59786.0968
2018-11-02 19:00 | 64077.5099
2018-11-02 20:00 | 62289.4211
2018-11-02 21:00 | 58742.2126
2018-11-02 22:00 | 56952.126
2018-11-02 23:00 | 60058.8054
2018-11-03 | 59438.4684
2018-11-03 01:00 | 54678.5561
2018-11-03 02:00 | 53756.5416
2018-11-03 03:00 | 51484.9696
2018-11-03 04:00 | 49843.7239
2018-11-03 05:00 | 49684.8936
2018-11-03 06:00 | 51330.1351
2018-11-03 07:00 | 53784.5117
2018-11-03 08:00 | 55146.0564
2018-11-03 09:00 | 58121.8757
2018-11-03 10:00 | 59635.2581
2018-11-03 11:00 | 59478.4257
2018-11-03 12:00 | 59386.5239
2018-11-03 13:00 | 60054.8096
2018-11-03 14:00 | 56566.5381
2018-11-03 15:00 | 53925.3612
2018-11-03 16:00 | 52300.0984
2018-11-03 17:00 | 51920.5041
2018-11-03 18:00 | 57251.8057
2018-11-03 19:00 | 61192.5935
2018-11-03 20:00 | 59775.1086
2018-11-03 21:00 | 57105.9615
2018-11-03 22:00 | 55247.9475
2018-11-03 23:00 | 59142.7845
2018-11-04 | 58657.3034
2018-11-04 01:00 | 54401.8519
2018-11-04 02:00 | 53007.3424
2018-11-04 03:00 | 50429.0982
2018-11-04 04:00 | 48178.5038
2018-11-04 05:00 | 47695.0205
2018-11-04 06:00 | 48533.1247
2018-11-04 07:00 | 50029.5253
2018-11-04 08:00 | 50485.0384
2018-11-04 09:00 | 52677.6948
2018-11-04 10:00 | 54736.4942
2018-11-04 11:00 | 55788.3699
2018-11-04 12:00 | 56303.8189
2018-11-04 13:00 | 57266.7896
2018-11-04 14:00 | 52910.446
2018-11-04 15:00 | 50126.4217
2018-11-04 16:00 | 48712.9325
2018-11-04 17:00 | 48708.9368
2018-11-04 18:00 | 54341.9159
2018-11-04 19:00 | 58741.2137
2018-11-04 20:00 | 57745.2782
2018-11-04 21:00 | 55399.7852
2018-11-04 22:00 | 53077.2677
2018-11-04 23:00 | 55770.3891
2018-11-05 | 55150.0521
2018-11-05 01:00 | 51070.4127
2018-11-05 02:00 | 50025.5296
2018-11-05 03:00 | 47684.0323
2018-11-05 04:00 | 45925.9115
2018-11-05 05:00 | 46513.2837
2018-11-05 06:00 | 50962.528
2018-11-05 07:00 | 58655.3055
2018-11-05 08:00 | 61630.1258
2018-11-05 09:00 | 62754.9236
2018-11-05 10:00 | 62964.6994
2018-11-05 11:00 | 62489.2076
2018-11-05 12:00 | 62623.0645
2018-11-05 13:00 | 62064.6614
2018-11-05 14:00 | 60195.6591
2018-11-05 15:00 | 58608.3557
2018-11-05 16:00 | 57353.6967
2018-11-05 17:00 | 57308.7448
2018-11-05 18:00 | 61421.349
2018-11-05 19:00 | 65315.187
2018-11-05 20:00 | 62464.2343
2018-11-05 21:00 | 57771.2504
2018-11-05 22:00 | 54501.7451
2018-11-05 23:00 | 57047.0245
2018-11-06 | 55846.3079
2018-11-06 01:00 | 50950.5408
2018-11-06 02:00 | 49604.9791
2018-11-06 03:00 | 47162.5896
2018-11-06 04:00 | 45489.3781
2018-11-06 05:00 | 46166.6542
2018-11-06 06:00 | 50091.4591
2018-11-06 07:00 | 57319.733
2018-11-06 08:00 | 60529.3025
2018-11-06 09:00 | 61405.3661
2018-11-06 10:00 | 61968.7639
2018-11-06 11:00 | 61669.0842
2018-11-06 12:00 | 62208.5076
2018-11-06 13:00 | 62082.6422
2018-11-06 14:00 | 60187.6676
2018-11-06 15:00 | 58764.1891
2018-11-06 16:00 | 58138.8575
2018-11-06 17:00 | 57655.3743
2018-11-06 18:00 | 62265.4468
2018-11-06 19:00 | 65559.9254
2018-11-06 20:00 | 63038.6203
2018-11-06 21:00 | 58543.4251
2018-11-06 22:00 | 55605.5653
2018-11-06 23:00 | 57805.2141
2018-11-07 | 56626.474
2018-11-07 01:00 | 51874.5532
2018-11-07 02:00 | 50548.9701
2018-11-07 03:00 | 48625.0265
2018-11-07 04:00 | 47216.532
2018-11-07 05:00 | 47622.0985
2018-11-07 06:00 | 51199.275
2018-11-07 07:00 | 57774.2472
2018-11-07 08:00 | 61026.7707
2018-11-07 09:00 | 62866.804
2018-11-07 10:00 | 63511.1153
2018-11-07 11:00 | 63835.7683
2018-11-07 12:00 | 64986.5383
2018-11-07 13:00 | 64794.7433
2018-11-07 14:00 | 63004.6566
2018-11-07 15:00 | 61492.2732
2018-11-07 16:00 | 60306.5406
2018-11-07 17:00 | 60096.7648
2018-11-07 18:00 | 64102.4832
2018-11-07 19:00 | 67367.9928
2018-11-07 20:00 | 64820.7155
2018-11-07 21:00 | 60250.6004
2018-11-07 22:00 | 56962.1153
2018-11-07 23:00 | 59631.2623
2018-11-08 | 58544.424
2018-11-08 01:00 | 53866.4242
2018-11-08 02:00 | 52613.7631
2018-11-08 03:00 | 50494.0288
2018-11-08 04:00 | 49015.609
2018-11-08 05:00 | 49514.0762
2018-11-08 06:00 | 53746.5523
2018-11-08 07:00 | 61229.554
2018-11-08 08:00 | 64584.9675
2018-11-08 09:00 | 65642.8368
2018-11-08 10:00 | 65343.1571
2018-11-08 11:00 | 64625.9237
2018-11-08 12:00 | 64516.0412
2018-11-08 13:00 | 63494.1335
2018-11-08 14:00 | 61667.0863
2018-11-08 15:00 | 59921.9516
2018-11-08 16:00 | 58873.0727
2018-11-08 17:00 | 59217.7044
2018-11-08 18:00 | 64205.3732
2018-11-08 19:00 | 67682.6565
2018-11-08 20:00 | 64834.7006
2018-11-08 21:00 | 60248.6025
2018-11-08 22:00 | 57145.9188
2018-11-08 23:00 | 59709.1791
2018-11-09 | 58351.6301
2018-11-09 01:00 | 53556.7552
2018-11-09 02:00 | 52273.1272
2018-11-09 03:00 | 49995.5616
2018-11-09 04:00 | 48404.2625
2018-11-09 05:00 | 48857.7777
2018-11-09 06:00 | 52760.6061
2018-11-09 07:00 | 59897.9773
2018-11-09 08:00 | 63622.9957
2018-11-09 09:00 | 64528.0284
2018-11-09 10:00 | 64377.1896
2018-11-09 11:00 | 64028.5622
2018-11-09 12:00 | 63603.0171
2018-11-09 13:00 | 62635.0517
2018-11-09 14:00 | 60243.6078
2018-11-09 15:00 | 58459.5148
2018-11-09 16:00 | 57197.8633
2018-11-09 17:00 | 56933.1463
2018-11-09 18:00 | 61949.7842
2018-11-09 19:00 | 64329.2408
2018-11-09 20:00 | 62067.6582
2018-11-09 21:00 | 58370.6098
2018-11-09 22:00 | 55713.4499
2018-11-09 23:00 | 58200.7913
2018-11-10 | 56963.1142
2018-11-10 01:00 | 51688.7518
2018-11-10 02:00 | 49890.6737
2018-11-10 03:00 | 47293.4498
2018-11-10 04:00 | 45176.7123
2018-11-10 05:00 | 44584.3454
2018-11-10 06:00 | 45678.1763
2018-11-10 07:00 | 48015.6778
2018-11-10 08:00 | 49470.1232
2018-11-10 09:00 | 52356.0386
2018-11-10 10:00 | 54311.948
2018-11-10 11:00 | 55025.1856
2018-11-10 12:00 | 56166.9652
2018-11-10 13:00 | 57725.2996
2018-11-10 14:00 | 54386.8679
2018-11-10 15:00 | 52121.2895
2018-11-10 16:00 | 50801.6999
2018-11-10 17:00 | 50860.6369
2018-11-10 18:00 | 55242.9528
2018-11-10 19:00 | 57481.5601
2018-11-10 20:00 | 55815.341
2018-11-10 21:00 | 52733.635
2018-11-10 22:00 | 50788.7138
2018-11-10 23:00 | 54228.0376
2018-11-11 | 53839.453
2018-11-11 01:00 | 49153.4617
2018-11-11 02:00 | 47639.0803
2018-11-11 03:00 | 44754.1639
2018-11-11 04:00 | 42635.4286
2018-11-11 05:00 | 41825.2945
2018-11-11 06:00 | 42520.5513
2018-11-11 07:00 | 43890.0875
2018-11-11 08:00 | 44501.4341
2018-11-11 09:00 | 47041.7188
2018-11-11 10:00 | 49470.1232
2018-11-11 11:00 | 50818.6818
2018-11-11 12:00 | 52338.0578
2018-11-11 13:00 | 54055.2224
2018-11-11 14:00 | 50267.2712
2018-11-11 15:00 | 47884.8177
2018-11-11 16:00 | 46483.3157
2018-11-11 17:00 | 46781.9964
2018-11-11 18:00 | 51844.5852
2018-11-11 19:00 | 55262.9315
2018-11-11 20:00 | 54578.6629
2018-11-11 21:00 | 52014.4037
2018-11-11 22:00 | 49753.82
2018-11-11 23:00 | 52592.7855
2018-11-12 | 51927.4966
2018-11-12 01:00 | 47857.8465
2018-11-12 02:00 | 46616.1737
2018-11-12 03:00 | 44406.5355
2018-11-12 04:00 | 42479.5951
2018-11-12 05:00 | 43260.7602
2018-11-12 06:00 | 47734.9778
2018-11-12 07:00 | 54963.2518
2018-11-12 08:00 | 58955.9841
2018-11-12 09:00 | 60179.6762
2018-11-12 10:00 | 60778.0366
2018-11-12 11:00 | 60853.9554
2018-11-12 12:00 | 61492.2732
2018-11-12 13:00 | 61252.5294
2018-11-12 14:00 | 59453.4524
2018-11-12 15:00 | 57882.1319
2018-11-12 16:00 | 56842.2434
2018-11-12 17:00 | 56639.4602
2018-11-12 18:00 | 61384.3885
2018-11-12 19:00 | 64589.9622
2018-11-12 20:00 | 61711.0393
2018-11-12 21:00 | 57290.764
2018-11-12 22:00 | 54097.1775
2018-11-12 23:00 | 56658.4399
2018-11-13 | 55457.7233
2018-11-13 01:00 | 50443.0832
2018-11-13 02:00 | 49107.5108
2018-11-13 03:00 | 47118.6366
2018-11-13 04:00 | 45296.5842
2018-11-13 05:00 | 45771.077
2018-11-13 06:00 | 49731.8435
2018-11-13 07:00 | 57049.0224
2018-11-13 08:00 | 61154.6341
2018-11-13 09:00 | 61960.7724
2018-11-13 10:00 | 61933.8012
2018-11-13 11:00 | 61416.3543
2018-11-13 12:00 | 61572.1878
2018-11-13 13:00 | 61118.6725
2018-11-13 14:00 | 59200.7225
2018-11-13 15:00 | 57291.7629
2018-11-13 16:00 | 55854.2994
2018-11-13 17:00 | 56118.0175
2018-11-13 18:00 | 61636.1194
2018-11-13 19:00 | 64898.6322
2018-11-13 20:00 | 62619.0688
2018-11-13 21:00 | 58061.9397
2018-11-13 22:00 | 55206.9913
2018-11-13 23:00 | 57970.038
2018-11-14 | 56801.2872
2018-11-14 01:00 | 52045.3706
2018-11-14 02:00 | 51064.4191
2018-11-14 03:00 | 49003.6218
2018-11-14 04:00 | 47560.1647
2018-11-14 05:00 | 48153.5305
2018-11-14 06:00 | 51903.5222
2018-11-14 07:00 | 58984.9532
2018-11-14 08:00 | 62540.1531
2018-11-14 09:00 | 64282.291
2018-11-14 10:00 | 63999.5932
2018-11-14 11:00 | 63442.189
2018-11-14 12:00 | 63305.3353
2018-11-14 13:00 | 62495.2012
2018-11-14 14:00 | 60266.5833
2018-11-14 15:00 | 58153.8415
2018-11-14 16:00 | 56814.2733
2018-11-14 17:00 | 57199.8612
2018-11-14 18:00 | 62590.0997
2018-11-14 19:00 | 65972.4844
2018-11-14 20:00 | 63268.3748
2018-11-14 21:00 | 58512.4582
2018-11-14 22:00 | 55416.7671
2018-11-14 23:00 | 57827.1906
2018-11-15 | 56809.2787
2018-11-15 01:00 | 52165.2425
2018-11-15 02:00 | 51143.3348
2018-11-15 03:00 | 48725.9187
2018-11-15 04:00 | 47001.7615
2018-11-15 05:00 | 47567.1572
2018-11-15 06:00 | 51526.9248
2018-11-15 07:00 | 58927.0151
2018-11-15 08:00 | 62666.0186
2018-11-15 09:00 | 63103.5509
2018-11-15 10:00 | 63358.2787
2018-11-15 11:00 | 63044.6139
2018-11-15 12:00 | 63411.2221
2018-11-15 13:00 | 62779.8969
2018-11-15 14:00 | 61026.7707
2018-11-15 15:00 | 59384.5261
2018-11-15 16:00 | 58115.8821
2018-11-15 17:00 | 58541.4272
2018-11-15 18:00 | 63445.1858
2018-11-15 19:00 | 66273.1631
2018-11-15 20:00 | 63747.8623
2018-11-15 21:00 | 59082.8485
2018-11-15 22:00 | 56078.0602
2018-11-15 23:00 | 58752.2019
2018-11-16 | 57514.5248
2018-11-16 01:00 | 52508.8752
2018-11-16 02:00 | 51468.9867
2018-11-16 03:00 | 49351.2503
2018-11-16 04:00 | 47722.9907
2018-11-16 05:00 | 48105.5817
2018-11-16 06:00 | 52220.1838
2018-11-16 07:00 | 59454.4513
2018-11-16 08:00 | 63555.0683
2018-11-16 09:00 | 64344.2248
2018-11-16 10:00 | 64726.8159
2018-11-16 11:00 | 64666.88
2018-11-16 12:00 | 65115.4005
2018-11-16 13:00 | 64782.7561
2018-11-16 14:00 | 62429.2717
2018-11-16 15:00 | 60822.9885
2018-11-16 16:00 | 59555.3435
2018-11-16 17:00 | 59643.2495
2018-11-16 18:00 | 64199.3796
2018-11-16 19:00 | 66231.2079
2018-11-16 20:00 | 63983.6103
2018-11-16 21:00 | 59794.0883
2018-11-16 22:00 | 57079.9893
2018-11-16 23:00 | 59876.9997
2018-11-17 | 58754.1998
2018-11-17 01:00 | 53422.8982
2018-11-17 02:00 | 51946.4763
2018-11-17 03:00 | 49730.8445
2018-11-17 04:00 | 47974.7216
2018-11-17 05:00 | 47634.0857
2018-11-17 06:00 | 49007.6176
2018-11-17 07:00 | 51634.8095
2018-11-17 08:00 | 53679.6238
2018-11-17 09:00 | 56699.3961
2018-11-17 10:00 | 59164.761
2018-11-17 11:00 | 60005.8619
2018-11-17 12:00 | 61278.5017
2018-11-17 13:00 | 62345.3613
2018-11-17 14:00 | 58724.2318
2018-11-17 15:00 | 56519.5883
2018-11-17 16:00 | 55135.0682
2018-11-17 17:00 | 55458.7222
2018-11-17 18:00 | 60656.1669
2018-11-17 19:00 | 63211.4356
2018-11-17 20:00 | 61397.3746
2018-11-17 21:00 | 58408.5692
2018-11-17 22:00 | 56598.5039
2018-11-17 23:00 | 60465.3708
2018-11-18 | 60186.6687
2018-11-18 01:00 | 56061.0784
2018-11-18 02:00 | 54776.4515
2018-11-18 03:00 | 52375.0183
2018-11-18 04:00 | 50332.2018
2018-11-18 05:00 | 49855.7111
2018-11-18 06:00 | 50913.5803
2018-11-18 07:00 | 52560.8197
2018-11-18 08:00 | 53678.6249
2018-11-18 09:00 | 56182.9481
2018-11-18 10:00 | 58492.4795
2018-11-18 11:00 | 59182.7417
2018-11-18 12:00 | 59715.1727
2018-11-18 13:00 | 60666.1562
2018-11-18 14:00 | 56283.8403
2018-11-18 15:00 | 53555.7562
2018-11-18 16:00 | 52322.0749
2018-11-18 17:00 | 53252.0808
2018-11-18 18:00 | 59680.21
2018-11-18 19:00 | 63641.9754
2018-11-18 20:00 | 63148.5029
2018-11-18 21:00 | 61020.7771
2018-11-18 22:00 | 59110.8186
2018-11-18 23:00 | 62520.1745
2018-11-19 | 62146.5738
2018-11-19 01:00 | 58361.6194
2018-11-19 02:00 | 57738.2857
2018-11-19 03:00 | 55849.3047
2018-11-19 04:00 | 54508.7376
2018-11-19 05:00 | 55761.3987
2018-11-19 06:00 | 60711.1081
2018-11-19 07:00 | 68456.829
2018-11-19 08:00 | 73524.4125
2018-11-19 09:00 | 74536.3309
2018-11-19 10:00 | 74578.286
2018-11-19 11:00 | 74075.8231
2018-11-19 12:00 | 74330.5508
2018-11-19 13:00 | 73935.9726
2018-11-19 14:00 | 72091.9436
2018-11-19 15:00 | 70601.5366
2018-11-19 16:00 | 69968.2136
2018-11-19 17:00 | 70601.5366
2018-11-19 18:00 | 75414.3923
2018-11-19 19:00 | 78825.7461
2018-11-19 20:00 | 75860.9151
2018-11-19 21:00 | 71150.9494
2018-11-19 22:00 | 67529.8199
2018-11-19 23:00 | 70191.9744
2018-11-20 | 69017.23
2018-11-20 01:00 | 64411.1533
2018-11-20 02:00 | 63389.2456
2018-11-20 03:00 | 60983.8166
2018-11-20 04:00 | 59385.525
2018-11-20 05:00 | 60006.8609
2018-11-20 06:00 | 64322.2483
2018-11-20 07:00 | 71899.1496
2018-11-20 08:00 | 75889.8841
2018-11-20 09:00 | 76581.1452
2018-11-20 10:00 | 77375.2964
2018-11-20 11:00 | 77191.4929
2018-11-20 12:00 | 77810.8309
2018-11-20 13:00 | 77381.29
2018-11-20 14:00 | 75527.2717
2018-11-20 15:00 | 73933.9747
2018-11-20 16:00 | 72989.9837
2018-11-20 17:00 | 73514.4231
2018-11-20 18:00 | 77670.9804
2018-11-20 19:00 | 80251.2224
2018-11-20 20:00 | 77225.4566
2018-11-20 21:00 | 72733.2581
2018-11-20 22:00 | 69483.7314
2018-11-20 23:00 | 72097.9372
2018-11-21 | 70567.5729
2018-11-21 01:00 | 65699.7759
2018-11-21 02:00 | 65320.1817
2018-11-21 03:00 | 63021.6385
2018-11-21 04:00 | 61445.3234
2018-11-21 05:00 | 61862.877
2018-11-21 06:00 | 66415.0114
2018-11-21 07:00 | 73454.4872
2018-11-21 08:00 | 77413.2558
2018-11-21 09:00 | 79055.5005
2018-11-21 10:00 | 78913.6521
2018-11-21 11:00 | 77664.9868
2018-11-21 12:00 | 77413.2558
2018-11-21 13:00 | 76040.7229
2018-11-21 14:00 | 73516.421
2018-11-21 15:00 | 71155.944
2018-11-21 16:00 | 70092.0812
2018-11-21 17:00 | 70795.3295
2018-11-21 18:00 | 76155.6001
2018-11-21 19:00 | 78828.7429
2018-11-21 20:00 | 76002.7634
2018-11-21 21:00 | 71645.4208
2018-11-21 22:00 | 68072.2401
2018-11-21 23:00 | 70649.4854
2018-11-22 | 69522.6898
2018-11-22 01:00 | 65087.4304
2018-11-22 02:00 | 64684.8607
2018-11-22 03:00 | 62121.6005
2018-11-22 04:00 | 60527.3046
2018-11-22 05:00 | 60794.0195
2018-11-22 06:00 | 64955.5714
2018-11-22 07:00 | 72411.6019
2018-11-22 08:00 | 76468.2659
2018-11-22 09:00 | 76616.1079
2018-11-22 10:00 | 76728.9872
2018-11-22 11:00 | 76073.6876
2018-11-22 12:00 | 76010.7549
2018-11-22 13:00 | 74821.0266
2018-11-22 14:00 | 72806.1802
2018-11-22 15:00 | 70398.7534
2018-11-22 16:00 | 69183.0528
2018-11-22 17:00 | 69655.5478
2018-11-22 18:00 | 74712.1429
2018-11-22 19:00 | 77576.0818
2018-11-22 20:00 | 74428.4462
2018-11-22 21:00 | 69398.8222
2018-11-22 22:00 | 66023.43
2018-11-22 23:00 | 68421.8664
2018-11-23 | 67060.3217
2018-11-23 01:00 | 62424.277
2018-11-23 02:00 | 61842.8984
2018-11-23 03:00 | 59519.3819
2018-11-23 04:00 | 57673.3551
2018-11-23 05:00 | 58083.9162
2018-11-23 06:00 | 62226.4884
2018-11-23 07:00 | 69416.8029
2018-11-23 08:00 | 73955.9512
2018-11-23 09:00 | 74574.2903
2018-11-23 10:00 | 74912.9283
2018-11-23 11:00 | 74461.4109
2018-11-23 12:00 | 74335.5455
2018-11-23 13:00 | 73696.2288
2018-11-23 14:00 | 71586.4838
2018-11-23 15:00 | 69614.5915
2018-11-23 16:00 | 68626.6475
2018-11-23 17:00 | 68806.4553
2018-11-23 18:00 | 72906.0734
2018-11-23 19:00 | 74428.4462
2018-11-23 20:00 | 71566.5052
2018-11-23 21:00 | 67250.1188
2018-11-23 22:00 | 64324.2462
2018-11-23 23:00 | 66616.7958
2018-11-24 | 65352.1475
2018-11-24 01:00 | 60184.6708
2018-11-24 02:00 | 58563.4037
2018-11-24 03:00 | 55943.2044
2018-11-24 04:00 | 53849.4423
2018-11-24 05:00 | 53271.0605
2018-11-24 06:00 | 54908.3105
2018-11-24 07:00 | 57382.6658
2018-11-24 08:00 | 59741.1449
2018-11-24 09:00 | 62070.655
2018-11-24 10:00 | 63798.8078
2018-11-24 11:00 | 63741.8687
2018-11-24 12:00 | 63813.7918
2018-11-24 13:00 | 64709.834
2018-11-24 14:00 | 61197.5882
2018-11-24 15:00 | 58651.3098
2018-11-24 16:00 | 57355.6946
2018-11-24 17:00 | 57804.2152
2018-11-24 18:00 | 63213.4335
2018-11-24 19:00 | 65604.8774
2018-11-24 20:00 | 63974.6199
2018-11-24 21:00 | 60988.8113
2018-11-24 22:00 | 58957.982
2018-11-24 23:00 | 62848.8232
2018-11-25 | 62545.1478
2018-11-25 01:00 | 58204.787
2018-11-25 02:00 | 57079.9893
2018-11-25 03:00 | 54306.9533
2018-11-25 04:00 | 51894.5318
2018-11-25 05:00 | 51041.4437
2018-11-25 06:00 | 51777.6568
2018-11-25 07:00 | 53182.1556
2018-11-25 08:00 | 54472.7761
2018-11-25 09:00 | 56788.3011
2018-11-25 10:00 | 59849.0296
2018-11-25 11:00 | 61733.0159
2018-11-25 12:00 | 63336.3022
2018-11-25 13:00 | 64740.8009
2018-11-25 14:00 | 61079.7141
2018-11-25 15:00 | 58566.4005
2018-11-25 16:00 | 57582.4522
2018-11-25 17:00 | 58027.976
2018-11-25 18:00 | 62682.0015
2018-11-25 19:00 | 65805.6628
2018-11-25 20:00 | 65057.4625
2018-11-25 21:00 | 62475.2225
2018-11-25 22:00 | 60008.8587
2018-11-25 23:00 | 63057.6001
2018-11-26 | 62258.4542
2018-11-26 01:00 | 58159.8351
2018-11-26 02:00 | 57376.6722
2018-11-26 03:00 | 55100.1055
2018-11-26 04:00 | 53267.0648
2018-11-26 05:00 | 54015.2651
2018-11-26 06:00 | 58552.4155
2018-11-26 07:00 | 66321.1118
2018-11-26 08:00 | 71357.7284
2018-11-26 09:00 | 72194.8336
2018-11-26 10:00 | 72829.1556
2018-11-26 11:00 | 72942.0349
2018-11-26 12:00 | 73429.5139
2018-11-26 13:00 | 73505.4328
2018-11-26 14:00 | 72052.9852
2018-11-26 15:00 | 70116.0555
2018-11-26 16:00 | 69272.9567
2018-11-26 17:00 | 69741.4559
2018-11-26 18:00 | 74112.7836
2018-11-26 19:00 | 77233.448
2018-11-26 20:00 | 74060.8391
2018-11-26 21:00 | 68827.4329
2018-11-26 22:00 | 65437.0567
2018-11-26 23:00 | 68017.2988
2018-11-27 | 66682.7253
2018-11-27 01:00 | 62143.577
2018-11-27 02:00 | 61055.7398
2018-11-27 03:00 | 58936.0055
2018-11-27 04:00 | 57245.8121
2018-11-27 05:00 | 57691.3359
2018-11-27 06:00 | 62072.6528
2018-11-27 07:00 | 69590.6172
2018-11-27 08:00 | 74562.3031
2018-11-27 09:00 | 74528.3394
2018-11-27 10:00 | 74447.4259
2018-11-27 11:00 | 73921.9875
2018-11-27 12:00 | 73797.121
2018-11-27 13:00 | 73072.8951
2018-11-27 14:00 | 71143.9568
2018-11-27 15:00 | 69578.63
2018-11-27 16:00 | 68846.4126
2018-11-27 17:00 | 69744.4527
2018-11-27 18:00 | 74103.7932
2018-11-27 19:00 | 76611.1132
2018-11-27 20:00 | 73569.3644
2018-11-27 21:00 | 68712.5557
2018-11-27 22:00 | 65415.0802
2018-11-27 23:00 | 67671.6682
2018-11-28 | 66252.1855
2018-11-28 01:00 | 61663.0906
2018-11-28 02:00 | 60335.5096
2018-11-28 03:00 | 58173.8201
2018-11-28 04:00 | 56304.8179
2018-11-28 05:00 | 56524.583
2018-11-28 06:00 | 60367.4754
2018-11-28 07:00 | 67102.2768
2018-11-28 08:00 | 71227.8672
2018-11-28 09:00 | 71804.2511
2018-11-28 10:00 | 72140.8913
2018-11-28 11:00 | 71817.2372
2018-11-28 12:00 | 72090.9446
2018-11-28 13:00 | 71442.6376
2018-11-28 14:00 | 69268.961
2018-11-28 15:00 | 67255.1135
2018-11-28 16:00 | 66108.3392
2018-11-28 17:00 | 67070.311
2018-11-28 18:00 | 71223.8714
2018-11-28 19:00 | 73858.0558
2018-11-28 20:00 | 70892.2259
2018-11-28 21:00 | 66327.1054
2018-11-28 22:00 | 62865.8051
2018-11-28 23:00 | 65254.2521
2018-11-29 | 64064.5238
2018-11-29 01:00 | 59451.4545
2018-11-29 02:00 | 57970.038
2018-11-29 03:00 | 55787.3709
2018-11-29 04:00 | 54076.1999
2018-11-29 05:00 | 54306.9533
2018-11-29 06:00 | 58079.9205
2018-11-29 07:00 | 65521.966
2018-11-29 08:00 | 69993.1869
2018-11-29 09:00 | 70192.9733
2018-11-29 10:00 | 69861.3278
2018-11-29 11:00 | 69254.9759
2018-11-29 12:00 | 69278.9503
2018-11-29 13:00 | 68225.0767
2018-11-29 14:00 | 66137.3083
2018-11-29 15:00 | 64072.5152
2018-11-29 16:00 | 63338.3
2018-11-29 17:00 | 64026.5644
2018-11-29 18:00 | 68787.4756
2018-11-29 19:00 | 71336.7508
2018-11-29 20:00 | 68639.6336
2018-11-29 21:00 | 64215.3626
2018-11-29 22:00 | 60975.8252
2018-11-29 23:00 | 63521.1046
2018-11-30 | 62219.4959
2018-11-30 01:00 | 57588.4458
2018-11-30 02:00 | 56391.725
2018-11-30 03:00 | 54128.1444
2018-11-30 04:00 | 52322.0749
2018-11-30 05:00 | 52551.8293
2018-11-30 06:00 | 56437.6758
2018-11-30 07:00 | 63513.1132
2018-11-30 08:00 | 68106.2038
2018-11-30 09:00 | 68569.7084
2018-11-30 10:00 | 68767.497
2018-11-30 11:00 | 68151.1557
2018-11-30 12:00 | 68443.8429
2018-11-30 13:00 | 67766.5668
2018-11-30 14:00 | 65647.8315
2018-11-30 15:00 | 63846.7566
2018-11-30 16:00 | 62694.9876
2018-11-30 17:00 | 62991.6705
2018-11-30 18:00 | 67582.7633
2018-11-30 19:00 | 69483.7314
2018-11-30 20:00 | 67341.0217
2018-11-30 21:00 | 63505.1217
2018-11-30 22:00 | 61046.7494
2018-11-30 23:00 | 63900.6989
2018-12-01 | 62658.0271
2018-12-01 01:00 | 57695.3316
2018-12-01 02:00 | 56242.8841
2018-12-01 03:00 | 53568.7423
2018-12-01 04:00 | 51474.9803
2018-12-01 05:00 | 50929.5633
2018-12-01 06:00 | 52440.9478
2018-12-01 07:00 | 54775.4525
2018-12-01 08:00 | 57257.7992
2018-12-01 09:00 | 59409.4994
2018-12-01 10:00 | 61334.4419
2018-12-01 11:00 | 61647.1077
2018-12-01 12:00 | 62650.0357
2018-12-01 13:00 | 63682.9317
2018-12-01 14:00 | 60653.1701
2018-12-01 15:00 | 58634.3279
2018-12-01 16:00 | 57651.3786
2018-12-01 17:00 | 58344.6376
2018-12-01 18:00 | 62190.5268
2018-12-01 19:00 | 63861.7405
2018-12-01 20:00 | 61946.7874
2018-12-01 21:00 | 59212.7097
2018-12-01 22:00 | 57027.0459
2018-12-01 23:00 | 60226.626
2018-12-02 | 59905.9687
2018-12-02 01:00 | 55264.9294
2018-12-02 02:00 | 53567.7434
2018-12-02 03:00 | 50561.9562
2018-12-02 04:00 | 48143.5411
2018-12-02 05:00 | 47238.5085
2018-12-02 06:00 | 47802.9052
2018-12-02 07:00 | 48919.7115
2018-12-02 08:00 | 50220.3213
2018-12-02 09:00 | 51744.692
2018-12-02 10:00 | 54655.5807
2018-12-02 11:00 | 56420.694
2018-12-02 12:00 | 57920.0913
2018-12-02 13:00 | 59491.4118
2018-12-02 14:00 | 55800.3571
2018-12-02 15:00 | 53697.6046
2018-12-02 16:00 | 52732.636
2018-12-02 17:00 | 53398.9239
2018-12-02 18:00 | 56935.1441
2018-12-02 19:00 | 59710.178
2018-12-02 20:00 | 58868.0781
2018-12-02 21:00 | 56179.9513
2018-12-02 22:00 | 53804.4904
2018-12-02 23:00 | 56307.8147
2018-12-03 | 55741.42
2018-12-03 01:00 | 51708.7304
2018-12-03 02:00 | 50446.08
2018-12-03 03:00 | 48225.4536
2018-12-03 04:00 | 46179.6403
2018-12-03 05:00 | 46667.1192
2018-12-03 06:00 | 50682.827
2018-12-03 07:00 | 58049.9525
2018-12-03 08:00 | 62591.0987
2018-12-03 09:00 | 62965.6983
2018-12-03 10:00 | 63027.6321
2018-12-03 11:00 | 63187.4613
2018-12-03 12:00 | 64071.5163
2018-12-03 13:00 | 64276.2974
2018-12-03 14:00 | 63316.3235
2018-12-03 15:00 | 61783.9614
2018-12-03 16:00 | 60964.8369
2018-12-03 17:00 | 61345.4301
2018-12-03 18:00 | 65090.4272
2018-12-03 19:00 | 67560.7868
2018-12-03 20:00 | 64913.6162
2018-12-03 21:00 | 60277.5715
2018-12-03 22:00 | 56930.1495
2018-12-03 23:00 | 59335.5784
2018-12-04 | 58538.4304
2018-12-04 01:00 | 53528.7851
2018-12-04 02:00 | 52212.1923
2018-12-04 03:00 | 49928.6331
2018-12-04 04:00 | 48248.429
2018-12-04 05:00 | 48680.9667
2018-12-04 06:00 | 52635.7396
2018-12-04 07:00 | 60054.8096
2018-12-04 08:00 | 64846.6878
2018-12-04 09:00 | 64774.7646
2018-12-04 10:00 | 64415.149
2018-12-04 11:00 | 63726.8847
2018-12-04 12:00 | 63877.7235
2018-12-04 13:00 | 63415.2178
2018-12-04 14:00 | 61751.9956
2018-12-04 15:00 | 60378.4637
2018-12-04 16:00 | 59795.0872
2018-12-04 17:00 | 61279.5006
2018-12-04 18:00 | 65872.5912
2018-12-04 19:00 | 68546.7329
2018-12-04 20:00 | 66190.2517
2018-12-04 21:00 | 62040.687
2018-12-04 22:00 | 58981.9564
2018-12-04 23:00 | 61439.3298
2018-12-05 | 60281.5673
2018-12-05 01:00 | 55492.6859
2018-12-05 02:00 | 54362.8935
2018-12-05 03:00 | 52174.2329
2018-12-05 04:00 | 50677.8323
2018-12-05 05:00 | 51089.3924
2018-12-05 06:00 | 54960.255
2018-12-05 07:00 | 62078.6464
2018-12-05 08:00 | 66979.4082
2018-12-05 09:00 | 67346.0163
2018-12-05 10:00 | 67152.2235
2018-12-05 11:00 | 66487.9335
2018-12-05 12:00 | 66896.4968
2018-12-05 13:00 | 66402.0253
2018-12-05 14:00 | 64650.897
2018-12-05 15:00 | 62720.9599
2018-12-05 16:00 | 62099.624
2018-12-05 17:00 | 63209.4378
2018-12-05 18:00 | 67230.1402
2018-12-05 19:00 | 69518.694
2018-12-05 20:00 | 66692.7146
2018-12-05 21:00 | 62475.2225
2018-12-05 22:00 | 59047.8859
2018-12-05 23:00 | 61344.4312
2018-12-06 | 60167.689
2018-12-06 01:00 | 55491.687
2018-12-06 02:00 | 54014.2661
2018-12-06 03:00 | 51533.9173
2018-12-06 04:00 | 49723.852
2018-12-06 05:00 | 49952.6075
2018-12-06 06:00 | 53597.7114
2018-12-06 07:00 | 60658.1647
2018-12-06 08:00 | 65384.1133
2018-12-06 09:00 | 65060.4593
2018-12-06 10:00 | 64728.8138
2018-12-06 11:00 | 64753.7871
2018-12-06 12:00 | 65158.3546
2018-12-06 13:00 | 64753.7871
2018-12-06 14:00 | 63459.1708
2018-12-06 15:00 | 61856.8835
2018-12-06 16:00 | 61212.5721
2018-12-06 17:00 | 61989.7414
2018-12-06 18:00 | 65695.7802
2018-12-06 19:00 | 68042.2721
2018-12-06 20:00 | 65429.0653
2018-12-06 21:00 | 61246.5358
2018-12-06 22:00 | 57880.1341
2018-12-06 23:00 | 59980.8886
2018-12-07 | 59203.7193
2018-12-07 01:00 | 54372.8828
2018-12-07 02:00 | 53037.3104
2018-12-07 03:00 | 50576.9402
2018-12-07 04:00 | 49105.5129
2018-12-07 05:00 | 49310.294
2018-12-07 06:00 | 53207.1289
2018-12-07 07:00 | 60345.4989
2018-12-07 08:00 | 65124.3909
2018-12-07 09:00 | 65188.3226
2018-12-07 10:00 | 65140.3739
2018-12-07 11:00 | 64914.6152
2018-12-07 12:00 | 65558.9265
2018-12-07 13:00 | 65339.1614
2018-12-07 14:00 | 63539.0854
2018-12-07 15:00 | 62295.4147
2018-12-07 16:00 | 61654.1002
2018-12-07 17:00 | 62361.3443
2018-12-07 18:00 | 66528.8897
2018-12-07 19:00 | 68238.0628
2018-12-07 20:00 | 66052.399
2018-12-07 21:00 | 62380.324
2018-12-07 22:00 | 59844.0349
2018-12-07 23:00 | 62876.7933
2018-12-08 | 61831.9101
2018-12-08 01:00 | 56818.269
2018-12-08 02:00 | 55353.8343
2018-12-08 03:00 | 52843.5175
2018-12-08 04:00 | 50959.5312
2018-12-08 05:00 | 50446.08
2018-12-08 06:00 | 51993.4261
2018-12-08 07:00 | 54422.8294
2018-12-08 08:00 | 57117.9487
2018-12-08 09:00 | 58901.0428
2018-12-08 10:00 | 60385.4562
2018-12-08 11:00 | 60525.3067
2018-12-08 12:00 | 61696.0554
2018-12-08 13:00 | 63168.4815
2018-12-08 14:00 | 60166.69
2018-12-08 15:00 | 58245.7433
2018-12-08 16:00 | 57373.6754
2018-12-08 17:00 | 57841.1757
2018-12-08 18:00 | 61504.2604
2018-12-08 19:00 | 63024.6353
2018-12-08 20:00 | 61395.3767
2018-12-08 21:00 | 58399.5788
2018-12-08 22:00 | 56223.9043
2018-12-08 23:00 | 59477.4268
2018-12-09 | 59074.8571
2018-12-09 01:00 | 54676.5582
2018-12-09 02:00 | 53081.2634
2018-12-09 03:00 | 50448.0779
2018-12-09 04:00 | 48186.4952
2018-12-09 05:00 | 47325.4156
2018-12-09 06:00 | 47917.7824
2018-12-09 07:00 | 49306.2983
2018-12-09 08:00 | 51099.3818
2018-12-09 09:00 | 52989.3616
2018-12-09 10:00 | 55847.3069
2018-12-09 11:00 | 57189.8719
2018-12-09 12:00 | 59179.745
2018-12-09 13:00 | 60571.2576
2018-12-09 14:00 | 57005.0694
2018-12-09 15:00 | 54941.2753
2018-12-09 16:00 | 53763.5341
2018-12-09 17:00 | 55061.1472
2018-12-09 18:00 | 59798.084
2018-12-09 19:00 | 62747.931
2018-12-09 20:00 | 61796.9475
2018-12-09 21:00 | 59342.5709
2018-12-09 22:00 | 56782.3075
2018-12-09 23:00 | 60011.8555
2018-12-10 | 59324.5901
2018-12-10 01:00 | 55394.7905
2018-12-10 02:00 | 54303.9565
2018-12-10 03:00 | 52418.9713
2018-12-10 04:00 | 50798.7031
2018-12-10 05:00 | 51606.8394
2018-12-10 06:00 | 56024.1179
2018-12-10 07:00 | 63894.7053
2018-12-10 08:00 | 69285.9428
2018-12-10 09:00 | 69635.5691
2018-12-10 10:00 | 69442.7752
2018-12-10 11:00 | 68684.5856
2018-12-10 12:00 | 68943.309
2018-12-10 13:00 | 68267.0319
2018-12-10 14:00 | 66664.7445
2018-12-10 15:00 | 64957.5692
2018-12-10 16:00 | 64208.37
2018-12-10 17:00 | 65704.7706
2018-12-10 18:00 | 70411.7395
2018-12-10 19:00 | 73776.1434
2018-12-10 20:00 | 71303.786
2018-12-10 21:00 | 67011.374
2018-12-10 22:00 | 63779.8281
2018-12-10 23:00 | 66679.7285
2018-12-11 | 65263.2425
2018-12-11 01:00 | 60849.9597
2018-12-11 02:00 | 59589.3072
2018-12-11 03:00 | 57881.133
2018-12-11 04:00 | 56499.6096
2018-12-11 05:00 | 57305.748
2018-12-11 06:00 | 61869.8696
2018-12-11 07:00 | 69617.5883
2018-12-11 08:00 | 74961.876
2018-12-11 09:00 | 74999.8354
2018-12-11 10:00 | 74290.5935
2018-12-11 11:00 | 73289.6634
2018-12-11 12:00 | 72786.2015
2018-12-11 13:00 | 71775.282
2018-12-11 14:00 | 69432.7859
2018-12-11 15:00 | 67249.1199
2018-12-11 16:00 | 66766.6356
2018-12-11 17:00 | 68575.702
2018-12-11 18:00 | 73836.0793
2018-12-11 19:00 | 77072.6199
2018-12-11 20:00 | 74453.4195
2018-12-11 21:00 | 70351.8035
2018-12-11 22:00 | 67244.1252
2018-12-11 23:00 | 69725.473
2018-12-12 | 68762.5023
2018-12-12 01:00 | 64075.512
2018-12-12 02:00 | 62834.8382
2018-12-12 03:00 | 61069.7248
2018-12-12 04:00 | 59590.3061
2018-12-12 05:00 | 60118.7413
2018-12-12 06:00 | 64457.1042
2018-12-12 07:00 | 71449.6301
2018-12-12 08:00 | 76874.8313
2018-12-12 09:00 | 77995.6333
2018-12-12 10:00 | 77979.6504
2018-12-12 11:00 | 77433.2345
2018-12-12 12:00 | 77432.2355
2018-12-12 13:00 | 76345.3972
2018-12-12 14:00 | 74126.7686
2018-12-12 15:00 | 72013.0279
2018-12-12 16:00 | 71371.7134
2018-12-12 17:00 | 72986.9869
2018-12-12 18:00 | 78157.4604
2018-12-12 19:00 | 80618.8295
2018-12-12 20:00 | 77997.6312
2018-12-12 21:00 | 73603.3281
2018-12-12 22:00 | 70272.8879
2018-12-12 23:00 | 72718.2741
2018-12-13 | 71590.4796
2018-12-13 01:00 | 67273.0943
2018-12-13 02:00 | 66376.0531
2018-12-13 03:00 | 64317.2537
2018-12-13 04:00 | 62603.0859
2018-12-13 05:00 | 63000.6609
2018-12-13 06:00 | 67204.1679
2018-12-13 07:00 | 74632.2284
2018-12-13 08:00 | 80189.2886
2018-12-13 09:00 | 79975.5171
2018-12-13 10:00 | 80059.4274
2018-12-13 11:00 | 80153.3271
2018-12-13 12:00 | 80531.9224
2018-12-13 13:00 | 79921.5748
2018-12-13 14:00 | 78058.5661
2018-12-13 15:00 | 76668.0523
2018-12-13 16:00 | 76226.5243
2018-12-13 17:00 | 77511.1512
2018-12-13 18:00 | 82246.0902
2018-12-13 19:00 | 84584.5906
2018-12-13 20:00 | 81394.9999
2018-12-13 21:00 | 76555.173
2018-12-13 22:00 | 72796.1908
2018-12-13 23:00 | 75215.6048
2018-12-14 | 73990.9138
2018-12-14 01:00 | 69500.7132
2018-12-14 02:00 | 68403.8856
2018-12-14 03:00 | 66473.9484
2018-12-14 04:00 | 64741.7999
2018-12-14 05:00 | 65367.1315
2018-12-14 06:00 | 69601.6054
2018-12-14 07:00 | 77303.3733
2018-12-14 08:00 | 83021.2616
2018-12-14 09:00 | 83062.2179
2018-12-14 10:00 | 82998.2862
2018-12-14 11:00 | 81964.3913
2018-12-14 12:00 | 81495.892
2018-12-14 13:00 | 80492.964
2018-12-14 14:00 | 78159.4582
2018-12-14 15:00 | 76181.5723
2018-12-14 16:00 | 75629.1628
2018-12-14 17:00 | 76891.8132
2018-12-14 18:00 | 81843.5205
2018-12-14 19:00 | 83444.8089
2018-12-14 20:00 | 80733.7067
2018-12-14 21:00 | 76658.063
2018-12-14 22:00 | 73561.373
2018-12-14 23:00 | 76294.4517
2018-12-15 | 74938.9006
2018-12-15 01:00 | 70103.0694
2018-12-15 02:00 | 68662.6091
2018-12-15 03:00 | 66153.2912
2018-12-15 04:00 | 64044.5451
2018-12-15 05:00 | 63619
2018-12-15 06:00 | 65093.424
2018-12-15 07:00 | 67744.5903
2018-12-15 08:00 | 70756.3711
2018-12-15 09:00 | 73232.7242
2018-12-15 10:00 | 75218.6016
2018-12-15 11:00 | 75599.1948
2018-12-15 12:00 | 76628.0951
2018-12-15 13:00 | 77886.7497
2018-12-15 14:00 | 74822.0255
2018-12-15 15:00 | 72557.446
2018-12-15 16:00 | 71307.7817
2018-12-15 17:00 | 72216.8101
2018-12-15 18:00 | 75358.4521
2018-12-15 19:00 | 76769.9434
2018-12-15 20:00 | 74709.1461
2018-12-15 21:00 | 71580.4903
2018-12-15 22:00 | 69235.9962
2018-12-15 23:00 | 71952.0931
2018-12-16 | 71057.0497
2018-12-16 01:00 | 66446.9773
2018-12-16 02:00 | 64537.0188
2018-12-16 03:00 | 61469.2977
2018-12-16 04:00 | 58888.0567
2018-12-16 05:00 | 57755.2675
2018-12-16 06:00 | 58281.7048
2018-12-16 07:00 | 59323.5912
2018-12-16 08:00 | 61087.7056
2018-12-16 09:00 | 62995.6663
2018-12-16 10:00 | 66315.1182
2018-12-16 11:00 | 68214.0885
2018-12-16 12:00 | 69770.425
2018-12-16 13:00 | 71001.1095
2018-12-16 14:00 | 67338.0249
2018-12-16 15:00 | 64836.6984
2018-12-16 16:00 | 63728.8825
2018-12-16 17:00 | 64348.2206
2018-12-16 18:00 | 68189.1152
2018-12-16 19:00 | 70488.6573
2018-12-16 20:00 | 69709.4901
2018-12-16 21:00 | 66599.8139
2018-12-16 22:00 | 63975.6188
2018-12-16 23:00 | 66477.9442
2018-12-17 | 65660.8176
2018-12-17 01:00 | 61720.0297
2018-12-17 02:00 | 61004.7942
2018-12-17 03:00 | 58781.171
2018-12-17 04:00 | 57001.0737
2018-12-17 05:00 | 57747.2761
2018-12-17 06:00 | 62096.6272
2018-12-17 07:00 | 69961.221
2018-12-17 08:00 | 75588.2066
2018-12-17 09:00 | 75940.8296
2018-12-17 10:00 | 75570.2258
2018-12-17 11:00 | 74504.365
2018-12-17 12:00 | 74116.7793
2018-12-17 13:00 | 73183.7766
2018-12-17 14:00 | 71169.9291
2018-12-17 15:00 | 69438.7794
2018-12-17 16:00 | 68857.4009
2018-12-17 17:00 | 69992.1879
2018-12-17 18:00 | 74883.9593
2018-12-17 19:00 | 77668.9825
2018-12-17 20:00 | 74954.8835
2018-12-17 21:00 | 70534.6082
2018-12-17 22:00 | 67382.9768
2018-12-17 23:00 | 69784.41
2018-12-18 | 68486.797
2018-12-18 01:00 | 64144.4384
2018-12-18 02:00 | 63039.6193
2018-12-18 03:00 | 61056.7387
2018-12-18 04:00 | 59321.5933
2018-12-18 05:00 | 59888.9869
2018-12-18 06:00 | 64055.5334
2018-12-18 07:00 | 71564.5073
2018-12-18 08:00 | 77007.6893
2018-12-18 09:00 | 77064.6285
2018-12-18 10:00 | 76488.2445
2018-12-18 11:00 | 75775.0069
2018-12-18 12:00 | 75613.1799
2018-12-18 13:00 | 75079.75
2018-12-18 14:00 | 73410.5342
2018-12-18 15:00 | 71719.3418
2018-12-18 16:00 | 71256.8362
2018-12-18 17:00 | 72466.5432
2018-12-18 18:00 | 76403.3353
2018-12-18 19:00 | 78378.2244
2018-12-18 20:00 | 75635.1564
2018-12-18 21:00 | 70881.2377
2018-12-18 22:00 | 67341.0217
2018-12-18 23:00 | 69434.7837
2018-12-19 | 67803.5273
2018-12-19 01:00 | 62832.8403
2018-12-19 02:00 | 61478.2881
2018-12-19 03:00 | 59014.9211
2018-12-19 04:00 | 57144.9199
2018-12-19 05:00 | 57215.8441
2018-12-19 06:00 | 60835.9747
2018-12-19 07:00 | 67386.9725
2018-12-19 08:00 | 72432.5795
2018-12-19 09:00 | 73074.8929
2018-12-19 10:00 | 73217.7403
2018-12-19 11:00 | 73004.9677
2018-12-19 12:00 | 73463.4776
2018-12-19 13:00 | 73031.9389
2018-12-19 14:00 | 71266.8255
2018-12-19 15:00 | 69266.9631
2018-12-19 16:00 | 68433.8536
2018-12-19 17:00 | 68964.2866
2018-12-19 18:00 | 73172.7883
2018-12-19 19:00 | 75589.2055
2018-12-19 20:00 | 72989.9837
2018-12-19 21:00 | 68515.766
2018-12-19 22:00 | 65218.2906
2018-12-19 23:00 | 67693.6448
2018-12-20 | 66600.8128
2018-12-20 01:00 | 62299.4105
2018-12-20 02:00 | 61163.6245
2018-12-20 03:00 | 58921.0215
2018-12-20 04:00 | 57155.9082
2018-12-20 05:00 | 57436.6081
2018-12-20 06:00 | 61211.5732
2018-12-20 07:00 | 68817.4436
2018-12-20 08:00 | 73991.9128
2018-12-20 09:00 | 73834.0815
2018-12-20 10:00 | 72993.9794
2018-12-20 11:00 | 72015.0258
2018-12-20 12:00 | 71639.4273
2018-12-20 13:00 | 70907.2099
2018-12-20 14:00 | 68963.2877
2018-12-20 15:00 | 67261.1071
2018-12-20 16:00 | 66408.0189
2018-12-20 17:00 | 67433.9224
2018-12-20 18:00 | 71989.0536
2018-12-20 19:00 | 74408.4675
2018-12-20 20:00 | 71914.1336
2018-12-20 21:00 | 67710.6266
2018-12-20 22:00 | 64428.1351
2018-12-20 23:00 | 66801.5982
2018-12-21 | 65407.0888
2018-12-21 01:00 | 60834.9757
2018-12-21 02:00 | 59466.4385
2018-12-21 03:00 | 57126.9391
2018-12-21 04:00 | 55146.0564
2018-12-21 05:00 | 55275.9176
2018-12-21 06:00 | 58826.1229
2018-12-21 07:00 | 65596.8859
2018-12-21 08:00 | 70391.7608
2018-12-21 09:00 | 70487.6583
2018-12-21 10:00 | 70170.9968
2018-12-21 11:00 | 69591.6161
2018-12-21 12:00 | 69516.6962
2018-12-21 13:00 | 69102.1393
2018-12-21 14:00 | 66759.6431
2018-12-21 15:00 | 64744.7967
2018-12-21 16:00 | 63478.1505
2018-12-21 17:00 | 63593.0278
2018-12-21 18:00 | 67212.1594
2018-12-21 19:00 | 68288.0095
2018-12-21 20:00 | 65921.5389
2018-12-21 21:00 | 62138.5824
2018-12-21 22:00 | 59386.5239
2018-12-21 23:00 | 61837.9037
2018-12-22 | 60454.3825
2018-12-22 01:00 | 55397.7873
2018-12-22 02:00 | 53803.4914
2018-12-22 03:00 | 51046.4383
2018-12-22 04:00 | 48700.9454
2018-12-22 05:00 | 48049.6415
2018-12-22 06:00 | 49436.1595
2018-12-22 07:00 | 51802.6301
2018-12-22 08:00 | 54680.554
2018-12-22 09:00 | 56558.5467
2018-12-22 10:00 | 58259.7283
2018-12-22 11:00 | 58445.5297
2018-12-22 12:00 | 59372.5389
2018-12-22 13:00 | 60792.0216
2018-12-22 14:00 | 57746.2771
2018-12-22 15:00 | 55669.4969
2018-12-22 16:00 | 54400.8529
2018-12-22 17:00 | 54859.3628
2018-12-22 18:00 | 59238.682
2018-12-22 19:00 | 60941.8615
2018-12-22 20:00 | 60018.8481
2018-12-22 21:00 | 57095.9722
2018-12-22 22:00 | 55000.2123
2018-12-22 23:00 | 58336.6461
2018-12-23 | 57589.4448
2018-12-23 01:00 | 53197.1395
2018-12-23 02:00 | 51815.6162
2018-12-23 03:00 | 49070.5503
2018-12-23 04:00 | 46763.0167
2018-12-23 05:00 | 45989.8432
2018-12-23 06:00 | 46734.0477
2018-12-23 07:00 | 48082.6063
2018-12-23 08:00 | 50018.537
2018-12-23 09:00 | 51794.6386
2018-12-23 10:00 | 54277.9843
2018-12-23 11:00 | 55660.5065
2018-12-23 12:00 | 56943.1356
2018-12-23 13:00 | 58366.6141
2018-12-23 14:00 | 55175.0254
2018-12-23 15:00 | 53070.2751
2018-12-23 16:00 | 51949.4731
2018-12-23 17:00 | 52392.9991
2018-12-23 18:00 | 56129.0058
2018-12-23 19:00 | 58017.9867
2018-12-23 20:00 | 57303.7501
2018-12-23 21:00 | 55083.1237
2018-12-23 22:00 | 53024.3243
2018-12-23 23:00 | 56008.135
2018-12-24 | 55142.0607
2018-12-24 01:00 | 51016.4704
2018-12-24 02:00 | 49890.6737
2018-12-24 03:00 | 47540.186
2018-12-24 04:00 | 45531.3332
2018-12-24 05:00 | 45254.629
2018-12-24 06:00 | 47384.3526
2018-12-24 07:00 | 50570.9466
2018-12-24 08:00 | 54057.2202
2018-12-24 09:00 | 55706.4574
2018-12-24 10:00 | 57258.7982
2018-12-24 11:00 | 57659.37
2018-12-24 12:00 | 58685.2735
2018-12-24 13:00 | 60160.6964
2018-12-24 14:00 | 57876.1383
2018-12-24 15:00 | 56254.8712
2018-12-24 16:00 | 55138.065
2018-12-24 17:00 | 55872.2802
2018-12-24 18:00 | 59442.4641
2018-12-24 19:00 | 59226.6948
2018-12-24 20:00 | 56795.2936
2018-12-24 21:00 | 54280.9811
2018-12-24 22:00 | 53172.1662
2018-12-24 23:00 | 57523.5152
2018-12-25 | 58275.7112
2018-12-25 01:00 | 55421.7617
2018-12-25 02:00 | 54760.4686
2018-12-25 03:00 | 52287.1122
2018-12-25 04:00 | 49550.0378
2018-12-25 05:00 | 48431.2336
2018-12-25 06:00 | 49048.5738
2018-12-25 07:00 | 50233.3075
2018-12-25 08:00 | 51542.9077
2018-12-25 09:00 | 52545.8357
2018-12-25 10:00 | 54829.3949
2018-12-25 11:00 | 56090.0474
2018-12-25 12:00 | 56198.931
2018-12-25 13:00 | 56552.5531
2018-12-25 14:00 | 52746.6211
2018-12-25 15:00 | 50267.2712
2018-12-25 16:00 | 49821.7474
2018-12-25 17:00 | 51332.133
2018-12-25 18:00 | 56790.2989
2018-12-25 19:00 | 59504.3979
2018-12-25 20:00 | 60262.5875
2018-12-25 21:00 | 59695.194
2018-12-25 22:00 | 58466.5073
2018-12-25 23:00 | 62552.1403
2018-12-26 | 61829.9123
2018-12-26 01:00 | 58149.8458
2018-12-26 02:00 | 57623.4085
2018-12-26 03:00 | 55735.4265
2018-12-26 04:00 | 54319.9394
2018-12-26 05:00 | 54837.3863
2018-12-26 06:00 | 57874.1405
2018-12-26 07:00 | 61962.7703
2018-12-26 08:00 | 66104.3435
2018-12-26 09:00 | 68212.0906
2018-12-26 10:00 | 70092.0812
2018-12-26 11:00 | 70463.684
2018-12-26 12:00 | 70631.5046
2018-12-26 13:00 | 70906.211
2018-12-26 14:00 | 67589.7558
2018-12-26 15:00 | 65187.3237
2018-12-26 16:00 | 64321.2494
2018-12-26 17:00 | 65842.6232
2018-12-26 18:00 | 70940.1747
2018-12-26 19:00 | 73369.578
2018-12-26 20:00 | 71753.3055
2018-12-26 21:00 | 68516.765
2018-12-26 22:00 | 65962.4951
2018-12-26 23:00 | 69173.0635
2018-12-27 | 67981.3373
2018-12-27 01:00 | 63929.6679
2018-12-27 02:00 | 63010.6502
2018-12-27 03:00 | 61155.633
2018-12-27 04:00 | 59392.5175
2018-12-27 05:00 | 59618.2762
2018-12-27 06:00 | 62171.5471
2018-12-27 07:00 | 66119.3275
2018-12-27 08:00 | 69773.4218
2018-12-27 09:00 | 71784.2724
2018-12-27 10:00 | 73304.6474
2018-12-27 11:00 | 73618.3121
2018-12-27 12:00 | 74294.5893
2018-12-27 13:00 | 74772.0789
2018-12-27 14:00 | 71587.4828
2018-12-27 15:00 | 69137.1019
2018-12-27 16:00 | 67833.4953
2018-12-27 17:00 | 68724.5429
2018-12-27 18:00 | 73641.2875
2018-12-27 19:00 | 75676.1126
2018-12-27 20:00 | 73416.5278
2018-12-27 21:00 | 69928.2563
2018-12-27 22:00 | 67191.1818
2018-12-27 23:00 | 70139.031
2018-12-28 | 68968.2823
2018-12-28 01:00 | 64431.1319
2018-12-28 02:00 | 63278.3641
2018-12-28 03:00 | 60995.8038
2018-12-28 04:00 | 58938.0033
2018-12-28 05:00 | 58927.0151
2018-12-28 06:00 | 61429.3404
2018-12-28 07:00 | 65412.0834
2018-12-28 08:00 | 69066.1777
2018-12-28 09:00 | 70844.2772
2018-12-28 10:00 | 72487.5208
2018-12-28 11:00 | 72956.02
2018-12-28 12:00 | 73909.0014
2018-12-28 13:00 | 74478.3928
2018-12-28 14:00 | 71819.2351
2018-12-28 15:00 | 69444.773
2018-12-28 16:00 | 68107.2027
2018-12-28 17:00 | 68456.829
2018-12-28 18:00 | 72956.02
2018-12-28 19:00 | 74747.1056
2018-12-28 20:00 | 72471.5378
2018-12-28 21:00 | 69004.2439
2018-12-28 22:00 | 66567.8481
2018-12-28 23:00 | 69570.6385
2018-12-29 | 68556.7222
2018-12-29 01:00 | 64271.3028
2018-12-29 02:00 | 63030.6289
2018-12-29 03:00 | 60422.4167
2018-12-29 04:00 | 58201.7903
2018-12-29 05:00 | 57611.4213
2018-12-29 06:00 | 58865.0813
2018-12-29 07:00 | 60862.9458
2018-12-29 08:00 | 63252.3918
2018-12-29 09:00 | 65221.2874
2018-12-29 10:00 | 67699.6384
2018-12-29 11:00 | 68635.6379
2018-12-29 12:00 | 69489.725
2018-12-29 13:00 | 70881.2377
2018-12-29 14:00 | 67830.4985
2018-12-29 15:00 | 65220.2884
2018-12-29 16:00 | 63855.7469
2018-12-29 17:00 | 64194.385
2018-12-29 18:00 | 68533.7468
2018-12-29 19:00 | 70646.4886
2018-12-29 20:00 | 69312.914
2018-12-29 21:00 | 66574.8406
2018-12-29 22:00 | 64382.1843
2018-12-29 23:00 | 67652.6885
2018-12-30 | 66658.7509
2018-12-30 01:00 | 62246.467
2018-12-30 02:00 | 61011.7867
2018-12-30 03:00 | 58267.7198
2018-12-30 04:00 | 55735.4265
2018-12-30 05:00 | 54805.4205
2018-12-30 06:00 | 55525.6507
2018-12-30 07:00 | 56794.2947
2018-12-30 08:00 | 58493.4785
2018-12-30 09:00 | 59942.9292
2018-12-30 10:00 | 62200.5162
2018-12-30 11:00 | 63569.0534
2018-12-30 12:00 | 64642.9056
2018-12-30 13:00 | 66473.9484
2018-12-30 14:00 | 62742.9364
2018-12-30 15:00 | 60129.7295
2018-12-30 16:00 | 59120.8079
2018-12-30 17:00 | 59517.3841
2018-12-30 18:00 | 63895.7042
2018-12-30 19:00 | 66717.6879
2018-12-30 20:00 | 66467.9549
2018-12-30 21:00 | 64077.5099
2018-12-30 22:00 | 61840.9005
2018-12-30 23:00 | 65076.4422
2018-12-31 | 64397.1682
2018-12-31 01:00 | 60154.7029
2018-12-31 02:00 | 59070.8613
2018-12-31 03:00 | 56534.5723
2018-12-31 04:00 | 54471.7771
2018-12-31 05:00 | 54227.0387
2018-12-31 06:00 | 56177.9535
2018-12-31 07:00 | 59140.7866
2018-12-31 08:00 | 61941.7927
2018-12-31 09:00 | 63373.2627
2018-12-31 10:00 | 65334.1667
2018-12-31 11:00 | 66092.3563
2018-12-31 12:00 | 66985.4018
2018-12-31 13:00 | 68558.7201
2018-12-31 14:00 | 66163.2805
2018-12-31 15:00 | 63893.7064
2018-12-31 16:00 | 62624.0634
2018-12-31 17:00 | 62967.6961
2018-12-31 18:00 | 66707.6986
2018-12-31 19:00 | 67204.1679
2018-12-31 20:00 | 64609.9408
2018-12-31 21:00 | 61430.3394
2018-12-31 22:00 | 59837.0424
2018-12-31 23:00 | 63908.6904

## areaConsumption_ini (hidden)
Date | areaConsumption
2018-01-01 | 61127
2018-01-01 01:00 | 57879
2018-01-01 02:00 | 57261
2018-01-01 03:00 | 54727
2018-01-01 04:00 | 52212
2018-01-01 05:00 | 50629
2018-01-01 06:00 | 50751
2018-01-01 07:00 | 51180
2018-01-01 08:00 | 51462
2018-01-01 09:00 | 51035
2018-01-01 10:00 | 52495
2018-01-01 11:00 | 54658
2018-01-01 12:00 | 57169
2018-01-01 13:00 | 59666
2018-01-01 14:00 | 57285
2018-01-01 15:00 | 55044
2018-01-01 16:00 | 54649
2018-01-01 17:00 | 55705
2018-01-01 18:00 | 60296
2018-01-01 19:00 | 62822
2018-01-01 20:00 | 62487
2018-01-01 21:00 | 60475
2018-01-01 22:00 | 58386
2018-01-01 23:00 | 61348
2018-01-02 | 60489
2018-01-02 01:00 | 56286
2018-01-02 02:00 | 55482
2018-01-02 03:00 | 53350
2018-01-02 04:00 | 51589
2018-01-02 05:00 | 51819
2018-01-02 06:00 | 54909
2018-01-02 07:00 | 59563
2018-01-02 08:00 | 63304
2018-01-02 09:00 | 65030
2018-01-02 10:00 | 66985
2018-01-02 11:00 | 67930
2018-01-02 12:00 | 69473
2018-01-02 13:00 | 70534
2018-01-02 14:00 | 68527
2018-01-02 15:00 | 66557
2018-01-02 16:00 | 65682
2018-01-02 17:00 | 66046
2018-01-02 18:00 | 69493
2018-01-02 19:00 | 71435
2018-01-02 20:00 | 68878
2018-01-02 21:00 | 64636
2018-01-02 22:00 | 61448
2018-01-02 23:00 | 63819
2018-01-03 | 63024
2018-01-03 01:00 | 58297
2018-01-03 02:00 | 56619
2018-01-03 03:00 | 54051
2018-01-03 04:00 | 51831
2018-01-03 05:00 | 51763
2018-01-03 06:00 | 54950
2018-01-03 07:00 | 59996
2018-01-03 08:00 | 64177
2018-01-03 09:00 | 66056
2018-01-03 10:00 | 67446
2018-01-03 11:00 | 68158
2018-01-03 12:00 | 69259
2018-01-03 13:00 | 69799
2018-01-03 14:00 | 68528
2018-01-03 15:00 | 67144
2018-01-03 16:00 | 66162
2018-01-03 17:00 | 66490
2018-01-03 18:00 | 70425
2018-01-03 19:00 | 72527
2018-01-03 20:00 | 70088
2018-01-03 21:00 | 65444
2018-01-03 22:00 | 62531
2018-01-03 23:00 | 65216
2018-01-04 | 64088
2018-01-04 01:00 | 59283
2018-01-04 02:00 | 57702
2018-01-04 03:00 | 55056
2018-01-04 04:00 | 52852
2018-01-04 05:00 | 52691
2018-01-04 06:00 | 55648
2018-01-04 07:00 | 60554
2018-01-04 08:00 | 64624
2018-01-04 09:00 | 65921
2018-01-04 10:00 | 66848
2018-01-04 11:00 | 67592
2018-01-04 12:00 | 68804
2018-01-04 13:00 | 69090
2018-01-04 14:00 | 67361
2018-01-04 15:00 | 65641
2018-01-04 16:00 | 64534
2018-01-04 17:00 | 64543
2018-01-04 18:00 | 68101
2018-01-04 19:00 | 70292
2018-01-04 20:00 | 68187
2018-01-04 21:00 | 63475
2018-01-04 22:00 | 60465
2018-01-04 23:00 | 62986
2018-01-05 | 62363
2018-01-05 01:00 | 57350
2018-01-05 02:00 | 55996
2018-01-05 03:00 | 53589
2018-01-05 04:00 | 51732
2018-01-05 05:00 | 51719
2018-01-05 06:00 | 54901
2018-01-05 07:00 | 59977
2018-01-05 08:00 | 64431
2018-01-05 09:00 | 65966
2018-01-05 10:00 | 66744
2018-01-05 11:00 | 67102
2018-01-05 12:00 | 67751
2018-01-05 13:00 | 67805
2018-01-05 14:00 | 65732
2018-01-05 15:00 | 63997
2018-01-05 16:00 | 62942
2018-01-05 17:00 | 62832
2018-01-05 18:00 | 67307
2018-01-05 19:00 | 69470
2018-01-05 20:00 | 67450
2018-01-05 21:00 | 63316
2018-01-05 22:00 | 60565
2018-01-05 23:00 | 63771
2018-01-06 | 63096
2018-01-06 01:00 | 58154
2018-01-06 02:00 | 56653
2018-01-06 03:00 | 53923
2018-01-06 04:00 | 51459
2018-01-06 05:00 | 50735
2018-01-06 06:00 | 52059
2018-01-06 07:00 | 54149
2018-01-06 08:00 | 56536
2018-01-06 09:00 | 58501
2018-01-06 10:00 | 61011
2018-01-06 11:00 | 62241
2018-01-06 12:00 | 63472
2018-01-06 13:00 | 65190
2018-01-06 14:00 | 61997
2018-01-06 15:00 | 59704
2018-01-06 16:00 | 58477
2018-01-06 17:00 | 58910
2018-01-06 18:00 | 63245
2018-01-06 19:00 | 65371
2018-01-06 20:00 | 64151
2018-01-06 21:00 | 61122
2018-01-06 22:00 | 58786
2018-01-06 23:00 | 62504
2018-01-07 | 62139
2018-01-07 01:00 | 57635
2018-01-07 02:00 | 56278
2018-01-07 03:00 | 53363
2018-01-07 04:00 | 51054
2018-01-07 05:00 | 50129
2018-01-07 06:00 | 50869
2018-01-07 07:00 | 52040
2018-01-07 08:00 | 53629
2018-01-07 09:00 | 55055
2018-01-07 10:00 | 58236
2018-01-07 11:00 | 60852
2018-01-07 12:00 | 63289
2018-01-07 13:00 | 65328
2018-01-07 14:00 | 61827
2018-01-07 15:00 | 59200
2018-01-07 16:00 | 58318
2018-01-07 17:00 | 58482
2018-01-07 18:00 | 63034
2018-01-07 19:00 | 66315
2018-01-07 20:00 | 65802
2018-01-07 21:00 | 63090
2018-01-07 22:00 | 60449
2018-01-07 23:00 | 63350
2018-01-08 | 62642
2018-01-08 01:00 | 58619
2018-01-08 02:00 | 57722
2018-01-08 03:00 | 55451
2018-01-08 04:00 | 53415
2018-01-08 05:00 | 54141
2018-01-08 06:00 | 58342
2018-01-08 07:00 | 66153
2018-01-08 08:00 | 71845
2018-01-08 09:00 | 72352
2018-01-08 10:00 | 72835
2018-01-08 11:00 | 72986
2018-01-08 12:00 | 73574
2018-01-08 13:00 | 73732
2018-01-08 14:00 | 71940
2018-01-08 15:00 | 69879
2018-01-08 16:00 | 68901
2018-01-08 17:00 | 69129
2018-01-08 18:00 | 73889
2018-01-08 19:00 | 76799
2018-01-08 20:00 | 73966
2018-01-08 21:00 | 69107
2018-01-08 22:00 | 65391
2018-01-08 23:00 | 67985
2018-01-09 | 66866
2018-01-09 01:00 | 62471
2018-01-09 02:00 | 61205
2018-01-09 03:00 | 59090
2018-01-09 04:00 | 57161
2018-01-09 05:00 | 57558
2018-01-09 06:00 | 61355
2018-01-09 07:00 | 68936
2018-01-09 08:00 | 74444
2018-01-09 09:00 | 74378
2018-01-09 10:00 | 74019
2018-01-09 11:00 | 74331
2018-01-09 12:00 | 74614
2018-01-09 13:00 | 74012
2018-01-09 14:00 | 72250
2018-01-09 15:00 | 70285
2018-01-09 16:00 | 69229
2018-01-09 17:00 | 69505
2018-01-09 18:00 | 73843
2018-01-09 19:00 | 76573
2018-01-09 20:00 | 73751
2018-01-09 21:00 | 69007
2018-01-09 22:00 | 65459
2018-01-09 23:00 | 67768
2018-01-10 | 66484
2018-01-10 01:00 | 61693
2018-01-10 02:00 | 60468
2018-01-10 03:00 | 58268
2018-01-10 04:00 | 56240
2018-01-10 05:00 | 56666
2018-01-10 06:00 | 60421
2018-01-10 07:00 | 67279
2018-01-10 08:00 | 72731
2018-01-10 09:00 | 73279
2018-01-10 10:00 | 73347
2018-01-10 11:00 | 72538
2018-01-10 12:00 | 72698
2018-01-10 13:00 | 72125
2018-01-10 14:00 | 70154
2018-01-10 15:00 | 68027
2018-01-10 16:00 | 66814
2018-01-10 17:00 | 67071
2018-01-10 18:00 | 71667
2018-01-10 19:00 | 75143
2018-01-10 20:00 | 73092
2018-01-10 21:00 | 68436
2018-01-10 22:00 | 65053
2018-01-10 23:00 | 67392
2018-01-11 | 66517
2018-01-11 01:00 | 62202
2018-01-11 02:00 | 60869
2018-01-11 03:00 | 58732
2018-01-11 04:00 | 56886
2018-01-11 05:00 | 57146
2018-01-11 06:00 | 60911
2018-01-11 07:00 | 68604
2018-01-11 08:00 | 74160
2018-01-11 09:00 | 74202
2018-01-11 10:00 | 73964
2018-01-11 11:00 | 73501
2018-01-11 12:00 | 73677
2018-01-11 13:00 | 73086
2018-01-11 14:00 | 71530
2018-01-11 15:00 | 69417
2018-01-11 16:00 | 68350
2018-01-11 17:00 | 68923
2018-01-11 18:00 | 73508
2018-01-11 19:00 | 77318
2018-01-11 20:00 | 74625
2018-01-11 21:00 | 69951
2018-01-11 22:00 | 66504
2018-01-11 23:00 | 69206
2018-01-12 | 67964
2018-01-12 01:00 | 63487
2018-01-12 02:00 | 62388
2018-01-12 03:00 | 60252
2018-01-12 04:00 | 58536
2018-01-12 05:00 | 58753
2018-01-12 06:00 | 62554
2018-01-12 07:00 | 70105
2018-01-12 08:00 | 75783
2018-01-12 09:00 | 75916
2018-01-12 10:00 | 75984
2018-01-12 11:00 | 75877
2018-01-12 12:00 | 75650
2018-01-12 13:00 | 75368
2018-01-12 14:00 | 73142
2018-01-12 15:00 | 70991
2018-01-12 16:00 | 69891
2018-01-12 17:00 | 69994
2018-01-12 18:00 | 74652
2018-01-12 19:00 | 76820
2018-01-12 20:00 | 74445
2018-01-12 21:00 | 70160
2018-01-12 22:00 | 67148
2018-01-12 23:00 | 70302
2018-01-13 | 69455
2018-01-13 01:00 | 64505
2018-01-13 02:00 | 63114
2018-01-13 03:00 | 60764
2018-01-13 04:00 | 58602
2018-01-13 05:00 | 58145
2018-01-13 06:00 | 59607
2018-01-13 07:00 | 61942
2018-01-13 08:00 | 64959
2018-01-13 09:00 | 67474
2018-01-13 10:00 | 69530
2018-01-13 11:00 | 69583
2018-01-13 12:00 | 70095
2018-01-13 13:00 | 71416
2018-01-13 14:00 | 67998
2018-01-13 15:00 | 65444
2018-01-13 16:00 | 64161
2018-01-13 17:00 | 64148
2018-01-13 18:00 | 69131
2018-01-13 19:00 | 72077
2018-01-13 20:00 | 70617
2018-01-13 21:00 | 67359
2018-01-13 22:00 | 64937
2018-01-13 23:00 | 68531
2018-01-14 | 68168
2018-01-14 01:00 | 63920
2018-01-14 02:00 | 62708
2018-01-14 03:00 | 60097
2018-01-14 04:00 | 57425
2018-01-14 05:00 | 56476
2018-01-14 06:00 | 57143
2018-01-14 07:00 | 58464
2018-01-14 08:00 | 60206
2018-01-14 09:00 | 62081
2018-01-14 10:00 | 65250
2018-01-14 11:00 | 67036
2018-01-14 12:00 | 67969
2018-01-14 13:00 | 68841
2018-01-14 14:00 | 64366
2018-01-14 15:00 | 61434
2018-01-14 16:00 | 59915
2018-01-14 17:00 | 60048
2018-01-14 18:00 | 65708
2018-01-14 19:00 | 70213
2018-01-14 20:00 | 70023
2018-01-14 21:00 | 67344
2018-01-14 22:00 | 64762
2018-01-14 23:00 | 67642
2018-01-15 | 66855
2018-01-15 01:00 | 63056
2018-01-15 02:00 | 62196
2018-01-15 03:00 | 60129
2018-01-15 04:00 | 58123
2018-01-15 05:00 | 58766
2018-01-15 06:00 | 63209
2018-01-15 07:00 | 70735
2018-01-15 08:00 | 76175
2018-01-15 09:00 | 76515
2018-01-15 10:00 | 76540
2018-01-15 11:00 | 76297
2018-01-15 12:00 | 76966
2018-01-15 13:00 | 76776
2018-01-15 14:00 | 75661
2018-01-15 15:00 | 73701
2018-01-15 16:00 | 72753
2018-01-15 17:00 | 72459
2018-01-15 18:00 | 76052
2018-01-15 19:00 | 79106
2018-01-15 20:00 | 75910
2018-01-15 21:00 | 70762
2018-01-15 22:00 | 66869
2018-01-15 23:00 | 69205
2018-01-16 | 67792
2018-01-16 01:00 | 63191
2018-01-16 02:00 | 61732
2018-01-16 03:00 | 59302
2018-01-16 04:00 | 57302
2018-01-16 05:00 | 57417
2018-01-16 06:00 | 61187
2018-01-16 07:00 | 68714
2018-01-16 08:00 | 73823
2018-01-16 09:00 | 73670
2018-01-16 10:00 | 73651
2018-01-16 11:00 | 73165
2018-01-16 12:00 | 73583
2018-01-16 13:00 | 72727
2018-01-16 14:00 | 71266
2018-01-16 15:00 | 69279
2018-01-16 16:00 | 68602
2018-01-16 17:00 | 69014
2018-01-16 18:00 | 73441
2018-01-16 19:00 | 76891
2018-01-16 20:00 | 74536
2018-01-16 21:00 | 69574
2018-01-16 22:00 | 66037
2018-01-16 23:00 | 68591
2018-01-17 | 67826
2018-01-17 01:00 | 63062
2018-01-17 02:00 | 62202
2018-01-17 03:00 | 60356
2018-01-17 04:00 | 58776
2018-01-17 05:00 | 59294
2018-01-17 06:00 | 63286
2018-01-17 07:00 | 70694
2018-01-17 08:00 | 76413
2018-01-17 09:00 | 77032
2018-01-17 10:00 | 76755
2018-01-17 11:00 | 75992
2018-01-17 12:00 | 75979
2018-01-17 13:00 | 75195
2018-01-17 14:00 | 73194
2018-01-17 15:00 | 70944
2018-01-17 16:00 | 70060
2018-01-17 17:00 | 70292
2018-01-17 18:00 | 75240
2018-01-17 19:00 | 79657
2018-01-17 20:00 | 76767
2018-01-17 21:00 | 71977
2018-01-17 22:00 | 68428
2018-01-17 23:00 | 70835
2018-01-18 | 69527
2018-01-18 01:00 | 65294
2018-01-18 02:00 | 64236
2018-01-18 03:00 | 62074
2018-01-18 04:00 | 60222
2018-01-18 05:00 | 60067
2018-01-18 06:00 | 63567
2018-01-18 07:00 | 70643
2018-01-18 08:00 | 75596
2018-01-18 09:00 | 75162
2018-01-18 10:00 | 74804
2018-01-18 11:00 | 74370
2018-01-18 12:00 | 74674
2018-01-18 13:00 | 74127
2018-01-18 14:00 | 72324
2018-01-18 15:00 | 70204
2018-01-18 16:00 | 68930
2018-01-18 17:00 | 68606
2018-01-18 18:00 | 72776
2018-01-18 19:00 | 76643
2018-01-18 20:00 | 74041
2018-01-18 21:00 | 69373
2018-01-18 22:00 | 65664
2018-01-18 23:00 | 68332
2018-01-19 | 67409
2018-01-19 01:00 | 62835
2018-01-19 02:00 | 61841
2018-01-19 03:00 | 59774
2018-01-19 04:00 | 57723
2018-01-19 05:00 | 58164
2018-01-19 06:00 | 62226
2018-01-19 07:00 | 69758
2018-01-19 08:00 | 75129
2018-01-19 09:00 | 75230
2018-01-19 10:00 | 75102
2018-01-19 11:00 | 74353
2018-01-19 12:00 | 73868
2018-01-19 13:00 | 73048
2018-01-19 14:00 | 70834
2018-01-19 15:00 | 68910
2018-01-19 16:00 | 67565
2018-01-19 17:00 | 67759
2018-01-19 18:00 | 72433
2018-01-19 19:00 | 75959
2018-01-19 20:00 | 74006
2018-01-19 21:00 | 69760
2018-01-19 22:00 | 67085
2018-01-19 23:00 | 70133
2018-01-20 | 69235
2018-01-20 01:00 | 64250
2018-01-20 02:00 | 62592
2018-01-20 03:00 | 59947
2018-01-20 04:00 | 57667
2018-01-20 05:00 | 57081
2018-01-20 06:00 | 58255
2018-01-20 07:00 | 60760
2018-01-20 08:00 | 63370
2018-01-20 09:00 | 65578
2018-01-20 10:00 | 67802
2018-01-20 11:00 | 68558
2018-01-20 12:00 | 69778
2018-01-20 13:00 | 71275
2018-01-20 14:00 | 67924
2018-01-20 15:00 | 65589
2018-01-20 16:00 | 63986
2018-01-20 17:00 | 63271
2018-01-20 18:00 | 66684
2018-01-20 19:00 | 68915
2018-01-20 20:00 | 66778
2018-01-20 21:00 | 63267
2018-01-20 22:00 | 61092
2018-01-20 23:00 | 64207
2018-01-21 | 64014
2018-01-21 01:00 | 59543
2018-01-21 02:00 | 58061
2018-01-21 03:00 | 55144
2018-01-21 04:00 | 52702
2018-01-21 05:00 | 51485
2018-01-21 06:00 | 52032
2018-01-21 07:00 | 53112
2018-01-21 08:00 | 54714
2018-01-21 09:00 | 56590
2018-01-21 10:00 | 59579
2018-01-21 11:00 | 61854
2018-01-21 12:00 | 63812
2018-01-21 13:00 | 65207
2018-01-21 14:00 | 61524
2018-01-21 15:00 | 59279
2018-01-21 16:00 | 58037
2018-01-21 17:00 | 58078
2018-01-21 18:00 | 62152
2018-01-21 19:00 | 66304
2018-01-21 20:00 | 65556
2018-01-21 21:00 | 62717
2018-01-21 22:00 | 59962
2018-01-21 23:00 | 62618
2018-01-22 | 61967
2018-01-22 01:00 | 57673
2018-01-22 02:00 | 56540
2018-01-22 03:00 | 54187
2018-01-22 04:00 | 52116
2018-01-22 05:00 | 52291
2018-01-22 06:00 | 56490
2018-01-22 07:00 | 63931
2018-01-22 08:00 | 68782
2018-01-22 09:00 | 69111
2018-01-22 10:00 | 69362
2018-01-22 11:00 | 69499
2018-01-22 12:00 | 70314
2018-01-22 13:00 | 69998
2018-01-22 14:00 | 68435
2018-01-22 15:00 | 66259
2018-01-22 16:00 | 65157
2018-01-22 17:00 | 64926
2018-01-22 18:00 | 68665
2018-01-22 19:00 | 73146
2018-01-22 20:00 | 70471
2018-01-22 21:00 | 65565
2018-01-22 22:00 | 62027
2018-01-22 23:00 | 64730
2018-01-23 | 63775
2018-01-23 01:00 | 59275
2018-01-23 02:00 | 58033
2018-01-23 03:00 | 55861
2018-01-23 04:00 | 53807
2018-01-23 05:00 | 54427
2018-01-23 06:00 | 58195
2018-01-23 07:00 | 65724
2018-01-23 08:00 | 70968
2018-01-23 09:00 | 70737
2018-01-23 10:00 | 70407
2018-01-23 11:00 | 69866
2018-01-23 12:00 | 70341
2018-01-23 13:00 | 69868
2018-01-23 14:00 | 68087
2018-01-23 15:00 | 66155
2018-01-23 16:00 | 65008
2018-01-23 17:00 | 64700
2018-01-23 18:00 | 68572
2018-01-23 19:00 | 72694
2018-01-23 20:00 | 69914
2018-01-23 21:00 | 65098
2018-01-23 22:00 | 61767
2018-01-23 23:00 | 64168
2018-01-24 | 62937
2018-01-24 01:00 | 58224
2018-01-24 02:00 | 56816
2018-01-24 03:00 | 54556
2018-01-24 04:00 | 52883
2018-01-24 05:00 | 52852
2018-01-24 06:00 | 56775
2018-01-24 07:00 | 63980
2018-01-24 08:00 | 68981
2018-01-24 09:00 | 69528
2018-01-24 10:00 | 69330
2018-01-24 11:00 | 68846
2018-01-24 12:00 | 68992
2018-01-24 13:00 | 68341
2018-01-24 14:00 | 66445
2018-01-24 15:00 | 64353
2018-01-24 16:00 | 63296
2018-01-24 17:00 | 63230
2018-01-24 18:00 | 67281
2018-01-24 19:00 | 72140
2018-01-24 20:00 | 69514
2018-01-24 21:00 | 64858
2018-01-24 22:00 | 61400
2018-01-24 23:00 | 63646
2018-01-25 | 63000
2018-01-25 01:00 | 58500
2018-01-25 02:00 | 57349
2018-01-25 03:00 | 54942
2018-01-25 04:00 | 53067
2018-01-25 05:00 | 53265
2018-01-25 06:00 | 57126
2018-01-25 07:00 | 64669
2018-01-25 08:00 | 69811
2018-01-25 09:00 | 69772
2018-01-25 10:00 | 69844
2018-01-25 11:00 | 70015
2018-01-25 12:00 | 70967
2018-01-25 13:00 | 70581
2018-01-25 14:00 | 69274
2018-01-25 15:00 | 67514
2018-01-25 16:00 | 66446
2018-01-25 17:00 | 66369
2018-01-25 18:00 | 69812
2018-01-25 19:00 | 73786
2018-01-25 20:00 | 70935
2018-01-25 21:00 | 66130
2018-01-25 22:00 | 62852
2018-01-25 23:00 | 65569
2018-01-26 | 64655
2018-01-26 01:00 | 60128
2018-01-26 02:00 | 58928
2018-01-26 03:00 | 56761
2018-01-26 04:00 | 55153
2018-01-26 05:00 | 55722
2018-01-26 06:00 | 59849
2018-01-26 07:00 | 67158
2018-01-26 08:00 | 72608
2018-01-26 09:00 | 73273
2018-01-26 10:00 | 73363
2018-01-26 11:00 | 73093
2018-01-26 12:00 | 73098
2018-01-26 13:00 | 72460
2018-01-26 14:00 | 70192
2018-01-26 15:00 | 68450
2018-01-26 16:00 | 67216
2018-01-26 17:00 | 66950
2018-01-26 18:00 | 70501
2018-01-26 19:00 | 74066
2018-01-26 20:00 | 71846
2018-01-26 21:00 | 67878
2018-01-26 22:00 | 65007
2018-01-26 23:00 | 68050
2018-01-27 | 66882
2018-01-27 01:00 | 62299
2018-01-27 02:00 | 60908
2018-01-27 03:00 | 58495
2018-01-27 04:00 | 56496
2018-01-27 05:00 | 55931
2018-01-27 06:00 | 57472
2018-01-27 07:00 | 60063
2018-01-27 08:00 | 63190
2018-01-27 09:00 | 65560
2018-01-27 10:00 | 68064
2018-01-27 11:00 | 68236
2018-01-27 12:00 | 68826
2018-01-27 13:00 | 69694
2018-01-27 14:00 | 66067
2018-01-27 15:00 | 63358
2018-01-27 16:00 | 61840
2018-01-27 17:00 | 61336
2018-01-27 18:00 | 65231
2018-01-27 19:00 | 69588
2018-01-27 20:00 | 68224
2018-01-27 21:00 | 65069
2018-01-27 22:00 | 62739
2018-01-27 23:00 | 66434
2018-01-28 | 66266
2018-01-28 01:00 | 61877
2018-01-28 02:00 | 60521
2018-01-28 03:00 | 57754
2018-01-28 04:00 | 55136
2018-01-28 05:00 | 53981
2018-01-28 06:00 | 54386
2018-01-28 07:00 | 55593
2018-01-28 08:00 | 57118
2018-01-28 09:00 | 58895
2018-01-28 10:00 | 61469
2018-01-28 11:00 | 62769
2018-01-28 12:00 | 63695
2018-01-28 13:00 | 64622
2018-01-28 14:00 | 60328
2018-01-28 15:00 | 57337
2018-01-28 16:00 | 56028
2018-01-28 17:00 | 55740
2018-01-28 18:00 | 60166
2018-01-28 19:00 | 65831
2018-01-28 20:00 | 65347
2018-01-28 21:00 | 62683
2018-01-28 22:00 | 60086
2018-01-28 23:00 | 62867
2018-01-29 | 62404
2018-01-29 01:00 | 58710
2018-01-29 02:00 | 57720
2018-01-29 03:00 | 55456
2018-01-29 04:00 | 53554
2018-01-29 05:00 | 53955
2018-01-29 06:00 | 58242
2018-01-29 07:00 | 65780
2018-01-29 08:00 | 71110
2018-01-29 09:00 | 71745
2018-01-29 10:00 | 71880
2018-01-29 11:00 | 71604
2018-01-29 12:00 | 72147
2018-01-29 13:00 | 71642
2018-01-29 14:00 | 69978
2018-01-29 15:00 | 67902
2018-01-29 16:00 | 66630
2018-01-29 17:00 | 66407
2018-01-29 18:00 | 69526
2018-01-29 19:00 | 74604
2018-01-29 20:00 | 71880
2018-01-29 21:00 | 66879
2018-01-29 22:00 | 63277
2018-01-29 23:00 | 65972
2018-01-30 | 64775
2018-01-30 01:00 | 60132
2018-01-30 02:00 | 59106
2018-01-30 03:00 | 56736
2018-01-30 04:00 | 54897
2018-01-30 05:00 | 55299
2018-01-30 06:00 | 59188
2018-01-30 07:00 | 66800
2018-01-30 08:00 | 72005
2018-01-30 09:00 | 72020
2018-01-30 10:00 | 72033
2018-01-30 11:00 | 71739
2018-01-30 12:00 | 72020
2018-01-30 13:00 | 71405
2018-01-30 14:00 | 69796
2018-01-30 15:00 | 67835
2018-01-30 16:00 | 66747
2018-01-30 17:00 | 66595
2018-01-30 18:00 | 69459
2018-01-30 19:00 | 74146
2018-01-30 20:00 | 71525
2018-01-30 21:00 | 66841
2018-01-30 22:00 | 63395
2018-01-30 23:00 | 65741
2018-01-31 | 64608
2018-01-31 01:00 | 60082
2018-01-31 02:00 | 58821
2018-01-31 03:00 | 56880
2018-01-31 04:00 | 55086
2018-01-31 05:00 | 55401
2018-01-31 06:00 | 59397
2018-01-31 07:00 | 66601
2018-01-31 08:00 | 71707
2018-01-31 09:00 | 72500
2018-01-31 10:00 | 72814
2018-01-31 11:00 | 72926
2018-01-31 12:00 | 73691
2018-01-31 13:00 | 73313
2018-01-31 14:00 | 71937
2018-01-31 15:00 | 70052
2018-01-31 16:00 | 68979
2018-01-31 17:00 | 68325
2018-01-31 18:00 | 71506
2018-01-31 19:00 | 76555
2018-01-31 20:00 | 73894
2018-01-31 21:00 | 69058
2018-01-31 22:00 | 65589
2018-01-31 23:00 | 68282
2018-02-01 | 67329
2018-02-01 01:00 | 63125
2018-02-01 02:00 | 62273
2018-02-01 03:00 | 60216
2018-02-01 04:00 | 58400
2018-02-01 05:00 | 58733
2018-02-01 06:00 | 62631
2018-02-01 07:00 | 70197
2018-02-01 08:00 | 75522
2018-02-01 09:00 | 75815
2018-02-01 10:00 | 76127
2018-02-01 11:00 | 75693
2018-02-01 12:00 | 76064
2018-02-01 13:00 | 75291
2018-02-01 14:00 | 73406
2018-02-01 15:00 | 71161
2018-02-01 16:00 | 69788
2018-02-01 17:00 | 69443
2018-02-01 18:00 | 73001
2018-02-01 19:00 | 79330
2018-02-01 20:00 | 76812
2018-02-01 21:00 | 72271
2018-02-01 22:00 | 69106
2018-02-01 23:00 | 71934
2018-02-02 | 70975
2018-02-02 01:00 | 66743
2018-02-02 02:00 | 65903
2018-02-02 03:00 | 63652
2018-02-02 04:00 | 61946
2018-02-02 05:00 | 62437
2018-02-02 06:00 | 66410
2018-02-02 07:00 | 74005
2018-02-02 08:00 | 79347
2018-02-02 09:00 | 79536
2018-02-02 10:00 | 79241
2018-02-02 11:00 | 78165
2018-02-02 12:00 | 77724
2018-02-02 13:00 | 77114
2018-02-02 14:00 | 74890
2018-02-02 15:00 | 72662
2018-02-02 16:00 | 71294
2018-02-02 17:00 | 70932
2018-02-02 18:00 | 74225
2018-02-02 19:00 | 79133
2018-02-02 20:00 | 77104
2018-02-02 21:00 | 72739
2018-02-02 22:00 | 69956
2018-02-02 23:00 | 72853
2018-02-03 | 71752
2018-02-03 01:00 | 66783
2018-02-03 02:00 | 65439
2018-02-03 03:00 | 62954
2018-02-03 04:00 | 60661
2018-02-03 05:00 | 59949
2018-02-03 06:00 | 61363
2018-02-03 07:00 | 63809
2018-02-03 08:00 | 66285
2018-02-03 09:00 | 68742
2018-02-03 10:00 | 71073
2018-02-03 11:00 | 71464
2018-02-03 12:00 | 72006
2018-02-03 13:00 | 73046
2018-02-03 14:00 | 69628
2018-02-03 15:00 | 67194
2018-02-03 16:00 | 65727
2018-02-03 17:00 | 65244
2018-02-03 18:00 | 68193
2018-02-03 19:00 | 73011
2018-02-03 20:00 | 71913
2018-02-03 21:00 | 68597
2018-02-03 22:00 | 66329
2018-02-03 23:00 | 70180
2018-02-04 | 70042
2018-02-04 01:00 | 65668
2018-02-04 02:00 | 64471
2018-02-04 03:00 | 61915
2018-02-04 04:00 | 59480
2018-02-04 05:00 | 58515
2018-02-04 06:00 | 59265
2018-02-04 07:00 | 60607
2018-02-04 08:00 | 62181
2018-02-04 09:00 | 64544
2018-02-04 10:00 | 67523
2018-02-04 11:00 | 69196
2018-02-04 12:00 | 70460
2018-02-04 13:00 | 71412
2018-02-04 14:00 | 67435
2018-02-04 15:00 | 64618
2018-02-04 16:00 | 63089
2018-02-04 17:00 | 63267
2018-02-04 18:00 | 66912
2018-02-04 19:00 | 74099
2018-02-04 20:00 | 74069
2018-02-04 21:00 | 71563
2018-02-04 22:00 | 68964
2018-02-04 23:00 | 72197
2018-02-05 | 71619
2018-02-05 01:00 | 68106
2018-02-05 02:00 | 67384
2018-02-05 03:00 | 65444
2018-02-05 04:00 | 63748
2018-02-05 05:00 | 64327
2018-02-05 06:00 | 68894
2018-02-05 07:00 | 76857
2018-02-05 08:00 | 81895
2018-02-05 09:00 | 82764
2018-02-05 10:00 | 83572
2018-02-05 11:00 | 83736
2018-02-05 12:00 | 84334
2018-02-05 13:00 | 84355
2018-02-05 14:00 | 82685
2018-02-05 15:00 | 80334
2018-02-05 16:00 | 79128
2018-02-05 17:00 | 78627
2018-02-05 18:00 | 81056
2018-02-05 19:00 | 87041
2018-02-05 20:00 | 84150
2018-02-05 21:00 | 78906
2018-02-05 22:00 | 75198
2018-02-05 23:00 | 77955
2018-02-06 | 76504
2018-02-06 01:00 | 72030
2018-02-06 02:00 | 71666
2018-02-06 03:00 | 69407
2018-02-06 04:00 | 66942
2018-02-06 05:00 | 67090
2018-02-06 06:00 | 71266
2018-02-06 07:00 | 78394
2018-02-06 08:00 | 82226
2018-02-06 09:00 | 82920
2018-02-06 10:00 | 83731
2018-02-06 11:00 | 84028
2018-02-06 12:00 | 85034
2018-02-06 13:00 | 84531
2018-02-06 14:00 | 82946
2018-02-06 15:00 | 80688
2018-02-06 16:00 | 79909
2018-02-06 17:00 | 79714
2018-02-06 18:00 | 81841
2018-02-06 19:00 | 87441
2018-02-06 20:00 | 84668
2018-02-06 21:00 | 79876
2018-02-06 22:00 | 76167
2018-02-06 23:00 | 79021
2018-02-07 | 77651
2018-02-07 01:00 | 73179
2018-02-07 02:00 | 73034
2018-02-07 03:00 | 70615
2018-02-07 04:00 | 68613
2018-02-07 05:00 | 68879
2018-02-07 06:00 | 72569
2018-02-07 07:00 | 79244
2018-02-07 08:00 | 83624
2018-02-07 09:00 | 85064
2018-02-07 10:00 | 85927
2018-02-07 11:00 | 85790
2018-02-07 12:00 | 86650
2018-02-07 13:00 | 85992
2018-02-07 14:00 | 84113
2018-02-07 15:00 | 82146
2018-02-07 16:00 | 80742
2018-02-07 17:00 | 80203
2018-02-07 18:00 | 82458
2018-02-07 19:00 | 88868
2018-02-07 20:00 | 86017
2018-02-07 21:00 | 80855
2018-02-07 22:00 | 77470
2018-02-07 23:00 | 80314
2018-02-08 | 79437
2018-02-08 01:00 | 75337
2018-02-08 02:00 | 75261
2018-02-08 03:00 | 73043
2018-02-08 04:00 | 70824
2018-02-08 05:00 | 70962
2018-02-08 06:00 | 74828
2018-02-08 07:00 | 82161
2018-02-08 08:00 | 86523
2018-02-08 09:00 | 87030
2018-02-08 10:00 | 87259
2018-02-08 11:00 | 86254
2018-02-08 12:00 | 85887
2018-02-08 13:00 | 84580
2018-02-08 14:00 | 81939
2018-02-08 15:00 | 79316
2018-02-08 16:00 | 77684
2018-02-08 17:00 | 77303
2018-02-08 18:00 | 80080
2018-02-08 19:00 | 87147
2018-02-08 20:00 | 84831
2018-02-08 21:00 | 80405
2018-02-08 22:00 | 77083
2018-02-08 23:00 | 79838
2018-02-09 | 79142
2018-02-09 01:00 | 74876
2018-02-09 02:00 | 74683
2018-02-09 03:00 | 72673
2018-02-09 04:00 | 70986
2018-02-09 05:00 | 71003
2018-02-09 06:00 | 74848
2018-02-09 07:00 | 81961
2018-02-09 08:00 | 86298
2018-02-09 09:00 | 86978
2018-02-09 10:00 | 87157
2018-02-09 11:00 | 86318
2018-02-09 12:00 | 86152
2018-02-09 13:00 | 85114
2018-02-09 14:00 | 82457
2018-02-09 15:00 | 80016
2018-02-09 16:00 | 78019
2018-02-09 17:00 | 77016
2018-02-09 18:00 | 79350
2018-02-09 19:00 | 85191
2018-02-09 20:00 | 83050
2018-02-09 21:00 | 78663
2018-02-09 22:00 | 75662
2018-02-09 23:00 | 78769
2018-02-10 | 77791
2018-02-10 01:00 | 72939
2018-02-10 02:00 | 72406
2018-02-10 03:00 | 69701
2018-02-10 04:00 | 67386
2018-02-10 05:00 | 66833
2018-02-10 06:00 | 68208
2018-02-10 07:00 | 70543
2018-02-10 08:00 | 72759
2018-02-10 09:00 | 75809
2018-02-10 10:00 | 77013
2018-02-10 11:00 | 76129
2018-02-10 12:00 | 75861
2018-02-10 13:00 | 76013
2018-02-10 14:00 | 72242
2018-02-10 15:00 | 69266
2018-02-10 16:00 | 67751
2018-02-10 17:00 | 67725
2018-02-10 18:00 | 70604
2018-02-10 19:00 | 76992
2018-02-10 20:00 | 76022
2018-02-10 21:00 | 72875
2018-02-10 22:00 | 70589
2018-02-10 23:00 | 74130
2018-02-11 | 73823
2018-02-11 01:00 | 69829
2018-02-11 02:00 | 68694
2018-02-11 03:00 | 65918
2018-02-11 04:00 | 62779
2018-02-11 05:00 | 61379
2018-02-11 06:00 | 61624
2018-02-11 07:00 | 62501
2018-02-11 08:00 | 63182
2018-02-11 09:00 | 65490
2018-02-11 10:00 | 67775
2018-02-11 11:00 | 68951
2018-02-11 12:00 | 69737
2018-02-11 13:00 | 70698
2018-02-11 14:00 | 66826
2018-02-11 15:00 | 64325
2018-02-11 16:00 | 63196
2018-02-11 17:00 | 63164
2018-02-11 18:00 | 65888
2018-02-11 19:00 | 73124
2018-02-11 20:00 | 73132
2018-02-11 21:00 | 70557
2018-02-11 22:00 | 67891
2018-02-11 23:00 | 71195
2018-02-12 | 70925
2018-02-12 01:00 | 67313
2018-02-12 02:00 | 66589
2018-02-12 03:00 | 64970
2018-02-12 04:00 | 63293
2018-02-12 05:00 | 63956
2018-02-12 06:00 | 68711
2018-02-12 07:00 | 76466
2018-02-12 08:00 | 80823
2018-02-12 09:00 | 82003
2018-02-12 10:00 | 81461
2018-02-12 11:00 | 79911
2018-02-12 12:00 | 79607
2018-02-12 13:00 | 78431
2018-02-12 14:00 | 76188
2018-02-12 15:00 | 73392
2018-02-12 16:00 | 72111
2018-02-12 17:00 | 71831
2018-02-12 18:00 | 74148
2018-02-12 19:00 | 82533
2018-02-12 20:00 | 81260
2018-02-12 21:00 | 76798
2018-02-12 22:00 | 73658
2018-02-12 23:00 | 76829
2018-02-13 | 76191
2018-02-13 01:00 | 72048
2018-02-13 02:00 | 72287
2018-02-13 03:00 | 70179
2018-02-13 04:00 | 68431
2018-02-13 05:00 | 68888
2018-02-13 06:00 | 73127
2018-02-13 07:00 | 80439
2018-02-13 08:00 | 84378
2018-02-13 09:00 | 85337
2018-02-13 10:00 | 85211
2018-02-13 11:00 | 84770
2018-02-13 12:00 | 85014
2018-02-13 13:00 | 84526
2018-02-13 14:00 | 82394
2018-02-13 15:00 | 80166
2018-02-13 16:00 | 78960
2018-02-13 17:00 | 78375
2018-02-13 18:00 | 80220
2018-02-13 19:00 | 86795
2018-02-13 20:00 | 84235
2018-02-13 21:00 | 79385
2018-02-13 22:00 | 75812
2018-02-13 23:00 | 78285
2018-02-14 | 77289
2018-02-14 01:00 | 73052
2018-02-14 02:00 | 73025
2018-02-14 03:00 | 70741
2018-02-14 04:00 | 68425
2018-02-14 05:00 | 68556
2018-02-14 06:00 | 72145
2018-02-14 07:00 | 78607
2018-02-14 08:00 | 82404
2018-02-14 09:00 | 83986
2018-02-14 10:00 | 84670
2018-02-14 11:00 | 84258
2018-02-14 12:00 | 84195
2018-02-14 13:00 | 83711
2018-02-14 14:00 | 82005
2018-02-14 15:00 | 79690
2018-02-14 16:00 | 77976
2018-02-14 17:00 | 77121
2018-02-14 18:00 | 78789
2018-02-14 19:00 | 84929
2018-02-14 20:00 | 82197
2018-02-14 21:00 | 76783
2018-02-14 22:00 | 73226
2018-02-14 23:00 | 75635
2018-02-15 | 74116
2018-02-15 01:00 | 69617
2018-02-15 02:00 | 68890
2018-02-15 03:00 | 66416
2018-02-15 04:00 | 63686
2018-02-15 05:00 | 63320
2018-02-15 06:00 | 66541
2018-02-15 07:00 | 73072
2018-02-15 08:00 | 76486
2018-02-15 09:00 | 77391
2018-02-15 10:00 | 77530
2018-02-15 11:00 | 77027
2018-02-15 12:00 | 77427
2018-02-15 13:00 | 76618
2018-02-15 14:00 | 74496
2018-02-15 15:00 | 72192
2018-02-15 16:00 | 70300
2018-02-15 17:00 | 69572
2018-02-15 18:00 | 70989
2018-02-15 19:00 | 77569
2018-02-15 20:00 | 75301
2018-02-15 21:00 | 70569
2018-02-15 22:00 | 67238
2018-02-15 23:00 | 69722
2018-02-16 | 68848
2018-02-16 01:00 | 64427
2018-02-16 02:00 | 63492
2018-02-16 03:00 | 61374
2018-02-16 04:00 | 59412
2018-02-16 05:00 | 59829
2018-02-16 06:00 | 63826
2018-02-16 07:00 | 71240
2018-02-16 08:00 | 75518
2018-02-16 09:00 | 76676
2018-02-16 10:00 | 76373
2018-02-16 11:00 | 75098
2018-02-16 12:00 | 74504
2018-02-16 13:00 | 73257
2018-02-16 14:00 | 70773
2018-02-16 15:00 | 68022
2018-02-16 16:00 | 66400
2018-02-16 17:00 | 65299
2018-02-16 18:00 | 67514
2018-02-16 19:00 | 74075
2018-02-16 20:00 | 72444
2018-02-16 21:00 | 68446
2018-02-16 22:00 | 65687
2018-02-16 23:00 | 68579
2018-02-17 | 67542
2018-02-17 01:00 | 62930
2018-02-17 02:00 | 61288
2018-02-17 03:00 | 58357
2018-02-17 04:00 | 55818
2018-02-17 05:00 | 55498
2018-02-17 06:00 | 56909
2018-02-17 07:00 | 59169
2018-02-17 08:00 | 61050
2018-02-17 09:00 | 64350
2018-02-17 10:00 | 66673
2018-02-17 11:00 | 67113
2018-02-17 12:00 | 67838
2018-02-17 13:00 | 68626
2018-02-17 14:00 | 64954
2018-02-17 15:00 | 62103
2018-02-17 16:00 | 60101
2018-02-17 17:00 | 59220
2018-02-17 18:00 | 61115
2018-02-17 19:00 | 67761
2018-02-17 20:00 | 67509
2018-02-17 21:00 | 64512
2018-02-17 22:00 | 62614
2018-02-17 23:00 | 66849
2018-02-18 | 67035
2018-02-18 01:00 | 62973
2018-02-18 02:00 | 62072
2018-02-18 03:00 | 59709
2018-02-18 04:00 | 57266
2018-02-18 05:00 | 56398
2018-02-18 06:00 | 57170
2018-02-18 07:00 | 58568
2018-02-18 08:00 | 59375
2018-02-18 09:00 | 61908
2018-02-18 10:00 | 64206
2018-02-18 11:00 | 65301
2018-02-18 12:00 | 66165
2018-02-18 13:00 | 66578
2018-02-18 14:00 | 62597
2018-02-18 15:00 | 59516
2018-02-18 16:00 | 58190
2018-02-18 17:00 | 57821
2018-02-18 18:00 | 60537
2018-02-18 19:00 | 68194
2018-02-18 20:00 | 68598
2018-02-18 21:00 | 66174
2018-02-18 22:00 | 63832
2018-02-18 23:00 | 67116
2018-02-19 | 66715
2018-02-19 01:00 | 62965
2018-02-19 02:00 | 62410
2018-02-19 03:00 | 60309
2018-02-19 04:00 | 58554
2018-02-19 05:00 | 59262
2018-02-19 06:00 | 63475
2018-02-19 07:00 | 70586
2018-02-19 08:00 | 74480
2018-02-19 09:00 | 76445
2018-02-19 10:00 | 77228
2018-02-19 11:00 | 77070
2018-02-19 12:00 | 77693
2018-02-19 13:00 | 76963
2018-02-19 14:00 | 75077
2018-02-19 15:00 | 72714
2018-02-19 16:00 | 71354
2018-02-19 17:00 | 70910
2018-02-19 18:00 | 72334
2018-02-19 19:00 | 78648
2018-02-19 20:00 | 76476
2018-02-19 21:00 | 71432
2018-02-19 22:00 | 67790
2018-02-19 23:00 | 70433
2018-02-20 | 69489
2018-02-20 01:00 | 64947
2018-02-20 02:00 | 63893
2018-02-20 03:00 | 61517
2018-02-20 04:00 | 59524
2018-02-20 05:00 | 59762
2018-02-20 06:00 | 63238
2018-02-20 07:00 | 69958
2018-02-20 08:00 | 73579
2018-02-20 09:00 | 75424
2018-02-20 10:00 | 76033
2018-02-20 11:00 | 75905
2018-02-20 12:00 | 76325
2018-02-20 13:00 | 75615
2018-02-20 14:00 | 73524
2018-02-20 15:00 | 71529
2018-02-20 16:00 | 70263
2018-02-20 17:00 | 69664
2018-02-20 18:00 | 71682
2018-02-20 19:00 | 78399
2018-02-20 20:00 | 76521
2018-02-20 21:00 | 71925
2018-02-20 22:00 | 68750
2018-02-20 23:00 | 71563
2018-02-21 | 70610
2018-02-21 01:00 | 66439
2018-02-21 02:00 | 65738
2018-02-21 03:00 | 63707
2018-02-21 04:00 | 61966
2018-02-21 05:00 | 62604
2018-02-21 06:00 | 66690
2018-02-21 07:00 | 73444
2018-02-21 08:00 | 77267
2018-02-21 09:00 | 79636
2018-02-21 10:00 | 79738
2018-02-21 11:00 | 78772
2018-02-21 12:00 | 78914
2018-02-21 13:00 | 77770
2018-02-21 14:00 | 75943
2018-02-21 15:00 | 73279
2018-02-21 16:00 | 71688
2018-02-21 17:00 | 71047
2018-02-21 18:00 | 73119
2018-02-21 19:00 | 81221
2018-02-21 20:00 | 80212
2018-02-21 21:00 | 75773
2018-02-21 22:00 | 72605
2018-02-21 23:00 | 75560
2018-02-22 | 74948
2018-02-22 01:00 | 71166
2018-02-22 02:00 | 70474
2018-02-22 03:00 | 68656
2018-02-22 04:00 | 66794
2018-02-22 05:00 | 67335
2018-02-22 06:00 | 71490
2018-02-22 07:00 | 78322
2018-02-22 08:00 | 82103
2018-02-22 09:00 | 83991
2018-02-22 10:00 | 83817
2018-02-22 11:00 | 82689
2018-02-22 12:00 | 82810
2018-02-22 13:00 | 81485
2018-02-22 14:00 | 79142
2018-02-22 15:00 | 76440
2018-02-22 16:00 | 74947
2018-02-22 17:00 | 74308
2018-02-22 18:00 | 76161
2018-02-22 19:00 | 83610
2018-02-22 20:00 | 82635
2018-02-22 21:00 | 78441
2018-02-22 22:00 | 75242
2018-02-22 23:00 | 78089
2018-02-23 | 77337
2018-02-23 01:00 | 73304
2018-02-23 02:00 | 72802
2018-02-23 03:00 | 70953
2018-02-23 04:00 | 69165
2018-02-23 05:00 | 69644
2018-02-23 06:00 | 73854
2018-02-23 07:00 | 80211
2018-02-23 08:00 | 83345
2018-02-23 09:00 | 85122
2018-02-23 10:00 | 84994
2018-02-23 11:00 | 83876
2018-02-23 12:00 | 83333
2018-02-23 13:00 | 82131
2018-02-23 14:00 | 79266
2018-02-23 15:00 | 76587
2018-02-23 16:00 | 74653
2018-02-23 17:00 | 73691
2018-02-23 18:00 | 75702
2018-02-23 19:00 | 82164
2018-02-23 20:00 | 81862
2018-02-23 21:00 | 77879
2018-02-23 22:00 | 75137
2018-02-23 23:00 | 78346
2018-02-24 | 77245
2018-02-24 01:00 | 72961
2018-02-24 02:00 | 72742
2018-02-24 03:00 | 70210
2018-02-24 04:00 | 67938
2018-02-24 05:00 | 67408
2018-02-24 06:00 | 68920
2018-02-24 07:00 | 71321
2018-02-24 08:00 | 72925
2018-02-24 09:00 | 76091
2018-02-24 10:00 | 77405
2018-02-24 11:00 | 76535
2018-02-24 12:00 | 76226
2018-02-24 13:00 | 76317
2018-02-24 14:00 | 72335
2018-02-24 15:00 | 69151
2018-02-24 16:00 | 67389
2018-02-24 17:00 | 66475
2018-02-24 18:00 | 68289
2018-02-24 19:00 | 75209
2018-02-24 20:00 | 75658
2018-02-24 21:00 | 72837
2018-02-24 22:00 | 70656
2018-02-24 23:00 | 74750
2018-02-25 | 74542
2018-02-25 01:00 | 70926
2018-02-25 02:00 | 70236
2018-02-25 03:00 | 67930
2018-02-25 04:00 | 65581
2018-02-25 05:00 | 64683
2018-02-25 06:00 | 65523
2018-02-25 07:00 | 66915
2018-02-25 08:00 | 67859
2018-02-25 09:00 | 70619
2018-02-25 10:00 | 72782
2018-02-25 11:00 | 73329
2018-02-25 12:00 | 73765
2018-02-25 13:00 | 73849
2018-02-25 14:00 | 69371
2018-02-25 15:00 | 66070
2018-02-25 16:00 | 64338
2018-02-25 17:00 | 63676
2018-02-25 18:00 | 66356
2018-02-25 19:00 | 74809
2018-02-25 20:00 | 77139
2018-02-25 21:00 | 75338
2018-02-25 22:00 | 73364
2018-02-25 23:00 | 76942
2018-02-26 | 76738
2018-02-26 01:00 | 73048
2018-02-26 02:00 | 72787
2018-02-26 03:00 | 71374
2018-02-26 04:00 | 70063
2018-02-26 05:00 | 70867
2018-02-26 06:00 | 75409
2018-02-26 07:00 | 82303
2018-02-26 08:00 | 85606
2018-02-26 09:00 | 87868
2018-02-26 10:00 | 88044
2018-02-26 11:00 | 87333
2018-02-26 12:00 | 87497
2018-02-26 13:00 | 86888
2018-02-26 14:00 | 85037
2018-02-26 15:00 | 82320
2018-02-26 16:00 | 81050
2018-02-26 17:00 | 80502
2018-02-26 18:00 | 82515
2018-02-26 19:00 | 90615
2018-02-26 20:00 | 90360
2018-02-26 21:00 | 86145
2018-02-26 22:00 | 82720
2018-02-26 23:00 | 85901
2018-02-27 | 85241
2018-02-27 01:00 | 81333
2018-02-27 02:00 | 81743
2018-02-27 03:00 | 79902
2018-02-27 04:00 | 78202
2018-02-27 05:00 | 78422
2018-02-27 06:00 | 82333
2018-02-27 07:00 | 88115
2018-02-27 08:00 | 90688
2018-02-27 09:00 | 92853
2018-02-27 10:00 | 92553
2018-02-27 11:00 | 92000
2018-02-27 12:00 | 92720
2018-02-27 13:00 | 91770
2018-02-27 14:00 | 89354
2018-02-27 15:00 | 86511
2018-02-27 16:00 | 85091
2018-02-27 17:00 | 84209
2018-02-27 18:00 | 85764
2018-02-27 19:00 | 93147
2018-02-27 20:00 | 92871
2018-02-27 21:00 | 88723
2018-02-27 22:00 | 85624
2018-02-27 23:00 | 88585
2018-02-28 | 88008
2018-02-28 01:00 | 84101
2018-02-28 02:00 | 84443
2018-02-28 03:00 | 82428
2018-02-28 04:00 | 80534
2018-02-28 05:00 | 80750
2018-02-28 06:00 | 84366
2018-02-28 07:00 | 89947
2018-02-28 08:00 | 92556
2018-02-28 09:00 | 95026
2018-02-28 10:00 | 95647
2018-02-28 11:00 | 95420
2018-02-28 12:00 | 95752
2018-02-28 13:00 | 95116
2018-02-28 14:00 | 92909
2018-02-28 15:00 | 91091
2018-02-28 16:00 | 89926
2018-02-28 17:00 | 89046
2018-02-28 18:00 | 90260
2018-02-28 19:00 | 95987
2018-02-28 20:00 | 94458
2018-02-28 21:00 | 89390
2018-02-28 22:00 | 85659
2018-02-28 23:00 | 87987
2018-03-01 | 86643
2018-03-01 01:00 | 82551
2018-03-01 02:00 | 82426
2018-03-01 03:00 | 80029
2018-03-01 04:00 | 77627
2018-03-01 05:00 | 77301
2018-03-01 06:00 | 80211
2018-03-01 07:00 | 85160
2018-03-01 08:00 | 86921
2018-03-01 09:00 | 89573
2018-03-01 10:00 | 90821
2018-03-01 11:00 | 90833
2018-03-01 12:00 | 90944
2018-03-01 13:00 | 90073
2018-03-01 14:00 | 88123
2018-03-01 15:00 | 85759
2018-03-01 16:00 | 84071
2018-03-01 17:00 | 83114
2018-03-01 18:00 | 83519
2018-03-01 19:00 | 88666
2018-03-01 20:00 | 87153
2018-03-01 21:00 | 81684
2018-03-01 22:00 | 77978
2018-03-01 23:00 | 80338
2018-03-02 | 79068
2018-03-02 01:00 | 74825
2018-03-02 02:00 | 74725
2018-03-02 03:00 | 72142
2018-03-02 04:00 | 69868
2018-03-02 05:00 | 69524
2018-03-02 06:00 | 72725
2018-03-02 07:00 | 77986
2018-03-02 08:00 | 80367
2018-03-02 09:00 | 83111
2018-03-02 10:00 | 84116
2018-03-02 11:00 | 84308
2018-03-02 12:00 | 84113
2018-03-02 13:00 | 83390
2018-03-02 14:00 | 80184
2018-03-02 15:00 | 76500
2018-03-02 16:00 | 74111
2018-03-02 17:00 | 72151
2018-03-02 18:00 | 73200
2018-03-02 19:00 | 79056
2018-03-02 20:00 | 78946
2018-03-02 21:00 | 74814
2018-03-02 22:00 | 71943
2018-03-02 23:00 | 75293
2018-03-03 | 74514
2018-03-03 01:00 | 70099
2018-03-03 02:00 | 69403
2018-03-03 03:00 | 66633
2018-03-03 04:00 | 64208
2018-03-03 05:00 | 63027
2018-03-03 06:00 | 64193
2018-03-03 07:00 | 65927
2018-03-03 08:00 | 67029
2018-03-03 09:00 | 69870
2018-03-03 10:00 | 71348
2018-03-03 11:00 | 70875
2018-03-03 12:00 | 70684
2018-03-03 13:00 | 70914
2018-03-03 14:00 | 67035
2018-03-03 15:00 | 63765
2018-03-03 16:00 | 61511
2018-03-03 17:00 | 60439
2018-03-03 18:00 | 61775
2018-03-03 19:00 | 68127
2018-03-03 20:00 | 69042
2018-03-03 21:00 | 65816
2018-03-03 22:00 | 64041
2018-03-03 23:00 | 67756
2018-03-04 | 67711
2018-03-04 01:00 | 63844
2018-03-04 02:00 | 62819
2018-03-04 03:00 | 60311
2018-03-04 04:00 | 57739
2018-03-04 05:00 | 56648
2018-03-04 06:00 | 57129
2018-03-04 07:00 | 58133
2018-03-04 08:00 | 58423
2018-03-04 09:00 | 60770
2018-03-04 10:00 | 63050
2018-03-04 11:00 | 64425
2018-03-04 12:00 | 65612
2018-03-04 13:00 | 66538
2018-03-04 14:00 | 62920
2018-03-04 15:00 | 59928
2018-03-04 16:00 | 58501
2018-03-04 17:00 | 57739
2018-03-04 18:00 | 59218
2018-03-04 19:00 | 65722
2018-03-04 20:00 | 67694
2018-03-04 21:00 | 65287
2018-03-04 22:00 | 63098
2018-03-04 23:00 | 66384
2018-03-05 | 65886
2018-03-05 01:00 | 62220
2018-03-05 02:00 | 61314
2018-03-05 03:00 | 59437
2018-03-05 04:00 | 57557
2018-03-05 05:00 | 58141
2018-03-05 06:00 | 62235
2018-03-05 07:00 | 68828
2018-03-05 08:00 | 71986
2018-03-05 09:00 | 73974
2018-03-05 10:00 | 74035
2018-03-05 11:00 | 73357
2018-03-05 12:00 | 73040
2018-03-05 13:00 | 72050
2018-03-05 14:00 | 70034
2018-03-05 15:00 | 67362
2018-03-05 16:00 | 66202
2018-03-05 17:00 | 65226
2018-03-05 18:00 | 66272
2018-03-05 19:00 | 72450
2018-03-05 20:00 | 72401
2018-03-05 21:00 | 67671
2018-03-05 22:00 | 64501
2018-03-05 23:00 | 67097
2018-03-06 | 66439
2018-03-06 01:00 | 62362
2018-03-06 02:00 | 61383
2018-03-06 03:00 | 59265
2018-03-06 04:00 | 57473
2018-03-06 05:00 | 57796
2018-03-06 06:00 | 61598
2018-03-06 07:00 | 67839
2018-03-06 08:00 | 71486
2018-03-06 09:00 | 72854
2018-03-06 10:00 | 72576
2018-03-06 11:00 | 71953
2018-03-06 12:00 | 71711
2018-03-06 13:00 | 70995
2018-03-06 14:00 | 69478
2018-03-06 15:00 | 67058
2018-03-06 16:00 | 65503
2018-03-06 17:00 | 64909
2018-03-06 18:00 | 66280
2018-03-06 19:00 | 72992
2018-03-06 20:00 | 72914
2018-03-06 21:00 | 68002
2018-03-06 22:00 | 65180
2018-03-06 23:00 | 67918
2018-03-07 | 67286
2018-03-07 01:00 | 62893
2018-03-07 02:00 | 61835
2018-03-07 03:00 | 59709
2018-03-07 04:00 | 57959
2018-03-07 05:00 | 58319
2018-03-07 06:00 | 62122
2018-03-07 07:00 | 68700
2018-03-07 08:00 | 72085
2018-03-07 09:00 | 74011
2018-03-07 10:00 | 74208
2018-03-07 11:00 | 73378
2018-03-07 12:00 | 73489
2018-03-07 13:00 | 72727
2018-03-07 14:00 | 71051
2018-03-07 15:00 | 68272
2018-03-07 16:00 | 66727
2018-03-07 17:00 | 65579
2018-03-07 18:00 | 66262
2018-03-07 19:00 | 72637
2018-03-07 20:00 | 73983
2018-03-07 21:00 | 69518
2018-03-07 22:00 | 66453
2018-03-07 23:00 | 69736
2018-03-08 | 68776
2018-03-08 01:00 | 64577
2018-03-08 02:00 | 63662
2018-03-08 03:00 | 61640
2018-03-08 04:00 | 59872
2018-03-08 05:00 | 60048
2018-03-08 06:00 | 63918
2018-03-08 07:00 | 70294
2018-03-08 08:00 | 73099
2018-03-08 09:00 | 74667
2018-03-08 10:00 | 74242
2018-03-08 11:00 | 73038
2018-03-08 12:00 | 72843
2018-03-08 13:00 | 71789
2018-03-08 14:00 | 69609
2018-03-08 15:00 | 67029
2018-03-08 16:00 | 65377
2018-03-08 17:00 | 64506
2018-03-08 18:00 | 65342
2018-03-08 19:00 | 71614
2018-03-08 20:00 | 72269
2018-03-08 21:00 | 67588
2018-03-08 22:00 | 64365
2018-03-08 23:00 | 67128
2018-03-09 | 66356
2018-03-09 01:00 | 61555
2018-03-09 02:00 | 60347
2018-03-09 03:00 | 57982
2018-03-09 04:00 | 56186
2018-03-09 05:00 | 56213
2018-03-09 06:00 | 59808
2018-03-09 07:00 | 65633
2018-03-09 08:00 | 68694
2018-03-09 09:00 | 70055
2018-03-09 10:00 | 70217
2018-03-09 11:00 | 69900
2018-03-09 12:00 | 69743
2018-03-09 13:00 | 69159
2018-03-09 14:00 | 66969
2018-03-09 15:00 | 64414
2018-03-09 16:00 | 62683
2018-03-09 17:00 | 61931
2018-03-09 18:00 | 63180
2018-03-09 19:00 | 67780
2018-03-09 20:00 | 67959
2018-03-09 21:00 | 62994
2018-03-09 22:00 | 59972
2018-03-09 23:00 | 62760
2018-03-10 | 61842
2018-03-10 01:00 | 57010
2018-03-10 02:00 | 55389
2018-03-10 03:00 | 52669
2018-03-10 04:00 | 50318
2018-03-10 05:00 | 49532
2018-03-10 06:00 | 50692
2018-03-10 07:00 | 52523
2018-03-10 08:00 | 53996
2018-03-10 09:00 | 56907
2018-03-10 10:00 | 58768
2018-03-10 11:00 | 58976
2018-03-10 12:00 | 59637
2018-03-10 13:00 | 60569
2018-03-10 14:00 | 57257
2018-03-10 15:00 | 54300
2018-03-10 16:00 | 52519
2018-03-10 17:00 | 51503
2018-03-10 18:00 | 52569
2018-03-10 19:00 | 57413
2018-03-10 20:00 | 58918
2018-03-10 21:00 | 55561
2018-03-10 22:00 | 53435
2018-03-10 23:00 | 57009
2018-03-11 | 56881
2018-03-11 01:00 | 52812
2018-03-11 02:00 | 51356
2018-03-11 03:00 | 48410
2018-03-11 04:00 | 46029
2018-03-11 05:00 | 45153
2018-03-11 06:00 | 45734
2018-03-11 07:00 | 46418
2018-03-11 08:00 | 47001
2018-03-11 09:00 | 49570
2018-03-11 10:00 | 51726
2018-03-11 11:00 | 52936
2018-03-11 12:00 | 54110
2018-03-11 13:00 | 55206
2018-03-11 14:00 | 51487
2018-03-11 15:00 | 49036
2018-03-11 16:00 | 47341
2018-03-11 17:00 | 46418
2018-03-11 18:00 | 48458
2018-03-11 19:00 | 54822
2018-03-11 20:00 | 57435
2018-03-11 21:00 | 55160
2018-03-11 22:00 | 52988
2018-03-11 23:00 | 56063
2018-03-12 | 55853
2018-03-12 01:00 | 52369
2018-03-12 02:00 | 51527
2018-03-12 03:00 | 49262
2018-03-12 04:00 | 47756
2018-03-12 05:00 | 48428
2018-03-12 06:00 | 52675
2018-03-12 07:00 | 59509
2018-03-12 08:00 | 62937
2018-03-12 09:00 | 64862
2018-03-12 10:00 | 65104
2018-03-12 11:00 | 65165
2018-03-12 12:00 | 65962
2018-03-12 13:00 | 65740
2018-03-12 14:00 | 64267
2018-03-12 15:00 | 62460
2018-03-12 16:00 | 61568
2018-03-12 17:00 | 60730
2018-03-12 18:00 | 61798
2018-03-12 19:00 | 67725
2018-03-12 20:00 | 68189
2018-03-12 21:00 | 63498
2018-03-12 22:00 | 60086
2018-03-12 23:00 | 62660
2018-03-13 | 61972
2018-03-13 01:00 | 57492
2018-03-13 02:00 | 56532
2018-03-13 03:00 | 54628
2018-03-13 04:00 | 52917
2018-03-13 05:00 | 53351
2018-03-13 06:00 | 57406
2018-03-13 07:00 | 64226
2018-03-13 08:00 | 67831
2018-03-13 09:00 | 68631
2018-03-13 10:00 | 68158
2018-03-13 11:00 | 67421
2018-03-13 12:00 | 67489
2018-03-13 13:00 | 66959
2018-03-13 14:00 | 64993
2018-03-13 15:00 | 62830
2018-03-13 16:00 | 61003
2018-03-13 17:00 | 60005
2018-03-13 18:00 | 61095
2018-03-13 19:00 | 66680
2018-03-13 20:00 | 68332
2018-03-13 21:00 | 63832
2018-03-13 22:00 | 60560
2018-03-13 23:00 | 63534
2018-03-14 | 62912
2018-03-14 01:00 | 58707
2018-03-14 02:00 | 57825
2018-03-14 03:00 | 55954
2018-03-14 04:00 | 54626
2018-03-14 05:00 | 55254
2018-03-14 06:00 | 59605
2018-03-14 07:00 | 65950
2018-03-14 08:00 | 69012
2018-03-14 09:00 | 69719
2018-03-14 10:00 | 68315
2018-03-14 11:00 | 66733
2018-03-14 12:00 | 66227
2018-03-14 13:00 | 65550
2018-03-14 14:00 | 63487
2018-03-14 15:00 | 61268
2018-03-14 16:00 | 59762
2018-03-14 17:00 | 59029
2018-03-14 18:00 | 60315
2018-03-14 19:00 | 66629
2018-03-14 20:00 | 67364
2018-03-14 21:00 | 62879
2018-03-14 22:00 | 59427
2018-03-14 23:00 | 61880
2018-03-15 | 61220
2018-03-15 01:00 | 56941
2018-03-15 02:00 | 55939
2018-03-15 03:00 | 53615
2018-03-15 04:00 | 51586
2018-03-15 05:00 | 51673
2018-03-15 06:00 | 55607
2018-03-15 07:00 | 62104
2018-03-15 08:00 | 65736
2018-03-15 09:00 | 67176
2018-03-15 10:00 | 67424
2018-03-15 11:00 | 67343
2018-03-15 12:00 | 67969
2018-03-15 13:00 | 67399
2018-03-15 14:00 | 65728
2018-03-15 15:00 | 63668
2018-03-15 16:00 | 62095
2018-03-15 17:00 | 61112
2018-03-15 18:00 | 62099
2018-03-15 19:00 | 67077
2018-03-15 20:00 | 68085
2018-03-15 21:00 | 63304
2018-03-15 22:00 | 60070
2018-03-15 23:00 | 62828
2018-03-16 | 62078
2018-03-16 01:00 | 57667
2018-03-16 02:00 | 56502
2018-03-16 03:00 | 54457
2018-03-16 04:00 | 52689
2018-03-16 05:00 | 53110
2018-03-16 06:00 | 57061
2018-03-16 07:00 | 63510
2018-03-16 08:00 | 66988
2018-03-16 09:00 | 67702
2018-03-16 10:00 | 67198
2018-03-16 11:00 | 65845
2018-03-16 12:00 | 65518
2018-03-16 13:00 | 64869
2018-03-16 14:00 | 62915
2018-03-16 15:00 | 60514
2018-03-16 16:00 | 58949
2018-03-16 17:00 | 57821
2018-03-16 18:00 | 59247
2018-03-16 19:00 | 64170
2018-03-16 20:00 | 65837
2018-03-16 21:00 | 61867
2018-03-16 22:00 | 59446
2018-03-16 23:00 | 62525
2018-03-17 | 61916
2018-03-17 01:00 | 57294
2018-03-17 02:00 | 55969
2018-03-17 03:00 | 53693
2018-03-17 04:00 | 51604
2018-03-17 05:00 | 51230
2018-03-17 06:00 | 52985
2018-03-17 07:00 | 54806
2018-03-17 08:00 | 57132
2018-03-17 09:00 | 60309
2018-03-17 10:00 | 62432
2018-03-17 11:00 | 62693
2018-03-17 12:00 | 63774
2018-03-17 13:00 | 65088
2018-03-17 14:00 | 62061
2018-03-17 15:00 | 60190
2018-03-17 16:00 | 59031
2018-03-17 17:00 | 58756
2018-03-17 18:00 | 60339
2018-03-17 19:00 | 64945
2018-03-17 20:00 | 66846
2018-03-17 21:00 | 63552
2018-03-17 22:00 | 61376
2018-03-17 23:00 | 65345
2018-03-18 | 65117
2018-03-18 01:00 | 61008
2018-03-18 02:00 | 60010
2018-03-18 03:00 | 57532
2018-03-18 04:00 | 55137
2018-03-18 05:00 | 54363
2018-03-18 06:00 | 55151
2018-03-18 07:00 | 55590
2018-03-18 08:00 | 57078
2018-03-18 09:00 | 60120
2018-03-18 10:00 | 62760
2018-03-18 11:00 | 64177
2018-03-18 12:00 | 66003
2018-03-18 13:00 | 66887
2018-03-18 14:00 | 63194
2018-03-18 15:00 | 60509
2018-03-18 16:00 | 59380
2018-03-18 17:00 | 59055
2018-03-18 18:00 | 60908
2018-03-18 19:00 | 66648
2018-03-18 20:00 | 69736
2018-03-18 21:00 | 67277
2018-03-18 22:00 | 64812
2018-03-18 23:00 | 68057
2018-03-19 | 67687
2018-03-19 01:00 | 63823
2018-03-19 02:00 | 63536
2018-03-19 03:00 | 61665
2018-03-19 04:00 | 60071
2018-03-19 05:00 | 60938
2018-03-19 06:00 | 65670
2018-03-19 07:00 | 72261
2018-03-19 08:00 | 76543
2018-03-19 09:00 | 77857
2018-03-19 10:00 | 78258
2018-03-19 11:00 | 78004
2018-03-19 12:00 | 78054
2018-03-19 13:00 | 77984
2018-03-19 14:00 | 76410
2018-03-19 15:00 | 74217
2018-03-19 16:00 | 73164
2018-03-19 17:00 | 72722
2018-03-19 18:00 | 74235
2018-03-19 19:00 | 79768
2018-03-19 20:00 | 80463
2018-03-19 21:00 | 75336
2018-03-19 22:00 | 71810
2018-03-19 23:00 | 74654
2018-03-20 | 73493
2018-03-20 01:00 | 69373
2018-03-20 02:00 | 68567
2018-03-20 03:00 | 66655
2018-03-20 04:00 | 65062
2018-03-20 05:00 | 65591
2018-03-20 06:00 | 70244
2018-03-20 07:00 | 76838
2018-03-20 08:00 | 80614
2018-03-20 09:00 | 81092
2018-03-20 10:00 | 80496
2018-03-20 11:00 | 79440
2018-03-20 12:00 | 79866
2018-03-20 13:00 | 79156
2018-03-20 14:00 | 77074
2018-03-20 15:00 | 74365
2018-03-20 16:00 | 72339
2018-03-20 17:00 | 71234
2018-03-20 18:00 | 72350
2018-03-20 19:00 | 77627
2018-03-20 20:00 | 80250
2018-03-20 21:00 | 75391
2018-03-20 22:00 | 72126
2018-03-20 23:00 | 74754
2018-03-21 | 74023
2018-03-21 01:00 | 69729
2018-03-21 02:00 | 68997
2018-03-21 03:00 | 67161
2018-03-21 04:00 | 65657
2018-03-21 05:00 | 66268
2018-03-21 06:00 | 70482
2018-03-21 07:00 | 76540
2018-03-21 08:00 | 80257
2018-03-21 09:00 | 80916
2018-03-21 10:00 | 80123
2018-03-21 11:00 | 78753
2018-03-21 12:00 | 78531
2018-03-21 13:00 | 77022
2018-03-21 14:00 | 74929
2018-03-21 15:00 | 71953
2018-03-21 16:00 | 70075
2018-03-21 17:00 | 68784
2018-03-21 18:00 | 69301
2018-03-21 19:00 | 74824
2018-03-21 20:00 | 78044
2018-03-21 21:00 | 73564
2018-03-21 22:00 | 70406
2018-03-21 23:00 | 73645
2018-03-22 | 72959
2018-03-22 01:00 | 68915
2018-03-22 02:00 | 68407
2018-03-22 03:00 | 66356
2018-03-22 04:00 | 64731
2018-03-22 05:00 | 65137
2018-03-22 06:00 | 68967
2018-03-22 07:00 | 74799
2018-03-22 08:00 | 78109
2018-03-22 09:00 | 78688
2018-03-22 10:00 | 78007
2018-03-22 11:00 | 76823
2018-03-22 12:00 | 76717
2018-03-22 13:00 | 75764
2018-03-22 14:00 | 73800
2018-03-22 15:00 | 71518
2018-03-22 16:00 | 69728
2018-03-22 17:00 | 68827
2018-03-22 18:00 | 69847
2018-03-22 19:00 | 74915
2018-03-22 20:00 | 76470
2018-03-22 21:00 | 71588
2018-03-22 22:00 | 68200
2018-03-22 23:00 | 70885
2018-03-23 | 70106
2018-03-23 01:00 | 65870
2018-03-23 02:00 | 64861
2018-03-23 03:00 | 62610
2018-03-23 04:00 | 60844
2018-03-23 05:00 | 61144
2018-03-23 06:00 | 65212
2018-03-23 07:00 | 70904
2018-03-23 08:00 | 74598
2018-03-23 09:00 | 75854
2018-03-23 10:00 | 75603
2018-03-23 11:00 | 74851
2018-03-23 12:00 | 74654
2018-03-23 13:00 | 73946
2018-03-23 14:00 | 71366
2018-03-23 15:00 | 69198
2018-03-23 16:00 | 67435
2018-03-23 17:00 | 66181
2018-03-23 18:00 | 67287
2018-03-23 19:00 | 70817
2018-03-23 20:00 | 72659
2018-03-23 21:00 | 68415
2018-03-23 22:00 | 65519
2018-03-23 23:00 | 68257
2018-03-24 | 67334
2018-03-24 01:00 | 62580
2018-03-24 02:00 | 61083
2018-03-24 03:00 | 58837
2018-03-24 04:00 | 56526
2018-03-24 05:00 | 56011
2018-03-24 06:00 | 57441
2018-03-24 07:00 | 58636
2018-03-24 08:00 | 61080
2018-03-24 09:00 | 63590
2018-03-24 10:00 | 64550
2018-03-24 11:00 | 63955
2018-03-24 12:00 | 63931
2018-03-24 13:00 | 64361
2018-03-24 14:00 | 60591
2018-03-24 15:00 | 57667
2018-03-24 16:00 | 55775
2018-03-24 17:00 | 54828
2018-03-24 18:00 | 55928
2018-03-24 19:00 | 60149
2018-03-24 20:00 | 63374
2018-03-24 21:00 | 60265
2018-03-24 22:00 | 58166
2018-03-24 23:00 | 61820
2018-03-25 | 61770
2018-03-25 01:00 | 58108
2018-03-25 02:00 | 56943
2018-03-25 03:00 | 56943
2018-03-25 04:00 | 54534
2018-03-25 05:00 | 52178
2018-03-25 06:00 | 51844
2018-03-25 07:00 | 52252
2018-03-25 08:00 | 52424
2018-03-25 09:00 | 54920
2018-03-25 10:00 | 57116
2018-03-25 11:00 | 58568
2018-03-25 12:00 | 59165
2018-03-25 13:00 | 60485
2018-03-25 14:00 | 56274
2018-03-25 15:00 | 53380
2018-03-25 16:00 | 51260
2018-03-25 17:00 | 49766
2018-03-25 18:00 | 50993
2018-03-25 19:00 | 54650
2018-03-25 20:00 | 57820
2018-03-25 21:00 | 59314
2018-03-25 22:00 | 57233
2018-03-25 23:00 | 59914
2018-03-26 | 59583
2018-03-26 01:00 | 55990
2018-03-26 02:00 | 55003
2018-03-26 03:00 | 53102
2018-03-26 04:00 | 51279
2018-03-26 05:00 | 51916
2018-03-26 06:00 | 56131
2018-03-26 07:00 | 63726
2018-03-26 08:00 | 67955
2018-03-26 09:00 | 69502
2018-03-26 10:00 | 69869
2018-03-26 11:00 | 68797
2018-03-26 12:00 | 68380
2018-03-26 13:00 | 67387
2018-03-26 14:00 | 65535
2018-03-26 15:00 | 63301
2018-03-26 16:00 | 61577
2018-03-26 17:00 | 60217
2018-03-26 18:00 | 60874
2018-03-26 19:00 | 64154
2018-03-26 20:00 | 65113
2018-03-26 21:00 | 64488
2018-03-26 22:00 | 61103
2018-03-26 23:00 | 63611
2018-03-27 | 63203
2018-03-27 01:00 | 58418
2018-03-27 02:00 | 57308
2018-03-27 03:00 | 55266
2018-03-27 04:00 | 53437
2018-03-27 05:00 | 53680
2018-03-27 06:00 | 57295
2018-03-27 07:00 | 64951
2018-03-27 08:00 | 68928
2018-03-27 09:00 | 70684
2018-03-27 10:00 | 70940
2018-03-27 11:00 | 70795
2018-03-27 12:00 | 71353
2018-03-27 13:00 | 70726
2018-03-27 14:00 | 68955
2018-03-27 15:00 | 66917
2018-03-27 16:00 | 65020
2018-03-27 17:00 | 63587
2018-03-27 18:00 | 63857
2018-03-27 19:00 | 66664
2018-03-27 20:00 | 66747
2018-03-27 21:00 | 65161
2018-03-27 22:00 | 61876
2018-03-27 23:00 | 64037
2018-03-28 | 63238
2018-03-28 01:00 | 58131
2018-03-28 02:00 | 56855
2018-03-28 03:00 | 54719
2018-03-28 04:00 | 52688
2018-03-28 05:00 | 52783
2018-03-28 06:00 | 56311
2018-03-28 07:00 | 63005
2018-03-28 08:00 | 66889
2018-03-28 09:00 | 68752
2018-03-28 10:00 | 69142
2018-03-28 11:00 | 68845
2018-03-28 12:00 | 69022
2018-03-28 13:00 | 68739
2018-03-28 14:00 | 66821
2018-03-28 15:00 | 64758
2018-03-28 16:00 | 63012
2018-03-28 17:00 | 61667
2018-03-28 18:00 | 61628
2018-03-28 19:00 | 64274
2018-03-28 20:00 | 64620
2018-03-28 21:00 | 64177
2018-03-28 22:00 | 61354
2018-03-28 23:00 | 64076
2018-03-29 | 63664
2018-03-29 01:00 | 58896
2018-03-29 02:00 | 57931
2018-03-29 03:00 | 55822
2018-03-29 04:00 | 54053
2018-03-29 05:00 | 54064
2018-03-29 06:00 | 57797
2018-03-29 07:00 | 65835
2018-03-29 08:00 | 69648
2018-03-29 09:00 | 70731
2018-03-29 10:00 | 69997
2018-03-29 11:00 | 69194
2018-03-29 12:00 | 68825
2018-03-29 13:00 | 67911
2018-03-29 14:00 | 65925
2018-03-29 15:00 | 63616
2018-03-29 16:00 | 61792
2018-03-29 17:00 | 60423
2018-03-29 18:00 | 60793
2018-03-29 19:00 | 63726
2018-03-29 20:00 | 64237
2018-03-29 21:00 | 64128
2018-03-29 22:00 | 61429
2018-03-29 23:00 | 64114
2018-03-30 | 63579
2018-03-30 01:00 | 58993
2018-03-30 02:00 | 57793
2018-03-30 03:00 | 55678
2018-03-30 04:00 | 54066
2018-03-30 05:00 | 53999
2018-03-30 06:00 | 57554
2018-03-30 07:00 | 64623
2018-03-30 08:00 | 68330
2018-03-30 09:00 | 69737
2018-03-30 10:00 | 70218
2018-03-30 11:00 | 69965
2018-03-30 12:00 | 69569
2018-03-30 13:00 | 69009
2018-03-30 14:00 | 67009
2018-03-30 15:00 | 64691
2018-03-30 16:00 | 62496
2018-03-30 17:00 | 60673
2018-03-30 18:00 | 61205
2018-03-30 19:00 | 62645
2018-03-30 20:00 | 63144
2018-03-30 21:00 | 63936
2018-03-30 22:00 | 61789
2018-03-30 23:00 | 64926
2018-03-31 | 64182
2018-03-31 01:00 | 59143
2018-03-31 02:00 | 57557
2018-03-31 03:00 | 55034
2018-03-31 04:00 | 52886
2018-03-31 05:00 | 52334
2018-03-31 06:00 | 53670
2018-03-31 07:00 | 56104
2018-03-31 08:00 | 57814
2018-03-31 09:00 | 60666
2018-03-31 10:00 | 62373
2018-03-31 11:00 | 62165
2018-03-31 12:00 | 62300
2018-03-31 13:00 | 63208
2018-03-31 14:00 | 60054
2018-03-31 15:00 | 57433
2018-03-31 16:00 | 55582
2018-03-31 17:00 | 54236
2018-03-31 18:00 | 54803
2018-03-31 19:00 | 57131
2018-03-31 20:00 | 58589
2018-03-31 21:00 | 60023
2018-03-31 22:00 | 58573
2018-03-31 23:00 | 62263
2018-04-01 | 62390
2018-04-01 01:00 | 57921
2018-04-01 02:00 | 56732
2018-04-01 03:00 | 54239
2018-04-01 04:00 | 51801
2018-04-01 05:00 | 50571
2018-04-01 06:00 | 51316
2018-04-01 07:00 | 52838
2018-04-01 08:00 | 53750
2018-04-01 09:00 | 56664
2018-04-01 10:00 | 58729
2018-04-01 11:00 | 59308
2018-04-01 12:00 | 59193
2018-04-01 13:00 | 59387
2018-04-01 14:00 | 54845
2018-04-01 15:00 | 51746
2018-04-01 16:00 | 49806
2018-04-01 17:00 | 48611
2018-04-01 18:00 | 49271
2018-04-01 19:00 | 51751
2018-04-01 20:00 | 54401
2018-04-01 21:00 | 57054
2018-04-01 22:00 | 55799
2018-04-01 23:00 | 59412
2018-04-02 | 59156
2018-04-02 01:00 | 54790
2018-04-02 02:00 | 53704
2018-04-02 03:00 | 51405
2018-04-02 04:00 | 49225
2018-04-02 05:00 | 48734
2018-04-02 06:00 | 49824
2018-04-02 07:00 | 51317
2018-04-02 08:00 | 51732
2018-04-02 09:00 | 54361
2018-04-02 10:00 | 56710
2018-04-02 11:00 | 57595
2018-04-02 12:00 | 58029
2018-04-02 13:00 | 58498
2018-04-02 14:00 | 54490
2018-04-02 15:00 | 51911
2018-04-02 16:00 | 50032
2018-04-02 17:00 | 49106
2018-04-02 18:00 | 50770
2018-04-02 19:00 | 54371
2018-04-02 20:00 | 55937
2018-04-02 21:00 | 56400
2018-04-02 22:00 | 54235
2018-04-02 23:00 | 57062
2018-04-03 | 56501
2018-04-03 01:00 | 52369
2018-04-03 02:00 | 51403
2018-04-03 03:00 | 49144
2018-04-03 04:00 | 47133
2018-04-03 05:00 | 47552
2018-04-03 06:00 | 51744
2018-04-03 07:00 | 58997
2018-04-03 08:00 | 62053
2018-04-03 09:00 | 63984
2018-04-03 10:00 | 64508
2018-04-03 11:00 | 64090
2018-04-03 12:00 | 64438
2018-04-03 13:00 | 63853
2018-04-03 14:00 | 62338
2018-04-03 15:00 | 60451
2018-04-03 16:00 | 58535
2018-04-03 17:00 | 57252
2018-04-03 18:00 | 57049
2018-04-03 19:00 | 59265
2018-04-03 20:00 | 59193
2018-04-03 21:00 | 59153
2018-04-03 22:00 | 56410
2018-04-03 23:00 | 59309
2018-04-04 | 58609
2018-04-04 01:00 | 54022
2018-04-04 02:00 | 52611
2018-04-04 03:00 | 50503
2018-04-04 04:00 | 48686
2018-04-04 05:00 | 48754
2018-04-04 06:00 | 52190
2018-04-04 07:00 | 58680
2018-04-04 08:00 | 61633
2018-04-04 09:00 | 63687
2018-04-04 10:00 | 64114
2018-04-04 11:00 | 63772
2018-04-04 12:00 | 64482
2018-04-04 13:00 | 63528
2018-04-04 14:00 | 62114
2018-04-04 15:00 | 60267
2018-04-04 16:00 | 58417
2018-04-04 17:00 | 57247
2018-04-04 18:00 | 57088
2018-04-04 19:00 | 59593
2018-04-04 20:00 | 59601
2018-04-04 21:00 | 59316
2018-04-04 22:00 | 56891
2018-04-04 23:00 | 59830
2018-04-05 | 59233
2018-04-05 01:00 | 54696
2018-04-05 02:00 | 53633
2018-04-05 03:00 | 51462
2018-04-05 04:00 | 49697
2018-04-05 05:00 | 50097
2018-04-05 06:00 | 53833
2018-04-05 07:00 | 61190
2018-04-05 08:00 | 64372
2018-04-05 09:00 | 65806
2018-04-05 10:00 | 65406
2018-04-05 11:00 | 64939
2018-04-05 12:00 | 64707
2018-04-05 13:00 | 64074
2018-04-05 14:00 | 62127
2018-04-05 15:00 | 59612
2018-04-05 16:00 | 57827
2018-04-05 17:00 | 55831
2018-04-05 18:00 | 55708
2018-04-05 19:00 | 57943
2018-04-05 20:00 | 58343
2018-04-05 21:00 | 59104
2018-04-05 22:00 | 56869
2018-04-05 23:00 | 59733
2018-04-06 | 59035
2018-04-06 01:00 | 54776
2018-04-06 02:00 | 53703
2018-04-06 03:00 | 52072
2018-04-06 04:00 | 50544
2018-04-06 05:00 | 51054
2018-04-06 06:00 | 55022
2018-04-06 07:00 | 62161
2018-04-06 08:00 | 65518
2018-04-06 09:00 | 65978
2018-04-06 10:00 | 64659
2018-04-06 11:00 | 63120
2018-04-06 12:00 | 62070
2018-04-06 13:00 | 61062
2018-04-06 14:00 | 58366
2018-04-06 15:00 | 55773
2018-04-06 16:00 | 53507
2018-04-06 17:00 | 51514
2018-04-06 18:00 | 51569
2018-04-06 19:00 | 53213
2018-04-06 20:00 | 53360
2018-04-06 21:00 | 54341
2018-04-06 22:00 | 52530
2018-04-06 23:00 | 55695
2018-04-07 | 54792
2018-04-07 01:00 | 50076
2018-04-07 02:00 | 48347
2018-04-07 03:00 | 45862
2018-04-07 04:00 | 43469
2018-04-07 05:00 | 42777
2018-04-07 06:00 | 43974
2018-04-07 07:00 | 46070
2018-04-07 08:00 | 47537
2018-04-07 09:00 | 50539
2018-04-07 10:00 | 52156
2018-04-07 11:00 | 52289
2018-04-07 12:00 | 52797
2018-04-07 13:00 | 53804
2018-04-07 14:00 | 50601
2018-04-07 15:00 | 48320
2018-04-07 16:00 | 46645
2018-04-07 17:00 | 45353
2018-04-07 18:00 | 45952
2018-04-07 19:00 | 47897
2018-04-07 20:00 | 48660
2018-04-07 21:00 | 49481
2018-04-07 22:00 | 47956
2018-04-07 23:00 | 51521
2018-04-08 | 51390
2018-04-08 01:00 | 46999
2018-04-08 02:00 | 45440
2018-04-08 03:00 | 42493
2018-04-08 04:00 | 40220
2018-04-08 05:00 | 39315
2018-04-08 06:00 | 39866
2018-04-08 07:00 | 40563
2018-04-08 08:00 | 41317
2018-04-08 09:00 | 43919
2018-04-08 10:00 | 46506
2018-04-08 11:00 | 47878
2018-04-08 12:00 | 49270
2018-04-08 13:00 | 50514
2018-04-08 14:00 | 46756
2018-04-08 15:00 | 44354
2018-04-08 16:00 | 42880
2018-04-08 17:00 | 42080
2018-04-08 18:00 | 43255
2018-04-08 19:00 | 46330
2018-04-08 20:00 | 48231
2018-04-08 21:00 | 49245
2018-04-08 22:00 | 47697
2018-04-08 23:00 | 50685
2018-04-09 | 50593
2018-04-09 01:00 | 46708
2018-04-09 02:00 | 45406
2018-04-09 03:00 | 43143
2018-04-09 04:00 | 41399
2018-04-09 05:00 | 41688
2018-04-09 06:00 | 45404
2018-04-09 07:00 | 51658
2018-04-09 08:00 | 55347
2018-04-09 09:00 | 57917
2018-04-09 10:00 | 59093
2018-04-09 11:00 | 59281
2018-04-09 12:00 | 59997
2018-04-09 13:00 | 59520
2018-04-09 14:00 | 58230
2018-04-09 15:00 | 56335
2018-04-09 16:00 | 54760
2018-04-09 17:00 | 53448
2018-04-09 18:00 | 53451
2018-04-09 19:00 | 56431
2018-04-09 20:00 | 55815
2018-04-09 21:00 | 55024
2018-04-09 22:00 | 52840
2018-04-09 23:00 | 55744
2018-04-10 | 55075
2018-04-10 01:00 | 50363
2018-04-10 02:00 | 49089
2018-04-10 03:00 | 46780
2018-04-10 04:00 | 45215
2018-04-10 05:00 | 45495
2018-04-10 06:00 | 49084
2018-04-10 07:00 | 55336
2018-04-10 08:00 | 59206
2018-04-10 09:00 | 60800
2018-04-10 10:00 | 61023
2018-04-10 11:00 | 60869
2018-04-10 12:00 | 61247
2018-04-10 13:00 | 60757
2018-04-10 14:00 | 59136
2018-04-10 15:00 | 56958
2018-04-10 16:00 | 55614
2018-04-10 17:00 | 54376
2018-04-10 18:00 | 54509
2018-04-10 19:00 | 56981
2018-04-10 20:00 | 57048
2018-04-10 21:00 | 56776
2018-04-10 22:00 | 54508
2018-04-10 23:00 | 57306
2018-04-11 | 56405
2018-04-11 01:00 | 51769
2018-04-11 02:00 | 50599
2018-04-11 03:00 | 48453
2018-04-11 04:00 | 46728
2018-04-11 05:00 | 47192
2018-04-11 06:00 | 51027
2018-04-11 07:00 | 56831
2018-04-11 08:00 | 60667
2018-04-11 09:00 | 62493
2018-04-11 10:00 | 62587
2018-04-11 11:00 | 62130
2018-04-11 12:00 | 62274
2018-04-11 13:00 | 61633
2018-04-11 14:00 | 59937
2018-04-11 15:00 | 57896
2018-04-11 16:00 | 56183
2018-04-11 17:00 | 54993
2018-04-11 18:00 | 54923
2018-04-11 19:00 | 57356
2018-04-11 20:00 | 57052
2018-04-11 21:00 | 56294
2018-04-11 22:00 | 54268
2018-04-11 23:00 | 56895
2018-04-12 | 56178
2018-04-12 01:00 | 51525
2018-04-12 02:00 | 50088
2018-04-12 03:00 | 47854
2018-04-12 04:00 | 46218
2018-04-12 05:00 | 46454
2018-04-12 06:00 | 49867
2018-04-12 07:00 | 56147
2018-04-12 08:00 | 60099
2018-04-12 09:00 | 61646
2018-04-12 10:00 | 62032
2018-04-12 11:00 | 61622
2018-04-12 12:00 | 62016
2018-04-12 13:00 | 61879
2018-04-12 14:00 | 59959
2018-04-12 15:00 | 57963
2018-04-12 16:00 | 56371
2018-04-12 17:00 | 55109
2018-04-12 18:00 | 55452
2018-04-12 19:00 | 58234
2018-04-12 20:00 | 57896
2018-04-12 21:00 | 57234
2018-04-12 22:00 | 54803
2018-04-12 23:00 | 57414
2018-04-13 | 56859
2018-04-13 01:00 | 51988
2018-04-13 02:00 | 50531
2018-04-13 03:00 | 48407
2018-04-13 04:00 | 46656
2018-04-13 05:00 | 46885
2018-04-13 06:00 | 50055
2018-04-13 07:00 | 55895
2018-04-13 08:00 | 59391
2018-04-13 09:00 | 61060
2018-04-13 10:00 | 61160
2018-04-13 11:00 | 60249
2018-04-13 12:00 | 60471
2018-04-13 13:00 | 59773
2018-04-13 14:00 | 57574
2018-04-13 15:00 | 55296
2018-04-13 16:00 | 53237
2018-04-13 17:00 | 51536
2018-04-13 18:00 | 51391
2018-04-13 19:00 | 52843
2018-04-13 20:00 | 52986
2018-04-13 21:00 | 53341
2018-04-13 22:00 | 52221
2018-04-13 23:00 | 55392
2018-04-14 | 55044
2018-04-14 01:00 | 49965
2018-04-14 02:00 | 48280
2018-04-14 03:00 | 45819
2018-04-14 04:00 | 43688
2018-04-14 05:00 | 43090
2018-04-14 06:00 | 44191
2018-04-14 07:00 | 45517
2018-04-14 08:00 | 47307
2018-04-14 09:00 | 50315
2018-04-14 10:00 | 52137
2018-04-14 11:00 | 52205
2018-04-14 12:00 | 53049
2018-04-14 13:00 | 53977
2018-04-14 14:00 | 50598
2018-04-14 15:00 | 48350
2018-04-14 16:00 | 46630
2018-04-14 17:00 | 45140
2018-04-14 18:00 | 45470
2018-04-14 19:00 | 47639
2018-04-14 20:00 | 48193
2018-04-14 21:00 | 48861
2018-04-14 22:00 | 48206
2018-04-14 23:00 | 51828
2018-04-15 | 51988
2018-04-15 01:00 | 47488
2018-04-15 02:00 | 46117
2018-04-15 03:00 | 43413
2018-04-15 04:00 | 41165
2018-04-15 05:00 | 40457
2018-04-15 06:00 | 40927
2018-04-15 07:00 | 41497
2018-04-15 08:00 | 42777
2018-04-15 09:00 | 45240
2018-04-15 10:00 | 47136
2018-04-15 11:00 | 47851
2018-04-15 12:00 | 48814
2018-04-15 13:00 | 49974
2018-04-15 14:00 | 46074
2018-04-15 15:00 | 43826
2018-04-15 16:00 | 41936
2018-04-15 17:00 | 40952
2018-04-15 18:00 | 41898
2018-04-15 19:00 | 44751
2018-04-15 20:00 | 46391
2018-04-15 21:00 | 47936
2018-04-15 22:00 | 47281
2018-04-15 23:00 | 50433
2018-04-16 | 50104
2018-04-16 01:00 | 45959
2018-04-16 02:00 | 44865
2018-04-16 03:00 | 42842
2018-04-16 04:00 | 41203
2018-04-16 05:00 | 41830
2018-04-16 06:00 | 46016
2018-04-16 07:00 | 51521
2018-04-16 08:00 | 55426
2018-04-16 09:00 | 57289
2018-04-16 10:00 | 57477
2018-04-16 11:00 | 57410
2018-04-16 12:00 | 57773
2018-04-16 13:00 | 57566
2018-04-16 14:00 | 55971
2018-04-16 15:00 | 53793
2018-04-16 16:00 | 52171
2018-04-16 17:00 | 50762
2018-04-16 18:00 | 49986
2018-04-16 19:00 | 52355
2018-04-16 20:00 | 52199
2018-04-16 21:00 | 51867
2018-04-16 22:00 | 50739
2018-04-16 23:00 | 53343
2018-04-17 | 52811
2018-04-17 01:00 | 48331
2018-04-17 02:00 | 47039
2018-04-17 03:00 | 45122
2018-04-17 04:00 | 43605
2018-04-17 05:00 | 44197
2018-04-17 06:00 | 47743
2018-04-17 07:00 | 52950
2018-04-17 08:00 | 56491
2018-04-17 09:00 | 57625
2018-04-17 10:00 | 57060
2018-04-17 11:00 | 56413
2018-04-17 12:00 | 56283
2018-04-17 13:00 | 55827
2018-04-17 14:00 | 54280
2018-04-17 15:00 | 52775
2018-04-17 16:00 | 51041
2018-04-17 17:00 | 49279
2018-04-17 18:00 | 48627
2018-04-17 19:00 | 50264
2018-04-17 20:00 | 49599
2018-04-17 21:00 | 49476
2018-04-17 22:00 | 48728
2018-04-17 23:00 | 51210
2018-04-18 | 50393
2018-04-18 01:00 | 45718
2018-04-18 02:00 | 44343
2018-04-18 03:00 | 42260
2018-04-18 04:00 | 40579
2018-04-18 05:00 | 40659
2018-04-18 06:00 | 43880
2018-04-18 07:00 | 48043
2018-04-18 08:00 | 51336
2018-04-18 09:00 | 53147
2018-04-18 10:00 | 53490
2018-04-18 11:00 | 53343
2018-04-18 12:00 | 53793
2018-04-18 13:00 | 53815
2018-04-18 14:00 | 52538
2018-04-18 15:00 | 51113
2018-04-18 16:00 | 49592
2018-04-18 17:00 | 48075
2018-04-18 18:00 | 47464
2018-04-18 19:00 | 48619
2018-04-18 20:00 | 47930
2018-04-18 21:00 | 47553
2018-04-18 22:00 | 46840
2018-04-18 23:00 | 49477
2018-04-19 | 48654
2018-04-19 01:00 | 44072
2018-04-19 02:00 | 42563
2018-04-19 03:00 | 40196
2018-04-19 04:00 | 38433
2018-04-19 05:00 | 38430
2018-04-19 06:00 | 41186
2018-04-19 07:00 | 45506
2018-04-19 08:00 | 48639
2018-04-19 09:00 | 50608
2018-04-19 10:00 | 51876
2018-04-19 11:00 | 51898
2018-04-19 12:00 | 53131
2018-04-19 13:00 | 53186
2018-04-19 14:00 | 52072
2018-04-19 15:00 | 50861
2018-04-19 16:00 | 49543
2018-04-19 17:00 | 47962
2018-04-19 18:00 | 47573
2018-04-19 19:00 | 48819
2018-04-19 20:00 | 47602
2018-04-19 21:00 | 46867
2018-04-19 22:00 | 46508
2018-04-19 23:00 | 49197
2018-04-20 | 48442
2018-04-20 01:00 | 43500
2018-04-20 02:00 | 42155
2018-04-20 03:00 | 39564
2018-04-20 04:00 | 37836
2018-04-20 05:00 | 38040
2018-04-20 06:00 | 41223
2018-04-20 07:00 | 45600
2018-04-20 08:00 | 49317
2018-04-20 09:00 | 51335
2018-04-20 10:00 | 52277
2018-04-20 11:00 | 52646
2018-04-20 12:00 | 53319
2018-04-20 13:00 | 53715
2018-04-20 14:00 | 52218
2018-04-20 15:00 | 50892
2018-04-20 16:00 | 49414
2018-04-20 17:00 | 47799
2018-04-20 18:00 | 47681
2018-04-20 19:00 | 48297
2018-04-20 20:00 | 47260
2018-04-20 21:00 | 46723
2018-04-20 22:00 | 46141
2018-04-20 23:00 | 48699
2018-04-21 | 47779
2018-04-21 01:00 | 42691
2018-04-21 02:00 | 40767
2018-04-21 03:00 | 38146
2018-04-21 04:00 | 36021
2018-04-21 05:00 | 35414
2018-04-21 06:00 | 36334
2018-04-21 07:00 | 36830
2018-04-21 08:00 | 38906
2018-04-21 09:00 | 42063
2018-04-21 10:00 | 43978
2018-04-21 11:00 | 44751
2018-04-21 12:00 | 46041
2018-04-21 13:00 | 47360
2018-04-21 14:00 | 45059
2018-04-21 15:00 | 43715
2018-04-21 16:00 | 42393
2018-04-21 17:00 | 41346
2018-04-21 18:00 | 41371
2018-04-21 19:00 | 42194
2018-04-21 20:00 | 41862
2018-04-21 21:00 | 41805
2018-04-21 22:00 | 42114
2018-04-21 23:00 | 45387
2018-04-22 | 44921
2018-04-22 01:00 | 40419
2018-04-22 02:00 | 38789
2018-04-22 03:00 | 36112
2018-04-22 04:00 | 34042
2018-04-22 05:00 | 32976
2018-04-22 06:00 | 33349
2018-04-22 07:00 | 32874
2018-04-22 08:00 | 34271
2018-04-22 09:00 | 36946
2018-04-22 10:00 | 39386
2018-04-22 11:00 | 41003
2018-04-22 12:00 | 42542
2018-04-22 13:00 | 44167
2018-04-22 14:00 | 41185
2018-04-22 15:00 | 39317
2018-04-22 16:00 | 38167
2018-04-22 17:00 | 37364
2018-04-22 18:00 | 38102
2018-04-22 19:00 | 40233
2018-04-22 20:00 | 41086
2018-04-22 21:00 | 42039
2018-04-22 22:00 | 42221
2018-04-22 23:00 | 44915
2018-04-23 | 44314
2018-04-23 01:00 | 39925
2018-04-23 02:00 | 38579
2018-04-23 03:00 | 36171
2018-04-23 04:00 | 34833
2018-04-23 05:00 | 35105
2018-04-23 06:00 | 38253
2018-04-23 07:00 | 42256
2018-04-23 08:00 | 46015
2018-04-23 09:00 | 48770
2018-04-23 10:00 | 50285
2018-04-23 11:00 | 51013
2018-04-23 12:00 | 51968
2018-04-23 13:00 | 52232
2018-04-23 14:00 | 51138
2018-04-23 15:00 | 49949
2018-04-23 16:00 | 48481
2018-04-23 17:00 | 47171
2018-04-23 18:00 | 46650
2018-04-23 19:00 | 48226
2018-04-23 20:00 | 47607
2018-04-23 21:00 | 46365
2018-04-23 22:00 | 45955
2018-04-23 23:00 | 48602
2018-04-24 | 47693
2018-04-24 01:00 | 42673
2018-04-24 02:00 | 41405
2018-04-24 03:00 | 39146
2018-04-24 04:00 | 37696
2018-04-24 05:00 | 37865
2018-04-24 06:00 | 40633
2018-04-24 07:00 | 44597
2018-04-24 08:00 | 48458
2018-04-24 09:00 | 50556
2018-04-24 10:00 | 51630
2018-04-24 11:00 | 51997
2018-04-24 12:00 | 52915
2018-04-24 13:00 | 52816
2018-04-24 14:00 | 51702
2018-04-24 15:00 | 50423
2018-04-24 16:00 | 49153
2018-04-24 17:00 | 47582
2018-04-24 18:00 | 47053
2018-04-24 19:00 | 48501
2018-04-24 20:00 | 47716
2018-04-24 21:00 | 46569
2018-04-24 22:00 | 46360
2018-04-24 23:00 | 49151
2018-04-25 | 47892
2018-04-25 01:00 | 43132
2018-04-25 02:00 | 41418
2018-04-25 03:00 | 39490
2018-04-25 04:00 | 37815
2018-04-25 05:00 | 37860
2018-04-25 06:00 | 40720
2018-04-25 07:00 | 44556
2018-04-25 08:00 | 48865
2018-04-25 09:00 | 51435
2018-04-25 10:00 | 52565
2018-04-25 11:00 | 53110
2018-04-25 12:00 | 54103
2018-04-25 13:00 | 54302
2018-04-25 14:00 | 52858
2018-04-25 15:00 | 51677
2018-04-25 16:00 | 50281
2018-04-25 17:00 | 48680
2018-04-25 18:00 | 48526
2018-04-25 19:00 | 50048
2018-04-25 20:00 | 49543
2018-04-25 21:00 | 47904
2018-04-25 22:00 | 47719
2018-04-25 23:00 | 50344
2018-04-26 | 49190
2018-04-26 01:00 | 44286
2018-04-26 02:00 | 43120
2018-04-26 03:00 | 40774
2018-04-26 04:00 | 39443
2018-04-26 05:00 | 39491
2018-04-26 06:00 | 42712
2018-04-26 07:00 | 46549
2018-04-26 08:00 | 50397
2018-04-26 09:00 | 52700
2018-04-26 10:00 | 53607
2018-04-26 11:00 | 54069
2018-04-26 12:00 | 54674
2018-04-26 13:00 | 54827
2018-04-26 14:00 | 53418
2018-04-26 15:00 | 51930
2018-04-26 16:00 | 50331
2018-04-26 17:00 | 48998
2018-04-26 18:00 | 48520
2018-04-26 19:00 | 49742
2018-04-26 20:00 | 49411
2018-04-26 21:00 | 48306
2018-04-26 22:00 | 48129
2018-04-26 23:00 | 50962
2018-04-27 | 49941
2018-04-27 01:00 | 44973
2018-04-27 02:00 | 43754
2018-04-27 03:00 | 41633
2018-04-27 04:00 | 40136
2018-04-27 05:00 | 40509
2018-04-27 06:00 | 43731
2018-04-27 07:00 | 47284
2018-04-27 08:00 | 51123
2018-04-27 09:00 | 53431
2018-04-27 10:00 | 53930
2018-04-27 11:00 | 53912
2018-04-27 12:00 | 54479
2018-04-27 13:00 | 54537
2018-04-27 14:00 | 52678
2018-04-27 15:00 | 51234
2018-04-27 16:00 | 49610
2018-04-27 17:00 | 47934
2018-04-27 18:00 | 47999
2018-04-27 19:00 | 49201
2018-04-27 20:00 | 48796
2018-04-27 21:00 | 47756
2018-04-27 22:00 | 47651
2018-04-27 23:00 | 50350
2018-04-28 | 49387
2018-04-28 01:00 | 44340
2018-04-28 02:00 | 42471
2018-04-28 03:00 | 39972
2018-04-28 04:00 | 37965
2018-04-28 05:00 | 37206
2018-04-28 06:00 | 38301
2018-04-28 07:00 | 38745
2018-04-28 08:00 | 40998
2018-04-28 09:00 | 44069
2018-04-28 10:00 | 46056
2018-04-28 11:00 | 46779
2018-04-28 12:00 | 47821
2018-04-28 13:00 | 49549
2018-04-28 14:00 | 46621
2018-04-28 15:00 | 44931
2018-04-28 16:00 | 43207
2018-04-28 17:00 | 42030
2018-04-28 18:00 | 42083
2018-04-28 19:00 | 43842
2018-04-28 20:00 | 44175
2018-04-28 21:00 | 43694
2018-04-28 22:00 | 44470
2018-04-28 23:00 | 47942
2018-04-29 | 47786
2018-04-29 01:00 | 43170
2018-04-29 02:00 | 41524
2018-04-29 03:00 | 38834
2018-04-29 04:00 | 36672
2018-04-29 05:00 | 35884
2018-04-29 06:00 | 36260
2018-04-29 07:00 | 35754
2018-04-29 08:00 | 37419
2018-04-29 09:00 | 40269
2018-04-29 10:00 | 43113
2018-04-29 11:00 | 44994
2018-04-29 12:00 | 47115
2018-04-29 13:00 | 48918
2018-04-29 14:00 | 45609
2018-04-29 15:00 | 43658
2018-04-29 16:00 | 42191
2018-04-29 17:00 | 41781
2018-04-29 18:00 | 42569
2018-04-29 19:00 | 45315
2018-04-29 20:00 | 46765
2018-04-29 21:00 | 46401
2018-04-29 22:00 | 46404
2018-04-29 23:00 | 49693
2018-04-30 | 49144
2018-04-30 01:00 | 44888
2018-04-30 02:00 | 43649
2018-04-30 03:00 | 41283
2018-04-30 04:00 | 39520
2018-04-30 05:00 | 39683
2018-04-30 06:00 | 42470
2018-04-30 07:00 | 46184
2018-04-30 08:00 | 50412
2018-04-30 09:00 | 53351
2018-04-30 10:00 | 55083
2018-04-30 11:00 | 56028
2018-04-30 12:00 | 57284
2018-04-30 13:00 | 58496
2018-04-30 14:00 | 56601
2018-04-30 15:00 | 54918
2018-04-30 16:00 | 53253
2018-04-30 17:00 | 52001
2018-04-30 18:00 | 52053
2018-04-30 19:00 | 54143
2018-04-30 20:00 | 54079
2018-04-30 21:00 | 52265
2018-04-30 22:00 | 51667
2018-04-30 23:00 | 54698
2018-05-01 | 53432
2018-05-01 01:00 | 48530
2018-05-01 02:00 | 46636
2018-05-01 03:00 | 44315
2018-05-01 04:00 | 42225
2018-05-01 05:00 | 41311
2018-05-01 06:00 | 42020
2018-05-01 07:00 | 42033
2018-05-01 08:00 | 43639
2018-05-01 09:00 | 45580
2018-05-01 10:00 | 47116
2018-05-01 11:00 | 47796
2018-05-01 12:00 | 49065
2018-05-01 13:00 | 50357
2018-05-01 14:00 | 47012
2018-05-01 15:00 | 44497
2018-05-01 16:00 | 42685
2018-05-01 17:00 | 41566
2018-05-01 18:00 | 42427
2018-05-01 19:00 | 45334
2018-05-01 20:00 | 46732
2018-05-01 21:00 | 46841
2018-05-01 22:00 | 47718
2018-05-01 23:00 | 50915
2018-05-02 | 50348
2018-05-02 01:00 | 46097
2018-05-02 02:00 | 45096
2018-05-02 03:00 | 43120
2018-05-02 04:00 | 41690
2018-05-02 05:00 | 42883
2018-05-02 06:00 | 47206
2018-05-02 07:00 | 52229
2018-05-02 08:00 | 56642
2018-05-02 09:00 | 58554
2018-05-02 10:00 | 58622
2018-05-02 11:00 | 58243
2018-05-02 12:00 | 59004
2018-05-02 13:00 | 58922
2018-05-02 14:00 | 57274
2018-05-02 15:00 | 55166
2018-05-02 16:00 | 53693
2018-05-02 17:00 | 52184
2018-05-02 18:00 | 52061
2018-05-02 19:00 | 54310
2018-05-02 20:00 | 54222
2018-05-02 21:00 | 52305
2018-05-02 22:00 | 52006
2018-05-02 23:00 | 54784
2018-05-03 | 53581
2018-05-03 01:00 | 48754
2018-05-03 02:00 | 47170
2018-05-03 03:00 | 44900
2018-05-03 04:00 | 43184
2018-05-03 05:00 | 43551
2018-05-03 06:00 | 46712
2018-05-03 07:00 | 51063
2018-05-03 08:00 | 55333
2018-05-03 09:00 | 57186
2018-05-03 10:00 | 57424
2018-05-03 11:00 | 57125
2018-05-03 12:00 | 57693
2018-05-03 13:00 | 57330
2018-05-03 14:00 | 55711
2018-05-03 15:00 | 53774
2018-05-03 16:00 | 52174
2018-05-03 17:00 | 50838
2018-05-03 18:00 | 50473
2018-05-03 19:00 | 52467
2018-05-03 20:00 | 52050
2018-05-03 21:00 | 50337
2018-05-03 22:00 | 50672
2018-05-03 23:00 | 53642
2018-05-04 | 52862
2018-05-04 01:00 | 47961
2018-05-04 02:00 | 46504
2018-05-04 03:00 | 44385
2018-05-04 04:00 | 42811
2018-05-04 05:00 | 43129
2018-05-04 06:00 | 46295
2018-05-04 07:00 | 50573
2018-05-04 08:00 | 54790
2018-05-04 09:00 | 56428
2018-05-04 10:00 | 56470
2018-05-04 11:00 | 56110
2018-05-04 12:00 | 56098
2018-05-04 13:00 | 55704
2018-05-04 14:00 | 53920
2018-05-04 15:00 | 52008
2018-05-04 16:00 | 50238
2018-05-04 17:00 | 48343
2018-05-04 18:00 | 47977
2018-05-04 19:00 | 49132
2018-05-04 20:00 | 48826
2018-05-04 21:00 | 47294
2018-05-04 22:00 | 48193
2018-05-04 23:00 | 51381
2018-05-05 | 50508
2018-05-05 01:00 | 45551
2018-05-05 02:00 | 43844
2018-05-05 03:00 | 41170
2018-05-05 04:00 | 39051
2018-05-05 05:00 | 38529
2018-05-05 06:00 | 39350
2018-05-05 07:00 | 40392
2018-05-05 08:00 | 42840
2018-05-05 09:00 | 45456
2018-05-05 10:00 | 47176
2018-05-05 11:00 | 47138
2018-05-05 12:00 | 47743
2018-05-05 13:00 | 49007
2018-05-05 14:00 | 46236
2018-05-05 15:00 | 44424
2018-05-05 16:00 | 42560
2018-05-05 17:00 | 41294
2018-05-05 18:00 | 41550
2018-05-05 19:00 | 42756
2018-05-05 20:00 | 42467
2018-05-05 21:00 | 41835
2018-05-05 22:00 | 43161
2018-05-05 23:00 | 46866
2018-05-06 | 46565
2018-05-06 01:00 | 41818
2018-05-06 02:00 | 39929
2018-05-06 03:00 | 37391
2018-05-06 04:00 | 35241
2018-05-06 05:00 | 34394
2018-05-06 06:00 | 34570
2018-05-06 07:00 | 34143
2018-05-06 08:00 | 36045
2018-05-06 09:00 | 38447
2018-05-06 10:00 | 40630
2018-05-06 11:00 | 41769
2018-05-06 12:00 | 42982
2018-05-06 13:00 | 44709
2018-05-06 14:00 | 41617
2018-05-06 15:00 | 39968
2018-05-06 16:00 | 38563
2018-05-06 17:00 | 37554
2018-05-06 18:00 | 38014
2018-05-06 19:00 | 40118
2018-05-06 20:00 | 40954
2018-05-06 21:00 | 40793
2018-05-06 22:00 | 42375
2018-05-06 23:00 | 45753
2018-05-07 | 44860
2018-05-07 01:00 | 40179
2018-05-07 02:00 | 38677
2018-05-07 03:00 | 36121
2018-05-07 04:00 | 34514
2018-05-07 05:00 | 34742
2018-05-07 06:00 | 37307
2018-05-07 07:00 | 40573
2018-05-07 08:00 | 44309
2018-05-07 09:00 | 46829
2018-05-07 10:00 | 47954
2018-05-07 11:00 | 48746
2018-05-07 12:00 | 49828
2018-05-07 13:00 | 50825
2018-05-07 14:00 | 49338
2018-05-07 15:00 | 47933
2018-05-07 16:00 | 46625
2018-05-07 17:00 | 45557
2018-05-07 18:00 | 45446
2018-05-07 19:00 | 46258
2018-05-07 20:00 | 45704
2018-05-07 21:00 | 43585
2018-05-07 22:00 | 44345
2018-05-07 23:00 | 47268
2018-05-08 | 46079
2018-05-08 01:00 | 40916
2018-05-08 02:00 | 39432
2018-05-08 03:00 | 37102
2018-05-08 04:00 | 35094
2018-05-08 05:00 | 34241
2018-05-08 06:00 | 34788
2018-05-08 07:00 | 34905
2018-05-08 08:00 | 36946
2018-05-08 09:00 | 39824
2018-05-08 10:00 | 42199
2018-05-08 11:00 | 43390
2018-05-08 12:00 | 44905
2018-05-08 13:00 | 46719
2018-05-08 14:00 | 43945
2018-05-08 15:00 | 42488
2018-05-08 16:00 | 41170
2018-05-08 17:00 | 40092
2018-05-08 18:00 | 40404
2018-05-08 19:00 | 42155
2018-05-08 20:00 | 42432
2018-05-08 21:00 | 41692
2018-05-08 22:00 | 42721
2018-05-08 23:00 | 46142
2018-05-09 | 45303
2018-05-09 01:00 | 40421
2018-05-09 02:00 | 38926
2018-05-09 03:00 | 36609
2018-05-09 04:00 | 35016
2018-05-09 05:00 | 34909
2018-05-09 06:00 | 37200
2018-05-09 07:00 | 39936
2018-05-09 08:00 | 43703
2018-05-09 09:00 | 46520
2018-05-09 10:00 | 48039
2018-05-09 11:00 | 48642
2018-05-09 12:00 | 50060
2018-05-09 13:00 | 50460
2018-05-09 14:00 | 49034
2018-05-09 15:00 | 47568
2018-05-09 16:00 | 46291
2018-05-09 17:00 | 44989
2018-05-09 18:00 | 44721
2018-05-09 19:00 | 45908
2018-05-09 20:00 | 45242
2018-05-09 21:00 | 43479
2018-05-09 22:00 | 44228
2018-05-09 23:00 | 47332
2018-05-10 | 46198
2018-05-10 01:00 | 41287
2018-05-10 02:00 | 39786
2018-05-10 03:00 | 37393
2018-05-10 04:00 | 35348
2018-05-10 05:00 | 34809
2018-05-10 06:00 | 35353
2018-05-10 07:00 | 35657
2018-05-10 08:00 | 37729
2018-05-10 09:00 | 40310
2018-05-10 10:00 | 42685
2018-05-10 11:00 | 43764
2018-05-10 12:00 | 45485
2018-05-10 13:00 | 46982
2018-05-10 14:00 | 44237
2018-05-10 15:00 | 42361
2018-05-10 16:00 | 40967
2018-05-10 17:00 | 39721
2018-05-10 18:00 | 40236
2018-05-10 19:00 | 42187
2018-05-10 20:00 | 42557
2018-05-10 21:00 | 41684
2018-05-10 22:00 | 43106
2018-05-10 23:00 | 46713
2018-05-11 | 46024
2018-05-11 01:00 | 41257
2018-05-11 02:00 | 39749
2018-05-11 03:00 | 37695
2018-05-11 04:00 | 36219
2018-05-11 05:00 | 36476
2018-05-11 06:00 | 38861
2018-05-11 07:00 | 41580
2018-05-11 08:00 | 44961
2018-05-11 09:00 | 46980
2018-05-11 10:00 | 48089
2018-05-11 11:00 | 48341
2018-05-11 12:00 | 49272
2018-05-11 13:00 | 50062
2018-05-11 14:00 | 47920
2018-05-11 15:00 | 46666
2018-05-11 16:00 | 45191
2018-05-11 17:00 | 44023
2018-05-11 18:00 | 44195
2018-05-11 19:00 | 45398
2018-05-11 20:00 | 44945
2018-05-11 21:00 | 43319
2018-05-11 22:00 | 44480
2018-05-11 23:00 | 47629
2018-05-12 | 46696
2018-05-12 01:00 | 41331
2018-05-12 02:00 | 39661
2018-05-12 03:00 | 37175
2018-05-12 04:00 | 35199
2018-05-12 05:00 | 34652
2018-05-12 06:00 | 35415
2018-05-12 07:00 | 35813
2018-05-12 08:00 | 38161
2018-05-12 09:00 | 41287
2018-05-12 10:00 | 43631
2018-05-12 11:00 | 44706
2018-05-12 12:00 | 46262
2018-05-12 13:00 | 48137
2018-05-12 14:00 | 45567
2018-05-12 15:00 | 43975
2018-05-12 16:00 | 42670
2018-05-12 17:00 | 41787
2018-05-12 18:00 | 42263
2018-05-12 19:00 | 43842
2018-05-12 20:00 | 44111
2018-05-12 21:00 | 42926
2018-05-12 22:00 | 43739
2018-05-12 23:00 | 47186
2018-05-13 | 46699
2018-05-13 01:00 | 42000
2018-05-13 02:00 | 40314
2018-05-13 03:00 | 37720
2018-05-13 04:00 | 35717
2018-05-13 05:00 | 34971
2018-05-13 06:00 | 35024
2018-05-13 07:00 | 34781
2018-05-13 08:00 | 36419
2018-05-13 09:00 | 39097
2018-05-13 10:00 | 41650
2018-05-13 11:00 | 43690
2018-05-13 12:00 | 45770
2018-05-13 13:00 | 47693
2018-05-13 14:00 | 44322
2018-05-13 15:00 | 42460
2018-05-13 16:00 | 41084
2018-05-13 17:00 | 40434
2018-05-13 18:00 | 41328
2018-05-13 19:00 | 44038
2018-05-13 20:00 | 45085
2018-05-13 21:00 | 44164
2018-05-13 22:00 | 44818
2018-05-13 23:00 | 48214
2018-05-14 | 47760
2018-05-14 01:00 | 43418
2018-05-14 02:00 | 42151
2018-05-14 03:00 | 40014
2018-05-14 04:00 | 38364
2018-05-14 05:00 | 39069
2018-05-14 06:00 | 42120
2018-05-14 07:00 | 47470
2018-05-14 08:00 | 52174
2018-05-14 09:00 | 54945
2018-05-14 10:00 | 56273
2018-05-14 11:00 | 56771
2018-05-14 12:00 | 57767
2018-05-14 13:00 | 58090
2018-05-14 14:00 | 56911
2018-05-14 15:00 | 55176
2018-05-14 16:00 | 53774
2018-05-14 17:00 | 52549
2018-05-14 18:00 | 52397
2018-05-14 19:00 | 54988
2018-05-14 20:00 | 54097
2018-05-14 21:00 | 51023
2018-05-14 22:00 | 50380
2018-05-14 23:00 | 52998
2018-05-15 | 52046
2018-05-15 01:00 | 47048
2018-05-15 02:00 | 45400
2018-05-15 03:00 | 43163
2018-05-15 04:00 | 41515
2018-05-15 05:00 | 41731
2018-05-15 06:00 | 44759
2018-05-15 07:00 | 49917
2018-05-15 08:00 | 54715
2018-05-15 09:00 | 56789
2018-05-15 10:00 | 56966
2018-05-15 11:00 | 57345
2018-05-15 12:00 | 57964
2018-05-15 13:00 | 57368
2018-05-15 14:00 | 55705
2018-05-15 15:00 | 54109
2018-05-15 16:00 | 52457
2018-05-15 17:00 | 51037
2018-05-15 18:00 | 50861
2018-05-15 19:00 | 52413
2018-05-15 20:00 | 51507
2018-05-15 21:00 | 48869
2018-05-15 22:00 | 49075
2018-05-15 23:00 | 51836
2018-05-16 | 50620
2018-05-16 01:00 | 45762
2018-05-16 02:00 | 44080
2018-05-16 03:00 | 41871
2018-05-16 04:00 | 40208
2018-05-16 05:00 | 40433
2018-05-16 06:00 | 43263
2018-05-16 07:00 | 47970
2018-05-16 08:00 | 52228
2018-05-16 09:00 | 54207
2018-05-16 10:00 | 54861
2018-05-16 11:00 | 55202
2018-05-16 12:00 | 55875
2018-05-16 13:00 | 55783
2018-05-16 14:00 | 54306
2018-05-16 15:00 | 52819
2018-05-16 16:00 | 51303
2018-05-16 17:00 | 50036
2018-05-16 18:00 | 49708
2018-05-16 19:00 | 51564
2018-05-16 20:00 | 50642
2018-05-16 21:00 | 48067
2018-05-16 22:00 | 48297
2018-05-16 23:00 | 51224
2018-05-17 | 50171
2018-05-17 01:00 | 45303
2018-05-17 02:00 | 43760
2018-05-17 03:00 | 41485
2018-05-17 04:00 | 39965
2018-05-17 05:00 | 40050
2018-05-17 06:00 | 42505
2018-05-17 07:00 | 47624
2018-05-17 08:00 | 52064
2018-05-17 09:00 | 53859
2018-05-17 10:00 | 54359
2018-05-17 11:00 | 54501
2018-05-17 12:00 | 55264
2018-05-17 13:00 | 55133
2018-05-17 14:00 | 53405
2018-05-17 15:00 | 52256
2018-05-17 16:00 | 50714
2018-05-17 17:00 | 49406
2018-05-17 18:00 | 49044
2018-05-17 19:00 | 50707
2018-05-17 20:00 | 49878
2018-05-17 21:00 | 47587
2018-05-17 22:00 | 47935
2018-05-17 23:00 | 50826
2018-05-18 | 49882
2018-05-18 01:00 | 44767
2018-05-18 02:00 | 43430
2018-05-18 03:00 | 41151
2018-05-18 04:00 | 39610
2018-05-18 05:00 | 39737
2018-05-18 06:00 | 42400
2018-05-18 07:00 | 47169
2018-05-18 08:00 | 51278
2018-05-18 09:00 | 52915
2018-05-18 10:00 | 53714
2018-05-18 11:00 | 53759
2018-05-18 12:00 | 54020
2018-05-18 13:00 | 53961
2018-05-18 14:00 | 51921
2018-05-18 15:00 | 50527
2018-05-18 16:00 | 48866
2018-05-18 17:00 | 47416
2018-05-18 18:00 | 46930
2018-05-18 19:00 | 47900
2018-05-18 20:00 | 47055
2018-05-18 21:00 | 45316
2018-05-18 22:00 | 46095
2018-05-18 23:00 | 49557
2018-05-19 | 48869
2018-05-19 01:00 | 43405
2018-05-19 02:00 | 41729
2018-05-19 03:00 | 39310
2018-05-19 04:00 | 37403
2018-05-19 05:00 | 36804
2018-05-19 06:00 | 36874
2018-05-19 07:00 | 37919
2018-05-19 08:00 | 40258
2018-05-19 09:00 | 43007
2018-05-19 10:00 | 45202
2018-05-19 11:00 | 45584
2018-05-19 12:00 | 46404
2018-05-19 13:00 | 47282
2018-05-19 14:00 | 45100
2018-05-19 15:00 | 43809
2018-05-19 16:00 | 42190
2018-05-19 17:00 | 40894
2018-05-19 18:00 | 40908
2018-05-19 19:00 | 42316
2018-05-19 20:00 | 42145
2018-05-19 21:00 | 41175
2018-05-19 22:00 | 42202
2018-05-19 23:00 | 46334
2018-05-20 | 46001
2018-05-20 01:00 | 41282
2018-05-20 02:00 | 39786
2018-05-20 03:00 | 37204
2018-05-20 04:00 | 35283
2018-05-20 05:00 | 34433
2018-05-20 06:00 | 34050
2018-05-20 07:00 | 34251
2018-05-20 08:00 | 35806
2018-05-20 09:00 | 38256
2018-05-20 10:00 | 40241
2018-05-20 11:00 | 41424
2018-05-20 12:00 | 42409
2018-05-20 13:00 | 44208
2018-05-20 14:00 | 41017
2018-05-20 15:00 | 39287
2018-05-20 16:00 | 38043
2018-05-20 17:00 | 37160
2018-05-20 18:00 | 37710
2018-05-20 19:00 | 39427
2018-05-20 20:00 | 40250
2018-05-20 21:00 | 40129
2018-05-20 22:00 | 41204
2018-05-20 23:00 | 45389
2018-05-21 | 44749
2018-05-21 01:00 | 39994
2018-05-21 02:00 | 38356
2018-05-21 03:00 | 35888
2018-05-21 04:00 | 33999
2018-05-21 05:00 | 33568
2018-05-21 06:00 | 33819
2018-05-21 07:00 | 34732
2018-05-21 08:00 | 36902
2018-05-21 09:00 | 39806
2018-05-21 10:00 | 42133
2018-05-21 11:00 | 43477
2018-05-21 12:00 | 45222
2018-05-21 13:00 | 46889
2018-05-21 14:00 | 44299
2018-05-21 15:00 | 42722
2018-05-21 16:00 | 41187
2018-05-21 17:00 | 40390
2018-05-21 18:00 | 40895
2018-05-21 19:00 | 43185
2018-05-21 20:00 | 43406
2018-05-21 21:00 | 42415
2018-05-21 22:00 | 42756
2018-05-21 23:00 | 46126
2018-05-22 | 45179
2018-05-22 01:00 | 40614
2018-05-22 02:00 | 39301
2018-05-22 03:00 | 36848
2018-05-22 04:00 | 35637
2018-05-22 05:00 | 36027
2018-05-22 06:00 | 38718
2018-05-22 07:00 | 43727
2018-05-22 08:00 | 47995
2018-05-22 09:00 | 50332
2018-05-22 10:00 | 51646
2018-05-22 11:00 | 52167
2018-05-22 12:00 | 53297
2018-05-22 13:00 | 53619
2018-05-22 14:00 | 52485
2018-05-22 15:00 | 51514
2018-05-22 16:00 | 50197
2018-05-22 17:00 | 48763
2018-05-22 18:00 | 48794
2018-05-22 19:00 | 50238
2018-05-22 20:00 | 49021
2018-05-22 21:00 | 46324
2018-05-22 22:00 | 45880
2018-05-22 23:00 | 49109
2018-05-23 | 47660
2018-05-23 01:00 | 42509
2018-05-23 02:00 | 40986
2018-05-23 03:00 | 38753
2018-05-23 04:00 | 37306
2018-05-23 05:00 | 37321
2018-05-23 06:00 | 39260
2018-05-23 07:00 | 43662
2018-05-23 08:00 | 47876
2018-05-23 09:00 | 50278
2018-05-23 10:00 | 51728
2018-05-23 11:00 | 52393
2018-05-23 12:00 | 53275
2018-05-23 13:00 | 53784
2018-05-23 14:00 | 52740
2018-05-23 15:00 | 51402
2018-05-23 16:00 | 50205
2018-05-23 17:00 | 49055
2018-05-23 18:00 | 48218
2018-05-23 19:00 | 50037
2018-05-23 20:00 | 48775
2018-05-23 21:00 | 46400
2018-05-23 22:00 | 46224
2018-05-23 23:00 | 49207
2018-05-24 | 48126
2018-05-24 01:00 | 43154
2018-05-24 02:00 | 41439
2018-05-24 03:00 | 39452
2018-05-24 04:00 | 37642
2018-05-24 05:00 | 37746
2018-05-24 06:00 | 39731
2018-05-24 07:00 | 44396
2018-05-24 08:00 | 48632
2018-05-24 09:00 | 50794
2018-05-24 10:00 | 51907
2018-05-24 11:00 | 52510
2018-05-24 12:00 | 53521
2018-05-24 13:00 | 53659
2018-05-24 14:00 | 52455
2018-05-24 15:00 | 51628
2018-05-24 16:00 | 50345
2018-05-24 17:00 | 48986
2018-05-24 18:00 | 48777
2018-05-24 19:00 | 50010
2018-05-24 20:00 | 48732
2018-05-24 21:00 | 46053
2018-05-24 22:00 | 46028
2018-05-24 23:00 | 49221
2018-05-25 | 48066
2018-05-25 01:00 | 43044
2018-05-25 02:00 | 41479
2018-05-25 03:00 | 39091
2018-05-25 04:00 | 37814
2018-05-25 05:00 | 37632
2018-05-25 06:00 | 39824
2018-05-25 07:00 | 44499
2018-05-25 08:00 | 48915
2018-05-25 09:00 | 51127
2018-05-25 10:00 | 52397
2018-05-25 11:00 | 52826
2018-05-25 12:00 | 53634
2018-05-25 13:00 | 54100
2018-05-25 14:00 | 52759
2018-05-25 15:00 | 51682
2018-05-25 16:00 | 50154
2018-05-25 17:00 | 48656
2018-05-25 18:00 | 48345
2018-05-25 19:00 | 49091
2018-05-25 20:00 | 48063
2018-05-25 21:00 | 45763
2018-05-25 22:00 | 45487
2018-05-25 23:00 | 49081
2018-05-26 | 47590
2018-05-26 01:00 | 41966
2018-05-26 02:00 | 40236
2018-05-26 03:00 | 37451
2018-05-26 04:00 | 35556
2018-05-26 05:00 | 34895
2018-05-26 06:00 | 34939
2018-05-26 07:00 | 35903
2018-05-26 08:00 | 38402
2018-05-26 09:00 | 41553
2018-05-26 10:00 | 43972
2018-05-26 11:00 | 44926
2018-05-26 12:00 | 46210
2018-05-26 13:00 | 48073
2018-05-26 14:00 | 45407
2018-05-26 15:00 | 43713
2018-05-26 16:00 | 42423
2018-05-26 17:00 | 41536
2018-05-26 18:00 | 41818
2018-05-26 19:00 | 42822
2018-05-26 20:00 | 42195
2018-05-26 21:00 | 41068
2018-05-26 22:00 | 41503
2018-05-26 23:00 | 45472
2018-05-27 | 44870
2018-05-27 01:00 | 39899
2018-05-27 02:00 | 38226
2018-05-27 03:00 | 35552
2018-05-27 04:00 | 33545
2018-05-27 05:00 | 32563
2018-05-27 06:00 | 31843
2018-05-27 07:00 | 32025
2018-05-27 08:00 | 33722
2018-05-27 09:00 | 36648
2018-05-27 10:00 | 39402
2018-05-27 11:00 | 41154
2018-05-27 12:00 | 42579
2018-05-27 13:00 | 44144
2018-05-27 14:00 | 41293
2018-05-27 15:00 | 39760
2018-05-27 16:00 | 38867
2018-05-27 17:00 | 38210
2018-05-27 18:00 | 38893
2018-05-27 19:00 | 40883
2018-05-27 20:00 | 41628
2018-05-27 21:00 | 41133
2018-05-27 22:00 | 41490
2018-05-27 23:00 | 45227
2018-05-28 | 44209
2018-05-28 01:00 | 39549
2018-05-28 02:00 | 37849
2018-05-28 03:00 | 35770
2018-05-28 04:00 | 34432
2018-05-28 05:00 | 34742
2018-05-28 06:00 | 37167
2018-05-28 07:00 | 41937
2018-05-28 08:00 | 46453
2018-05-28 09:00 | 49306
2018-05-28 10:00 | 51113
2018-05-28 11:00 | 52095
2018-05-28 12:00 | 53225
2018-05-28 13:00 | 53293
2018-05-28 14:00 | 52495
2018-05-28 15:00 | 51377
2018-05-28 16:00 | 50023
2018-05-28 17:00 | 48908
2018-05-28 18:00 | 48418
2018-05-28 19:00 | 50027
2018-05-28 20:00 | 48972
2018-05-28 21:00 | 46028
2018-05-28 22:00 | 45078
2018-05-28 23:00 | 48359
2018-05-29 | 46948
2018-05-29 01:00 | 41715
2018-05-29 02:00 | 40368
2018-05-29 03:00 | 38293
2018-05-29 04:00 | 36850
2018-05-29 05:00 | 37020
2018-05-29 06:00 | 38812
2018-05-29 07:00 | 43557
2018-05-29 08:00 | 47910
2018-05-29 09:00 | 50285
2018-05-29 10:00 | 51754
2018-05-29 11:00 | 52498
2018-05-29 12:00 | 53336
2018-05-29 13:00 | 53136
2018-05-29 14:00 | 51848
2018-05-29 15:00 | 51410
2018-05-29 16:00 | 50253
2018-05-29 17:00 | 49019
2018-05-29 18:00 | 48429
2018-05-29 19:00 | 49786
2018-05-29 20:00 | 48528
2018-05-29 21:00 | 46036
2018-05-29 22:00 | 45640
2018-05-29 23:00 | 48859
2018-05-30 | 47342
2018-05-30 01:00 | 42140
2018-05-30 02:00 | 40766
2018-05-30 03:00 | 38644
2018-05-30 04:00 | 37123
2018-05-30 05:00 | 37065
2018-05-30 06:00 | 39059
2018-05-30 07:00 | 43675
2018-05-30 08:00 | 48089
2018-05-30 09:00 | 50699
2018-05-30 10:00 | 52009
2018-05-30 11:00 | 52784
2018-05-30 12:00 | 53946
2018-05-30 13:00 | 54055
2018-05-30 14:00 | 53170
2018-05-30 15:00 | 52323
2018-05-30 16:00 | 51075
2018-05-30 17:00 | 49942
2018-05-30 18:00 | 49555
2018-05-30 19:00 | 50963
2018-05-30 20:00 | 49476
2018-05-30 21:00 | 46642
2018-05-30 22:00 | 46080
2018-05-30 23:00 | 49337
2018-05-31 | 47853
2018-05-31 01:00 | 42612
2018-05-31 02:00 | 41202
2018-05-31 03:00 | 38997
2018-05-31 04:00 | 37425
2018-05-31 05:00 | 37225
2018-05-31 06:00 | 39231
2018-05-31 07:00 | 44146
2018-05-31 08:00 | 48598
2018-05-31 09:00 | 50886
2018-05-31 10:00 | 52066
2018-05-31 11:00 | 52946
2018-05-31 12:00 | 53623
2018-05-31 13:00 | 53798
2018-05-31 14:00 | 52866
2018-05-31 15:00 | 52087
2018-05-31 16:00 | 50855
2018-05-31 17:00 | 49560
2018-05-31 18:00 | 49221
2018-05-31 19:00 | 50709
2018-05-31 20:00 | 49104
2018-05-31 21:00 | 46309
2018-05-31 22:00 | 45793
2018-05-31 23:00 | 49104
2018-06-01 | 47814
2018-06-01 01:00 | 42213
2018-06-01 02:00 | 40762
2018-06-01 03:00 | 38652
2018-06-01 04:00 | 37260
2018-06-01 05:00 | 37124
2018-06-01 06:00 | 39102
2018-06-01 07:00 | 43938
2018-06-01 08:00 | 48388
2018-06-01 09:00 | 50795
2018-06-01 10:00 | 52358
2018-06-01 11:00 | 52801
2018-06-01 12:00 | 53462
2018-06-01 13:00 | 53670
2018-06-01 14:00 | 51990
2018-06-01 15:00 | 50840
2018-06-01 16:00 | 49518
2018-06-01 17:00 | 48277
2018-06-01 18:00 | 48022
2018-06-01 19:00 | 48657
2018-06-01 20:00 | 47304
2018-06-01 21:00 | 44943
2018-06-01 22:00 | 44948
2018-06-01 23:00 | 48733
2018-06-02 | 47082
2018-06-02 01:00 | 41565
2018-06-02 02:00 | 39846
2018-06-02 03:00 | 37229
2018-06-02 04:00 | 35361
2018-06-02 05:00 | 34638
2018-06-02 06:00 | 34404
2018-06-02 07:00 | 35312
2018-06-02 08:00 | 37961
2018-06-02 09:00 | 40977
2018-06-02 10:00 | 43565
2018-06-02 11:00 | 44350
2018-06-02 12:00 | 45640
2018-06-02 13:00 | 47370
2018-06-02 14:00 | 44939
2018-06-02 15:00 | 43678
2018-06-02 16:00 | 42246
2018-06-02 17:00 | 41222
2018-06-02 18:00 | 41435
2018-06-02 19:00 | 42420
2018-06-02 20:00 | 41813
2018-06-02 21:00 | 39931
2018-06-02 22:00 | 40681
2018-06-02 23:00 | 45253
2018-06-03 | 44590
2018-06-03 01:00 | 39679
2018-06-03 02:00 | 37790
2018-06-03 03:00 | 35164
2018-06-03 04:00 | 33238
2018-06-03 05:00 | 32223
2018-06-03 06:00 | 31423
2018-06-03 07:00 | 31683
2018-06-03 08:00 | 33289
2018-06-03 09:00 | 36028
2018-06-03 10:00 | 38720
2018-06-03 11:00 | 40420
2018-06-03 12:00 | 42112
2018-06-03 13:00 | 43966
2018-06-03 14:00 | 41177
2018-06-03 15:00 | 39568
2018-06-03 16:00 | 38463
2018-06-03 17:00 | 37796
2018-06-03 18:00 | 38617
2018-06-03 19:00 | 40726
2018-06-03 20:00 | 41195
2018-06-03 21:00 | 40402
2018-06-03 22:00 | 40951
2018-06-03 23:00 | 44691
2018-06-04 | 43815
2018-06-04 01:00 | 39058
2018-06-04 02:00 | 37685
2018-06-04 03:00 | 35487
2018-06-04 04:00 | 34258
2018-06-04 05:00 | 34796
2018-06-04 06:00 | 37120
2018-06-04 07:00 | 42109
2018-06-04 08:00 | 46802
2018-06-04 09:00 | 49512
2018-06-04 10:00 | 51198
2018-06-04 11:00 | 51735
2018-06-04 12:00 | 53023
2018-06-04 13:00 | 53321
2018-06-04 14:00 | 52347
2018-06-04 15:00 | 51520
2018-06-04 16:00 | 50370
2018-06-04 17:00 | 48991
2018-06-04 18:00 | 48786
2018-06-04 19:00 | 50617
2018-06-04 20:00 | 49242
2018-06-04 21:00 | 45853
2018-06-04 22:00 | 45318
2018-06-04 23:00 | 48622
2018-06-05 | 47022
2018-06-05 01:00 | 41661
2018-06-05 02:00 | 40266
2018-06-05 03:00 | 38363
2018-06-05 04:00 | 36886
2018-06-05 05:00 | 36893
2018-06-05 06:00 | 38756
2018-06-05 07:00 | 43803
2018-06-05 08:00 | 48402
2018-06-05 09:00 | 50826
2018-06-05 10:00 | 52190
2018-06-05 11:00 | 52822
2018-06-05 12:00 | 53823
2018-06-05 13:00 | 53946
2018-06-05 14:00 | 52867
2018-06-05 15:00 | 51993
2018-06-05 16:00 | 50826
2018-06-05 17:00 | 49613
2018-06-05 18:00 | 49242
2018-06-05 19:00 | 50714
2018-06-05 20:00 | 49218
2018-06-05 21:00 | 46241
2018-06-05 22:00 | 45585
2018-06-05 23:00 | 48827
2018-06-06 | 47157
2018-06-06 01:00 | 41912
2018-06-06 02:00 | 40436
2018-06-06 03:00 | 38410
2018-06-06 04:00 | 37146
2018-06-06 05:00 | 37161
2018-06-06 06:00 | 38808
2018-06-06 07:00 | 43796
2018-06-06 08:00 | 48258
2018-06-06 09:00 | 51035
2018-06-06 10:00 | 52292
2018-06-06 11:00 | 53114
2018-06-06 12:00 | 54275
2018-06-06 13:00 | 54397
2018-06-06 14:00 | 53223
2018-06-06 15:00 | 52400
2018-06-06 16:00 | 51192
2018-06-06 17:00 | 49994
2018-06-06 18:00 | 49641
2018-06-06 19:00 | 51155
2018-06-06 20:00 | 49756
2018-06-06 21:00 | 46585
2018-06-06 22:00 | 45793
2018-06-06 23:00 | 49327
2018-06-07 | 47804
2018-06-07 01:00 | 42523
2018-06-07 02:00 | 41050
2018-06-07 03:00 | 38990
2018-06-07 04:00 | 37417
2018-06-07 05:00 | 37120
2018-06-07 06:00 | 38859
2018-06-07 07:00 | 43797
2018-06-07 08:00 | 48131
2018-06-07 09:00 | 50385
2018-06-07 10:00 | 51780
2018-06-07 11:00 | 52511
2018-06-07 12:00 | 53610
2018-06-07 13:00 | 53597
2018-06-07 14:00 | 52446
2018-06-07 15:00 | 51618
2018-06-07 16:00 | 50533
2018-06-07 17:00 | 49354
2018-06-07 18:00 | 49073
2018-06-07 19:00 | 50375
2018-06-07 20:00 | 48693
2018-06-07 21:00 | 45988
2018-06-07 22:00 | 45435
2018-06-07 23:00 | 49319
2018-06-08 | 47772
2018-06-08 01:00 | 42439
2018-06-08 02:00 | 40906
2018-06-08 03:00 | 38679
2018-06-08 04:00 | 37411
2018-06-08 05:00 | 37350
2018-06-08 06:00 | 38904
2018-06-08 07:00 | 43499
2018-06-08 08:00 | 48081
2018-06-08 09:00 | 50402
2018-06-08 10:00 | 51935
2018-06-08 11:00 | 52710
2018-06-08 12:00 | 53235
2018-06-08 13:00 | 53740
2018-06-08 14:00 | 52627
2018-06-08 15:00 | 51514
2018-06-08 16:00 | 50056
2018-06-08 17:00 | 48546
2018-06-08 18:00 | 48394
2018-06-08 19:00 | 48672
2018-06-08 20:00 | 46824
2018-06-08 21:00 | 44415
2018-06-08 22:00 | 44437
2018-06-08 23:00 | 48641
2018-06-09 | 47137
2018-06-09 01:00 | 41580
2018-06-09 02:00 | 39796
2018-06-09 03:00 | 37287
2018-06-09 04:00 | 35562
2018-06-09 05:00 | 34832
2018-06-09 06:00 | 34727
2018-06-09 07:00 | 35910
2018-06-09 08:00 | 38338
2018-06-09 09:00 | 41480
2018-06-09 10:00 | 43967
2018-06-09 11:00 | 45146
2018-06-09 12:00 | 46377
2018-06-09 13:00 | 48016
2018-06-09 14:00 | 45448
2018-06-09 15:00 | 44314
2018-06-09 16:00 | 43105
2018-06-09 17:00 | 42079
2018-06-09 18:00 | 42301
2018-06-09 19:00 | 43236
2018-06-09 20:00 | 42505
2018-06-09 21:00 | 40848
2018-06-09 22:00 | 41191
2018-06-09 23:00 | 45452
2018-06-10 | 44617
2018-06-10 01:00 | 39532
2018-06-10 02:00 | 37842
2018-06-10 03:00 | 35310
2018-06-10 04:00 | 33393
2018-06-10 05:00 | 32355
2018-06-10 06:00 | 31468
2018-06-10 07:00 | 31994
2018-06-10 08:00 | 33862
2018-06-10 09:00 | 36553
2018-06-10 10:00 | 39257
2018-06-10 11:00 | 41101
2018-06-10 12:00 | 43059
2018-06-10 13:00 | 44861
2018-06-10 14:00 | 41894
2018-06-10 15:00 | 40437
2018-06-10 16:00 | 39405
2018-06-10 17:00 | 38831
2018-06-10 18:00 | 39437
2018-06-10 19:00 | 41433
2018-06-10 20:00 | 42098
2018-06-10 21:00 | 41224
2018-06-10 22:00 | 41463
2018-06-10 23:00 | 45543
2018-06-11 | 44312
2018-06-11 01:00 | 39373
2018-06-11 02:00 | 37982
2018-06-11 03:00 | 35902
2018-06-11 04:00 | 34600
2018-06-11 05:00 | 35163
2018-06-11 06:00 | 37405
2018-06-11 07:00 | 42587
2018-06-11 08:00 | 47240
2018-06-11 09:00 | 49915
2018-06-11 10:00 | 51595
2018-06-11 11:00 | 52023
2018-06-11 12:00 | 53304
2018-06-11 13:00 | 53661
2018-06-11 14:00 | 52791
2018-06-11 15:00 | 51790
2018-06-11 16:00 | 50523
2018-06-11 17:00 | 49327
2018-06-11 18:00 | 49232
2018-06-11 19:00 | 50767
2018-06-11 20:00 | 49620
2018-06-11 21:00 | 46305
2018-06-11 22:00 | 45482
2018-06-11 23:00 | 48579
2018-06-12 | 47069
2018-06-12 01:00 | 41786
2018-06-12 02:00 | 40408
2018-06-12 03:00 | 38424
2018-06-12 04:00 | 37207
2018-06-12 05:00 | 37248
2018-06-12 06:00 | 38768
2018-06-12 07:00 | 43351
2018-06-12 08:00 | 47759
2018-06-12 09:00 | 50198
2018-06-12 10:00 | 51934
2018-06-12 11:00 | 52724
2018-06-12 12:00 | 53648
2018-06-12 13:00 | 53496
2018-06-12 14:00 | 52327
2018-06-12 15:00 | 51380
2018-06-12 16:00 | 50141
2018-06-12 17:00 | 48870
2018-06-12 18:00 | 48336
2018-06-12 19:00 | 49710
2018-06-12 20:00 | 48426
2018-06-12 21:00 | 45653
2018-06-12 22:00 | 45200
2018-06-12 23:00 | 48764
2018-06-13 | 47271
2018-06-13 01:00 | 41870
2018-06-13 02:00 | 40387
2018-06-13 03:00 | 38426
2018-06-13 04:00 | 37091
2018-06-13 05:00 | 36942
2018-06-13 06:00 | 38482
2018-06-13 07:00 | 42929
2018-06-13 08:00 | 47360
2018-06-13 09:00 | 49931
2018-06-13 10:00 | 51301
2018-06-13 11:00 | 52107
2018-06-13 12:00 | 53298
2018-06-13 13:00 | 53121
2018-06-13 14:00 | 52212
2018-06-13 15:00 | 50983
2018-06-13 16:00 | 49780
2018-06-13 17:00 | 48598
2018-06-13 18:00 | 48237
2018-06-13 19:00 | 49577
2018-06-13 20:00 | 48335
2018-06-13 21:00 | 45394
2018-06-13 22:00 | 44931
2018-06-13 23:00 | 48853
2018-06-14 | 47418
2018-06-14 01:00 | 42344
2018-06-14 02:00 | 40738
2018-06-14 03:00 | 38652
2018-06-14 04:00 | 37255
2018-06-14 05:00 | 37216
2018-06-14 06:00 | 39137
2018-06-14 07:00 | 44046
2018-06-14 08:00 | 47989
2018-06-14 09:00 | 50361
2018-06-14 10:00 | 51548
2018-06-14 11:00 | 52271
2018-06-14 12:00 | 53375
2018-06-14 13:00 | 53548
2018-06-14 14:00 | 52451
2018-06-14 15:00 | 51436
2018-06-14 16:00 | 50219
2018-06-14 17:00 | 49190
2018-06-14 18:00 | 48924
2018-06-14 19:00 | 50317
2018-06-14 20:00 | 48924
2018-06-14 21:00 | 45772
2018-06-14 22:00 | 45357
2018-06-14 23:00 | 49153
2018-06-15 | 47808
2018-06-15 01:00 | 42437
2018-06-15 02:00 | 40869
2018-06-15 03:00 | 38697
2018-06-15 04:00 | 37201
2018-06-15 05:00 | 37325
2018-06-15 06:00 | 39107
2018-06-15 07:00 | 43988
2018-06-15 08:00 | 48629
2018-06-15 09:00 | 50855
2018-06-15 10:00 | 52113
2018-06-15 11:00 | 52754
2018-06-15 12:00 | 53705
2018-06-15 13:00 | 53886
2018-06-15 14:00 | 52358
2018-06-15 15:00 | 50888
2018-06-15 16:00 | 49656
2018-06-15 17:00 | 48253
2018-06-15 18:00 | 48121
2018-06-15 19:00 | 48420
2018-06-15 20:00 | 46940
2018-06-15 21:00 | 44254
2018-06-15 22:00 | 43773
2018-06-15 23:00 | 48618
2018-06-16 | 46886
2018-06-16 01:00 | 41576
2018-06-16 02:00 | 39667
2018-06-16 03:00 | 36981
2018-06-16 04:00 | 35216
2018-06-16 05:00 | 34625
2018-06-16 06:00 | 34449
2018-06-16 07:00 | 35785
2018-06-16 08:00 | 38303
2018-06-16 09:00 | 41478
2018-06-16 10:00 | 44025
2018-06-16 11:00 | 45130
2018-06-16 12:00 | 46523
2018-06-16 13:00 | 48055
2018-06-16 14:00 | 44779
2018-06-16 15:00 | 43576
2018-06-16 16:00 | 42449
2018-06-16 17:00 | 41427
2018-06-16 18:00 | 41549
2018-06-16 19:00 | 42321
2018-06-16 20:00 | 41535
2018-06-16 21:00 | 39810
2018-06-16 22:00 | 40191
2018-06-16 23:00 | 45147
2018-06-17 | 44387
2018-06-17 01:00 | 39432
2018-06-17 02:00 | 37600
2018-06-17 03:00 | 35031
2018-06-17 04:00 | 33035
2018-06-17 05:00 | 32258
2018-06-17 06:00 | 31415
2018-06-17 07:00 | 31803
2018-06-17 08:00 | 33620
2018-06-17 09:00 | 36404
2018-06-17 10:00 | 38991
2018-06-17 11:00 | 40784
2018-06-17 12:00 | 42608
2018-06-17 13:00 | 44030
2018-06-17 14:00 | 40901
2018-06-17 15:00 | 39366
2018-06-17 16:00 | 38269
2018-06-17 17:00 | 37707
2018-06-17 18:00 | 38301
2018-06-17 19:00 | 40208
2018-06-17 20:00 | 41130
2018-06-17 21:00 | 39981
2018-06-17 22:00 | 40317
2018-06-17 23:00 | 44965
2018-06-18 | 43787
2018-06-18 01:00 | 39132
2018-06-18 02:00 | 37631
2018-06-18 03:00 | 35476
2018-06-18 04:00 | 34244
2018-06-18 05:00 | 34698
2018-06-18 06:00 | 36829
2018-06-18 07:00 | 42087
2018-06-18 08:00 | 46389
2018-06-18 09:00 | 49150
2018-06-18 10:00 | 50788
2018-06-18 11:00 | 51840
2018-06-18 12:00 | 52933
2018-06-18 13:00 | 53012
2018-06-18 14:00 | 51929
2018-06-18 15:00 | 51083
2018-06-18 16:00 | 49913
2018-06-18 17:00 | 48556
2018-06-18 18:00 | 48263
2018-06-18 19:00 | 49808
2018-06-18 20:00 | 48442
2018-06-18 21:00 | 45208
2018-06-18 22:00 | 44356
2018-06-18 23:00 | 48696
2018-06-19 | 47274
2018-06-19 01:00 | 41921
2018-06-19 02:00 | 40295
2018-06-19 03:00 | 38213
2018-06-19 04:00 | 36666
2018-06-19 05:00 | 36817
2018-06-19 06:00 | 38712
2018-06-19 07:00 | 43530
2018-06-19 08:00 | 48090
2018-06-19 09:00 | 50642
2018-06-19 10:00 | 52135
2018-06-19 11:00 | 53189
2018-06-19 12:00 | 54276
2018-06-19 13:00 | 54143
2018-06-19 14:00 | 53521
2018-06-19 15:00 | 52775
2018-06-19 16:00 | 51639
2018-06-19 17:00 | 50574
2018-06-19 18:00 | 50469
2018-06-19 19:00 | 51522
2018-06-19 20:00 | 49834
2018-06-19 21:00 | 46321
2018-06-19 22:00 | 45403
2018-06-19 23:00 | 49909
2018-06-20 | 48181
2018-06-20 01:00 | 42535
2018-06-20 02:00 | 40831
2018-06-20 03:00 | 38683
2018-06-20 04:00 | 37302
2018-06-20 05:00 | 37379
2018-06-20 06:00 | 38797
2018-06-20 07:00 | 43231
2018-06-20 08:00 | 47990
2018-06-20 09:00 | 51175
2018-06-20 10:00 | 53031
2018-06-20 11:00 | 54272
2018-06-20 12:00 | 55695
2018-06-20 13:00 | 55987
2018-06-20 14:00 | 55417
2018-06-20 15:00 | 54594
2018-06-20 16:00 | 53403
2018-06-20 17:00 | 52178
2018-06-20 18:00 | 51704
2018-06-20 19:00 | 52230
2018-06-20 20:00 | 50622
2018-06-20 21:00 | 47259
2018-06-20 22:00 | 46396
2018-06-20 23:00 | 50645
2018-06-21 | 48763
2018-06-21 01:00 | 43181
2018-06-21 02:00 | 41511
2018-06-21 03:00 | 39176
2018-06-21 04:00 | 37643
2018-06-21 05:00 | 37627
2018-06-21 06:00 | 39476
2018-06-21 07:00 | 44283
2018-06-21 08:00 | 48717
2018-06-21 09:00 | 51158
2018-06-21 10:00 | 52747
2018-06-21 11:00 | 53643
2018-06-21 12:00 | 54960
2018-06-21 13:00 | 55069
2018-06-21 14:00 | 54341
2018-06-21 15:00 | 53418
2018-06-21 16:00 | 52476
2018-06-21 17:00 | 51341
2018-06-21 18:00 | 50610
2018-06-21 19:00 | 50893
2018-06-21 20:00 | 49055
2018-06-21 21:00 | 45483
2018-06-21 22:00 | 44906
2018-06-21 23:00 | 49156
2018-06-22 | 47667
2018-06-22 01:00 | 42318
2018-06-22 02:00 | 40778
2018-06-22 03:00 | 38756
2018-06-22 04:00 | 37300
2018-06-22 05:00 | 37280
2018-06-22 06:00 | 38911
2018-06-22 07:00 | 43137
2018-06-22 08:00 | 47318
2018-06-22 09:00 | 49787
2018-06-22 10:00 | 51219
2018-06-22 11:00 | 52192
2018-06-22 12:00 | 52815
2018-06-22 13:00 | 52978
2018-06-22 14:00 | 51553
2018-06-22 15:00 | 50709
2018-06-22 16:00 | 49119
2018-06-22 17:00 | 47864
2018-06-22 18:00 | 47798
2018-06-22 19:00 | 48177
2018-06-22 20:00 | 46489
2018-06-22 21:00 | 43773
2018-06-22 22:00 | 43507
2018-06-22 23:00 | 48463
2018-06-23 | 46729
2018-06-23 01:00 | 41087
2018-06-23 02:00 | 39473
2018-06-23 03:00 | 36848
2018-06-23 04:00 | 35216
2018-06-23 05:00 | 34508
2018-06-23 06:00 | 34232
2018-06-23 07:00 | 35445
2018-06-23 08:00 | 37842
2018-06-23 09:00 | 40898
2018-06-23 10:00 | 43276
2018-06-23 11:00 | 44411
2018-06-23 12:00 | 45516
2018-06-23 13:00 | 46841
2018-06-23 14:00 | 44541
2018-06-23 15:00 | 43303
2018-06-23 16:00 | 42189
2018-06-23 17:00 | 41318
2018-06-23 18:00 | 41479
2018-06-23 19:00 | 42320
2018-06-23 20:00 | 41455
2018-06-23 21:00 | 39492
2018-06-23 22:00 | 39536
2018-06-23 23:00 | 45021
2018-06-24 | 44112
2018-06-24 01:00 | 39147
2018-06-24 02:00 | 37484
2018-06-24 03:00 | 34861
2018-06-24 04:00 | 33027
2018-06-24 05:00 | 32349
2018-06-24 06:00 | 31497
2018-06-24 07:00 | 31891
2018-06-24 08:00 | 33633
2018-06-24 09:00 | 36340
2018-06-24 10:00 | 38949
2018-06-24 11:00 | 40821
2018-06-24 12:00 | 42321
2018-06-24 13:00 | 43943
2018-06-24 14:00 | 41177
2018-06-24 15:00 | 40061
2018-06-24 16:00 | 38781
2018-06-24 17:00 | 38224
2018-06-24 18:00 | 38940
2018-06-24 19:00 | 40754
2018-06-24 20:00 | 41261
2018-06-24 21:00 | 40443
2018-06-24 22:00 | 40503
2018-06-24 23:00 | 45203
2018-06-25 | 43916
2018-06-25 01:00 | 38776
2018-06-25 02:00 | 37292
2018-06-25 03:00 | 35278
2018-06-25 04:00 | 34034
2018-06-25 05:00 | 34695
2018-06-25 06:00 | 36960
2018-06-25 07:00 | 41625
2018-06-25 08:00 | 46291
2018-06-25 09:00 | 49050
2018-06-25 10:00 | 50708
2018-06-25 11:00 | 51578
2018-06-25 12:00 | 53017
2018-06-25 13:00 | 53601
2018-06-25 14:00 | 52729
2018-06-25 15:00 | 52101
2018-06-25 16:00 | 51057
2018-06-25 17:00 | 49960
2018-06-25 18:00 | 49623
2018-06-25 19:00 | 50830
2018-06-25 20:00 | 49436
2018-06-25 21:00 | 45901
2018-06-25 22:00 | 45044
2018-06-25 23:00 | 49555
2018-06-26 | 47527
2018-06-26 01:00 | 42147
2018-06-26 02:00 | 40571
2018-06-26 03:00 | 38466
2018-06-26 04:00 | 37124
2018-06-26 05:00 | 37238
2018-06-26 06:00 | 38863
2018-06-26 07:00 | 43248
2018-06-26 08:00 | 48073
2018-06-26 09:00 | 50590
2018-06-26 10:00 | 52181
2018-06-26 11:00 | 53349
2018-06-26 12:00 | 54503
2018-06-26 13:00 | 54816
2018-06-26 14:00 | 53896
2018-06-26 15:00 | 53369
2018-06-26 16:00 | 52525
2018-06-26 17:00 | 51481
2018-06-26 18:00 | 50635
2018-06-26 19:00 | 51683
2018-06-26 20:00 | 50012
2018-06-26 21:00 | 46815
2018-06-26 22:00 | 45310
2018-06-26 23:00 | 50068
2018-06-27 | 48019
2018-06-27 01:00 | 42425
2018-06-27 02:00 | 40917
2018-06-27 03:00 | 38734
2018-06-27 04:00 | 37377
2018-06-27 05:00 | 37652
2018-06-27 06:00 | 38934
2018-06-27 07:00 | 43080
2018-06-27 08:00 | 47602
2018-06-27 09:00 | 50732
2018-06-27 10:00 | 52606
2018-06-27 11:00 | 53749
2018-06-27 12:00 | 55145
2018-06-27 13:00 | 55427
2018-06-27 14:00 | 54615
2018-06-27 15:00 | 53808
2018-06-27 16:00 | 52947
2018-06-27 17:00 | 51655
2018-06-27 18:00 | 50990
2018-06-27 19:00 | 51887
2018-06-27 20:00 | 50526
2018-06-27 21:00 | 47123
2018-06-27 22:00 | 46328
2018-06-27 23:00 | 50781
2018-06-28 | 48869
2018-06-28 01:00 | 43188
2018-06-28 02:00 | 41693
2018-06-28 03:00 | 39364
2018-06-28 04:00 | 37864
2018-06-28 05:00 | 38089
2018-06-28 06:00 | 39601
2018-06-28 07:00 | 43889
2018-06-28 08:00 | 48359
2018-06-28 09:00 | 50899
2018-06-28 10:00 | 52757
2018-06-28 11:00 | 53682
2018-06-28 12:00 | 54842
2018-06-28 13:00 | 54918
2018-06-28 14:00 | 54092
2018-06-28 15:00 | 53430
2018-06-28 16:00 | 52396
2018-06-28 17:00 | 51191
2018-06-28 18:00 | 50690
2018-06-28 19:00 | 51541
2018-06-28 20:00 | 50054
2018-06-28 21:00 | 46805
2018-06-28 22:00 | 46056
2018-06-28 23:00 | 50226
2018-06-29 | 48439
2018-06-29 01:00 | 42790
2018-06-29 02:00 | 41428
2018-06-29 03:00 | 39370
2018-06-29 04:00 | 37930
2018-06-29 05:00 | 37988
2018-06-29 06:00 | 39739
2018-06-29 07:00 | 44037
2018-06-29 08:00 | 48571
2018-06-29 09:00 | 51183
2018-06-29 10:00 | 52839
2018-06-29 11:00 | 53915
2018-06-29 12:00 | 54963
2018-06-29 13:00 | 55201
2018-06-29 14:00 | 54120
2018-06-29 15:00 | 53288
2018-06-29 16:00 | 52109
2018-06-29 17:00 | 50761
2018-06-29 18:00 | 50688
2018-06-29 19:00 | 50694
2018-06-29 20:00 | 48747
2018-06-29 21:00 | 46156
2018-06-29 22:00 | 45861
2018-06-29 23:00 | 50499
2018-06-30 | 48492
2018-06-30 01:00 | 42673
2018-06-30 02:00 | 40719
2018-06-30 03:00 | 38158
2018-06-30 04:00 | 36393
2018-06-30 05:00 | 35962
2018-06-30 06:00 | 35537
2018-06-30 07:00 | 36752
2018-06-30 08:00 | 39550
2018-06-30 09:00 | 43035
2018-06-30 10:00 | 45522
2018-06-30 11:00 | 46955
2018-06-30 12:00 | 48302
2018-06-30 13:00 | 49917
2018-06-30 14:00 | 47894
2018-06-30 15:00 | 46954
2018-06-30 16:00 | 46186
2018-06-30 17:00 | 45493
2018-06-30 18:00 | 44975
2018-06-30 19:00 | 45994
2018-06-30 20:00 | 45105
2018-06-30 21:00 | 42800
2018-06-30 22:00 | 42550
2018-06-30 23:00 | 47621
2018-07-01 | 46141
2018-07-01 01:00 | 40747
2018-07-01 02:00 | 38954
2018-07-01 03:00 | 36254
2018-07-01 04:00 | 34584
2018-07-01 05:00 | 33803
2018-07-01 06:00 | 32933
2018-07-01 07:00 | 33203
2018-07-01 08:00 | 35244
2018-07-01 09:00 | 38140
2018-07-01 10:00 | 41007
2018-07-01 11:00 | 43016
2018-07-01 12:00 | 44548
2018-07-01 13:00 | 46380
2018-07-01 14:00 | 43933
2018-07-01 15:00 | 42926
2018-07-01 16:00 | 42099
2018-07-01 17:00 | 41622
2018-07-01 18:00 | 42079
2018-07-01 19:00 | 43530
2018-07-01 20:00 | 43968
2018-07-01 21:00 | 42935
2018-07-01 22:00 | 42976
2018-07-01 23:00 | 47353
2018-07-02 | 45369
2018-07-02 01:00 | 39885
2018-07-02 02:00 | 38395
2018-07-02 03:00 | 36061
2018-07-02 04:00 | 34910
2018-07-02 05:00 | 35616
2018-07-02 06:00 | 38019
2018-07-02 07:00 | 42432
2018-07-02 08:00 | 47197
2018-07-02 09:00 | 50577
2018-07-02 10:00 | 52753
2018-07-02 11:00 | 53970
2018-07-02 12:00 | 55533
2018-07-02 13:00 | 56178
2018-07-02 14:00 | 55382
2018-07-02 15:00 | 54746
2018-07-02 16:00 | 53808
2018-07-02 17:00 | 52850
2018-07-02 18:00 | 52199
2018-07-02 19:00 | 53173
2018-07-02 20:00 | 51603
2018-07-02 21:00 | 48256
2018-07-02 22:00 | 47151
2018-07-02 23:00 | 51308
2018-07-03 | 48715
2018-07-03 01:00 | 42904
2018-07-03 02:00 | 41704
2018-07-03 03:00 | 39472
2018-07-03 04:00 | 38262
2018-07-03 05:00 | 38525
2018-07-03 06:00 | 40264
2018-07-03 07:00 | 44389
2018-07-03 08:00 | 49093
2018-07-03 09:00 | 51997
2018-07-03 10:00 | 53908
2018-07-03 11:00 | 55104
2018-07-03 12:00 | 56724
2018-07-03 13:00 | 56959
2018-07-03 14:00 | 56293
2018-07-03 15:00 | 55674
2018-07-03 16:00 | 54809
2018-07-03 17:00 | 53481
2018-07-03 18:00 | 52935
2018-07-03 19:00 | 53338
2018-07-03 20:00 | 51471
2018-07-03 21:00 | 47990
2018-07-03 22:00 | 47359
2018-07-03 23:00 | 51430
2018-07-04 | 48971
2018-07-04 01:00 | 43138
2018-07-04 02:00 | 41825
2018-07-04 03:00 | 39783
2018-07-04 04:00 | 38484
2018-07-04 05:00 | 38485
2018-07-04 06:00 | 40324
2018-07-04 07:00 | 44299
2018-07-04 08:00 | 48826
2018-07-04 09:00 | 52089
2018-07-04 10:00 | 54000
2018-07-04 11:00 | 55494
2018-07-04 12:00 | 56730
2018-07-04 13:00 | 57074
2018-07-04 14:00 | 56425
2018-07-04 15:00 | 55669
2018-07-04 16:00 | 54751
2018-07-04 17:00 | 53229
2018-07-04 18:00 | 52709
2018-07-04 19:00 | 52965
2018-07-04 20:00 | 51282
2018-07-04 21:00 | 47619
2018-07-04 22:00 | 46825
2018-07-04 23:00 | 50670
2018-07-05 | 48398
2018-07-05 01:00 | 42825
2018-07-05 02:00 | 41405
2018-07-05 03:00 | 39372
2018-07-05 04:00 | 37669
2018-07-05 05:00 | 38186
2018-07-05 06:00 | 39974
2018-07-05 07:00 | 44022
2018-07-05 08:00 | 48322
2018-07-05 09:00 | 51047
2018-07-05 10:00 | 52913
2018-07-05 11:00 | 54123
2018-07-05 12:00 | 55234
2018-07-05 13:00 | 55570
2018-07-05 14:00 | 54638
2018-07-05 15:00 | 54060
2018-07-05 16:00 | 52805
2018-07-05 17:00 | 51561
2018-07-05 18:00 | 51061
2018-07-05 19:00 | 51856
2018-07-05 20:00 | 50189
2018-07-05 21:00 | 46992
2018-07-05 22:00 | 46291
2018-07-05 23:00 | 50399
2018-07-06 | 48122
2018-07-06 01:00 | 42542
2018-07-06 02:00 | 41210
2018-07-06 03:00 | 39001
2018-07-06 04:00 | 37848
2018-07-06 05:00 | 38170
2018-07-06 06:00 | 39865
2018-07-06 07:00 | 43664
2018-07-06 08:00 | 48214
2018-07-06 09:00 | 51111
2018-07-06 10:00 | 52735
2018-07-06 11:00 | 53841
2018-07-06 12:00 | 54894
2018-07-06 13:00 | 55329
2018-07-06 14:00 | 53744
2018-07-06 15:00 | 53013
2018-07-06 16:00 | 51815
2018-07-06 17:00 | 50569
2018-07-06 18:00 | 49692
2018-07-06 19:00 | 50374
2018-07-06 20:00 | 48679
2018-07-06 21:00 | 45650
2018-07-06 22:00 | 45069
2018-07-06 23:00 | 49938
2018-07-07 | 47697
2018-07-07 01:00 | 42006
2018-07-07 02:00 | 40201
2018-07-07 03:00 | 37610
2018-07-07 04:00 | 36119
2018-07-07 05:00 | 35398
2018-07-07 06:00 | 35379
2018-07-07 07:00 | 36398
2018-07-07 08:00 | 38894
2018-07-07 09:00 | 42176
2018-07-07 10:00 | 45001
2018-07-07 11:00 | 46421
2018-07-07 12:00 | 47812
2018-07-07 13:00 | 49193
2018-07-07 14:00 | 47321
2018-07-07 15:00 | 46430
2018-07-07 16:00 | 45233
2018-07-07 17:00 | 44429
2018-07-07 18:00 | 44875
2018-07-07 19:00 | 45364
2018-07-07 20:00 | 44293
2018-07-07 21:00 | 42117
2018-07-07 22:00 | 42069
2018-07-07 23:00 | 47000
2018-07-08 | 45633
2018-07-08 01:00 | 40237
2018-07-08 02:00 | 38706
2018-07-08 03:00 | 36226
2018-07-08 04:00 | 34445
2018-07-08 05:00 | 33729
2018-07-08 06:00 | 33050
2018-07-08 07:00 | 33209
2018-07-08 08:00 | 35029
2018-07-08 09:00 | 37960
2018-07-08 10:00 | 40715
2018-07-08 11:00 | 42613
2018-07-08 12:00 | 44210
2018-07-08 13:00 | 45883
2018-07-08 14:00 | 43324
2018-07-08 15:00 | 42453
2018-07-08 16:00 | 41408
2018-07-08 17:00 | 40963
2018-07-08 18:00 | 41550
2018-07-08 19:00 | 42831
2018-07-08 20:00 | 43365
2018-07-08 21:00 | 42611
2018-07-08 22:00 | 42901
2018-07-08 23:00 | 47249
2018-07-09 | 45287
2018-07-09 01:00 | 39938
2018-07-09 02:00 | 38462
2018-07-09 03:00 | 36442
2018-07-09 04:00 | 35271
2018-07-09 05:00 | 35969
2018-07-09 06:00 | 38355
2018-07-09 07:00 | 42177
2018-07-09 08:00 | 46668
2018-07-09 09:00 | 50265
2018-07-09 10:00 | 52482
2018-07-09 11:00 | 53981
2018-07-09 12:00 | 55408
2018-07-09 13:00 | 56095
2018-07-09 14:00 | 55548
2018-07-09 15:00 | 55001
2018-07-09 16:00 | 53902
2018-07-09 17:00 | 52612
2018-07-09 18:00 | 51970
2018-07-09 19:00 | 52460
2018-07-09 20:00 | 51249
2018-07-09 21:00 | 48104
2018-07-09 22:00 | 47261
2018-07-09 23:00 | 51240
2018-07-10 | 48682
2018-07-10 01:00 | 42972
2018-07-10 02:00 | 41745
2018-07-10 03:00 | 39751
2018-07-10 04:00 | 38412
2018-07-10 05:00 | 38622
2018-07-10 06:00 | 40469
2018-07-10 07:00 | 43843
2018-07-10 08:00 | 48202
2018-07-10 09:00 | 51414
2018-07-10 10:00 | 53369
2018-07-10 11:00 | 54656
2018-07-10 12:00 | 56033
2018-07-10 13:00 | 56431
2018-07-10 14:00 | 55629
2018-07-10 15:00 | 55311
2018-07-10 16:00 | 54065
2018-07-10 17:00 | 52642
2018-07-10 18:00 | 52145
2018-07-10 19:00 | 52733
2018-07-10 20:00 | 50642
2018-07-10 21:00 | 46933
2018-07-10 22:00 | 45465
2018-07-10 23:00 | 50981
2018-07-11 | 48639
2018-07-11 01:00 | 42943
2018-07-11 02:00 | 41733
2018-07-11 03:00 | 39616
2018-07-11 04:00 | 38238
2018-07-11 05:00 | 38390
2018-07-11 06:00 | 39999
2018-07-11 07:00 | 43341
2018-07-11 08:00 | 47665
2018-07-11 09:00 | 50761
2018-07-11 10:00 | 52617
2018-07-11 11:00 | 53737
2018-07-11 12:00 | 54959
2018-07-11 13:00 | 55316
2018-07-11 14:00 | 54371
2018-07-11 15:00 | 53822
2018-07-11 16:00 | 52640
2018-07-11 17:00 | 51318
2018-07-11 18:00 | 51081
2018-07-11 19:00 | 51822
2018-07-11 20:00 | 50839
2018-07-11 21:00 | 47424
2018-07-11 22:00 | 46815
2018-07-11 23:00 | 51126
2018-07-12 | 48526
2018-07-12 01:00 | 42976
2018-07-12 02:00 | 41741
2018-07-12 03:00 | 39529
2018-07-12 04:00 | 38385
2018-07-12 05:00 | 38520
2018-07-12 06:00 | 40435
2018-07-12 07:00 | 43751
2018-07-12 08:00 | 47925
2018-07-12 09:00 | 50976
2018-07-12 10:00 | 52739
2018-07-12 11:00 | 54088
2018-07-12 12:00 | 55372
2018-07-12 13:00 | 55705
2018-07-12 14:00 | 55152
2018-07-12 15:00 | 54318
2018-07-12 16:00 | 53505
2018-07-12 17:00 | 52122
2018-07-12 18:00 | 51497
2018-07-12 19:00 | 52185
2018-07-12 20:00 | 50611
2018-07-12 21:00 | 47388
2018-07-12 22:00 | 47064
2018-07-12 23:00 | 51108
2018-07-13 | 49049
2018-07-13 01:00 | 43262
2018-07-13 02:00 | 42078
2018-07-13 03:00 | 39858
2018-07-13 04:00 | 38450
2018-07-13 05:00 | 38675
2018-07-13 06:00 | 40532
2018-07-13 07:00 | 43579
2018-07-13 08:00 | 47944
2018-07-13 09:00 | 51214
2018-07-13 10:00 | 53130
2018-07-13 11:00 | 54423
2018-07-13 12:00 | 55540
2018-07-13 13:00 | 56360
2018-07-13 14:00 | 55100
2018-07-13 15:00 | 54394
2018-07-13 16:00 | 53239
2018-07-13 17:00 | 51684
2018-07-13 18:00 | 51312
2018-07-13 19:00 | 51329
2018-07-13 20:00 | 49545
2018-07-13 21:00 | 46437
2018-07-13 22:00 | 46102
2018-07-13 23:00 | 49827
2018-07-14 | 47906
2018-07-14 01:00 | 42537
2018-07-14 02:00 | 40707
2018-07-14 03:00 | 38039
2018-07-14 04:00 | 36164
2018-07-14 05:00 | 35521
2018-07-14 06:00 | 35222
2018-07-14 07:00 | 35428
2018-07-14 08:00 | 37520
2018-07-14 09:00 | 40380
2018-07-14 10:00 | 43020
2018-07-14 11:00 | 44824
2018-07-14 12:00 | 46443
2018-07-14 13:00 | 48372
2018-07-14 14:00 | 46458
2018-07-14 15:00 | 45325
2018-07-14 16:00 | 44390
2018-07-14 17:00 | 43708
2018-07-14 18:00 | 43860
2018-07-14 19:00 | 44471
2018-07-14 20:00 | 43844
2018-07-14 21:00 | 41978
2018-07-14 22:00 | 42052
2018-07-14 23:00 | 46366
2018-07-15 | 45127
2018-07-15 01:00 | 40093
2018-07-15 02:00 | 38515
2018-07-15 03:00 | 36115
2018-07-15 04:00 | 34427
2018-07-15 05:00 | 33685
2018-07-15 06:00 | 33322
2018-07-15 07:00 | 33174
2018-07-15 08:00 | 34755
2018-07-15 09:00 | 37570
2018-07-15 10:00 | 40442
2018-07-15 11:00 | 42494
2018-07-15 12:00 | 44510
2018-07-15 13:00 | 46375
2018-07-15 14:00 | 44060
2018-07-15 15:00 | 42963
2018-07-15 16:00 | 42238
2018-07-15 17:00 | 40966
2018-07-15 18:00 | 40842
2018-07-15 19:00 | 40357
2018-07-15 20:00 | 41374
2018-07-15 21:00 | 41145
2018-07-15 22:00 | 42447
2018-07-15 23:00 | 46722
2018-07-16 | 44931
2018-07-16 01:00 | 39545
2018-07-16 02:00 | 38116
2018-07-16 03:00 | 36262
2018-07-16 04:00 | 35184
2018-07-16 05:00 | 35683
2018-07-16 06:00 | 37978
2018-07-16 07:00 | 41367
2018-07-16 08:00 | 45409
2018-07-16 09:00 | 48963
2018-07-16 10:00 | 51252
2018-07-16 11:00 | 52766
2018-07-16 12:00 | 53928
2018-07-16 13:00 | 54587
2018-07-16 14:00 | 53833
2018-07-16 15:00 | 53213
2018-07-16 16:00 | 52334
2018-07-16 17:00 | 51100
2018-07-16 18:00 | 50623
2018-07-16 19:00 | 50899
2018-07-16 20:00 | 49474
2018-07-16 21:00 | 46524
2018-07-16 22:00 | 46496
2018-07-16 23:00 | 50079
2018-07-17 | 47670
2018-07-17 01:00 | 42206
2018-07-17 02:00 | 40932
2018-07-17 03:00 | 38837
2018-07-17 04:00 | 37853
2018-07-17 05:00 | 38193
2018-07-17 06:00 | 40024
2018-07-17 07:00 | 42965
2018-07-17 08:00 | 47213
2018-07-17 09:00 | 50284
2018-07-17 10:00 | 52438
2018-07-17 11:00 | 53675
2018-07-17 12:00 | 55077
2018-07-17 13:00 | 55337
2018-07-17 14:00 | 54692
2018-07-17 15:00 | 54368
2018-07-17 16:00 | 53118
2018-07-17 17:00 | 52215
2018-07-17 18:00 | 51300
2018-07-17 19:00 | 51969
2018-07-17 20:00 | 50546
2018-07-17 21:00 | 47394
2018-07-17 22:00 | 47198
2018-07-17 23:00 | 50740
2018-07-18 | 48585
2018-07-18 01:00 | 42897
2018-07-18 02:00 | 41504
2018-07-18 03:00 | 39521
2018-07-18 04:00 | 38194
2018-07-18 05:00 | 38414
2018-07-18 06:00 | 40268
2018-07-18 07:00 | 43281
2018-07-18 08:00 | 47356
2018-07-18 09:00 | 50459
2018-07-18 10:00 | 52876
2018-07-18 11:00 | 54290
2018-07-18 12:00 | 55914
2018-07-18 13:00 | 56175
2018-07-18 14:00 | 55427
2018-07-18 15:00 | 54581
2018-07-18 16:00 | 53867
2018-07-18 17:00 | 52658
2018-07-18 18:00 | 51951
2018-07-18 19:00 | 52657
2018-07-18 20:00 | 50929
2018-07-18 21:00 | 47546
2018-07-18 22:00 | 47401
2018-07-18 23:00 | 51102
2018-07-19 | 48947
2018-07-19 01:00 | 43225
2018-07-19 02:00 | 41873
2018-07-19 03:00 | 39562
2018-07-19 04:00 | 38295
2018-07-19 05:00 | 38680
2018-07-19 06:00 | 40263
2018-07-19 07:00 | 43524
2018-07-19 08:00 | 47511
2018-07-19 09:00 | 50800
2018-07-19 10:00 | 53046
2018-07-19 11:00 | 54944
2018-07-19 12:00 | 56084
2018-07-19 13:00 | 56616
2018-07-19 14:00 | 56131
2018-07-19 15:00 | 55527
2018-07-19 16:00 | 54447
2018-07-19 17:00 | 53007
2018-07-19 18:00 | 52398
2018-07-19 19:00 | 52901
2018-07-19 20:00 | 51251
2018-07-19 21:00 | 47955
2018-07-19 22:00 | 47560
2018-07-19 23:00 | 51118
2018-07-20 | 48592
2018-07-20 01:00 | 43147
2018-07-20 02:00 | 41921
2018-07-20 03:00 | 39909
2018-07-20 04:00 | 38480
2018-07-20 05:00 | 38589
2018-07-20 06:00 | 40475
2018-07-20 07:00 | 43383
2018-07-20 08:00 | 47263
2018-07-20 09:00 | 50379
2018-07-20 10:00 | 52712
2018-07-20 11:00 | 53759
2018-07-20 12:00 | 54934
2018-07-20 13:00 | 55371
2018-07-20 14:00 | 54049
2018-07-20 15:00 | 53414
2018-07-20 16:00 | 52196
2018-07-20 17:00 | 50658
2018-07-20 18:00 | 50378
2018-07-20 19:00 | 50454
2018-07-20 20:00 | 48712
2018-07-20 21:00 | 45631
2018-07-20 22:00 | 45564
2018-07-20 23:00 | 48965
2018-07-21 | 46802
2018-07-21 01:00 | 41439
2018-07-21 02:00 | 39972
2018-07-21 03:00 | 37474
2018-07-21 04:00 | 35813
2018-07-21 05:00 | 35469
2018-07-21 06:00 | 35801
2018-07-21 07:00 | 36181
2018-07-21 08:00 | 38271
2018-07-21 09:00 | 41218
2018-07-21 10:00 | 43767
2018-07-21 11:00 | 45110
2018-07-21 12:00 | 46388
2018-07-21 13:00 | 47866
2018-07-21 14:00 | 45648
2018-07-21 15:00 | 44776
2018-07-21 16:00 | 43615
2018-07-21 17:00 | 42777
2018-07-21 18:00 | 42933
2018-07-21 19:00 | 43622
2018-07-21 20:00 | 42877
2018-07-21 21:00 | 40863
2018-07-21 22:00 | 41634
2018-07-21 23:00 | 45571
2018-07-22 | 44257
2018-07-22 01:00 | 39253
2018-07-22 02:00 | 37880
2018-07-22 03:00 | 35525
2018-07-22 04:00 | 33919
2018-07-22 05:00 | 33354
2018-07-22 06:00 | 33030
2018-07-22 07:00 | 32858
2018-07-22 08:00 | 34399
2018-07-22 09:00 | 37121
2018-07-22 10:00 | 39648
2018-07-22 11:00 | 41592
2018-07-22 12:00 | 43164
2018-07-22 13:00 | 44626
2018-07-22 14:00 | 41990
2018-07-22 15:00 | 41024
2018-07-22 16:00 | 39978
2018-07-22 17:00 | 39436
2018-07-22 18:00 | 39901
2018-07-22 19:00 | 41424
2018-07-22 20:00 | 42039
2018-07-22 21:00 | 41196
2018-07-22 22:00 | 41882
2018-07-22 23:00 | 45991
2018-07-23 | 44051
2018-07-23 01:00 | 39054
2018-07-23 02:00 | 37781
2018-07-23 03:00 | 35812
2018-07-23 04:00 | 34728
2018-07-23 05:00 | 35433
2018-07-23 06:00 | 38193
2018-07-23 07:00 | 41081
2018-07-23 08:00 | 45106
2018-07-23 09:00 | 48829
2018-07-23 10:00 | 51423
2018-07-23 11:00 | 52824
2018-07-23 12:00 | 54233
2018-07-23 13:00 | 55007
2018-07-23 14:00 | 54573
2018-07-23 15:00 | 53983
2018-07-23 16:00 | 52945
2018-07-23 17:00 | 51667
2018-07-23 18:00 | 51284
2018-07-23 19:00 | 51867
2018-07-23 20:00 | 50583
2018-07-23 21:00 | 47467
2018-07-23 22:00 | 47475
2018-07-23 23:00 | 50877
2018-07-24 | 48582
2018-07-24 01:00 | 42846
2018-07-24 02:00 | 41368
2018-07-24 03:00 | 39311
2018-07-24 04:00 | 37981
2018-07-24 05:00 | 38164
2018-07-24 06:00 | 40209
2018-07-24 07:00 | 42824
2018-07-24 08:00 | 46960
2018-07-24 09:00 | 50395
2018-07-24 10:00 | 52615
2018-07-24 11:00 | 54249
2018-07-24 12:00 | 55920
2018-07-24 13:00 | 56399
2018-07-24 14:00 | 55996
2018-07-24 15:00 | 55483
2018-07-24 16:00 | 54321
2018-07-24 17:00 | 53120
2018-07-24 18:00 | 52450
2018-07-24 19:00 | 52873
2018-07-24 20:00 | 51132
2018-07-24 21:00 | 47986
2018-07-24 22:00 | 48135
2018-07-24 23:00 | 51409
2018-07-25 | 48919
2018-07-25 01:00 | 43366
2018-07-25 02:00 | 42012
2018-07-25 03:00 | 39844
2018-07-25 04:00 | 38744
2018-07-25 05:00 | 38877
2018-07-25 06:00 | 41042
2018-07-25 07:00 | 43464
2018-07-25 08:00 | 47411
2018-07-25 09:00 | 50764
2018-07-25 10:00 | 53567
2018-07-25 11:00 | 54996
2018-07-25 12:00 | 56635
2018-07-25 13:00 | 57116
2018-07-25 14:00 | 56460
2018-07-25 15:00 | 56073
2018-07-25 16:00 | 55087
2018-07-25 17:00 | 54143
2018-07-25 18:00 | 53390
2018-07-25 19:00 | 53648
2018-07-25 20:00 | 51892
2018-07-25 21:00 | 48840
2018-07-25 22:00 | 48971
2018-07-25 23:00 | 52139
2018-07-26 | 49462
2018-07-26 01:00 | 44054
2018-07-26 02:00 | 42622
2018-07-26 03:00 | 40568
2018-07-26 04:00 | 39171
2018-07-26 05:00 | 39272
2018-07-26 06:00 | 41415
2018-07-26 07:00 | 43852
2018-07-26 08:00 | 47771
2018-07-26 09:00 | 51237
2018-07-26 10:00 | 53865
2018-07-26 11:00 | 55748
2018-07-26 12:00 | 57156
2018-07-26 13:00 | 57647
2018-07-26 14:00 | 57047
2018-07-26 15:00 | 56471
2018-07-26 16:00 | 55519
2018-07-26 17:00 | 54571
2018-07-26 18:00 | 53545
2018-07-26 19:00 | 53755
2018-07-26 20:00 | 52141
2018-07-26 21:00 | 48878
2018-07-26 22:00 | 49187
2018-07-26 23:00 | 52169
2018-07-27 | 49614
2018-07-27 01:00 | 43936
2018-07-27 02:00 | 42482
2018-07-27 03:00 | 40413
2018-07-27 04:00 | 39035
2018-07-27 05:00 | 39137
2018-07-27 06:00 | 41334
2018-07-27 07:00 | 43913
2018-07-27 08:00 | 47615
2018-07-27 09:00 | 51165
2018-07-27 10:00 | 53627
2018-07-27 11:00 | 55172
2018-07-27 12:00 | 56322
2018-07-27 13:00 | 56676
2018-07-27 14:00 | 55625
2018-07-27 15:00 | 54979
2018-07-27 16:00 | 53801
2018-07-27 17:00 | 52376
2018-07-27 18:00 | 51497
2018-07-27 19:00 | 50834
2018-07-27 20:00 | 49107
2018-07-27 21:00 | 46318
2018-07-27 22:00 | 46916
2018-07-27 23:00 | 49883
2018-07-28 | 47694
2018-07-28 01:00 | 42004
2018-07-28 02:00 | 40483
2018-07-28 03:00 | 38197
2018-07-28 04:00 | 36544
2018-07-28 05:00 | 36084
2018-07-28 06:00 | 36561
2018-07-28 07:00 | 36655
2018-07-28 08:00 | 38509
2018-07-28 09:00 | 41396
2018-07-28 10:00 | 43907
2018-07-28 11:00 | 45302
2018-07-28 12:00 | 46406
2018-07-28 13:00 | 47760
2018-07-28 14:00 | 45760
2018-07-28 15:00 | 44900
2018-07-28 16:00 | 43829
2018-07-28 17:00 | 43187
2018-07-28 18:00 | 43445
2018-07-28 19:00 | 43955
2018-07-28 20:00 | 43045
2018-07-28 21:00 | 41211
2018-07-28 22:00 | 42075
2018-07-28 23:00 | 45717
2018-07-29 | 44034
2018-07-29 01:00 | 39067
2018-07-29 02:00 | 37673
2018-07-29 03:00 | 35482
2018-07-29 04:00 | 34024
2018-07-29 05:00 | 33528
2018-07-29 06:00 | 33562
2018-07-29 07:00 | 33168
2018-07-29 08:00 | 34638
2018-07-29 09:00 | 37220
2018-07-29 10:00 | 39563
2018-07-29 11:00 | 41492
2018-07-29 12:00 | 43150
2018-07-29 13:00 | 44850
2018-07-29 14:00 | 42556
2018-07-29 15:00 | 41564
2018-07-29 16:00 | 40726
2018-07-29 17:00 | 40307
2018-07-29 18:00 | 40543
2018-07-29 19:00 | 42002
2018-07-29 20:00 | 42475
2018-07-29 21:00 | 41613
2018-07-29 22:00 | 42900
2018-07-29 23:00 | 46196
2018-07-30 | 44143
2018-07-30 01:00 | 39142
2018-07-30 02:00 | 37900
2018-07-30 03:00 | 35953
2018-07-30 04:00 | 34858
2018-07-30 05:00 | 35328
2018-07-30 06:00 | 37656
2018-07-30 07:00 | 39987
2018-07-30 08:00 | 43735
2018-07-30 09:00 | 47313
2018-07-30 10:00 | 49729
2018-07-30 11:00 | 51328
2018-07-30 12:00 | 52955
2018-07-30 13:00 | 53823
2018-07-30 14:00 | 53006
2018-07-30 15:00 | 52290
2018-07-30 16:00 | 51429
2018-07-30 17:00 | 50349
2018-07-30 18:00 | 49798
2018-07-30 19:00 | 50252
2018-07-30 20:00 | 49263
2018-07-30 21:00 | 46565
2018-07-30 22:00 | 46955
2018-07-30 23:00 | 49895
2018-07-31 | 47462
2018-07-31 01:00 | 42024
2018-07-31 02:00 | 40742
2018-07-31 03:00 | 38727
2018-07-31 04:00 | 37413
2018-07-31 05:00 | 37626
2018-07-31 06:00 | 39532
2018-07-31 07:00 | 41683
2018-07-31 08:00 | 45406
2018-07-31 09:00 | 48891
2018-07-31 10:00 | 51379
2018-07-31 11:00 | 52751
2018-07-31 12:00 | 54294
2018-07-31 13:00 | 54951
2018-07-31 14:00 | 53994
2018-07-31 15:00 | 53359
2018-07-31 16:00 | 52419
2018-07-31 17:00 | 51293
2018-07-31 18:00 | 50696
2018-07-31 19:00 | 50972
2018-07-31 20:00 | 49611
2018-07-31 21:00 | 46896
2018-07-31 22:00 | 47309
2018-07-31 23:00 | 50212
2018-08-01 | 47552
2018-08-01 01:00 | 42240
2018-08-01 02:00 | 40914
2018-08-01 03:00 | 38808
2018-08-01 04:00 | 37580
2018-08-01 05:00 | 37635
2018-08-01 06:00 | 39565
2018-08-01 07:00 | 41674
2018-08-01 08:00 | 45300
2018-08-01 09:00 | 48668
2018-08-01 10:00 | 50951
2018-08-01 11:00 | 52722
2018-08-01 12:00 | 54161
2018-08-01 13:00 | 54950
2018-08-01 14:00 | 54123
2018-08-01 15:00 | 53453
2018-08-01 16:00 | 52514
2018-08-01 17:00 | 51540
2018-08-01 18:00 | 51038
2018-08-01 19:00 | 51350
2018-08-01 20:00 | 49931
2018-08-01 21:00 | 47149
2018-08-01 22:00 | 47703
2018-08-01 23:00 | 50530
2018-08-02 | 47892
2018-08-02 01:00 | 42372
2018-08-02 02:00 | 41078
2018-08-02 03:00 | 38852
2018-08-02 04:00 | 37478
2018-08-02 05:00 | 37640
2018-08-02 06:00 | 39698
2018-08-02 07:00 | 41741
2018-08-02 08:00 | 45225
2018-08-02 09:00 | 48678
2018-08-02 10:00 | 51098
2018-08-02 11:00 | 52815
2018-08-02 12:00 | 54519
2018-08-02 13:00 | 55496
2018-08-02 14:00 | 54632
2018-08-02 15:00 | 54179
2018-08-02 16:00 | 53198
2018-08-02 17:00 | 52317
2018-08-02 18:00 | 51831
2018-08-02 19:00 | 51958
2018-08-02 20:00 | 50534
2018-08-02 21:00 | 47649
2018-08-02 22:00 | 48216
2018-08-02 23:00 | 50795
2018-08-03 | 48431
2018-08-03 01:00 | 42822
2018-08-03 02:00 | 41455
2018-08-03 03:00 | 39138
2018-08-03 04:00 | 37817
2018-08-03 05:00 | 38100
2018-08-03 06:00 | 39982
2018-08-03 07:00 | 41928
2018-08-03 08:00 | 45430
2018-08-03 09:00 | 48954
2018-08-03 10:00 | 51598
2018-08-03 11:00 | 53289
2018-08-03 12:00 | 54602
2018-08-03 13:00 | 55484
2018-08-03 14:00 | 54409
2018-08-03 15:00 | 53813
2018-08-03 16:00 | 52452
2018-08-03 17:00 | 51317
2018-08-03 18:00 | 50857
2018-08-03 19:00 | 50696
2018-08-03 20:00 | 48869
2018-08-03 21:00 | 46548
2018-08-03 22:00 | 47231
2018-08-03 23:00 | 49733
2018-08-04 | 47261
2018-08-04 01:00 | 41829
2018-08-04 02:00 | 40332
2018-08-04 03:00 | 37990
2018-08-04 04:00 | 36481
2018-08-04 05:00 | 35855
2018-08-04 06:00 | 36344
2018-08-04 07:00 | 36228
2018-08-04 08:00 | 38385
2018-08-04 09:00 | 41444
2018-08-04 10:00 | 44222
2018-08-04 11:00 | 45916
2018-08-04 12:00 | 47592
2018-08-04 13:00 | 49485
2018-08-04 14:00 | 47864
2018-08-04 15:00 | 47163
2018-08-04 16:00 | 46327
2018-08-04 17:00 | 45609
2018-08-04 18:00 | 45467
2018-08-04 19:00 | 45922
2018-08-04 20:00 | 45014
2018-08-04 21:00 | 43174
2018-08-04 22:00 | 44245
2018-08-04 23:00 | 47263
2018-08-05 | 45085
2018-08-05 01:00 | 40056
2018-08-05 02:00 | 38754
2018-08-05 03:00 | 36373
2018-08-05 04:00 | 34873
2018-08-05 05:00 | 34187
2018-08-05 06:00 | 34312
2018-08-05 07:00 | 33533
2018-08-05 08:00 | 35048
2018-08-05 09:00 | 37626
2018-08-05 10:00 | 40103
2018-08-05 11:00 | 42032
2018-08-05 12:00 | 43689
2018-08-05 13:00 | 45544
2018-08-05 14:00 | 43497
2018-08-05 15:00 | 42834
2018-08-05 16:00 | 42029
2018-08-05 17:00 | 41693
2018-08-05 18:00 | 42171
2018-08-05 19:00 | 43167
2018-08-05 20:00 | 43291
2018-08-05 21:00 | 42518
2018-08-05 22:00 | 43762
2018-08-05 23:00 | 46368
2018-08-06 | 43941
2018-08-06 01:00 | 39019
2018-08-06 02:00 | 37812
2018-08-06 03:00 | 35883
2018-08-06 04:00 | 34763
2018-08-06 05:00 | 35040
2018-08-06 06:00 | 37143
2018-08-06 07:00 | 38679
2018-08-06 08:00 | 41955
2018-08-06 09:00 | 45435
2018-08-06 10:00 | 48256
2018-08-06 11:00 | 49954
2018-08-06 12:00 | 51953
2018-08-06 13:00 | 53287
2018-08-06 14:00 | 52551
2018-08-06 15:00 | 51901
2018-08-06 16:00 | 50936
2018-08-06 17:00 | 49997
2018-08-06 18:00 | 49325
2018-08-06 19:00 | 49659
2018-08-06 20:00 | 48438
2018-08-06 21:00 | 46094
2018-08-06 22:00 | 46521
2018-08-06 23:00 | 48786
2018-08-07 | 46270
2018-08-07 01:00 | 40982
2018-08-07 02:00 | 39797
2018-08-07 03:00 | 37643
2018-08-07 04:00 | 36565
2018-08-07 05:00 | 36647
2018-08-07 06:00 | 38532
2018-08-07 07:00 | 39937
2018-08-07 08:00 | 43156
2018-08-07 09:00 | 46457
2018-08-07 10:00 | 48978
2018-08-07 11:00 | 50717
2018-08-07 12:00 | 52315
2018-08-07 13:00 | 53556
2018-08-07 14:00 | 52428
2018-08-07 15:00 | 51749
2018-08-07 16:00 | 50550
2018-08-07 17:00 | 49622
2018-08-07 18:00 | 49131
2018-08-07 19:00 | 49230
2018-08-07 20:00 | 47823
2018-08-07 21:00 | 45432
2018-08-07 22:00 | 45645
2018-08-07 23:00 | 47771
2018-08-08 | 45429
2018-08-08 01:00 | 40390
2018-08-08 02:00 | 39278
2018-08-08 03:00 | 37225
2018-08-08 04:00 | 36066
2018-08-08 05:00 | 36114
2018-08-08 06:00 | 37855
2018-08-08 07:00 | 39511
2018-08-08 08:00 | 42496
2018-08-08 09:00 | 45544
2018-08-08 10:00 | 47690
2018-08-08 11:00 | 48841
2018-08-08 12:00 | 50220
2018-08-08 13:00 | 51041
2018-08-08 14:00 | 49830
2018-08-08 15:00 | 49338
2018-08-08 16:00 | 48435
2018-08-08 17:00 | 47596
2018-08-08 18:00 | 47296
2018-08-08 19:00 | 47845
2018-08-08 20:00 | 46548
2018-08-08 21:00 | 44200
2018-08-08 22:00 | 44880
2018-08-08 23:00 | 47161
2018-08-09 | 44873
2018-08-09 01:00 | 39807
2018-08-09 02:00 | 38675
2018-08-09 03:00 | 36517
2018-08-09 04:00 | 35377
2018-08-09 05:00 | 35725
2018-08-09 06:00 | 37530
2018-08-09 07:00 | 39091
2018-08-09 08:00 | 42274
2018-08-09 09:00 | 45154
2018-08-09 10:00 | 47311
2018-08-09 11:00 | 48364
2018-08-09 12:00 | 49283
2018-08-09 13:00 | 49697
2018-08-09 14:00 | 47932
2018-08-09 15:00 | 46957
2018-08-09 16:00 | 45669
2018-08-09 17:00 | 44856
2018-08-09 18:00 | 44434
2018-08-09 19:00 | 45156
2018-08-09 20:00 | 44281
2018-08-09 21:00 | 42184
2018-08-09 22:00 | 42563
2018-08-09 23:00 | 45004
2018-08-10 | 42902
2018-08-10 01:00 | 37941
2018-08-10 02:00 | 36758
2018-08-10 03:00 | 34869
2018-08-10 04:00 | 33690
2018-08-10 05:00 | 33885
2018-08-10 06:00 | 35856
2018-08-10 07:00 | 37526
2018-08-10 08:00 | 40442
2018-08-10 09:00 | 43356
2018-08-10 10:00 | 45375
2018-08-10 11:00 | 46498
2018-08-10 12:00 | 47813
2018-08-10 13:00 | 48578
2018-08-10 14:00 | 46940
2018-08-10 15:00 | 46048
2018-08-10 16:00 | 45121
2018-08-10 17:00 | 44189
2018-08-10 18:00 | 44204
2018-08-10 19:00 | 44725
2018-08-10 20:00 | 43657
2018-08-10 21:00 | 41743
2018-08-10 22:00 | 42670
2018-08-10 23:00 | 45216
2018-08-11 | 43105
2018-08-11 01:00 | 38025
2018-08-11 02:00 | 36710
2018-08-11 03:00 | 34433
2018-08-11 04:00 | 32967
2018-08-11 05:00 | 32628
2018-08-11 06:00 | 33369
2018-08-11 07:00 | 33163
2018-08-11 08:00 | 34899
2018-08-11 09:00 | 37788
2018-08-11 10:00 | 40265
2018-08-11 11:00 | 41609
2018-08-11 12:00 | 42826
2018-08-11 13:00 | 44490
2018-08-11 14:00 | 42588
2018-08-11 15:00 | 41788
2018-08-11 16:00 | 40779
2018-08-11 17:00 | 39996
2018-08-11 18:00 | 40347
2018-08-11 19:00 | 41162
2018-08-11 20:00 | 40523
2018-08-11 21:00 | 39135
2018-08-11 22:00 | 40386
2018-08-11 23:00 | 43314
2018-08-12 | 41690
2018-08-12 01:00 | 36322
2018-08-12 02:00 | 35082
2018-08-12 03:00 | 32839
2018-08-12 04:00 | 31374
2018-08-12 05:00 | 30872
2018-08-12 06:00 | 31163
2018-08-12 07:00 | 30475
2018-08-12 08:00 | 31929
2018-08-12 09:00 | 34442
2018-08-12 10:00 | 36872
2018-08-12 11:00 | 38690
2018-08-12 12:00 | 40214
2018-08-12 13:00 | 41946
2018-08-12 14:00 | 39619
2018-08-12 15:00 | 38716
2018-08-12 16:00 | 37866
2018-08-12 17:00 | 37260
2018-08-12 18:00 | 37906
2018-08-12 19:00 | 39297
2018-08-12 20:00 | 39806
2018-08-12 21:00 | 39196
2018-08-12 22:00 | 40395
2018-08-12 23:00 | 43124
2018-08-13 | 41099
2018-08-13 01:00 | 36273
2018-08-13 02:00 | 35146
2018-08-13 03:00 | 33200
2018-08-13 04:00 | 32110
2018-08-13 05:00 | 32461
2018-08-13 06:00 | 34532
2018-08-13 07:00 | 36108
2018-08-13 08:00 | 38988
2018-08-13 09:00 | 42009
2018-08-13 10:00 | 44140
2018-08-13 11:00 | 45412
2018-08-13 12:00 | 46855
2018-08-13 13:00 | 47768
2018-08-13 14:00 | 46223
2018-08-13 15:00 | 45654
2018-08-13 16:00 | 44307
2018-08-13 17:00 | 43507
2018-08-13 18:00 | 43305
2018-08-13 19:00 | 44364
2018-08-13 20:00 | 43659
2018-08-13 21:00 | 41640
2018-08-13 22:00 | 42155
2018-08-13 23:00 | 44522
2018-08-14 | 42548
2018-08-14 01:00 | 37538
2018-08-14 02:00 | 36483
2018-08-14 03:00 | 34510
2018-08-14 04:00 | 33365
2018-08-14 05:00 | 33488
2018-08-14 06:00 | 35276
2018-08-14 07:00 | 36938
2018-08-14 08:00 | 39758
2018-08-14 09:00 | 42749
2018-08-14 10:00 | 44815
2018-08-14 11:00 | 45953
2018-08-14 12:00 | 47478
2018-08-14 13:00 | 48383
2018-08-14 14:00 | 46748
2018-08-14 15:00 | 45934
2018-08-14 16:00 | 44802
2018-08-14 17:00 | 43919
2018-08-14 18:00 | 43888
2018-08-14 19:00 | 44564
2018-08-14 20:00 | 43570
2018-08-14 21:00 | 41544
2018-08-14 22:00 | 42244
2018-08-14 23:00 | 44759
2018-08-15 | 43061
2018-08-15 01:00 | 38009
2018-08-15 02:00 | 36823
2018-08-15 03:00 | 34566
2018-08-15 04:00 | 33160
2018-08-15 05:00 | 32615
2018-08-15 06:00 | 33162
2018-08-15 07:00 | 33042
2018-08-15 08:00 | 34450
2018-08-15 09:00 | 36950
2018-08-15 10:00 | 39298
2018-08-15 11:00 | 41017
2018-08-15 12:00 | 42225
2018-08-15 13:00 | 44033
2018-08-15 14:00 | 41553
2018-08-15 15:00 | 40542
2018-08-15 16:00 | 39644
2018-08-15 17:00 | 39117
2018-08-15 18:00 | 39595
2018-08-15 19:00 | 40816
2018-08-15 20:00 | 40919
2018-08-15 21:00 | 40006
2018-08-15 22:00 | 41237
2018-08-15 23:00 | 43911
2018-08-16 | 42181
2018-08-16 01:00 | 37203
2018-08-16 02:00 | 35962
2018-08-16 03:00 | 34071
2018-08-16 04:00 | 32927
2018-08-16 05:00 | 33073
2018-08-16 06:00 | 35096
2018-08-16 07:00 | 36806
2018-08-16 08:00 | 39555
2018-08-16 09:00 | 42709
2018-08-16 10:00 | 45092
2018-08-16 11:00 | 46636
2018-08-16 12:00 | 48278
2018-08-16 13:00 | 49482
2018-08-16 14:00 | 48211
2018-08-16 15:00 | 47517
2018-08-16 16:00 | 46638
2018-08-16 17:00 | 45609
2018-08-16 18:00 | 45672
2018-08-16 19:00 | 46246
2018-08-16 20:00 | 45209
2018-08-16 21:00 | 43341
2018-08-16 22:00 | 43480
2018-08-16 23:00 | 45603
2018-08-17 | 43595
2018-08-17 01:00 | 38594
2018-08-17 02:00 | 37539
2018-08-17 03:00 | 35409
2018-08-17 04:00 | 34027
2018-08-17 05:00 | 34121
2018-08-17 06:00 | 35803
2018-08-17 07:00 | 37367
2018-08-17 08:00 | 40115
2018-08-17 09:00 | 43124
2018-08-17 10:00 | 45320
2018-08-17 11:00 | 46578
2018-08-17 12:00 | 47924
2018-08-17 13:00 | 48893
2018-08-17 14:00 | 46953
2018-08-17 15:00 | 46063
2018-08-17 16:00 | 44951
2018-08-17 17:00 | 43945
2018-08-17 18:00 | 44027
2018-08-17 19:00 | 44684
2018-08-17 20:00 | 43713
2018-08-17 21:00 | 42193
2018-08-17 22:00 | 42633
2018-08-17 23:00 | 45141
2018-08-18 | 43240
2018-08-18 01:00 | 38253
2018-08-18 02:00 | 36926
2018-08-18 03:00 | 34609
2018-08-18 04:00 | 33216
2018-08-18 05:00 | 32837
2018-08-18 06:00 | 33595
2018-08-18 07:00 | 33631
2018-08-18 08:00 | 35267
2018-08-18 09:00 | 38044
2018-08-18 10:00 | 40653
2018-08-18 11:00 | 41914
2018-08-18 12:00 | 43299
2018-08-18 13:00 | 45101
2018-08-18 14:00 | 42956
2018-08-18 15:00 | 42033
2018-08-18 16:00 | 41173
2018-08-18 17:00 | 40399
2018-08-18 18:00 | 40707
2018-08-18 19:00 | 41487
2018-08-18 20:00 | 40813
2018-08-18 21:00 | 39762
2018-08-18 22:00 | 40530
2018-08-18 23:00 | 43455
2018-08-19 | 42003
2018-08-19 01:00 | 37335
2018-08-19 02:00 | 35970
2018-08-19 03:00 | 33683
2018-08-19 04:00 | 32143
2018-08-19 05:00 | 31582
2018-08-19 06:00 | 31862
2018-08-19 07:00 | 31319
2018-08-19 08:00 | 32578
2018-08-19 09:00 | 35102
2018-08-19 10:00 | 37621
2018-08-19 11:00 | 39390
2018-08-19 12:00 | 41197
2018-08-19 13:00 | 42884
2018-08-19 14:00 | 40510
2018-08-19 15:00 | 39505
2018-08-19 16:00 | 38471
2018-08-19 17:00 | 37967
2018-08-19 18:00 | 38370
2018-08-19 19:00 | 39934
2018-08-19 20:00 | 40617
2018-08-19 21:00 | 40601
2018-08-19 22:00 | 41595
2018-08-19 23:00 | 44317
2018-08-20 | 42398
2018-08-20 01:00 | 37400
2018-08-20 02:00 | 36045
2018-08-20 03:00 | 33983
2018-08-20 04:00 | 32940
2018-08-20 05:00 | 33486
2018-08-20 06:00 | 35850
2018-08-20 07:00 | 38108
2018-08-20 08:00 | 41422
2018-08-20 09:00 | 44752
2018-08-20 10:00 | 47172
2018-08-20 11:00 | 48597
2018-08-20 12:00 | 50304
2018-08-20 13:00 | 51274
2018-08-20 14:00 | 50142
2018-08-20 15:00 | 49505
2018-08-20 16:00 | 48518
2018-08-20 17:00 | 47584
2018-08-20 18:00 | 47160
2018-08-20 19:00 | 47906
2018-08-20 20:00 | 47167
2018-08-20 21:00 | 45491
2018-08-20 22:00 | 45154
2018-08-20 23:00 | 47326
2018-08-21 | 45295
2018-08-21 01:00 | 40211
2018-08-21 02:00 | 38966
2018-08-21 03:00 | 36955
2018-08-21 04:00 | 35714
2018-08-21 05:00 | 35771
2018-08-21 06:00 | 37732
2018-08-21 07:00 | 40293
2018-08-21 08:00 | 43412
2018-08-21 09:00 | 46565
2018-08-21 10:00 | 48986
2018-08-21 11:00 | 50392
2018-08-21 12:00 | 51889
2018-08-21 13:00 | 52626
2018-08-21 14:00 | 51271
2018-08-21 15:00 | 50909
2018-08-21 16:00 | 49853
2018-08-21 17:00 | 48732
2018-08-21 18:00 | 48596
2018-08-21 19:00 | 49254
2018-08-21 20:00 | 47912
2018-08-21 21:00 | 46143
2018-08-21 22:00 | 45914
2018-08-21 23:00 | 47950
2018-08-22 | 45959
2018-08-22 01:00 | 40797
2018-08-22 02:00 | 39510
2018-08-22 03:00 | 37302
2018-08-22 04:00 | 36061
2018-08-22 05:00 | 36205
2018-08-22 06:00 | 38324
2018-08-22 07:00 | 40440
2018-08-22 08:00 | 43425
2018-08-22 09:00 | 46798
2018-08-22 10:00 | 49271
2018-08-22 11:00 | 50908
2018-08-22 12:00 | 52591
2018-08-22 13:00 | 53586
2018-08-22 14:00 | 52403
2018-08-22 15:00 | 51710
2018-08-22 16:00 | 50669
2018-08-22 17:00 | 49739
2018-08-22 18:00 | 49315
2018-08-22 19:00 | 49911
2018-08-22 20:00 | 48464
2018-08-22 21:00 | 46638
2018-08-22 22:00 | 46269
2018-08-22 23:00 | 48212
2018-08-23 | 46079
2018-08-23 01:00 | 40743
2018-08-23 02:00 | 39720
2018-08-23 03:00 | 37621
2018-08-23 04:00 | 36339
2018-08-23 05:00 | 36460
2018-08-23 06:00 | 38592
2018-08-23 07:00 | 41004
2018-08-23 08:00 | 43822
2018-08-23 09:00 | 47297
2018-08-23 10:00 | 49459
2018-08-23 11:00 | 50674
2018-08-23 12:00 | 52444
2018-08-23 13:00 | 52954
2018-08-23 14:00 | 52241
2018-08-23 15:00 | 51663
2018-08-23 16:00 | 50446
2018-08-23 17:00 | 49136
2018-08-23 18:00 | 48711
2018-08-23 19:00 | 49219
2018-08-23 20:00 | 47848
2018-08-23 21:00 | 46424
2018-08-23 22:00 | 45596
2018-08-23 23:00 | 47779
2018-08-24 | 45824
2018-08-24 01:00 | 40645
2018-08-24 02:00 | 39503
2018-08-24 03:00 | 37418
2018-08-24 04:00 | 36181
2018-08-24 05:00 | 36276
2018-08-24 06:00 | 38495
2018-08-24 07:00 | 40816
2018-08-24 08:00 | 43537
2018-08-24 09:00 | 46619
2018-08-24 10:00 | 48606
2018-08-24 11:00 | 49617
2018-08-24 12:00 | 50814
2018-08-24 13:00 | 51406
2018-08-24 14:00 | 49695
2018-08-24 15:00 | 48703
2018-08-24 16:00 | 47459
2018-08-24 17:00 | 46365
2018-08-24 18:00 | 46131
2018-08-24 19:00 | 46633
2018-08-24 20:00 | 45330
2018-08-24 21:00 | 44739
2018-08-24 22:00 | 44020
2018-08-24 23:00 | 46383
2018-08-25 | 44667
2018-08-25 01:00 | 39877
2018-08-25 02:00 | 38292
2018-08-25 03:00 | 35912
2018-08-25 04:00 | 34281
2018-08-25 05:00 | 33743
2018-08-25 06:00 | 34611
2018-08-25 07:00 | 35098
2018-08-25 08:00 | 36219
2018-08-25 09:00 | 39066
2018-08-25 10:00 | 41471
2018-08-25 11:00 | 42732
2018-08-25 12:00 | 44216
2018-08-25 13:00 | 45655
2018-08-25 14:00 | 43451
2018-08-25 15:00 | 42285
2018-08-25 16:00 | 41021
2018-08-25 17:00 | 40033
2018-08-25 18:00 | 40463
2018-08-25 19:00 | 41124
2018-08-25 20:00 | 40797
2018-08-25 21:00 | 40602
2018-08-25 22:00 | 40497
2018-08-25 23:00 | 43476
2018-08-26 | 42321
2018-08-26 01:00 | 37510
2018-08-26 02:00 | 36280
2018-08-26 03:00 | 33978
2018-08-26 04:00 | 32351
2018-08-26 05:00 | 31735
2018-08-26 06:00 | 31931
2018-08-26 07:00 | 31914
2018-08-26 08:00 | 32768
2018-08-26 09:00 | 35226
2018-08-26 10:00 | 37895
2018-08-26 11:00 | 39758
2018-08-26 12:00 | 41360
2018-08-26 13:00 | 43005
2018-08-26 14:00 | 40308
2018-08-26 15:00 | 38792
2018-08-26 16:00 | 37700
2018-08-26 17:00 | 36966
2018-08-26 18:00 | 37580
2018-08-26 19:00 | 39333
2018-08-26 20:00 | 40331
2018-08-26 21:00 | 41421
2018-08-26 22:00 | 41160
2018-08-26 23:00 | 43965
2018-08-27 | 42671
2018-08-27 01:00 | 37797
2018-08-27 02:00 | 36558
2018-08-27 03:00 | 34595
2018-08-27 04:00 | 33354
2018-08-27 05:00 | 33920
2018-08-27 06:00 | 36730
2018-08-27 07:00 | 40350
2018-08-27 08:00 | 43571
2018-08-27 09:00 | 46848
2018-08-27 10:00 | 48892
2018-08-27 11:00 | 50153
2018-08-27 12:00 | 51640
2018-08-27 13:00 | 52243
2018-08-27 14:00 | 51224
2018-08-27 15:00 | 50339
2018-08-27 16:00 | 49228
2018-08-27 17:00 | 48062
2018-08-27 18:00 | 47443
2018-08-27 19:00 | 48661
2018-08-27 20:00 | 47869
2018-08-27 21:00 | 46744
2018-08-27 22:00 | 45242
2018-08-27 23:00 | 47650
2018-08-28 | 45832
2018-08-28 01:00 | 41043
2018-08-28 02:00 | 39658
2018-08-28 03:00 | 37644
2018-08-28 04:00 | 36303
2018-08-28 05:00 | 36491
2018-08-28 06:00 | 39028
2018-08-28 07:00 | 42287
2018-08-28 08:00 | 45674
2018-08-28 09:00 | 48769
2018-08-28 10:00 | 50756
2018-08-28 11:00 | 52127
2018-08-28 12:00 | 53267
2018-08-28 13:00 | 53891
2018-08-28 14:00 | 52944
2018-08-28 15:00 | 52217
2018-08-28 16:00 | 51087
2018-08-28 17:00 | 50016
2018-08-28 18:00 | 49622
2018-08-28 19:00 | 50374
2018-08-28 20:00 | 48960
2018-08-28 21:00 | 48000
2018-08-28 22:00 | 46057
2018-08-28 23:00 | 48134
2018-08-29 | 46289
2018-08-29 01:00 | 41012
2018-08-29 02:00 | 40028
2018-08-29 03:00 | 37774
2018-08-29 04:00 | 36513
2018-08-29 05:00 | 36712
2018-08-29 06:00 | 39235
2018-08-29 07:00 | 42737
2018-08-29 08:00 | 45964
2018-08-29 09:00 | 49245
2018-08-29 10:00 | 51281
2018-08-29 11:00 | 52860
2018-08-29 12:00 | 54107
2018-08-29 13:00 | 54125
2018-08-29 14:00 | 53018
2018-08-29 15:00 | 51924
2018-08-29 16:00 | 50775
2018-08-29 17:00 | 49660
2018-08-29 18:00 | 48986
2018-08-29 19:00 | 50031
2018-08-29 20:00 | 49075
2018-08-29 21:00 | 47789
2018-08-29 22:00 | 46023
2018-08-29 23:00 | 48278
2018-08-30 | 46496
2018-08-30 01:00 | 41460
2018-08-30 02:00 | 40175
2018-08-30 03:00 | 38036
2018-08-30 04:00 | 36641
2018-08-30 05:00 | 36963
2018-08-30 06:00 | 39438
2018-08-30 07:00 | 43076
2018-08-30 08:00 | 46446
2018-08-30 09:00 | 49455
2018-08-30 10:00 | 51065
2018-08-30 11:00 | 52238
2018-08-30 12:00 | 53229
2018-08-30 13:00 | 53462
2018-08-30 14:00 | 52334
2018-08-30 15:00 | 51218
2018-08-30 16:00 | 50033
2018-08-30 17:00 | 48813
2018-08-30 18:00 | 48388
2018-08-30 19:00 | 49461
2018-08-30 20:00 | 48703
2018-08-30 21:00 | 47842
2018-08-30 22:00 | 45785
2018-08-30 23:00 | 48033
2018-08-31 | 46644
2018-08-31 01:00 | 41451
2018-08-31 02:00 | 40186
2018-08-31 03:00 | 38010
2018-08-31 04:00 | 36755
2018-08-31 05:00 | 37061
2018-08-31 06:00 | 39533
2018-08-31 07:00 | 43223
2018-08-31 08:00 | 46376
2018-08-31 09:00 | 49212
2018-08-31 10:00 | 50797
2018-08-31 11:00 | 51600
2018-08-31 12:00 | 52754
2018-08-31 13:00 | 53083
2018-08-31 14:00 | 51591
2018-08-31 15:00 | 50583
2018-08-31 16:00 | 49162
2018-08-31 17:00 | 47752
2018-08-31 18:00 | 47474
2018-08-31 19:00 | 48003
2018-08-31 20:00 | 47118
2018-08-31 21:00 | 46789
2018-08-31 22:00 | 45343
2018-08-31 23:00 | 47727
2018-09-01 | 45889
2018-09-01 01:00 | 40646
2018-09-01 02:00 | 39192
2018-09-01 03:00 | 36819
2018-09-01 04:00 | 35012
2018-09-01 05:00 | 34434
2018-09-01 06:00 | 35308
2018-09-01 07:00 | 36280
2018-09-01 08:00 | 37475
2018-09-01 09:00 | 40387
2018-09-01 10:00 | 42903
2018-09-01 11:00 | 44135
2018-09-01 12:00 | 45400
2018-09-01 13:00 | 47214
2018-09-01 14:00 | 44519
2018-09-01 15:00 | 43591
2018-09-01 16:00 | 42268
2018-09-01 17:00 | 41360
2018-09-01 18:00 | 41571
2018-09-01 19:00 | 42272
2018-09-01 20:00 | 41908
2018-09-01 21:00 | 42529
2018-09-01 22:00 | 41550
2018-09-01 23:00 | 44590
2018-09-02 | 43423
2018-09-02 01:00 | 38216
2018-09-02 02:00 | 36754
2018-09-02 03:00 | 34513
2018-09-02 04:00 | 32868
2018-09-02 05:00 | 32347
2018-09-02 06:00 | 32766
2018-09-02 07:00 | 33064
2018-09-02 08:00 | 33692
2018-09-02 09:00 | 36372
2018-09-02 10:00 | 38965
2018-09-02 11:00 | 40880
2018-09-02 12:00 | 42715
2018-09-02 13:00 | 44350
2018-09-02 14:00 | 41582
2018-09-02 15:00 | 40181
2018-09-02 16:00 | 39152
2018-09-02 17:00 | 38351
2018-09-02 18:00 | 38975
2018-09-02 19:00 | 41330
2018-09-02 20:00 | 41957
2018-09-02 21:00 | 43026
2018-09-02 22:00 | 41749
2018-09-02 23:00 | 44144
2018-09-03 | 43022
2018-09-03 01:00 | 38116
2018-09-03 02:00 | 37140
2018-09-03 03:00 | 35228
2018-09-03 04:00 | 33741
2018-09-03 05:00 | 34642
2018-09-03 06:00 | 37646
2018-09-03 07:00 | 42689
2018-09-03 08:00 | 46150
2018-09-03 09:00 | 48181
2018-09-03 10:00 | 49806
2018-09-03 11:00 | 51210
2018-09-03 12:00 | 52496
2018-09-03 13:00 | 52811
2018-09-03 14:00 | 51904
2018-09-03 15:00 | 51009
2018-09-03 16:00 | 50034
2018-09-03 17:00 | 48685
2018-09-03 18:00 | 48353
2018-09-03 19:00 | 50062
2018-09-03 20:00 | 48878
2018-09-03 21:00 | 48156
2018-09-03 22:00 | 45676
2018-09-03 23:00 | 47990
2018-09-04 | 46338
2018-09-04 01:00 | 41363
2018-09-04 02:00 | 40117
2018-09-04 03:00 | 38104
2018-09-04 04:00 | 36565
2018-09-04 05:00 | 36850
2018-09-04 06:00 | 39613
2018-09-04 07:00 | 44830
2018-09-04 08:00 | 48100
2018-09-04 09:00 | 50107
2018-09-04 10:00 | 51706
2018-09-04 11:00 | 52559
2018-09-04 12:00 | 53692
2018-09-04 13:00 | 53375
2018-09-04 14:00 | 52445
2018-09-04 15:00 | 51997
2018-09-04 16:00 | 51050
2018-09-04 17:00 | 49591
2018-09-04 18:00 | 49606
2018-09-04 19:00 | 50941
2018-09-04 20:00 | 49623
2018-09-04 21:00 | 48838
2018-09-04 22:00 | 46195
2018-09-04 23:00 | 48291
2018-09-05 | 46676
2018-09-05 01:00 | 41406
2018-09-05 02:00 | 40170
2018-09-05 03:00 | 38050
2018-09-05 04:00 | 36782
2018-09-05 05:00 | 36970
2018-09-05 06:00 | 39859
2018-09-05 07:00 | 44817
2018-09-05 08:00 | 47573
2018-09-05 09:00 | 50563
2018-09-05 10:00 | 52226
2018-09-05 11:00 | 52982
2018-09-05 12:00 | 54248
2018-09-05 13:00 | 54584
2018-09-05 14:00 | 53549
2018-09-05 15:00 | 52728
2018-09-05 16:00 | 51539
2018-09-05 17:00 | 50286
2018-09-05 18:00 | 49878
2018-09-05 19:00 | 51514
2018-09-05 20:00 | 50183
2018-09-05 21:00 | 49200
2018-09-05 22:00 | 46276
2018-09-05 23:00 | 48223
2018-09-06 | 46769
2018-09-06 01:00 | 41624
2018-09-06 02:00 | 40245
2018-09-06 03:00 | 38319
2018-09-06 04:00 | 37147
2018-09-06 05:00 | 37428
2018-09-06 06:00 | 40256
2018-09-06 07:00 | 45778
2018-09-06 08:00 | 48798
2018-09-06 09:00 | 51226
2018-09-06 10:00 | 52495
2018-09-06 11:00 | 53435
2018-09-06 12:00 | 54185
2018-09-06 13:00 | 53783
2018-09-06 14:00 | 52554
2018-09-06 15:00 | 51635
2018-09-06 16:00 | 50394
2018-09-06 17:00 | 49110
2018-09-06 18:00 | 49016
2018-09-06 19:00 | 50901
2018-09-06 20:00 | 49540
2018-09-06 21:00 | 48868
2018-09-06 22:00 | 46146
2018-09-06 23:00 | 48128
2018-09-07 | 46405
2018-09-07 01:00 | 41262
2018-09-07 02:00 | 40109
2018-09-07 03:00 | 38235
2018-09-07 04:00 | 36906
2018-09-07 05:00 | 37276
2018-09-07 06:00 | 40176
2018-09-07 07:00 | 45999
2018-09-07 08:00 | 48864
2018-09-07 09:00 | 51056
2018-09-07 10:00 | 52179
2018-09-07 11:00 | 52712
2018-09-07 12:00 | 53306
2018-09-07 13:00 | 53632
2018-09-07 14:00 | 52007
2018-09-07 15:00 | 50805
2018-09-07 16:00 | 49417
2018-09-07 17:00 | 47982
2018-09-07 18:00 | 47955
2018-09-07 19:00 | 48506
2018-09-07 20:00 | 47430
2018-09-07 21:00 | 47690
2018-09-07 22:00 | 45411
2018-09-07 23:00 | 47522
2018-09-08 | 45725
2018-09-08 01:00 | 40245
2018-09-08 02:00 | 38836
2018-09-08 03:00 | 36535
2018-09-08 04:00 | 35027
2018-09-08 05:00 | 34481
2018-09-08 06:00 | 35497
2018-09-08 07:00 | 37046
2018-09-08 08:00 | 38062
2018-09-08 09:00 | 41167
2018-09-08 10:00 | 43616
2018-09-08 11:00 | 44156
2018-09-08 12:00 | 45461
2018-09-08 13:00 | 47498
2018-09-08 14:00 | 44979
2018-09-08 15:00 | 43881
2018-09-08 16:00 | 42628
2018-09-08 17:00 | 41637
2018-09-08 18:00 | 41897
2018-09-08 19:00 | 42813
2018-09-08 20:00 | 42580
2018-09-08 21:00 | 43421
2018-09-08 22:00 | 41536
2018-09-08 23:00 | 44636
2018-09-09 | 43440
2018-09-09 01:00 | 38612
2018-09-09 02:00 | 37092
2018-09-09 03:00 | 34718
2018-09-09 04:00 | 33038
2018-09-09 05:00 | 32385
2018-09-09 06:00 | 32883
2018-09-09 07:00 | 33523
2018-09-09 08:00 | 33850
2018-09-09 09:00 | 36534
2018-09-09 10:00 | 39420
2018-09-09 11:00 | 41336
2018-09-09 12:00 | 43073
2018-09-09 13:00 | 44910
2018-09-09 14:00 | 41997
2018-09-09 15:00 | 40631
2018-09-09 16:00 | 39425
2018-09-09 17:00 | 38590
2018-09-09 18:00 | 39364
2018-09-09 19:00 | 41484
2018-09-09 20:00 | 42408
2018-09-09 21:00 | 43817
2018-09-09 22:00 | 41913
2018-09-09 23:00 | 44552
2018-09-10 | 43261
2018-09-10 01:00 | 38625
2018-09-10 02:00 | 37240
2018-09-10 03:00 | 35270
2018-09-10 04:00 | 34093
2018-09-10 05:00 | 34529
2018-09-10 06:00 | 38068
2018-09-10 07:00 | 44223
2018-09-10 08:00 | 47019
2018-09-10 09:00 | 49401
2018-09-10 10:00 | 50902
2018-09-10 11:00 | 51707
2018-09-10 12:00 | 53001
2018-09-10 13:00 | 53335
2018-09-10 14:00 | 52351
2018-09-10 15:00 | 51676
2018-09-10 16:00 | 50699
2018-09-10 17:00 | 49561
2018-09-10 18:00 | 49083
2018-09-10 19:00 | 50587
2018-09-10 20:00 | 49587
2018-09-10 21:00 | 49182
2018-09-10 22:00 | 45957
2018-09-10 23:00 | 48186
2018-09-11 | 46116
2018-09-11 01:00 | 41132
2018-09-11 02:00 | 40047
2018-09-11 03:00 | 38148
2018-09-11 04:00 | 36803
2018-09-11 05:00 | 36832
2018-09-11 06:00 | 39954
2018-09-11 07:00 | 45990
2018-09-11 08:00 | 48663
2018-09-11 09:00 | 50824
2018-09-11 10:00 | 52210
2018-09-11 11:00 | 53145
2018-09-11 12:00 | 54419
2018-09-11 13:00 | 54668
2018-09-11 14:00 | 53782
2018-09-11 15:00 | 53174
2018-09-11 16:00 | 52302
2018-09-11 17:00 | 51033
2018-09-11 18:00 | 50789
2018-09-11 19:00 | 51709
2018-09-11 20:00 | 50533
2018-09-11 21:00 | 49928
2018-09-11 22:00 | 46849
2018-09-11 23:00 | 48839
2018-09-12 | 46873
2018-09-12 01:00 | 41483
2018-09-12 02:00 | 40298
2018-09-12 03:00 | 38296
2018-09-12 04:00 | 36905
2018-09-12 05:00 | 37050
2018-09-12 06:00 | 39954
2018-09-12 07:00 | 45577
2018-09-12 08:00 | 48267
2018-09-12 09:00 | 51071
2018-09-12 10:00 | 52409
2018-09-12 11:00 | 53531
2018-09-12 12:00 | 55144
2018-09-12 13:00 | 55221
2018-09-12 14:00 | 54179
2018-09-12 15:00 | 53526
2018-09-12 16:00 | 52597
2018-09-12 17:00 | 51177
2018-09-12 18:00 | 50748
2018-09-12 19:00 | 52013
2018-09-12 20:00 | 51258
2018-09-12 21:00 | 49970
2018-09-12 22:00 | 46708
2018-09-12 23:00 | 48930
2018-09-13 | 47128
2018-09-13 01:00 | 41944
2018-09-13 02:00 | 40711
2018-09-13 03:00 | 38749
2018-09-13 04:00 | 37310
2018-09-13 05:00 | 37588
2018-09-13 06:00 | 40365
2018-09-13 07:00 | 46272
2018-09-13 08:00 | 49344
2018-09-13 09:00 | 51481
2018-09-13 10:00 | 52720
2018-09-13 11:00 | 53298
2018-09-13 12:00 | 54398
2018-09-13 13:00 | 54415
2018-09-13 14:00 | 53407
2018-09-13 15:00 | 52487
2018-09-13 16:00 | 51382
2018-09-13 17:00 | 50144
2018-09-13 18:00 | 49878
2018-09-13 19:00 | 51395
2018-09-13 20:00 | 50999
2018-09-13 21:00 | 49706
2018-09-13 22:00 | 46143
2018-09-13 23:00 | 48400
2018-09-14 | 46495
2018-09-14 01:00 | 41341
2018-09-14 02:00 | 40400
2018-09-14 03:00 | 38251
2018-09-14 04:00 | 37010
2018-09-14 05:00 | 37274
2018-09-14 06:00 | 40239
2018-09-14 07:00 | 46132
2018-09-14 08:00 | 48962
2018-09-14 09:00 | 51138
2018-09-14 10:00 | 52210
2018-09-14 11:00 | 52950
2018-09-14 12:00 | 53660
2018-09-14 13:00 | 53681
2018-09-14 14:00 | 52079
2018-09-14 15:00 | 51207
2018-09-14 16:00 | 49772
2018-09-14 17:00 | 48504
2018-09-14 18:00 | 48281
2018-09-14 19:00 | 48849
2018-09-14 20:00 | 48468
2018-09-14 21:00 | 48293
2018-09-14 22:00 | 45505
2018-09-14 23:00 | 47726
2018-09-15 | 45773
2018-09-15 01:00 | 40515
2018-09-15 02:00 | 39017
2018-09-15 03:00 | 36745
2018-09-15 04:00 | 35163
2018-09-15 05:00 | 34731
2018-09-15 06:00 | 35793
2018-09-15 07:00 | 37530
2018-09-15 08:00 | 38329
2018-09-15 09:00 | 41599
2018-09-15 10:00 | 43944
2018-09-15 11:00 | 45058
2018-09-15 12:00 | 46325
2018-09-15 13:00 | 47838
2018-09-15 14:00 | 45363
2018-09-15 15:00 | 44113
2018-09-15 16:00 | 42844
2018-09-15 17:00 | 41748
2018-09-15 18:00 | 41772
2018-09-15 19:00 | 42908
2018-09-15 20:00 | 43081
2018-09-15 21:00 | 43586
2018-09-15 22:00 | 41498
2018-09-15 23:00 | 44438
2018-09-16 | 42951
2018-09-16 01:00 | 38660
2018-09-16 02:00 | 37301
2018-09-16 03:00 | 34985
2018-09-16 04:00 | 33273
2018-09-16 05:00 | 32743
2018-09-16 06:00 | 33300
2018-09-16 07:00 | 34199
2018-09-16 08:00 | 34366
2018-09-16 09:00 | 36947
2018-09-16 10:00 | 39694
2018-09-16 11:00 | 41451
2018-09-16 12:00 | 43236
2018-09-16 13:00 | 44990
2018-09-16 14:00 | 41944
2018-09-16 15:00 | 40531
2018-09-16 16:00 | 39308
2018-09-16 17:00 | 38463
2018-09-16 18:00 | 39299
2018-09-16 19:00 | 41633
2018-09-16 20:00 | 43150
2018-09-16 21:00 | 43840
2018-09-16 22:00 | 41532
2018-09-16 23:00 | 44350
2018-09-17 | 43279
2018-09-17 01:00 | 38622
2018-09-17 02:00 | 37465
2018-09-17 03:00 | 35362
2018-09-17 04:00 | 34244
2018-09-17 05:00 | 34841
2018-09-17 06:00 | 38330
2018-09-17 07:00 | 44604
2018-09-17 08:00 | 47621
2018-09-17 09:00 | 49588
2018-09-17 10:00 | 51108
2018-09-17 11:00 | 51950
2018-09-17 12:00 | 53281
2018-09-17 13:00 | 53588
2018-09-17 14:00 | 52879
2018-09-17 15:00 | 52218
2018-09-17 16:00 | 51257
2018-09-17 17:00 | 49972
2018-09-17 18:00 | 49449
2018-09-17 19:00 | 50909
2018-09-17 20:00 | 50520
2018-09-17 21:00 | 49408
2018-09-17 22:00 | 46023
2018-09-17 23:00 | 48315
2018-09-18 | 46554
2018-09-18 01:00 | 41374
2018-09-18 02:00 | 39942
2018-09-18 03:00 | 37929
2018-09-18 04:00 | 36698
2018-09-18 05:00 | 36870
2018-09-18 06:00 | 39818
2018-09-18 07:00 | 45922
2018-09-18 08:00 | 48729
2018-09-18 09:00 | 50782
2018-09-18 10:00 | 52052
2018-09-18 11:00 | 53126
2018-09-18 12:00 | 54082
2018-09-18 13:00 | 54106
2018-09-18 14:00 | 53280
2018-09-18 15:00 | 52476
2018-09-18 16:00 | 51315
2018-09-18 17:00 | 50239
2018-09-18 18:00 | 49935
2018-09-18 19:00 | 51143
2018-09-18 20:00 | 50858
2018-09-18 21:00 | 49572
2018-09-18 22:00 | 46215
2018-09-18 23:00 | 48240
2018-09-19 | 46313
2018-09-19 01:00 | 41291
2018-09-19 02:00 | 40030
2018-09-19 03:00 | 38054
2018-09-19 04:00 | 36919
2018-09-19 05:00 | 37167
2018-09-19 06:00 | 39990
2018-09-19 07:00 | 45743
2018-09-19 08:00 | 48285
2018-09-19 09:00 | 50824
2018-09-19 10:00 | 52223
2018-09-19 11:00 | 53270
2018-09-19 12:00 | 54658
2018-09-19 13:00 | 54685
2018-09-19 14:00 | 53905
2018-09-19 15:00 | 53089
2018-09-19 16:00 | 52021
2018-09-19 17:00 | 50999
2018-09-19 18:00 | 50605
2018-09-19 19:00 | 51768
2018-09-19 20:00 | 51595
2018-09-19 21:00 | 49945
2018-09-19 22:00 | 46583
2018-09-19 23:00 | 48415
2018-09-20 | 46762
2018-09-20 01:00 | 41688
2018-09-20 02:00 | 40414
2018-09-20 03:00 | 38065
2018-09-20 04:00 | 36914
2018-09-20 05:00 | 37136
2018-09-20 06:00 | 40082
2018-09-20 07:00 | 46182
2018-09-20 08:00 | 48834
2018-09-20 09:00 | 50672
2018-09-20 10:00 | 51958
2018-09-20 11:00 | 53075
2018-09-20 12:00 | 54169
2018-09-20 13:00 | 54243
2018-09-20 14:00 | 53499
2018-09-20 15:00 | 52919
2018-09-20 16:00 | 51959
2018-09-20 17:00 | 50854
2018-09-20 18:00 | 50412
2018-09-20 19:00 | 51483
2018-09-20 20:00 | 51543
2018-09-20 21:00 | 49620
2018-09-20 22:00 | 46223
2018-09-20 23:00 | 48366
2018-09-21 | 46594
2018-09-21 01:00 | 41453
2018-09-21 02:00 | 40318
2018-09-21 03:00 | 38411
2018-09-21 04:00 | 37272
2018-09-21 05:00 | 37609
2018-09-21 06:00 | 40386
2018-09-21 07:00 | 46331
2018-09-21 08:00 | 49161
2018-09-21 09:00 | 51186
2018-09-21 10:00 | 52545
2018-09-21 11:00 | 53272
2018-09-21 12:00 | 53922
2018-09-21 13:00 | 53905
2018-09-21 14:00 | 51849
2018-09-21 15:00 | 51200
2018-09-21 16:00 | 49895
2018-09-21 17:00 | 48666
2018-09-21 18:00 | 48477
2018-09-21 19:00 | 49029
2018-09-21 20:00 | 49584
2018-09-21 21:00 | 48110
2018-09-21 22:00 | 45326
2018-09-21 23:00 | 47473
2018-09-22 | 45732
2018-09-22 01:00 | 40222
2018-09-22 02:00 | 38881
2018-09-22 03:00 | 36605
2018-09-22 04:00 | 34957
2018-09-22 05:00 | 34424
2018-09-22 06:00 | 35349
2018-09-22 07:00 | 37338
2018-09-22 08:00 | 38184
2018-09-22 09:00 | 41115
2018-09-22 10:00 | 43616
2018-09-22 11:00 | 44712
2018-09-22 12:00 | 46075
2018-09-22 13:00 | 47614
2018-09-22 14:00 | 44885
2018-09-22 15:00 | 43664
2018-09-22 16:00 | 42489
2018-09-22 17:00 | 41546
2018-09-22 18:00 | 42075
2018-09-22 19:00 | 43671
2018-09-22 20:00 | 45119
2018-09-22 21:00 | 43729
2018-09-22 22:00 | 41399
2018-09-22 23:00 | 44665
2018-09-23 | 43490
2018-09-23 01:00 | 38896
2018-09-23 02:00 | 37410
2018-09-23 03:00 | 35114
2018-09-23 04:00 | 33354
2018-09-23 05:00 | 32687
2018-09-23 06:00 | 33061
2018-09-23 07:00 | 33931
2018-09-23 08:00 | 34198
2018-09-23 09:00 | 37047
2018-09-23 10:00 | 39977
2018-09-23 11:00 | 42215
2018-09-23 12:00 | 44359
2018-09-23 13:00 | 45812
2018-09-23 14:00 | 42877
2018-09-23 15:00 | 41293
2018-09-23 16:00 | 40115
2018-09-23 17:00 | 39709
2018-09-23 18:00 | 40662
2018-09-23 19:00 | 43249
2018-09-23 20:00 | 45396
2018-09-23 21:00 | 44560
2018-09-23 22:00 | 42309
2018-09-23 23:00 | 44798
2018-09-24 | 43571
2018-09-24 01:00 | 39010
2018-09-24 02:00 | 37807
2018-09-24 03:00 | 35959
2018-09-24 04:00 | 34552
2018-09-24 05:00 | 35187
2018-09-24 06:00 | 38884
2018-09-24 07:00 | 45686
2018-09-24 08:00 | 49014
2018-09-24 09:00 | 50867
2018-09-24 10:00 | 52127
2018-09-24 11:00 | 52538
2018-09-24 12:00 | 53454
2018-09-24 13:00 | 53123
2018-09-24 14:00 | 51816
2018-09-24 15:00 | 50574
2018-09-24 16:00 | 49406
2018-09-24 17:00 | 48046
2018-09-24 18:00 | 47826
2018-09-24 19:00 | 49997
2018-09-24 20:00 | 51471
2018-09-24 21:00 | 49323
2018-09-24 22:00 | 46144
2018-09-24 23:00 | 48356
2018-09-25 | 46877
2018-09-25 01:00 | 41833
2018-09-25 02:00 | 40629
2018-09-25 03:00 | 38792
2018-09-25 04:00 | 37485
2018-09-25 05:00 | 38016
2018-09-25 06:00 | 41236
2018-09-25 07:00 | 47945
2018-09-25 08:00 | 51294
2018-09-25 09:00 | 52958
2018-09-25 10:00 | 53556
2018-09-25 11:00 | 53782
2018-09-25 12:00 | 54301
2018-09-25 13:00 | 54008
2018-09-25 14:00 | 52404
2018-09-25 15:00 | 51379
2018-09-25 16:00 | 49929
2018-09-25 17:00 | 48789
2018-09-25 18:00 | 48637
2018-09-25 19:00 | 50784
2018-09-25 20:00 | 52451
2018-09-25 21:00 | 50090
2018-09-25 22:00 | 47105
2018-09-25 23:00 | 49197
2018-09-26 | 47633
2018-09-26 01:00 | 42835
2018-09-26 02:00 | 41362
2018-09-26 03:00 | 39580
2018-09-26 04:00 | 38212
2018-09-26 05:00 | 38593
2018-09-26 06:00 | 41783
2018-09-26 07:00 | 48211
2018-09-26 08:00 | 51522
2018-09-26 09:00 | 53632
2018-09-26 10:00 | 54124
2018-09-26 11:00 | 54234
2018-09-26 12:00 | 55165
2018-09-26 13:00 | 54929
2018-09-26 14:00 | 53349
2018-09-26 15:00 | 51978
2018-09-26 16:00 | 50682
2018-09-26 17:00 | 49581
2018-09-26 18:00 | 49106
2018-09-26 19:00 | 51217
2018-09-26 20:00 | 52972
2018-09-26 21:00 | 50289
2018-09-26 22:00 | 47064
2018-09-26 23:00 | 49171
2018-09-27 | 47943
2018-09-27 01:00 | 42945
2018-09-27 02:00 | 41710
2018-09-27 03:00 | 39711
2018-09-27 04:00 | 38381
2018-09-27 05:00 | 38522
2018-09-27 06:00 | 41681
2018-09-27 07:00 | 48573
2018-09-27 08:00 | 51596
2018-09-27 09:00 | 52941
2018-09-27 10:00 | 53350
2018-09-27 11:00 | 53718
2018-09-27 12:00 | 54560
2018-09-27 13:00 | 54315
2018-09-27 14:00 | 52908
2018-09-27 15:00 | 52016
2018-09-27 16:00 | 50723
2018-09-27 17:00 | 49681
2018-09-27 18:00 | 49282
2018-09-27 19:00 | 50972
2018-09-27 20:00 | 52624
2018-09-27 21:00 | 50042
2018-09-27 22:00 | 46577
2018-09-27 23:00 | 48778
2018-09-28 | 47445
2018-09-28 01:00 | 42108
2018-09-28 02:00 | 40981
2018-09-28 03:00 | 38806
2018-09-28 04:00 | 37572
2018-09-28 05:00 | 37742
2018-09-28 06:00 | 40860
2018-09-28 07:00 | 47322
2018-09-28 08:00 | 50531
2018-09-28 09:00 | 51975
2018-09-28 10:00 | 52742
2018-09-28 11:00 | 52984
2018-09-28 12:00 | 53676
2018-09-28 13:00 | 53687
2018-09-28 14:00 | 52061
2018-09-28 15:00 | 50947
2018-09-28 16:00 | 49607
2018-09-28 17:00 | 48248
2018-09-28 18:00 | 48295
2018-09-28 19:00 | 49406
2018-09-28 20:00 | 51340
2018-09-28 21:00 | 49045
2018-09-28 22:00 | 46051
2018-09-28 23:00 | 48300
2018-09-29 | 46901
2018-09-29 01:00 | 41600
2018-09-29 02:00 | 39998
2018-09-29 03:00 | 37620
2018-09-29 04:00 | 36094
2018-09-29 05:00 | 35482
2018-09-29 06:00 | 36523
2018-09-29 07:00 | 38589
2018-09-29 08:00 | 39961
2018-09-29 09:00 | 43059
2018-09-29 10:00 | 45398
2018-09-29 11:00 | 45997
2018-09-29 12:00 | 47063
2018-09-29 13:00 | 48553
2018-09-29 14:00 | 45739
2018-09-29 15:00 | 44131
2018-09-29 16:00 | 42766
2018-09-29 17:00 | 41636
2018-09-29 18:00 | 41787
2018-09-29 19:00 | 43557
2018-09-29 20:00 | 46208
2018-09-29 21:00 | 44594
2018-09-29 22:00 | 42586
2018-09-29 23:00 | 46034
2018-09-30 | 45214
2018-09-30 01:00 | 40698
2018-09-30 02:00 | 39157
2018-09-30 03:00 | 36769
2018-09-30 04:00 | 34822
2018-09-30 05:00 | 34222
2018-09-30 06:00 | 34746
2018-09-30 07:00 | 36011
2018-09-30 08:00 | 36539
2018-09-30 09:00 | 39266
2018-09-30 10:00 | 41804
2018-09-30 11:00 | 43313
2018-09-30 12:00 | 44832
2018-09-30 13:00 | 46512
2018-09-30 14:00 | 43004
2018-09-30 15:00 | 40717
2018-09-30 16:00 | 39454
2018-09-30 17:00 | 38610
2018-09-30 18:00 | 39654
2018-09-30 19:00 | 42819
2018-09-30 20:00 | 46506
2018-09-30 21:00 | 45023
2018-09-30 22:00 | 42877
2018-09-30 23:00 | 45369
2018-10-01 | 44478
2018-10-01 01:00 | 40126
2018-10-01 02:00 | 39077
2018-10-01 03:00 | 36982
2018-10-01 04:00 | 35626
2018-10-01 05:00 | 36319
2018-10-01 06:00 | 40015
2018-10-01 07:00 | 46939
2018-10-01 08:00 | 50702
2018-10-01 09:00 | 52433
2018-10-01 10:00 | 53266
2018-10-01 11:00 | 53920
2018-10-01 12:00 | 54892
2018-10-01 13:00 | 55028
2018-10-01 14:00 | 53664
2018-10-01 15:00 | 52517
2018-10-01 16:00 | 50982
2018-10-01 17:00 | 49809
2018-10-01 18:00 | 49662
2018-10-01 19:00 | 52535
2018-10-01 20:00 | 55003
2018-10-01 21:00 | 51524
2018-10-01 22:00 | 48120
2018-10-01 23:00 | 50455
2018-10-02 | 49056
2018-10-02 01:00 | 43987
2018-10-02 02:00 | 42962
2018-10-02 03:00 | 41173
2018-10-02 04:00 | 39535
2018-10-02 05:00 | 39919
2018-10-02 06:00 | 43422
2018-10-02 07:00 | 50255
2018-10-02 08:00 | 53963
2018-10-02 09:00 | 54993
2018-10-02 10:00 | 55977
2018-10-02 11:00 | 56450
2018-10-02 12:00 | 57235
2018-10-02 13:00 | 56984
2018-10-02 14:00 | 55260
2018-10-02 15:00 | 54169
2018-10-02 16:00 | 52759
2018-10-02 17:00 | 51490
2018-10-02 18:00 | 51893
2018-10-02 19:00 | 54630
2018-10-02 20:00 | 56606
2018-10-02 21:00 | 52648
2018-10-02 22:00 | 49196
2018-10-02 23:00 | 51093
2018-10-03 | 49603
2018-10-03 01:00 | 44378
2018-10-03 02:00 | 43143
2018-10-03 03:00 | 40963
2018-10-03 04:00 | 39388
2018-10-03 05:00 | 39549
2018-10-03 06:00 | 42721
2018-10-03 07:00 | 49073
2018-10-03 08:00 | 52404
2018-10-03 09:00 | 54791
2018-10-03 10:00 | 55504
2018-10-03 11:00 | 55528
2018-10-03 12:00 | 56676
2018-10-03 13:00 | 56192
2018-10-03 14:00 | 54824
2018-10-03 15:00 | 53077
2018-10-03 16:00 | 51584
2018-10-03 17:00 | 50311
2018-10-03 18:00 | 49962
2018-10-03 19:00 | 52818
2018-10-03 20:00 | 55406
2018-10-03 21:00 | 51429
2018-10-03 22:00 | 48178
2018-10-03 23:00 | 50310
2018-10-04 | 49048
2018-10-04 01:00 | 44187
2018-10-04 02:00 | 42823
2018-10-04 03:00 | 40587
2018-10-04 04:00 | 39292
2018-10-04 05:00 | 39425
2018-10-04 06:00 | 42731
2018-10-04 07:00 | 49441
2018-10-04 08:00 | 53554
2018-10-04 09:00 | 54467
2018-10-04 10:00 | 54803
2018-10-04 11:00 | 54936
2018-10-04 12:00 | 55391
2018-10-04 13:00 | 55219
2018-10-04 14:00 | 53689
2018-10-04 15:00 | 52314
2018-10-04 16:00 | 50929
2018-10-04 17:00 | 49512
2018-10-04 18:00 | 49328
2018-10-04 19:00 | 51560
2018-10-04 20:00 | 54230
2018-10-04 21:00 | 50495
2018-10-04 22:00 | 47132
2018-10-04 23:00 | 49388
2018-10-05 | 48562
2018-10-05 01:00 | 43668
2018-10-05 02:00 | 42350
2018-10-05 03:00 | 40390
2018-10-05 04:00 | 38870
2018-10-05 05:00 | 39218
2018-10-05 06:00 | 42418
2018-10-05 07:00 | 49054
2018-10-05 08:00 | 53099
2018-10-05 09:00 | 54120
2018-10-05 10:00 | 54598
2018-10-05 11:00 | 54696
2018-10-05 12:00 | 54797
2018-10-05 13:00 | 54572
2018-10-05 14:00 | 52814
2018-10-05 15:00 | 51432
2018-10-05 16:00 | 49760
2018-10-05 17:00 | 48328
2018-10-05 18:00 | 47980
2018-10-05 19:00 | 49383
2018-10-05 20:00 | 52238
2018-10-05 21:00 | 48881
2018-10-05 22:00 | 46223
2018-10-05 23:00 | 48785
2018-10-06 | 47268
2018-10-06 01:00 | 41898
2018-10-06 02:00 | 40180
2018-10-06 03:00 | 37716
2018-10-06 04:00 | 36082
2018-10-06 05:00 | 35596
2018-10-06 06:00 | 36662
2018-10-06 07:00 | 38698
2018-10-06 08:00 | 40327
2018-10-06 09:00 | 42949
2018-10-06 10:00 | 45090
2018-10-06 11:00 | 45923
2018-10-06 12:00 | 47076
2018-10-06 13:00 | 48562
2018-10-06 14:00 | 45964
2018-10-06 15:00 | 44324
2018-10-06 16:00 | 42817
2018-10-06 17:00 | 41733
2018-10-06 18:00 | 42340
2018-10-06 19:00 | 44590
2018-10-06 20:00 | 47216
2018-10-06 21:00 | 44268
2018-10-06 22:00 | 42490
2018-10-06 23:00 | 45455
2018-10-07 | 44812
2018-10-07 01:00 | 40416
2018-10-07 02:00 | 38897
2018-10-07 03:00 | 36121
2018-10-07 04:00 | 34132
2018-10-07 05:00 | 33503
2018-10-07 06:00 | 33957
2018-10-07 07:00 | 35214
2018-10-07 08:00 | 36142
2018-10-07 09:00 | 38438
2018-10-07 10:00 | 41755
2018-10-07 11:00 | 44083
2018-10-07 12:00 | 46019
2018-10-07 13:00 | 47576
2018-10-07 14:00 | 44143
2018-10-07 15:00 | 42433
2018-10-07 16:00 | 41120
2018-10-07 17:00 | 40203
2018-10-07 18:00 | 41186
2018-10-07 19:00 | 44627
2018-10-07 20:00 | 48089
2018-10-07 21:00 | 45727
2018-10-07 22:00 | 43553
2018-10-07 23:00 | 46403
2018-10-08 | 45665
2018-10-08 01:00 | 40971
2018-10-08 02:00 | 39854
2018-10-08 03:00 | 37860
2018-10-08 04:00 | 36423
2018-10-08 05:00 | 37101
2018-10-08 06:00 | 41129
2018-10-08 07:00 | 48267
2018-10-08 08:00 | 52665
2018-10-08 09:00 | 54006
2018-10-08 10:00 | 54680
2018-10-08 11:00 | 55004
2018-10-08 12:00 | 55622
2018-10-08 13:00 | 55364
2018-10-08 14:00 | 53788
2018-10-08 15:00 | 52075
2018-10-08 16:00 | 50723
2018-10-08 17:00 | 48967
2018-10-08 18:00 | 48965
2018-10-08 19:00 | 52199
2018-10-08 20:00 | 55004
2018-10-08 21:00 | 50781
2018-10-08 22:00 | 47565
2018-10-08 23:00 | 49991
2018-10-09 | 48809
2018-10-09 01:00 | 43704
2018-10-09 02:00 | 42627
2018-10-09 03:00 | 40438
2018-10-09 04:00 | 39006
2018-10-09 05:00 | 39424
2018-10-09 06:00 | 42796
2018-10-09 07:00 | 49808
2018-10-09 08:00 | 54216
2018-10-09 09:00 | 55046
2018-10-09 10:00 | 55148
2018-10-09 11:00 | 54976
2018-10-09 12:00 | 55658
2018-10-09 13:00 | 55315
2018-10-09 14:00 | 53418
2018-10-09 15:00 | 52053
2018-10-09 16:00 | 50591
2018-10-09 17:00 | 49263
2018-10-09 18:00 | 49006
2018-10-09 19:00 | 51586
2018-10-09 20:00 | 54445
2018-10-09 21:00 | 50181
2018-10-09 22:00 | 47146
2018-10-09 23:00 | 49059
2018-10-10 | 47942
2018-10-10 01:00 | 42882
2018-10-10 02:00 | 41618
2018-10-10 03:00 | 39508
2018-10-10 04:00 | 37976
2018-10-10 05:00 | 38479
2018-10-10 06:00 | 41899
2018-10-10 07:00 | 48333
2018-10-10 08:00 | 52075
2018-10-10 09:00 | 53477
2018-10-10 10:00 | 54252
2018-10-10 11:00 | 54775
2018-10-10 12:00 | 55450
2018-10-10 13:00 | 55381
2018-10-10 14:00 | 53646
2018-10-10 15:00 | 52244
2018-10-10 16:00 | 50981
2018-10-10 17:00 | 49921
2018-10-10 18:00 | 49870
2018-10-10 19:00 | 53207
2018-10-10 20:00 | 54994
2018-10-10 21:00 | 50465
2018-10-10 22:00 | 47159
2018-10-10 23:00 | 49207
2018-10-11 | 47983
2018-10-11 01:00 | 43060
2018-10-11 02:00 | 41664
2018-10-11 03:00 | 39646
2018-10-11 04:00 | 38217
2018-10-11 05:00 | 38352
2018-10-11 06:00 | 41198
2018-10-11 07:00 | 47855
2018-10-11 08:00 | 52009
2018-10-11 09:00 | 52366
2018-10-11 10:00 | 53060
2018-10-11 11:00 | 53416
2018-10-11 12:00 | 54360
2018-10-11 13:00 | 54304
2018-10-11 14:00 | 52866
2018-10-11 15:00 | 52209
2018-10-11 16:00 | 50749
2018-10-11 17:00 | 49315
2018-10-11 18:00 | 49439
2018-10-11 19:00 | 52763
2018-10-11 20:00 | 54447
2018-10-11 21:00 | 50186
2018-10-11 22:00 | 46817
2018-10-11 23:00 | 48981
2018-10-12 | 47708
2018-10-12 01:00 | 42712
2018-10-12 02:00 | 41259
2018-10-12 03:00 | 39399
2018-10-12 04:00 | 37741
2018-10-12 05:00 | 37917
2018-10-12 06:00 | 41060
2018-10-12 07:00 | 47425
2018-10-12 08:00 | 51948
2018-10-12 09:00 | 52684
2018-10-12 10:00 | 53361
2018-10-12 11:00 | 53531
2018-10-12 12:00 | 54216
2018-10-12 13:00 | 54120
2018-10-12 14:00 | 52586
2018-10-12 15:00 | 51277
2018-10-12 16:00 | 49685
2018-10-12 17:00 | 48342
2018-10-12 18:00 | 48241
2018-10-12 19:00 | 49915
2018-10-12 20:00 | 52424
2018-10-12 21:00 | 48497
2018-10-12 22:00 | 45800
2018-10-12 23:00 | 48108
2018-10-13 | 46799
2018-10-13 01:00 | 41565
2018-10-13 02:00 | 39868
2018-10-13 03:00 | 37412
2018-10-13 04:00 | 35654
2018-10-13 05:00 | 35112
2018-10-13 06:00 | 35990
2018-10-13 07:00 | 38033
2018-10-13 08:00 | 39932
2018-10-13 09:00 | 42319
2018-10-13 10:00 | 44435
2018-10-13 11:00 | 45391
2018-10-13 12:00 | 46809
2018-10-13 13:00 | 48506
2018-10-13 14:00 | 45858
2018-10-13 15:00 | 44268
2018-10-13 16:00 | 42773
2018-10-13 17:00 | 41541
2018-10-13 18:00 | 41690
2018-10-13 19:00 | 43956
2018-10-13 20:00 | 46709
2018-10-13 21:00 | 43524
2018-10-13 22:00 | 41620
2018-10-13 23:00 | 44596
2018-10-14 | 44260
2018-10-14 01:00 | 39533
2018-10-14 02:00 | 37991
2018-10-14 03:00 | 35396
2018-10-14 04:00 | 33526
2018-10-14 05:00 | 32744
2018-10-14 06:00 | 33267
2018-10-14 07:00 | 34295
2018-10-14 08:00 | 35232
2018-10-14 09:00 | 37354
2018-10-14 10:00 | 40024
2018-10-14 11:00 | 42338
2018-10-14 12:00 | 44184
2018-10-14 13:00 | 45969
2018-10-14 14:00 | 42649
2018-10-14 15:00 | 40944
2018-10-14 16:00 | 39563
2018-10-14 17:00 | 38780
2018-10-14 18:00 | 39717
2018-10-14 19:00 | 43521
2018-10-14 20:00 | 46645
2018-10-14 21:00 | 44094
2018-10-14 22:00 | 41837
2018-10-14 23:00 | 44456
2018-10-15 | 43722
2018-10-15 01:00 | 39270
2018-10-15 02:00 | 37988
2018-10-15 03:00 | 35886
2018-10-15 04:00 | 34443
2018-10-15 05:00 | 35124
2018-10-15 06:00 | 38869
2018-10-15 07:00 | 45633
2018-10-15 08:00 | 50109
2018-10-15 09:00 | 50847
2018-10-15 10:00 | 51917
2018-10-15 11:00 | 52615
2018-10-15 12:00 | 53488
2018-10-15 13:00 | 53406
2018-10-15 14:00 | 52391
2018-10-15 15:00 | 51272
2018-10-15 16:00 | 49890
2018-10-15 17:00 | 48727
2018-10-15 18:00 | 48734
2018-10-15 19:00 | 52326
2018-10-15 20:00 | 53862
2018-10-15 21:00 | 49432
2018-10-15 22:00 | 45937
2018-10-15 23:00 | 48493
2018-10-16 | 47144
2018-10-16 01:00 | 42015
2018-10-16 02:00 | 40800
2018-10-16 03:00 | 38850
2018-10-16 04:00 | 37420
2018-10-16 05:00 | 37651
2018-10-16 06:00 | 40795
2018-10-16 07:00 | 47666
2018-10-16 08:00 | 52314
2018-10-16 09:00 | 52828
2018-10-16 10:00 | 53431
2018-10-16 11:00 | 53814
2018-10-16 12:00 | 54568
2018-10-16 13:00 | 54309
2018-10-16 14:00 | 52852
2018-10-16 15:00 | 51636
2018-10-16 16:00 | 50373
2018-10-16 17:00 | 48904
2018-10-16 18:00 | 48984
2018-10-16 19:00 | 52155
2018-10-16 20:00 | 54078
2018-10-16 21:00 | 49787
2018-10-16 22:00 | 46643
2018-10-16 23:00 | 48872
2018-10-17 | 47709
2018-10-17 01:00 | 42720
2018-10-17 02:00 | 41427
2018-10-17 03:00 | 39399
2018-10-17 04:00 | 37963
2018-10-17 05:00 | 38290
2018-10-17 06:00 | 41320
2018-10-17 07:00 | 47617
2018-10-17 08:00 | 52213
2018-10-17 09:00 | 53620
2018-10-17 10:00 | 54024
2018-10-17 11:00 | 54297
2018-10-17 12:00 | 55187
2018-10-17 13:00 | 54795
2018-10-17 14:00 | 53188
2018-10-17 15:00 | 51860
2018-10-17 16:00 | 50542
2018-10-17 17:00 | 49308
2018-10-17 18:00 | 49325
2018-10-17 19:00 | 52905
2018-10-17 20:00 | 54405
2018-10-17 21:00 | 50031
2018-10-17 22:00 | 46782
2018-10-17 23:00 | 49105
2018-10-18 | 48197
2018-10-18 01:00 | 43024
2018-10-18 02:00 | 41772
2018-10-18 03:00 | 39744
2018-10-18 04:00 | 38238
2018-10-18 05:00 | 38387
2018-10-18 06:00 | 41576
2018-10-18 07:00 | 48372
2018-10-18 08:00 | 53112
2018-10-18 09:00 | 53216
2018-10-18 10:00 | 53602
2018-10-18 11:00 | 54138
2018-10-18 12:00 | 54819
2018-10-18 13:00 | 54333
2018-10-18 14:00 | 52893
2018-10-18 15:00 | 51611
2018-10-18 16:00 | 50237
2018-10-18 17:00 | 48910
2018-10-18 18:00 | 49128
2018-10-18 19:00 | 52991
2018-10-18 20:00 | 54234
2018-10-18 21:00 | 49868
2018-10-18 22:00 | 46935
2018-10-18 23:00 | 49134
2018-10-19 | 48108
2018-10-19 01:00 | 43175
2018-10-19 02:00 | 41809
2018-10-19 03:00 | 39727
2018-10-19 04:00 | 38479
2018-10-19 05:00 | 38840
2018-10-19 06:00 | 41956
2018-10-19 07:00 | 48619
2018-10-19 08:00 | 53593
2018-10-19 09:00 | 53974
2018-10-19 10:00 | 54658
2018-10-19 11:00 | 54588
2018-10-19 12:00 | 54916
2018-10-19 13:00 | 54715
2018-10-19 14:00 | 52609
2018-10-19 15:00 | 50871
2018-10-19 16:00 | 49152
2018-10-19 17:00 | 47713
2018-10-19 18:00 | 47962
2018-10-19 19:00 | 51375
2018-10-19 20:00 | 52994
2018-10-19 21:00 | 49192
2018-10-19 22:00 | 46325
2018-10-19 23:00 | 49067
2018-10-20 | 47716
2018-10-20 01:00 | 42495
2018-10-20 02:00 | 41029
2018-10-20 03:00 | 38737
2018-10-20 04:00 | 37156
2018-10-20 05:00 | 36671
2018-10-20 06:00 | 37918
2018-10-20 07:00 | 40051
2018-10-20 08:00 | 42626
2018-10-20 09:00 | 44835
2018-10-20 10:00 | 46937
2018-10-20 11:00 | 47518
2018-10-20 12:00 | 48322
2018-10-20 13:00 | 49362
2018-10-20 14:00 | 46360
2018-10-20 15:00 | 44335
2018-10-20 16:00 | 42807
2018-10-20 17:00 | 41672
2018-10-20 18:00 | 42015
2018-10-20 19:00 | 45887
2018-10-20 20:00 | 48329
2018-10-20 21:00 | 45350
2018-10-20 22:00 | 43404
2018-10-20 23:00 | 46603
2018-10-21 | 46416
2018-10-21 01:00 | 41876
2018-10-21 02:00 | 40604
2018-10-21 03:00 | 38175
2018-10-21 04:00 | 36328
2018-10-21 05:00 | 35738
2018-10-21 06:00 | 36232
2018-10-21 07:00 | 37614
2018-10-21 08:00 | 39277
2018-10-21 09:00 | 41172
2018-10-21 10:00 | 43575
2018-10-21 11:00 | 45128
2018-10-21 12:00 | 46333
2018-10-21 13:00 | 47591
2018-10-21 14:00 | 43922
2018-10-21 15:00 | 41656
2018-10-21 16:00 | 40125
2018-10-21 17:00 | 38983
2018-10-21 18:00 | 39882
2018-10-21 19:00 | 44536
2018-10-21 20:00 | 48203
2018-10-21 21:00 | 45785
2018-10-21 22:00 | 43906
2018-10-21 23:00 | 46852
2018-10-22 | 46190
2018-10-22 01:00 | 41974
2018-10-22 02:00 | 40789
2018-10-22 03:00 | 38699
2018-10-22 04:00 | 37501
2018-10-22 05:00 | 38220
2018-10-22 06:00 | 41883
2018-10-22 07:00 | 47716
2018-10-22 08:00 | 52983
2018-10-22 09:00 | 54803
2018-10-22 10:00 | 55786
2018-10-22 11:00 | 56364
2018-10-22 12:00 | 57271
2018-10-22 13:00 | 56988
2018-10-22 14:00 | 55630
2018-10-22 15:00 | 54058
2018-10-22 16:00 | 52531
2018-10-22 17:00 | 51125
2018-10-22 18:00 | 51117
2018-10-22 19:00 | 55975
2018-10-22 20:00 | 57567
2018-10-22 21:00 | 53054
2018-10-22 22:00 | 49931
2018-10-22 23:00 | 52652
2018-10-23 | 51277
2018-10-23 01:00 | 46297
2018-10-23 02:00 | 45199
2018-10-23 03:00 | 43070
2018-10-23 04:00 | 41810
2018-10-23 05:00 | 42379
2018-10-23 06:00 | 45869
2018-10-23 07:00 | 51765
2018-10-23 08:00 | 57089
2018-10-23 09:00 | 58803
2018-10-23 10:00 | 59449
2018-10-23 11:00 | 59185
2018-10-23 12:00 | 59188
2018-10-23 13:00 | 58264
2018-10-23 14:00 | 56026
2018-10-23 15:00 | 54099
2018-10-23 16:00 | 52573
2018-10-23 17:00 | 51165
2018-10-23 18:00 | 51251
2018-10-23 19:00 | 56602
2018-10-23 20:00 | 58382
2018-10-23 21:00 | 53821
2018-10-23 22:00 | 50783
2018-10-23 23:00 | 53185
2018-10-24 | 52109
2018-10-24 01:00 | 47272
2018-10-24 02:00 | 45801
2018-10-24 03:00 | 43551
2018-10-24 04:00 | 42032
2018-10-24 05:00 | 42316
2018-10-24 06:00 | 45620
2018-10-24 07:00 | 51324
2018-10-24 08:00 | 56510
2018-10-24 09:00 | 57847
2018-10-24 10:00 | 58639
2018-10-24 11:00 | 58498
2018-10-24 12:00 | 58978
2018-10-24 13:00 | 58473
2018-10-24 14:00 | 56803
2018-10-24 15:00 | 54872
2018-10-24 16:00 | 53044
2018-10-24 17:00 | 51786
2018-10-24 18:00 | 52093
2018-10-24 19:00 | 57142
2018-10-24 20:00 | 58137
2018-10-24 21:00 | 53217
2018-10-24 22:00 | 50187
2018-10-24 23:00 | 52404
2018-10-25 | 51199
2018-10-25 01:00 | 46293
2018-10-25 02:00 | 44857
2018-10-25 03:00 | 42744
2018-10-25 04:00 | 41061
2018-10-25 05:00 | 41237
2018-10-25 06:00 | 44346
2018-10-25 07:00 | 49968
2018-10-25 08:00 | 55049
2018-10-25 09:00 | 56362
2018-10-25 10:00 | 57387
2018-10-25 11:00 | 57697
2018-10-25 12:00 | 58313
2018-10-25 13:00 | 57900
2018-10-25 14:00 | 56019
2018-10-25 15:00 | 54407
2018-10-25 16:00 | 52482
2018-10-25 17:00 | 50900
2018-10-25 18:00 | 51482
2018-10-25 19:00 | 56578
2018-10-25 20:00 | 57740
2018-10-25 21:00 | 53336
2018-10-25 22:00 | 50419
2018-10-25 23:00 | 53091
2018-10-26 | 52129
2018-10-26 01:00 | 47419
2018-10-26 02:00 | 46144
2018-10-26 03:00 | 43849
2018-10-26 04:00 | 42509
2018-10-26 05:00 | 42754
2018-10-26 06:00 | 45763
2018-10-26 07:00 | 51029
2018-10-26 08:00 | 55874
2018-10-26 09:00 | 57509
2018-10-26 10:00 | 58542
2018-10-26 11:00 | 59008
2018-10-26 12:00 | 59574
2018-10-26 13:00 | 59155
2018-10-26 14:00 | 57300
2018-10-26 15:00 | 55507
2018-10-26 16:00 | 54056
2018-10-26 17:00 | 52565
2018-10-26 18:00 | 53124
2018-10-26 19:00 | 57880
2018-10-26 20:00 | 58032
2018-10-26 21:00 | 54298
2018-10-26 22:00 | 51954
2018-10-26 23:00 | 54485
2018-10-27 | 53509
2018-10-27 01:00 | 48396
2018-10-27 02:00 | 46958
2018-10-27 03:00 | 44462
2018-10-27 04:00 | 42566
2018-10-27 05:00 | 42069
2018-10-27 06:00 | 43527
2018-10-27 07:00 | 45899
2018-10-27 08:00 | 48746
2018-10-27 09:00 | 51188
2018-10-27 10:00 | 53715
2018-10-27 11:00 | 54456
2018-10-27 12:00 | 55234
2018-10-27 13:00 | 56684
2018-10-27 14:00 | 53326
2018-10-27 15:00 | 51643
2018-10-27 16:00 | 50173
2018-10-27 17:00 | 49471
2018-10-27 18:00 | 50719
2018-10-27 19:00 | 55946
2018-10-27 20:00 | 56965
2018-10-27 21:00 | 53747
2018-10-27 22:00 | 51886
2018-10-27 23:00 | 55684
2018-10-28 | 55187
2018-10-28 01:00 | 50554
2018-10-28 02:00 | 49196
2018-10-28 03:00 | 45723
2018-10-28 04:00 | 43401
2018-10-28 05:00 | 43795
2018-10-28 06:00 | 45374
2018-10-28 07:00 | 47035
2018-10-28 08:00 | 48444
2018-10-28 09:00 | 51811
2018-10-28 10:00 | 53951
2018-10-28 11:00 | 55304
2018-10-28 12:00 | 56842
2018-10-28 13:00 | 57927
2018-10-28 14:00 | 54388
2018-10-28 15:00 | 52627
2018-10-28 16:00 | 52016
2018-10-28 17:00 | 52172
2018-10-28 18:00 | 56287
2018-10-28 19:00 | 60621
2018-10-28 20:00 | 59927
2018-10-28 21:00 | 57492
2018-10-28 22:00 | 55585
2018-10-28 23:00 | 58702
2018-10-29 | 57922
2018-10-29 01:00 | 53364
2018-10-29 02:00 | 52325
2018-10-29 03:00 | 49800
2018-10-29 04:00 | 48394
2018-10-29 05:00 | 49449
2018-10-29 06:00 | 53788
2018-10-29 07:00 | 59731
2018-10-29 08:00 | 63598
2018-10-29 09:00 | 67328
2018-10-29 10:00 | 69187
2018-10-29 11:00 | 69896
2018-10-29 12:00 | 71283
2018-10-29 13:00 | 71431
2018-10-29 14:00 | 70213
2018-10-29 15:00 | 68770
2018-10-29 16:00 | 67813
2018-10-29 17:00 | 67336
2018-10-29 18:00 | 70415
2018-10-29 19:00 | 73992
2018-10-29 20:00 | 71199
2018-10-29 21:00 | 66358
2018-10-29 22:00 | 63184
2018-10-29 23:00 | 65490
2018-10-30 | 63958
2018-10-30 01:00 | 59141
2018-10-30 02:00 | 57750
2018-10-30 03:00 | 55486
2018-10-30 04:00 | 53823
2018-10-30 05:00 | 54416
2018-10-30 06:00 | 58213
2018-10-30 07:00 | 64088
2018-10-30 08:00 | 67604
2018-10-30 09:00 | 70036
2018-10-30 10:00 | 70352
2018-10-30 11:00 | 69840
2018-10-30 12:00 | 70202
2018-10-30 13:00 | 69254
2018-10-30 14:00 | 67115
2018-10-30 15:00 | 64852
2018-10-30 16:00 | 63753
2018-10-30 17:00 | 62994
2018-10-30 18:00 | 67158
2018-10-30 19:00 | 71492
2018-10-30 20:00 | 69194
2018-10-30 21:00 | 64823
2018-10-30 22:00 | 61656
2018-10-30 23:00 | 64073
2018-10-31 | 63077
2018-10-31 01:00 | 57933
2018-10-31 02:00 | 56745
2018-10-31 03:00 | 54478
2018-10-31 04:00 | 52717
2018-10-31 05:00 | 53117
2018-10-31 06:00 | 56655
2018-10-31 07:00 | 62143
2018-10-31 08:00 | 65402
2018-10-31 09:00 | 68086
2018-10-31 10:00 | 68787
2018-10-31 11:00 | 68573
2018-10-31 12:00 | 68777
2018-10-31 13:00 | 68431
2018-10-31 14:00 | 66038
2018-10-31 15:00 | 64238
2018-10-31 16:00 | 62871
2018-10-31 17:00 | 62204
2018-10-31 18:00 | 65365
2018-10-31 19:00 | 67445
2018-10-31 20:00 | 65008
2018-10-31 21:00 | 60856
2018-10-31 22:00 | 58143
2018-10-31 23:00 | 60501
2018-11-01 | 59489
2018-11-01 01:00 | 54593
2018-11-01 02:00 | 52888
2018-11-01 03:00 | 50215
2018-11-01 04:00 | 47959
2018-11-01 05:00 | 47050
2018-11-01 06:00 | 48089
2018-11-01 07:00 | 50040
2018-11-01 08:00 | 50614
2018-11-01 09:00 | 53045
2018-11-01 10:00 | 54788
2018-11-01 11:00 | 55284
2018-11-01 12:00 | 56596
2018-11-01 13:00 | 58263
2018-11-01 14:00 | 54997
2018-11-01 15:00 | 52715
2018-11-01 16:00 | 51364
2018-11-01 17:00 | 51309
2018-11-01 18:00 | 55648
2018-11-01 19:00 | 59627
2018-11-01 20:00 | 58891
2018-11-01 21:00 | 56031
2018-11-01 22:00 | 54033
2018-11-01 23:00 | 57635
2018-11-02 | 56885
2018-11-02 01:00 | 52304
2018-11-02 02:00 | 51304
2018-11-02 03:00 | 48921
2018-11-02 04:00 | 47451
2018-11-02 05:00 | 48007
2018-11-02 06:00 | 50961
2018-11-02 07:00 | 55210
2018-11-02 08:00 | 57627
2018-11-02 09:00 | 60237
2018-11-02 10:00 | 61267
2018-11-02 11:00 | 61010
2018-11-02 12:00 | 60963
2018-11-02 13:00 | 61218
2018-11-02 14:00 | 58377
2018-11-02 15:00 | 56132
2018-11-02 16:00 | 54745
2018-11-02 17:00 | 54661
2018-11-02 18:00 | 59850
2018-11-02 19:00 | 64146
2018-11-02 20:00 | 62356
2018-11-02 21:00 | 58805
2018-11-02 22:00 | 57013
2018-11-02 23:00 | 60123
2018-11-03 | 59502
2018-11-03 01:00 | 54737
2018-11-03 02:00 | 53814
2018-11-03 03:00 | 51540
2018-11-03 04:00 | 49897
2018-11-03 05:00 | 49738
2018-11-03 06:00 | 51385
2018-11-03 07:00 | 53842
2018-11-03 08:00 | 55205
2018-11-03 09:00 | 58184
2018-11-03 10:00 | 59699
2018-11-03 11:00 | 59542
2018-11-03 12:00 | 59450
2018-11-03 13:00 | 60119
2018-11-03 14:00 | 56627
2018-11-03 15:00 | 53983
2018-11-03 16:00 | 52356
2018-11-03 17:00 | 51976
2018-11-03 18:00 | 57313
2018-11-03 19:00 | 61258
2018-11-03 20:00 | 59839
2018-11-03 21:00 | 57167
2018-11-03 22:00 | 55307
2018-11-03 23:00 | 59206
2018-11-04 | 58720
2018-11-04 01:00 | 54460
2018-11-04 02:00 | 53064
2018-11-04 03:00 | 50483
2018-11-04 04:00 | 48230
2018-11-04 05:00 | 47746
2018-11-04 06:00 | 48585
2018-11-04 07:00 | 50083
2018-11-04 08:00 | 50539
2018-11-04 09:00 | 52734
2018-11-04 10:00 | 54795
2018-11-04 11:00 | 55848
2018-11-04 12:00 | 56364
2018-11-04 13:00 | 57328
2018-11-04 14:00 | 52967
2018-11-04 15:00 | 50180
2018-11-04 16:00 | 48765
2018-11-04 17:00 | 48761
2018-11-04 18:00 | 54400
2018-11-04 19:00 | 58804
2018-11-04 20:00 | 57807
2018-11-04 21:00 | 55459
2018-11-04 22:00 | 53134
2018-11-04 23:00 | 55830
2018-11-05 | 55209
2018-11-05 01:00 | 51125
2018-11-05 02:00 | 50079
2018-11-05 03:00 | 47735
2018-11-05 04:00 | 45975
2018-11-05 05:00 | 46563
2018-11-05 06:00 | 51017
2018-11-05 07:00 | 58718
2018-11-05 08:00 | 61696
2018-11-05 09:00 | 62822
2018-11-05 10:00 | 63032
2018-11-05 11:00 | 62556
2018-11-05 12:00 | 62690
2018-11-05 13:00 | 62131
2018-11-05 14:00 | 60260
2018-11-05 15:00 | 58671
2018-11-05 16:00 | 57415
2018-11-05 17:00 | 57370
2018-11-05 18:00 | 61487
2018-11-05 19:00 | 65385
2018-11-05 20:00 | 62531
2018-11-05 21:00 | 57833
2018-11-05 22:00 | 54560
2018-11-05 23:00 | 57108
2018-11-06 | 55906
2018-11-06 01:00 | 51005
2018-11-06 02:00 | 49658
2018-11-06 03:00 | 47213
2018-11-06 04:00 | 45538
2018-11-06 05:00 | 46216
2018-11-06 06:00 | 50145
2018-11-06 07:00 | 57381
2018-11-06 08:00 | 60594
2018-11-06 09:00 | 61471
2018-11-06 10:00 | 62035
2018-11-06 11:00 | 61735
2018-11-06 12:00 | 62275
2018-11-06 13:00 | 62149
2018-11-06 14:00 | 60252
2018-11-06 15:00 | 58827
2018-11-06 16:00 | 58201
2018-11-06 17:00 | 57717
2018-11-06 18:00 | 62332
2018-11-06 19:00 | 65630
2018-11-06 20:00 | 63106
2018-11-06 21:00 | 58606
2018-11-06 22:00 | 55665
2018-11-06 23:00 | 57867
2018-11-07 | 56687
2018-11-07 01:00 | 51930
2018-11-07 02:00 | 50603
2018-11-07 03:00 | 48677
2018-11-07 04:00 | 47267
2018-11-07 05:00 | 47673
2018-11-07 06:00 | 51254
2018-11-07 07:00 | 57836
2018-11-07 08:00 | 61092
2018-11-07 09:00 | 62934
2018-11-07 10:00 | 63579
2018-11-07 11:00 | 63904
2018-11-07 12:00 | 65056
2018-11-07 13:00 | 64864
2018-11-07 14:00 | 63072
2018-11-07 15:00 | 61558
2018-11-07 16:00 | 60371
2018-11-07 17:00 | 60161
2018-11-07 18:00 | 64171
2018-11-07 19:00 | 67440
2018-11-07 20:00 | 64890
2018-11-07 21:00 | 60315
2018-11-07 22:00 | 57023
2018-11-07 23:00 | 59695
2018-11-08 | 58607
2018-11-08 01:00 | 53924
2018-11-08 02:00 | 52670
2018-11-08 03:00 | 50548
2018-11-08 04:00 | 49068
2018-11-08 05:00 | 49567
2018-11-08 06:00 | 53804
2018-11-08 07:00 | 61295
2018-11-08 08:00 | 64654
2018-11-08 09:00 | 65713
2018-11-08 10:00 | 65413
2018-11-08 11:00 | 64695
2018-11-08 12:00 | 64585
2018-11-08 13:00 | 63562
2018-11-08 14:00 | 61733
2018-11-08 15:00 | 59986
2018-11-08 16:00 | 58936
2018-11-08 17:00 | 59281
2018-11-08 18:00 | 64274
2018-11-08 19:00 | 67755
2018-11-08 20:00 | 64904
2018-11-08 21:00 | 60313
2018-11-08 22:00 | 57207
2018-11-08 23:00 | 59773
2018-11-09 | 58414
2018-11-09 01:00 | 53614
2018-11-09 02:00 | 52329
2018-11-09 03:00 | 50049
2018-11-09 04:00 | 48456
2018-11-09 05:00 | 48910
2018-11-09 06:00 | 52817
2018-11-09 07:00 | 59962
2018-11-09 08:00 | 63691
2018-11-09 09:00 | 64597
2018-11-09 10:00 | 64446
2018-11-09 11:00 | 64097
2018-11-09 12:00 | 63671
2018-11-09 13:00 | 62702
2018-11-09 14:00 | 60308
2018-11-09 15:00 | 58522
2018-11-09 16:00 | 57259
2018-11-09 17:00 | 56994
2018-11-09 18:00 | 62016
2018-11-09 19:00 | 64398
2018-11-09 20:00 | 62134
2018-11-09 21:00 | 58433
2018-11-09 22:00 | 55773
2018-11-09 23:00 | 58263
2018-11-10 | 57024
2018-11-10 01:00 | 51744
2018-11-10 02:00 | 49944
2018-11-10 03:00 | 47344
2018-11-10 04:00 | 45225
2018-11-10 05:00 | 44632
2018-11-10 06:00 | 45727
2018-11-10 07:00 | 48067
2018-11-10 08:00 | 49523
2018-11-10 09:00 | 52412
2018-11-10 10:00 | 54370
2018-11-10 11:00 | 55084
2018-11-10 12:00 | 56227
2018-11-10 13:00 | 57787
2018-11-10 14:00 | 54445
2018-11-10 15:00 | 52177
2018-11-10 16:00 | 50856
2018-11-10 17:00 | 50915
2018-11-10 18:00 | 55302
2018-11-10 19:00 | 57543
2018-11-10 20:00 | 55875
2018-11-10 21:00 | 52790
2018-11-10 22:00 | 50843
2018-11-10 23:00 | 54286
2018-11-11 | 53897
2018-11-11 01:00 | 49206
2018-11-11 02:00 | 47690
2018-11-11 03:00 | 44802
2018-11-11 04:00 | 42681
2018-11-11 05:00 | 41870
2018-11-11 06:00 | 42566
2018-11-11 07:00 | 43937
2018-11-11 08:00 | 44549
2018-11-11 09:00 | 47092
2018-11-11 10:00 | 49523
2018-11-11 11:00 | 50873
2018-11-11 12:00 | 52394
2018-11-11 13:00 | 54113
2018-11-11 14:00 | 50321
2018-11-11 15:00 | 47936
2018-11-11 16:00 | 46533
2018-11-11 17:00 | 46832
2018-11-11 18:00 | 51900
2018-11-11 19:00 | 55322
2018-11-11 20:00 | 54637
2018-11-11 21:00 | 52070
2018-11-11 22:00 | 49807
2018-11-11 23:00 | 52649
2018-11-12 | 51983
2018-11-12 01:00 | 47909
2018-11-12 02:00 | 46666
2018-11-12 03:00 | 44454
2018-11-12 04:00 | 42525
2018-11-12 05:00 | 43307
2018-11-12 06:00 | 47786
2018-11-12 07:00 | 55022
2018-11-12 08:00 | 59019
2018-11-12 09:00 | 60244
2018-11-12 10:00 | 60843
2018-11-12 11:00 | 60919
2018-11-12 12:00 | 61558
2018-11-12 13:00 | 61318
2018-11-12 14:00 | 59517
2018-11-12 15:00 | 57944
2018-11-12 16:00 | 56903
2018-11-12 17:00 | 56700
2018-11-12 18:00 | 61450
2018-11-12 19:00 | 64659
2018-11-12 20:00 | 61777
2018-11-12 21:00 | 57352
2018-11-12 22:00 | 54155
2018-11-12 23:00 | 56719
2018-11-13 | 55517
2018-11-13 01:00 | 50497
2018-11-13 02:00 | 49160
2018-11-13 03:00 | 47169
2018-11-13 04:00 | 45345
2018-11-13 05:00 | 45820
2018-11-13 06:00 | 49785
2018-11-13 07:00 | 57110
2018-11-13 08:00 | 61220
2018-11-13 09:00 | 62027
2018-11-13 10:00 | 62000
2018-11-13 11:00 | 61482
2018-11-13 12:00 | 61638
2018-11-13 13:00 | 61184
2018-11-13 14:00 | 59264
2018-11-13 15:00 | 57353
2018-11-13 16:00 | 55914
2018-11-13 17:00 | 56178
2018-11-13 18:00 | 61702
2018-11-13 19:00 | 64968
2018-11-13 20:00 | 62686
2018-11-13 21:00 | 58124
2018-11-13 22:00 | 55266
2018-11-13 23:00 | 58032
2018-11-14 | 56862
2018-11-14 01:00 | 52101
2018-11-14 02:00 | 51119
2018-11-14 03:00 | 49056
2018-11-14 04:00 | 47611
2018-11-14 05:00 | 48205
2018-11-14 06:00 | 51959
2018-11-14 07:00 | 59048
2018-11-14 08:00 | 62607
2018-11-14 09:00 | 64351
2018-11-14 10:00 | 64068
2018-11-14 11:00 | 63510
2018-11-14 12:00 | 63373
2018-11-14 13:00 | 62562
2018-11-14 14:00 | 60331
2018-11-14 15:00 | 58216
2018-11-14 16:00 | 56875
2018-11-14 17:00 | 57261
2018-11-14 18:00 | 62657
2018-11-14 19:00 | 66043
2018-11-14 20:00 | 63336
2018-11-14 21:00 | 58575
2018-11-14 22:00 | 55476
2018-11-14 23:00 | 57889
2018-11-15 | 56870
2018-11-15 01:00 | 52221
2018-11-15 02:00 | 51198
2018-11-15 03:00 | 48778
2018-11-15 04:00 | 47052
2018-11-15 05:00 | 47618
2018-11-15 06:00 | 51582
2018-11-15 07:00 | 58990
2018-11-15 08:00 | 62733
2018-11-15 09:00 | 63171
2018-11-15 10:00 | 63426
2018-11-15 11:00 | 63112
2018-11-15 12:00 | 63479
2018-11-15 13:00 | 62847
2018-11-15 14:00 | 61092
2018-11-15 15:00 | 59448
2018-11-15 16:00 | 58178
2018-11-15 17:00 | 58604
2018-11-15 18:00 | 63513
2018-11-15 19:00 | 66344
2018-11-15 20:00 | 63816
2018-11-15 21:00 | 59146
2018-11-15 22:00 | 56138
2018-11-15 23:00 | 58815
2018-11-16 | 57576
2018-11-16 01:00 | 52565
2018-11-16 02:00 | 51524
2018-11-16 03:00 | 49404
2018-11-16 04:00 | 47774
2018-11-16 05:00 | 48157
2018-11-16 06:00 | 52276
2018-11-16 07:00 | 59518
2018-11-16 08:00 | 63623
2018-11-16 09:00 | 64413
2018-11-16 10:00 | 64796
2018-11-16 11:00 | 64736
2018-11-16 12:00 | 65185
2018-11-16 13:00 | 64852
2018-11-16 14:00 | 62496
2018-11-16 15:00 | 60888
2018-11-16 16:00 | 59619
2018-11-16 17:00 | 59707
2018-11-16 18:00 | 64268
2018-11-16 19:00 | 66302
2018-11-16 20:00 | 64052
2018-11-16 21:00 | 59858
2018-11-16 22:00 | 57141
2018-11-16 23:00 | 59941
2018-11-17 | 58817
2018-11-17 01:00 | 53480
2018-11-17 02:00 | 52002
2018-11-17 03:00 | 49784
2018-11-17 04:00 | 48026
2018-11-17 05:00 | 47685
2018-11-17 06:00 | 49060
2018-11-17 07:00 | 51690
2018-11-17 08:00 | 53737
2018-11-17 09:00 | 56760
2018-11-17 10:00 | 59228
2018-11-17 11:00 | 60070
2018-11-17 12:00 | 61344
2018-11-17 13:00 | 62412
2018-11-17 14:00 | 58787
2018-11-17 15:00 | 56580
2018-11-17 16:00 | 55194
2018-11-17 17:00 | 55518
2018-11-17 18:00 | 60721
2018-11-17 19:00 | 63279
2018-11-17 20:00 | 61463
2018-11-17 21:00 | 58471
2018-11-17 22:00 | 56659
2018-11-17 23:00 | 60530
2018-11-18 | 60251
2018-11-18 01:00 | 56121
2018-11-18 02:00 | 54835
2018-11-18 03:00 | 52431
2018-11-18 04:00 | 50386
2018-11-18 05:00 | 49909
2018-11-18 06:00 | 50968
2018-11-18 07:00 | 52617
2018-11-18 08:00 | 53736
2018-11-18 09:00 | 56243
2018-11-18 10:00 | 58555
2018-11-18 11:00 | 59246
2018-11-18 12:00 | 59779
2018-11-18 13:00 | 60731
2018-11-18 14:00 | 56344
2018-11-18 15:00 | 53613
2018-11-18 16:00 | 52378
2018-11-18 17:00 | 53309
2018-11-18 18:00 | 59744
2018-11-18 19:00 | 63710
2018-11-18 20:00 | 63216
2018-11-18 21:00 | 61086
2018-11-18 22:00 | 59174
2018-11-18 23:00 | 62587
2018-11-19 | 62213
2018-11-19 01:00 | 58424
2018-11-19 02:00 | 57800
2018-11-19 03:00 | 55909
2018-11-19 04:00 | 54567
2018-11-19 05:00 | 55821
2018-11-19 06:00 | 60776
2018-11-19 07:00 | 68530
2018-11-19 08:00 | 73603
2018-11-19 09:00 | 74616
2018-11-19 10:00 | 74658
2018-11-19 11:00 | 74155
2018-11-19 12:00 | 74410
2018-11-19 13:00 | 74015
2018-11-19 14:00 | 72169
2018-11-19 15:00 | 70677
2018-11-19 16:00 | 70043
2018-11-19 17:00 | 70677
2018-11-19 18:00 | 75495
2018-11-19 19:00 | 78910
2018-11-19 20:00 | 75942
2018-11-19 21:00 | 71227
2018-11-19 22:00 | 67602
2018-11-19 23:00 | 70267
2018-11-20 | 69091
2018-11-20 01:00 | 64480
2018-11-20 02:00 | 63457
2018-11-20 03:00 | 61049
2018-11-20 04:00 | 59449
2018-11-20 05:00 | 60071
2018-11-20 06:00 | 64391
2018-11-20 07:00 | 71976
2018-11-20 08:00 | 75971
2018-11-20 09:00 | 76663
2018-11-20 10:00 | 77458
2018-11-20 11:00 | 77274
2018-11-20 12:00 | 77894
2018-11-20 13:00 | 77464
2018-11-20 14:00 | 75608
2018-11-20 15:00 | 74013
2018-11-20 16:00 | 73068
2018-11-20 17:00 | 73593
2018-11-20 18:00 | 77754
2018-11-20 19:00 | 80337
2018-11-20 20:00 | 77308
2018-11-20 21:00 | 72811
2018-11-20 22:00 | 69558
2018-11-20 23:00 | 72175
2018-11-21 | 70643
2018-11-21 01:00 | 65770
2018-11-21 02:00 | 65390
2018-11-21 03:00 | 63089
2018-11-21 04:00 | 61511
2018-11-21 05:00 | 61929
2018-11-21 06:00 | 66486
2018-11-21 07:00 | 73533
2018-11-21 08:00 | 77496
2018-11-21 09:00 | 79140
2018-11-21 10:00 | 78998
2018-11-21 11:00 | 77748
2018-11-21 12:00 | 77496
2018-11-21 13:00 | 76122
2018-11-21 14:00 | 73595
2018-11-21 15:00 | 71232
2018-11-21 16:00 | 70167
2018-11-21 17:00 | 70871
2018-11-21 18:00 | 76237
2018-11-21 19:00 | 78913
2018-11-21 20:00 | 76084
2018-11-21 21:00 | 71722
2018-11-21 22:00 | 68145
2018-11-21 23:00 | 70725
2018-11-22 | 69597
2018-11-22 01:00 | 65157
2018-11-22 02:00 | 64754
2018-11-22 03:00 | 62188
2018-11-22 04:00 | 60592
2018-11-22 05:00 | 60859
2018-11-22 06:00 | 65025
2018-11-22 07:00 | 72489
2018-11-22 08:00 | 76550
2018-11-22 09:00 | 76698
2018-11-22 10:00 | 76811
2018-11-22 11:00 | 76155
2018-11-22 12:00 | 76092
2018-11-22 13:00 | 74901
2018-11-22 14:00 | 72884
2018-11-22 15:00 | 70474
2018-11-22 16:00 | 69257
2018-11-22 17:00 | 69730
2018-11-22 18:00 | 74792
2018-11-22 19:00 | 77659
2018-11-22 20:00 | 74508
2018-11-22 21:00 | 69473
2018-11-22 22:00 | 66094
2018-11-22 23:00 | 68495
2018-11-23 | 67132
2018-11-23 01:00 | 62491
2018-11-23 02:00 | 61909
2018-11-23 03:00 | 59583
2018-11-23 04:00 | 57735
2018-11-23 05:00 | 58146
2018-11-23 06:00 | 62293
2018-11-23 07:00 | 69491
2018-11-23 08:00 | 74035
2018-11-23 09:00 | 74654
2018-11-23 10:00 | 74993
2018-11-23 11:00 | 74541
2018-11-23 12:00 | 74415
2018-11-23 13:00 | 73775
2018-11-23 14:00 | 71663
2018-11-23 15:00 | 69689
2018-11-23 16:00 | 68700
2018-11-23 17:00 | 68880
2018-11-23 18:00 | 72984
2018-11-23 19:00 | 74508
2018-11-23 20:00 | 71643
2018-11-23 21:00 | 67322
2018-11-23 22:00 | 64393
2018-11-23 23:00 | 66688
2018-11-24 | 65422
2018-11-24 01:00 | 60249
2018-11-24 02:00 | 58626
2018-11-24 03:00 | 56003
2018-11-24 04:00 | 53907
2018-11-24 05:00 | 53328
2018-11-24 06:00 | 54967
2018-11-24 07:00 | 57444
2018-11-24 08:00 | 59805
2018-11-24 09:00 | 62137
2018-11-24 10:00 | 63867
2018-11-24 11:00 | 63810
2018-11-24 12:00 | 63882
2018-11-24 13:00 | 64779
2018-11-24 14:00 | 61263
2018-11-24 15:00 | 58714
2018-11-24 16:00 | 57417
2018-11-24 17:00 | 57866
2018-11-24 18:00 | 63281
2018-11-24 19:00 | 65675
2018-11-24 20:00 | 64043
2018-11-24 21:00 | 61054
2018-11-24 22:00 | 59021
2018-11-24 23:00 | 62916
2018-11-25 | 62612
2018-11-25 01:00 | 58267
2018-11-25 02:00 | 57141
2018-11-25 03:00 | 54365
2018-11-25 04:00 | 51950
2018-11-25 05:00 | 51096
2018-11-25 06:00 | 51833
2018-11-25 07:00 | 53239
2018-11-25 08:00 | 54531
2018-11-25 09:00 | 56849
2018-11-25 10:00 | 59913
2018-11-25 11:00 | 61799
2018-11-25 12:00 | 63404
2018-11-25 13:00 | 64810
2018-11-25 14:00 | 61145
2018-11-25 15:00 | 58629
2018-11-25 16:00 | 57644
2018-11-25 17:00 | 58090
2018-11-25 18:00 | 62749
2018-11-25 19:00 | 65876
2018-11-25 20:00 | 65127
2018-11-25 21:00 | 62542
2018-11-25 22:00 | 60073
2018-11-25 23:00 | 63125
2018-11-26 | 62325
2018-11-26 01:00 | 58222
2018-11-26 02:00 | 57438
2018-11-26 03:00 | 55159
2018-11-26 04:00 | 53324
2018-11-26 05:00 | 54073
2018-11-26 06:00 | 58615
2018-11-26 07:00 | 66392
2018-11-26 08:00 | 71434
2018-11-26 09:00 | 72272
2018-11-26 10:00 | 72907
2018-11-26 11:00 | 73020
2018-11-26 12:00 | 73508
2018-11-26 13:00 | 73584
2018-11-26 14:00 | 72130
2018-11-26 15:00 | 70191
2018-11-26 16:00 | 69347
2018-11-26 17:00 | 69816
2018-11-26 18:00 | 74192
2018-11-26 19:00 | 77316
2018-11-26 20:00 | 74140
2018-11-26 21:00 | 68901
2018-11-26 22:00 | 65507
2018-11-26 23:00 | 68090
2018-11-27 | 66754
2018-11-27 01:00 | 62210
2018-11-27 02:00 | 61121
2018-11-27 03:00 | 58999
2018-11-27 04:00 | 57307
2018-11-27 05:00 | 57753
2018-11-27 06:00 | 62139
2018-11-27 07:00 | 69665
2018-11-27 08:00 | 74642
2018-11-27 09:00 | 74608
2018-11-27 10:00 | 74527
2018-11-27 11:00 | 74001
2018-11-27 12:00 | 73876
2018-11-27 13:00 | 73151
2018-11-27 14:00 | 71220
2018-11-27 15:00 | 69653
2018-11-27 16:00 | 68920
2018-11-27 17:00 | 69819
2018-11-27 18:00 | 74183
2018-11-27 19:00 | 76693
2018-11-27 20:00 | 73648
2018-11-27 21:00 | 68786
2018-11-27 22:00 | 65485
2018-11-27 23:00 | 67744
2018-11-28 | 66323
2018-11-28 01:00 | 61729
2018-11-28 02:00 | 60400
2018-11-28 03:00 | 58236
2018-11-28 04:00 | 56365
2018-11-28 05:00 | 56585
2018-11-28 06:00 | 60432
2018-11-28 07:00 | 67174
2018-11-28 08:00 | 71304
2018-11-28 09:00 | 71881
2018-11-28 10:00 | 72218
2018-11-28 11:00 | 71894
2018-11-28 12:00 | 72168
2018-11-28 13:00 | 71519
2018-11-28 14:00 | 69343
2018-11-28 15:00 | 67327
2018-11-28 16:00 | 66179
2018-11-28 17:00 | 67142
2018-11-28 18:00 | 71300
2018-11-28 19:00 | 73937
2018-11-28 20:00 | 70968
2018-11-28 21:00 | 66398
2018-11-28 22:00 | 62933
2018-11-28 23:00 | 65324
2018-11-29 | 64133
2018-11-29 01:00 | 59515
2018-11-29 02:00 | 58032
2018-11-29 03:00 | 55847
2018-11-29 04:00 | 54134
2018-11-29 05:00 | 54365
2018-11-29 06:00 | 58142
2018-11-29 07:00 | 65592
2018-11-29 08:00 | 70068
2018-11-29 09:00 | 70268
2018-11-29 10:00 | 69936
2018-11-29 11:00 | 69329
2018-11-29 12:00 | 69353
2018-11-29 13:00 | 68298
2018-11-29 14:00 | 66208
2018-11-29 15:00 | 64141
2018-11-29 16:00 | 63406
2018-11-29 17:00 | 64095
2018-11-29 18:00 | 68861
2018-11-29 19:00 | 71413
2018-11-29 20:00 | 68713
2018-11-29 21:00 | 64284
2018-11-29 22:00 | 61041
2018-11-29 23:00 | 63589
2018-11-30 | 62286
2018-11-30 01:00 | 57650
2018-11-30 02:00 | 56452
2018-11-30 03:00 | 54186
2018-11-30 04:00 | 52378
2018-11-30 05:00 | 52608
2018-11-30 06:00 | 56498
2018-11-30 07:00 | 63581
2018-11-30 08:00 | 68179
2018-11-30 09:00 | 68643
2018-11-30 10:00 | 68841
2018-11-30 11:00 | 68224
2018-11-30 12:00 | 68517
2018-11-30 13:00 | 67839
2018-11-30 14:00 | 65718
2018-11-30 15:00 | 63915
2018-11-30 16:00 | 62762
2018-11-30 17:00 | 63059
2018-11-30 18:00 | 67655
2018-11-30 19:00 | 69558
2018-11-30 20:00 | 67413
2018-11-30 21:00 | 63573
2018-11-30 22:00 | 61112
2018-11-30 23:00 | 63969
2018-12-01 | 62725
2018-12-01 01:00 | 57757
2018-12-01 02:00 | 56303
2018-12-01 03:00 | 53626
2018-12-01 04:00 | 51530
2018-12-01 05:00 | 50984
2018-12-01 06:00 | 52497
2018-12-01 07:00 | 54834
2018-12-01 08:00 | 57319
2018-12-01 09:00 | 59473
2018-12-01 10:00 | 61400
2018-12-01 11:00 | 61713
2018-12-01 12:00 | 62717
2018-12-01 13:00 | 63751
2018-12-01 14:00 | 60718
2018-12-01 15:00 | 58697
2018-12-01 16:00 | 57713
2018-12-01 17:00 | 58407
2018-12-01 18:00 | 62257
2018-12-01 19:00 | 63930
2018-12-01 20:00 | 62013
2018-12-01 21:00 | 59276
2018-12-01 22:00 | 57088
2018-12-01 23:00 | 60291
2018-12-02 | 59970
2018-12-02 01:00 | 55324
2018-12-02 02:00 | 53625
2018-12-02 03:00 | 50616
2018-12-02 04:00 | 48195
2018-12-02 05:00 | 47289
2018-12-02 06:00 | 47854
2018-12-02 07:00 | 48972
2018-12-02 08:00 | 50274
2018-12-02 09:00 | 51800
2018-12-02 10:00 | 54714
2018-12-02 11:00 | 56481
2018-12-02 12:00 | 57982
2018-12-02 13:00 | 59555
2018-12-02 14:00 | 55860
2018-12-02 15:00 | 53755
2018-12-02 16:00 | 52789
2018-12-02 17:00 | 53456
2018-12-02 18:00 | 56996
2018-12-02 19:00 | 59774
2018-12-02 20:00 | 58931
2018-12-02 21:00 | 56240
2018-12-02 22:00 | 53862
2018-12-02 23:00 | 56368
2018-12-03 | 55801
2018-12-03 01:00 | 51764
2018-12-03 02:00 | 50500
2018-12-03 03:00 | 48277
2018-12-03 04:00 | 46229
2018-12-03 05:00 | 46717
2018-12-03 06:00 | 50737
2018-12-03 07:00 | 58112
2018-12-03 08:00 | 62658
2018-12-03 09:00 | 63033
2018-12-03 10:00 | 63095
2018-12-03 11:00 | 63255
2018-12-03 12:00 | 64140
2018-12-03 13:00 | 64345
2018-12-03 14:00 | 63384
2018-12-03 15:00 | 61850
2018-12-03 16:00 | 61030
2018-12-03 17:00 | 61411
2018-12-03 18:00 | 65160
2018-12-03 19:00 | 67633
2018-12-03 20:00 | 64983
2018-12-03 21:00 | 60342
2018-12-03 22:00 | 56991
2018-12-03 23:00 | 59399
2018-12-04 | 58601
2018-12-04 01:00 | 53586
2018-12-04 02:00 | 52268
2018-12-04 03:00 | 49982
2018-12-04 04:00 | 48300
2018-12-04 05:00 | 48733
2018-12-04 06:00 | 52692
2018-12-04 07:00 | 60119
2018-12-04 08:00 | 64916
2018-12-04 09:00 | 64844
2018-12-04 10:00 | 64484
2018-12-04 11:00 | 63795
2018-12-04 12:00 | 63946
2018-12-04 13:00 | 63483
2018-12-04 14:00 | 61818
2018-12-04 15:00 | 60443
2018-12-04 16:00 | 59859
2018-12-04 17:00 | 61345
2018-12-04 18:00 | 65943
2018-12-04 19:00 | 68620
2018-12-04 20:00 | 66261
2018-12-04 21:00 | 62107
2018-12-04 22:00 | 59045
2018-12-04 23:00 | 61505
2018-12-05 | 60346
2018-12-05 01:00 | 55552
2018-12-05 02:00 | 54421
2018-12-05 03:00 | 52230
2018-12-05 04:00 | 50732
2018-12-05 05:00 | 51144
2018-12-05 06:00 | 55019
2018-12-05 07:00 | 62145
2018-12-05 08:00 | 67051
2018-12-05 09:00 | 67418
2018-12-05 10:00 | 67224
2018-12-05 11:00 | 66559
2018-12-05 12:00 | 66968
2018-12-05 13:00 | 66473
2018-12-05 14:00 | 64720
2018-12-05 15:00 | 62788
2018-12-05 16:00 | 62166
2018-12-05 17:00 | 63277
2018-12-05 18:00 | 67302
2018-12-05 19:00 | 69593
2018-12-05 20:00 | 66764
2018-12-05 21:00 | 62542
2018-12-05 22:00 | 59111
2018-12-05 23:00 | 61410
2018-12-06 | 60232
2018-12-06 01:00 | 55551
2018-12-06 02:00 | 54072
2018-12-06 03:00 | 51589
2018-12-06 04:00 | 49777
2018-12-06 05:00 | 50006
2018-12-06 06:00 | 53655
2018-12-06 07:00 | 60723
2018-12-06 08:00 | 65454
2018-12-06 09:00 | 65130
2018-12-06 10:00 | 64798
2018-12-06 11:00 | 64823
2018-12-06 12:00 | 65228
2018-12-06 13:00 | 64823
2018-12-06 14:00 | 63527
2018-12-06 15:00 | 61923
2018-12-06 16:00 | 61278
2018-12-06 17:00 | 62056
2018-12-06 18:00 | 65766
2018-12-06 19:00 | 68115
2018-12-06 20:00 | 65499
2018-12-06 21:00 | 61312
2018-12-06 22:00 | 57942
2018-12-06 23:00 | 60045
2018-12-07 | 59267
2018-12-07 01:00 | 54431
2018-12-07 02:00 | 53094
2018-12-07 03:00 | 50631
2018-12-07 04:00 | 49158
2018-12-07 05:00 | 49363
2018-12-07 06:00 | 53264
2018-12-07 07:00 | 60410
2018-12-07 08:00 | 65194
2018-12-07 09:00 | 65258
2018-12-07 10:00 | 65210
2018-12-07 11:00 | 64984
2018-12-07 12:00 | 65629
2018-12-07 13:00 | 65409
2018-12-07 14:00 | 63607
2018-12-07 15:00 | 62362
2018-12-07 16:00 | 61720
2018-12-07 17:00 | 62428
2018-12-07 18:00 | 66600
2018-12-07 19:00 | 68311
2018-12-07 20:00 | 66123
2018-12-07 21:00 | 62447
2018-12-07 22:00 | 59908
2018-12-07 23:00 | 62944
2018-12-08 | 61898
2018-12-08 01:00 | 56879
2018-12-08 02:00 | 55413
2018-12-08 03:00 | 52900
2018-12-08 04:00 | 51014
2018-12-08 05:00 | 50500
2018-12-08 06:00 | 52049
2018-12-08 07:00 | 54481
2018-12-08 08:00 | 57179
2018-12-08 09:00 | 58964
2018-12-08 10:00 | 60450
2018-12-08 11:00 | 60590
2018-12-08 12:00 | 61762
2018-12-08 13:00 | 63236
2018-12-08 14:00 | 60231
2018-12-08 15:00 | 58308
2018-12-08 16:00 | 57435
2018-12-08 17:00 | 57903
2018-12-08 18:00 | 61570
2018-12-08 19:00 | 63092
2018-12-08 20:00 | 61461
2018-12-08 21:00 | 58462
2018-12-08 22:00 | 56284
2018-12-08 23:00 | 59541
2018-12-09 | 59138
2018-12-09 01:00 | 54735
2018-12-09 02:00 | 53138
2018-12-09 03:00 | 50502
2018-12-09 04:00 | 48238
2018-12-09 05:00 | 47376
2018-12-09 06:00 | 47969
2018-12-09 07:00 | 49359
2018-12-09 08:00 | 51154
2018-12-09 09:00 | 53046
2018-12-09 10:00 | 55907
2018-12-09 11:00 | 57251
2018-12-09 12:00 | 59243
2018-12-09 13:00 | 60636
2018-12-09 14:00 | 57066
2018-12-09 15:00 | 55000
2018-12-09 16:00 | 53821
2018-12-09 17:00 | 55120
2018-12-09 18:00 | 59862
2018-12-09 19:00 | 62815
2018-12-09 20:00 | 61863
2018-12-09 21:00 | 59406
2018-12-09 22:00 | 56843
2018-12-09 23:00 | 60076
2018-12-10 | 59388
2018-12-10 01:00 | 55454
2018-12-10 02:00 | 54362
2018-12-10 03:00 | 52475
2018-12-10 04:00 | 50853
2018-12-10 05:00 | 51662
2018-12-10 06:00 | 56084
2018-12-10 07:00 | 63963
2018-12-10 08:00 | 69360
2018-12-10 09:00 | 69710
2018-12-10 10:00 | 69517
2018-12-10 11:00 | 68758
2018-12-10 12:00 | 69017
2018-12-10 13:00 | 68340
2018-12-10 14:00 | 66736
2018-12-10 15:00 | 65027
2018-12-10 16:00 | 64277
2018-12-10 17:00 | 65775
2018-12-10 18:00 | 70487
2018-12-10 19:00 | 73855
2018-12-10 20:00 | 71380
2018-12-10 21:00 | 67083
2018-12-10 22:00 | 63848
2018-12-10 23:00 | 66751
2018-12-11 | 65333
2018-12-11 01:00 | 60915
2018-12-11 02:00 | 59653
2018-12-11 03:00 | 57943
2018-12-11 04:00 | 56560
2018-12-11 05:00 | 57367
2018-12-11 06:00 | 61936
2018-12-11 07:00 | 69692
2018-12-11 08:00 | 75042
2018-12-11 09:00 | 75080
2018-12-11 10:00 | 74370
2018-12-11 11:00 | 73368
2018-12-11 12:00 | 72864
2018-12-11 13:00 | 71852
2018-12-11 14:00 | 69507
2018-12-11 15:00 | 67321
2018-12-11 16:00 | 66838
2018-12-11 17:00 | 68649
2018-12-11 18:00 | 73915
2018-12-11 19:00 | 77155
2018-12-11 20:00 | 74533
2018-12-11 21:00 | 70427
2018-12-11 22:00 | 67316
2018-12-11 23:00 | 69800
2018-12-12 | 68836
2018-12-12 01:00 | 64144
2018-12-12 02:00 | 62902
2018-12-12 03:00 | 61135
2018-12-12 04:00 | 59654
2018-12-12 05:00 | 60183
2018-12-12 06:00 | 64526
2018-12-12 07:00 | 71526
2018-12-12 08:00 | 76957
2018-12-12 09:00 | 78079
2018-12-12 10:00 | 78063
2018-12-12 11:00 | 77516
2018-12-12 12:00 | 77515
2018-12-12 13:00 | 76427
2018-12-12 14:00 | 74206
2018-12-12 15:00 | 72090
2018-12-12 16:00 | 71448
2018-12-12 17:00 | 73065
2018-12-12 18:00 | 78241
2018-12-12 19:00 | 80705
2018-12-12 20:00 | 78081
2018-12-12 21:00 | 73682
2018-12-12 22:00 | 70348
2018-12-12 23:00 | 72796
2018-12-13 | 71667
2018-12-13 01:00 | 67345
2018-12-13 02:00 | 66447
2018-12-13 03:00 | 64386
2018-12-13 04:00 | 62670
2018-12-13 05:00 | 63068
2018-12-13 06:00 | 67276
2018-12-13 07:00 | 74712
2018-12-13 08:00 | 80275
2018-12-13 09:00 | 80061
2018-12-13 10:00 | 80145
2018-12-13 11:00 | 80239
2018-12-13 12:00 | 80618
2018-12-13 13:00 | 80007
2018-12-13 14:00 | 78142
2018-12-13 15:00 | 76750
2018-12-13 16:00 | 76308
2018-12-13 17:00 | 77594
2018-12-13 18:00 | 82334
2018-12-13 19:00 | 84675
2018-12-13 20:00 | 81482
2018-12-13 21:00 | 76637
2018-12-13 22:00 | 72874
2018-12-13 23:00 | 75296
2018-12-14 | 74070
2018-12-14 01:00 | 69575
2018-12-14 02:00 | 68477
2018-12-14 03:00 | 66545
2018-12-14 04:00 | 64811
2018-12-14 05:00 | 65437
2018-12-14 06:00 | 69676
2018-12-14 07:00 | 77386
2018-12-14 08:00 | 83110
2018-12-14 09:00 | 83151
2018-12-14 10:00 | 83087
2018-12-14 11:00 | 82052
2018-12-14 12:00 | 81583
2018-12-14 13:00 | 80579
2018-12-14 14:00 | 78243
2018-12-14 15:00 | 76263
2018-12-14 16:00 | 75710
2018-12-14 17:00 | 76974
2018-12-14 18:00 | 81931
2018-12-14 19:00 | 83534
2018-12-14 20:00 | 80820
2018-12-14 21:00 | 76740
2018-12-14 22:00 | 73640
2018-12-14 23:00 | 76376
2018-12-15 | 75019
2018-12-15 01:00 | 70178
2018-12-15 02:00 | 68736
2018-12-15 03:00 | 66224
2018-12-15 04:00 | 64113
2018-12-15 05:00 | 63687
2018-12-15 06:00 | 65163
2018-12-15 07:00 | 67817
2018-12-15 08:00 | 70832
2018-12-15 09:00 | 73311
2018-12-15 10:00 | 75299
2018-12-15 11:00 | 75680
2018-12-15 12:00 | 76710
2018-12-15 13:00 | 77970
2018-12-15 14:00 | 74902
2018-12-15 15:00 | 72635
2018-12-15 16:00 | 71384
2018-12-15 17:00 | 72294
2018-12-15 18:00 | 75439
2018-12-15 19:00 | 76852
2018-12-15 20:00 | 74789
2018-12-15 21:00 | 71657
2018-12-15 22:00 | 69310
2018-12-15 23:00 | 72029
2018-12-16 | 71133
2018-12-16 01:00 | 66518
2018-12-16 02:00 | 64606
2018-12-16 03:00 | 61535
2018-12-16 04:00 | 58951
2018-12-16 05:00 | 57817
2018-12-16 06:00 | 58344
2018-12-16 07:00 | 59387
2018-12-16 08:00 | 61153
2018-12-16 09:00 | 63063
2018-12-16 10:00 | 66386
2018-12-16 11:00 | 68287
2018-12-16 12:00 | 69845
2018-12-16 13:00 | 71077
2018-12-16 14:00 | 67410
2018-12-16 15:00 | 64906
2018-12-16 16:00 | 63797
2018-12-16 17:00 | 64417
2018-12-16 18:00 | 68262
2018-12-16 19:00 | 70564
2018-12-16 20:00 | 69784
2018-12-16 21:00 | 66671
2018-12-16 22:00 | 64044
2018-12-16 23:00 | 66549
2018-12-17 | 65731
2018-12-17 01:00 | 61786
2018-12-17 02:00 | 61070
2018-12-17 03:00 | 58844
2018-12-17 04:00 | 57062
2018-12-17 05:00 | 57809
2018-12-17 06:00 | 62163
2018-12-17 07:00 | 70036
2018-12-17 08:00 | 75669
2018-12-17 09:00 | 76022
2018-12-17 10:00 | 75651
2018-12-17 11:00 | 74584
2018-12-17 12:00 | 74196
2018-12-17 13:00 | 73262
2018-12-17 14:00 | 71246
2018-12-17 15:00 | 69513
2018-12-17 16:00 | 68931
2018-12-17 17:00 | 70067
2018-12-17 18:00 | 74964
2018-12-17 19:00 | 77752
2018-12-17 20:00 | 75035
2018-12-17 21:00 | 70610
2018-12-17 22:00 | 67455
2018-12-17 23:00 | 69859
2018-12-18 | 68560
2018-12-18 01:00 | 64213
2018-12-18 02:00 | 63107
2018-12-18 03:00 | 61122
2018-12-18 04:00 | 59385
2018-12-18 05:00 | 59953
2018-12-18 06:00 | 64124
2018-12-18 07:00 | 71641
2018-12-18 08:00 | 77090
2018-12-18 09:00 | 77147
2018-12-18 10:00 | 76570
2018-12-18 11:00 | 75856
2018-12-18 12:00 | 75694
2018-12-18 13:00 | 75160
2018-12-18 14:00 | 73489
2018-12-18 15:00 | 71796
2018-12-18 16:00 | 71333
2018-12-18 17:00 | 72544
2018-12-18 18:00 | 76485
2018-12-18 19:00 | 78462
2018-12-18 20:00 | 75716
2018-12-18 21:00 | 70957
2018-12-18 22:00 | 67413
2018-12-18 23:00 | 69509
2018-12-19 | 67876
2018-12-19 01:00 | 62900
2018-12-19 02:00 | 61544
2018-12-19 03:00 | 59078
2018-12-19 04:00 | 57206
2018-12-19 05:00 | 57277
2018-12-19 06:00 | 60901
2018-12-19 07:00 | 67459
2018-12-19 08:00 | 72510
2018-12-19 09:00 | 73153
2018-12-19 10:00 | 73296
2018-12-19 11:00 | 73083
2018-12-19 12:00 | 73542
2018-12-19 13:00 | 73110
2018-12-19 14:00 | 71343
2018-12-19 15:00 | 69341
2018-12-19 16:00 | 68507
2018-12-19 17:00 | 69038
2018-12-19 18:00 | 73251
2018-12-19 19:00 | 75670
2018-12-19 20:00 | 73068
2018-12-19 21:00 | 68589
2018-12-19 22:00 | 65288
2018-12-19 23:00 | 67766
2018-12-20 | 66672
2018-12-20 01:00 | 62366
2018-12-20 02:00 | 61229
2018-12-20 03:00 | 58984
2018-12-20 04:00 | 57217
2018-12-20 05:00 | 57498
2018-12-20 06:00 | 61277
2018-12-20 07:00 | 68891
2018-12-20 08:00 | 74071
2018-12-20 09:00 | 73913
2018-12-20 10:00 | 73072
2018-12-20 11:00 | 72092
2018-12-20 12:00 | 71716
2018-12-20 13:00 | 70983
2018-12-20 14:00 | 69037
2018-12-20 15:00 | 67333
2018-12-20 16:00 | 66479
2018-12-20 17:00 | 67506
2018-12-20 18:00 | 72066
2018-12-20 19:00 | 74488
2018-12-20 20:00 | 71991
2018-12-20 21:00 | 67783
2018-12-20 22:00 | 64497
2018-12-20 23:00 | 66873
2018-12-21 | 65477
2018-12-21 01:00 | 60900
2018-12-21 02:00 | 59530
2018-12-21 03:00 | 57188
2018-12-21 04:00 | 55205
2018-12-21 05:00 | 55335
2018-12-21 06:00 | 58889
2018-12-21 07:00 | 65667
2018-12-21 08:00 | 70467
2018-12-21 09:00 | 70563
2018-12-21 10:00 | 70246
2018-12-21 11:00 | 69666
2018-12-21 12:00 | 69591
2018-12-21 13:00 | 69176
2018-12-21 14:00 | 66831
2018-12-21 15:00 | 64814
2018-12-21 16:00 | 63546
2018-12-21 17:00 | 63661
2018-12-21 18:00 | 67284
2018-12-21 19:00 | 68361
2018-12-21 20:00 | 65992
2018-12-21 21:00 | 62205
2018-12-21 22:00 | 59450
2018-12-21 23:00 | 61904
2018-12-22 | 60519
2018-12-22 01:00 | 55457
2018-12-22 02:00 | 53861
2018-12-22 03:00 | 51101
2018-12-22 04:00 | 48753
2018-12-22 05:00 | 48101
2018-12-22 06:00 | 49489
2018-12-22 07:00 | 51858
2018-12-22 08:00 | 54739
2018-12-22 09:00 | 56619
2018-12-22 10:00 | 58322
2018-12-22 11:00 | 58508
2018-12-22 12:00 | 59436
2018-12-22 13:00 | 60857
2018-12-22 14:00 | 57808
2018-12-22 15:00 | 55729
2018-12-22 16:00 | 54459
2018-12-22 17:00 | 54918
2018-12-22 18:00 | 59302
2018-12-22 19:00 | 61007
2018-12-22 20:00 | 60083
2018-12-22 21:00 | 57157
2018-12-22 22:00 | 55059
2018-12-22 23:00 | 58399
2018-12-23 | 57651
2018-12-23 01:00 | 53254
2018-12-23 02:00 | 51871
2018-12-23 03:00 | 49123
2018-12-23 04:00 | 46813
2018-12-23 05:00 | 46039
2018-12-23 06:00 | 46784
2018-12-23 07:00 | 48134
2018-12-23 08:00 | 50072
2018-12-23 09:00 | 51850
2018-12-23 10:00 | 54336
2018-12-23 11:00 | 55720
2018-12-23 12:00 | 57004
2018-12-23 13:00 | 58429
2018-12-23 14:00 | 55234
2018-12-23 15:00 | 53127
2018-12-23 16:00 | 52005
2018-12-23 17:00 | 52449
2018-12-23 18:00 | 56189
2018-12-23 19:00 | 58080
2018-12-23 20:00 | 57365
2018-12-23 21:00 | 55142
2018-12-23 22:00 | 53081
2018-12-23 23:00 | 56068
2018-12-24 | 55201
2018-12-24 01:00 | 51071
2018-12-24 02:00 | 49944
2018-12-24 03:00 | 47591
2018-12-24 04:00 | 45580
2018-12-24 05:00 | 45303
2018-12-24 06:00 | 47435
2018-12-24 07:00 | 50625
2018-12-24 08:00 | 54115
2018-12-24 09:00 | 55766
2018-12-24 10:00 | 57320
2018-12-24 11:00 | 57721
2018-12-24 12:00 | 58748
2018-12-24 13:00 | 60225
2018-12-24 14:00 | 57938
2018-12-24 15:00 | 56315
2018-12-24 16:00 | 55197
2018-12-24 17:00 | 55932
2018-12-24 18:00 | 59506
2018-12-24 19:00 | 59290
2018-12-24 20:00 | 56856
2018-12-24 21:00 | 54339
2018-12-24 22:00 | 53229
2018-12-24 23:00 | 57585
2018-12-25 | 58338
2018-12-25 01:00 | 55481
2018-12-25 02:00 | 54819
2018-12-25 03:00 | 52343
2018-12-25 04:00 | 49603
2018-12-25 05:00 | 48483
2018-12-25 06:00 | 49101
2018-12-25 07:00 | 50287
2018-12-25 08:00 | 51598
2018-12-25 09:00 | 52602
2018-12-25 10:00 | 54888
2018-12-25 11:00 | 56150
2018-12-25 12:00 | 56259
2018-12-25 13:00 | 56613
2018-12-25 14:00 | 52803
2018-12-25 15:00 | 50321
2018-12-25 16:00 | 49875
2018-12-25 17:00 | 51387
2018-12-25 18:00 | 56851
2018-12-25 19:00 | 59568
2018-12-25 20:00 | 60327
2018-12-25 21:00 | 59759
2018-12-25 22:00 | 58529
2018-12-25 23:00 | 62619
2018-12-26 | 61896
2018-12-26 01:00 | 58212
2018-12-26 02:00 | 57685
2018-12-26 03:00 | 55795
2018-12-26 04:00 | 54378
2018-12-26 05:00 | 54896
2018-12-26 06:00 | 57936
2018-12-26 07:00 | 62029
2018-12-26 08:00 | 66175
2018-12-26 09:00 | 68285
2018-12-26 10:00 | 70167
2018-12-26 11:00 | 70539
2018-12-26 12:00 | 70707
2018-12-26 13:00 | 70982
2018-12-26 14:00 | 67662
2018-12-26 15:00 | 65257
2018-12-26 16:00 | 64390
2018-12-26 17:00 | 65913
2018-12-26 18:00 | 71016
2018-12-26 19:00 | 73448
2018-12-26 20:00 | 71830
2018-12-26 21:00 | 68590
2018-12-26 22:00 | 66033
2018-12-26 23:00 | 69247
2018-12-27 | 68054
2018-12-27 01:00 | 63998
2018-12-27 02:00 | 63078
2018-12-27 03:00 | 61221
2018-12-27 04:00 | 59456
2018-12-27 05:00 | 59682
2018-12-27 06:00 | 62238
2018-12-27 07:00 | 66190
2018-12-27 08:00 | 69848
2018-12-27 09:00 | 71861
2018-12-27 10:00 | 73383
2018-12-27 11:00 | 73697
2018-12-27 12:00 | 74374
2018-12-27 13:00 | 74852
2018-12-27 14:00 | 71664
2018-12-27 15:00 | 69211
2018-12-27 16:00 | 67906
2018-12-27 17:00 | 68798
2018-12-27 18:00 | 73720
2018-12-27 19:00 | 75757
2018-12-27 20:00 | 73495
2018-12-27 21:00 | 70003
2018-12-27 22:00 | 67263
2018-12-27 23:00 | 70214
2018-12-28 | 69042
2018-12-28 01:00 | 64500
2018-12-28 02:00 | 63346
2018-12-28 03:00 | 61061
2018-12-28 04:00 | 59001
2018-12-28 05:00 | 58990
2018-12-28 06:00 | 61495
2018-12-28 07:00 | 65482
2018-12-28 08:00 | 69140
2018-12-28 09:00 | 70920
2018-12-28 10:00 | 72565
2018-12-28 11:00 | 73034
2018-12-28 12:00 | 73988
2018-12-28 13:00 | 74558
2018-12-28 14:00 | 71896
2018-12-28 15:00 | 69519
2018-12-28 16:00 | 68180
2018-12-28 17:00 | 68530
2018-12-28 18:00 | 73034
2018-12-28 19:00 | 74827
2018-12-28 20:00 | 72549
2018-12-28 21:00 | 69078
2018-12-28 22:00 | 66639
2018-12-28 23:00 | 69645
2018-12-29 | 68630
2018-12-29 01:00 | 64340
2018-12-29 02:00 | 63098
2018-12-29 03:00 | 60487
2018-12-29 04:00 | 58264
2018-12-29 05:00 | 57673
2018-12-29 06:00 | 58928
2018-12-29 07:00 | 60928
2018-12-29 08:00 | 63320
2018-12-29 09:00 | 65291
2018-12-29 10:00 | 67772
2018-12-29 11:00 | 68709
2018-12-29 12:00 | 69564
2018-12-29 13:00 | 70957
2018-12-29 14:00 | 67903
2018-12-29 15:00 | 65290
2018-12-29 16:00 | 63924
2018-12-29 17:00 | 64263
2018-12-29 18:00 | 68607
2018-12-29 19:00 | 70722
2018-12-29 20:00 | 69387
2018-12-29 21:00 | 66646
2018-12-29 22:00 | 64451
2018-12-29 23:00 | 67725
2018-12-30 | 66730
2018-12-30 01:00 | 62313
2018-12-30 02:00 | 61077
2018-12-30 03:00 | 58330
2018-12-30 04:00 | 55795
2018-12-30 05:00 | 54864
2018-12-30 06:00 | 55585
2018-12-30 07:00 | 56855
2018-12-30 08:00 | 58556
2018-12-30 09:00 | 60007
2018-12-30 10:00 | 62267
2018-12-30 11:00 | 63637
2018-12-30 12:00 | 64712
2018-12-30 13:00 | 66545
2018-12-30 14:00 | 62810
2018-12-30 15:00 | 60194
2018-12-30 16:00 | 59184
2018-12-30 17:00 | 59581
2018-12-30 18:00 | 63964
2018-12-30 19:00 | 66789
2018-12-30 20:00 | 66539
2018-12-30 21:00 | 64146
2018-12-30 22:00 | 61907
2018-12-30 23:00 | 65146
2018-12-31 | 64466
2018-12-31 01:00 | 60219
2018-12-31 02:00 | 59134
2018-12-31 03:00 | 56595
2018-12-31 04:00 | 54530
2018-12-31 05:00 | 54285
2018-12-31 06:00 | 56238
2018-12-31 07:00 | 59204
2018-12-31 08:00 | 62008
2018-12-31 09:00 | 63441
2018-12-31 10:00 | 65404
2018-12-31 11:00 | 66163
2018-12-31 12:00 | 67057
2018-12-31 13:00 | 68632
2018-12-31 14:00 | 66234
2018-12-31 15:00 | 63962
2018-12-31 16:00 | 62691
2018-12-31 17:00 | 63035
2018-12-31 18:00 | 66779
2018-12-31 19:00 | 67276
2018-12-31 20:00 | 64679
2018-12-31 21:00 | 61496
2018-12-31 22:00 | 59901
2018-12-31 23:00 | 63977

## availability_factor
TECHNOLOGIES | Date | availabilityFactor
HydroReservoir | 2018-01-01 | 1
HydroReservoir | 2018-01-01 01:00 | 1
HydroReservoir | 2018-01-01 02:00 | 1
HydroReservoir | 2018-01-01 03:00 | 1
HydroReservoir | 2018-01-01 04:00 | 1
HydroReservoir | 2018-01-01 05:00 | 1
HydroReservoir | 2018-01-01 06:00 | 1
HydroReservoir | 2018-01-01 07:00 | 1
HydroReservoir | 2018-01-01 08:00 | 1
HydroReservoir | 2018-01-01 09:00 | 1
HydroReservoir | 2018-01-01 10:00 | 1
HydroReservoir | 2018-01-01 11:00 | 1
HydroReservoir | 2018-01-01 12:00 | 1
HydroReservoir | 2018-01-01 13:00 | 1
HydroReservoir | 2018-01-01 14:00 | 1
HydroReservoir | 2018-01-01 15:00 | 1
HydroReservoir | 2018-01-01 16:00 | 1
HydroReservoir | 2018-01-01 17:00 | 1
HydroReservoir | 2018-01-01 18:00 | 1
HydroReservoir | 2018-01-01 19:00 | 1
HydroReservoir | 2018-01-01 20:00 | 1
HydroReservoir | 2018-01-01 21:00 | 1
HydroReservoir | 2018-01-01 22:00 | 1
HydroReservoir | 2018-01-01 23:00 | 1
HydroReservoir | 2018-01-02 | 1
HydroReservoir | 2018-01-02 01:00 | 1
HydroReservoir | 2018-01-02 02:00 | 1
HydroReservoir | 2018-01-02 03:00 | 1
HydroReservoir | 2018-01-02 04:00 | 1
HydroReservoir | 2018-01-02 05:00 | 1
HydroReservoir | 2018-01-02 06:00 | 1
HydroReservoir | 2018-01-02 07:00 | 1
HydroReservoir | 2018-01-02 08:00 | 1
HydroReservoir | 2018-01-02 09:00 | 1
HydroReservoir | 2018-01-02 10:00 | 1
HydroReservoir | 2018-01-02 11:00 | 1
HydroReservoir | 2018-01-02 12:00 | 1
HydroReservoir | 2018-01-02 13:00 | 1
HydroReservoir | 2018-01-02 14:00 | 1
HydroReservoir | 2018-01-02 15:00 | 1
HydroReservoir | 2018-01-02 16:00 | 1
HydroReservoir | 2018-01-02 17:00 | 1
HydroReservoir | 2018-01-02 18:00 | 1
HydroReservoir | 2018-01-02 19:00 | 1
HydroReservoir | 2018-01-02 20:00 | 1
HydroReservoir | 2018-01-02 21:00 | 1
HydroReservoir | 2018-01-02 22:00 | 1
HydroReservoir | 2018-01-02 23:00 | 1
HydroReservoir | 2018-01-03 | 1
HydroReservoir | 2018-01-03 01:00 | 1
HydroReservoir | 2018-01-03 02:00 | 1
HydroReservoir | 2018-01-03 03:00 | 1
HydroReservoir | 2018-01-03 04:00 | 1
HydroReservoir | 2018-01-03 05:00 | 1
HydroReservoir | 2018-01-03 06:00 | 1
HydroReservoir | 2018-01-03 07:00 | 1
HydroReservoir | 2018-01-03 08:00 | 1
HydroReservoir | 2018-01-03 09:00 | 1
HydroReservoir | 2018-01-03 10:00 | 1
HydroReservoir | 2018-01-03 11:00 | 1
HydroReservoir | 2018-01-03 12:00 | 1
HydroReservoir | 2018-01-03 13:00 | 1
HydroReservoir | 2018-01-03 14:00 | 1
HydroReservoir | 2018-01-03 15:00 | 1
HydroReservoir | 2018-01-03 16:00 | 1
HydroReservoir | 2018-01-03 17:00 | 1
HydroReservoir | 2018-01-03 18:00 | 1
HydroReservoir | 2018-01-03 19:00 | 1
HydroReservoir | 2018-01-03 20:00 | 1
HydroReservoir | 2018-01-03 21:00 | 1
HydroReservoir | 2018-01-03 22:00 | 1
HydroReservoir | 2018-01-03 23:00 | 1
HydroReservoir | 2018-01-04 | 1
HydroReservoir | 2018-01-04 01:00 | 1
HydroReservoir | 2018-01-04 02:00 | 1
HydroReservoir | 2018-01-04 03:00 | 1
HydroReservoir | 2018-01-04 04:00 | 1
HydroReservoir | 2018-01-04 05:00 | 1
HydroReservoir | 2018-01-04 06:00 | 1
HydroReservoir | 2018-01-04 07:00 | 1
HydroReservoir | 2018-01-04 08:00 | 1
HydroReservoir | 2018-01-04 09:00 | 1
HydroReservoir | 2018-01-04 10:00 | 1
HydroReservoir | 2018-01-04 11:00 | 1
HydroReservoir | 2018-01-04 12:00 | 1
HydroReservoir | 2018-01-04 13:00 | 1
HydroReservoir | 2018-01-04 14:00 | 1
HydroReservoir | 2018-01-04 15:00 | 1
HydroReservoir | 2018-01-04 16:00 | 1
HydroReservoir | 2018-01-04 17:00 | 1
HydroReservoir | 2018-01-04 18:00 | 1
HydroReservoir | 2018-01-04 19:00 | 1
HydroReservoir | 2018-01-04 20:00 | 1
HydroReservoir | 2018-01-04 21:00 | 1
HydroReservoir | 2018-01-04 22:00 | 1
HydroReservoir | 2018-01-04 23:00 | 1
HydroReservoir | 2018-01-05 | 1
HydroReservoir | 2018-01-05 01:00 | 1
HydroReservoir | 2018-01-05 02:00 | 1
HydroReservoir | 2018-01-05 03:00 | 1
HydroReservoir | 2018-01-05 04:00 | 1
HydroReservoir | 2018-01-05 05:00 | 1
HydroReservoir | 2018-01-05 06:00 | 1
HydroReservoir | 2018-01-05 07:00 | 1
HydroReservoir | 2018-01-05 08:00 | 1
HydroReservoir | 2018-01-05 09:00 | 1
HydroReservoir | 2018-01-05 10:00 | 1
HydroReservoir | 2018-01-05 11:00 | 1
HydroReservoir | 2018-01-05 12:00 | 1
HydroReservoir | 2018-01-05 13:00 | 1
HydroReservoir | 2018-01-05 14:00 | 1
HydroReservoir | 2018-01-05 15:00 | 1
HydroReservoir | 2018-01-05 16:00 | 1
HydroReservoir | 2018-01-05 17:00 | 1
HydroReservoir | 2018-01-05 18:00 | 1
HydroReservoir | 2018-01-05 19:00 | 1
HydroReservoir | 2018-01-05 20:00 | 1
HydroReservoir | 2018-01-05 21:00 | 1
HydroReservoir | 2018-01-05 22:00 | 1
HydroReservoir | 2018-01-05 23:00 | 1
HydroReservoir | 2018-01-06 | 0.98834
HydroReservoir | 2018-01-06 01:00 | 0.98834
HydroReservoir | 2018-01-06 02:00 | 0.98834
HydroReservoir | 2018-01-06 03:00 | 0.98834
HydroReservoir | 2018-01-06 04:00 | 0.98834
HydroReservoir | 2018-01-06 05:00 | 0.98834
HydroReservoir | 2018-01-06 06:00 | 0.98834
HydroReservoir | 2018-01-06 07:00 | 0.98834
HydroReservoir | 2018-01-06 08:00 | 0.98834
HydroReservoir | 2018-01-06 09:00 | 0.98834
HydroReservoir | 2018-01-06 10:00 | 0.98834
HydroReservoir | 2018-01-06 11:00 | 0.98834
HydroReservoir | 2018-01-06 12:00 | 0.98834
HydroReservoir | 2018-01-06 13:00 | 0.98834
HydroReservoir | 2018-01-06 14:00 | 1
HydroReservoir | 2018-01-06 15:00 | 1
HydroReservoir | 2018-01-06 16:00 | 1
HydroReservoir | 2018-01-06 17:00 | 1
HydroReservoir | 2018-01-06 18:00 | 1
HydroReservoir | 2018-01-06 19:00 | 1
HydroReservoir | 2018-01-06 20:00 | 1
HydroReservoir | 2018-01-06 21:00 | 1
HydroReservoir | 2018-01-06 22:00 | 1
HydroReservoir | 2018-01-06 23:00 | 1
HydroReservoir | 2018-01-07 | 1
HydroReservoir | 2018-01-07 01:00 | 1
HydroReservoir | 2018-01-07 02:00 | 1
HydroReservoir | 2018-01-07 03:00 | 1
HydroReservoir | 2018-01-07 04:00 | 1
HydroReservoir | 2018-01-07 05:00 | 1
HydroReservoir | 2018-01-07 06:00 | 1
HydroReservoir | 2018-01-07 07:00 | 1
HydroReservoir | 2018-01-07 08:00 | 1
HydroReservoir | 2018-01-07 09:00 | 1
HydroReservoir | 2018-01-07 10:00 | 1
HydroReservoir | 2018-01-07 11:00 | 1
HydroReservoir | 2018-01-07 12:00 | 1
HydroReservoir | 2018-01-07 13:00 | 1
HydroReservoir | 2018-01-07 14:00 | 1
HydroReservoir | 2018-01-07 15:00 | 1
HydroReservoir | 2018-01-07 16:00 | 1
HydroReservoir | 2018-01-07 17:00 | 1
HydroReservoir | 2018-01-07 18:00 | 1
HydroReservoir | 2018-01-07 19:00 | 1
HydroReservoir | 2018-01-07 20:00 | 1
HydroReservoir | 2018-01-07 21:00 | 1
HydroReservoir | 2018-01-07 22:00 | 1
HydroReservoir | 2018-01-07 23:00 | 1
HydroReservoir | 2018-01-08 | 1
HydroReservoir | 2018-01-08 01:00 | 1
HydroReservoir | 2018-01-08 02:00 | 1
HydroReservoir | 2018-01-08 03:00 | 1
HydroReservoir | 2018-01-08 04:00 | 1
HydroReservoir | 2018-01-08 05:00 | 1
HydroReservoir | 2018-01-08 06:00 | 1
HydroReservoir | 2018-01-08 07:00 | 1
HydroReservoir | 2018-01-08 08:00 | 1
HydroReservoir | 2018-01-08 09:00 | 1
HydroReservoir | 2018-01-08 10:00 | 1
HydroReservoir | 2018-01-08 11:00 | 1
HydroReservoir | 2018-01-08 12:00 | 1
HydroReservoir | 2018-01-08 13:00 | 1
HydroReservoir | 2018-01-08 14:00 | 0.99102
HydroReservoir | 2018-01-08 15:00 | 0.99102
HydroReservoir | 2018-01-08 16:00 | 1
HydroReservoir | 2018-01-08 17:00 | 1
HydroReservoir | 2018-01-08 18:00 | 1
HydroReservoir | 2018-01-08 19:00 | 1
HydroReservoir | 2018-01-08 20:00 | 1
HydroReservoir | 2018-01-08 21:00 | 1
HydroReservoir | 2018-01-08 22:00 | 1
HydroReservoir | 2018-01-08 23:00 | 1
HydroReservoir | 2018-01-09 | 1
HydroReservoir | 2018-01-09 01:00 | 1
HydroReservoir | 2018-01-09 02:00 | 1
HydroReservoir | 2018-01-09 03:00 | 0.97307
HydroReservoir | 2018-01-09 04:00 | 0.97307
HydroReservoir | 2018-01-09 05:00 | 0.97307
HydroReservoir | 2018-01-09 06:00 | 1
HydroReservoir | 2018-01-09 07:00 | 1
HydroReservoir | 2018-01-09 08:00 | 0.98834
HydroReservoir | 2018-01-09 09:00 | 0.98834
HydroReservoir | 2018-01-09 10:00 | 0.98834
HydroReservoir | 2018-01-09 11:00 | 0.98834
HydroReservoir | 2018-01-09 12:00 | 0.98834
HydroReservoir | 2018-01-09 13:00 | 0.98834
HydroReservoir | 2018-01-09 14:00 | 0.98834
HydroReservoir | 2018-01-09 15:00 | 0.98834
HydroReservoir | 2018-01-09 16:00 | 0.98834
HydroReservoir | 2018-01-09 17:00 | 0.98834
HydroReservoir | 2018-01-09 18:00 | 0.98834
HydroReservoir | 2018-01-09 19:00 | 0.98834
HydroReservoir | 2018-01-09 20:00 | 0.98834
HydroReservoir | 2018-01-09 21:00 | 0.97937
HydroReservoir | 2018-01-09 22:00 | 0.97937
HydroReservoir | 2018-01-09 23:00 | 0.97937
HydroReservoir | 2018-01-10 | 0.97937
HydroReservoir | 2018-01-10 01:00 | 0.97937
HydroReservoir | 2018-01-10 02:00 | 0.97937
HydroReservoir | 2018-01-10 03:00 | 0.97937
HydroReservoir | 2018-01-10 04:00 | 0.98834
HydroReservoir | 2018-01-10 05:00 | 0.98834
HydroReservoir | 2018-01-10 06:00 | 0.98834
HydroReservoir | 2018-01-10 07:00 | 0.98834
HydroReservoir | 2018-01-10 08:00 | 0.98834
HydroReservoir | 2018-01-10 09:00 | 0.98834
HydroReservoir | 2018-01-10 10:00 | 0.98834
HydroReservoir | 2018-01-10 11:00 | 0.98834
HydroReservoir | 2018-01-10 12:00 | 0.98834
HydroReservoir | 2018-01-10 13:00 | 0.98834
HydroReservoir | 2018-01-10 14:00 | 0.98834
HydroReservoir | 2018-01-10 15:00 | 0.98834
HydroReservoir | 2018-01-10 16:00 | 0.98834
HydroReservoir | 2018-01-10 17:00 | 0.98834
HydroReservoir | 2018-01-10 18:00 | 0.98834
HydroReservoir | 2018-01-10 19:00 | 0.98834
HydroReservoir | 2018-01-10 20:00 | 0.98834
HydroReservoir | 2018-01-10 21:00 | 0.98834
HydroReservoir | 2018-01-10 22:00 | 0.98834
HydroReservoir | 2018-01-10 23:00 | 0.98834
HydroReservoir | 2018-01-11 | 0.98834
HydroReservoir | 2018-01-11 01:00 | 0.98834
HydroReservoir | 2018-01-11 02:00 | 0.98834
HydroReservoir | 2018-01-11 03:00 | 0.98834
HydroReservoir | 2018-01-11 04:00 | 0.98834
HydroReservoir | 2018-01-11 05:00 | 0.98834
HydroReservoir | 2018-01-11 06:00 | 0.98834
HydroReservoir | 2018-01-11 07:00 | 0.97668
HydroReservoir | 2018-01-11 08:00 | 0.97668
HydroReservoir | 2018-01-11 09:00 | 0.98834
HydroReservoir | 2018-01-11 10:00 | 0.98834
HydroReservoir | 2018-01-11 11:00 | 0.98834
HydroReservoir | 2018-01-11 12:00 | 1
HydroReservoir | 2018-01-11 13:00 | 1
HydroReservoir | 2018-01-11 14:00 | 1
HydroReservoir | 2018-01-11 15:00 | 1
HydroReservoir | 2018-01-11 16:00 | 1
HydroReservoir | 2018-01-11 17:00 | 1
HydroReservoir | 2018-01-11 18:00 | 1
HydroReservoir | 2018-01-11 19:00 | 1
HydroReservoir | 2018-01-11 20:00 | 1
HydroReservoir | 2018-01-11 21:00 | 1
HydroReservoir | 2018-01-11 22:00 | 1
HydroReservoir | 2018-01-11 23:00 | 1
HydroReservoir | 2018-01-12 | 1
HydroReservoir | 2018-01-12 01:00 | 1
HydroReservoir | 2018-01-12 02:00 | 1
HydroReservoir | 2018-01-12 03:00 | 1
HydroReservoir | 2018-01-12 04:00 | 1
HydroReservoir | 2018-01-12 05:00 | 1
HydroReservoir | 2018-01-12 06:00 | 1
HydroReservoir | 2018-01-12 07:00 | 1
HydroReservoir | 2018-01-12 08:00 | 1
HydroReservoir | 2018-01-12 09:00 | 1
HydroReservoir | 2018-01-12 10:00 | 1
HydroReservoir | 2018-01-12 11:00 | 1
HydroReservoir | 2018-01-12 12:00 | 1
HydroReservoir | 2018-01-12 13:00 | 1
HydroReservoir | 2018-01-12 14:00 | 1
HydroReservoir | 2018-01-12 15:00 | 1
HydroReservoir | 2018-01-12 16:00 | 1
HydroReservoir | 2018-01-12 17:00 | 1
HydroReservoir | 2018-01-12 18:00 | 1
HydroReservoir | 2018-01-12 19:00 | 1
HydroReservoir | 2018-01-12 20:00 | 1
HydroReservoir | 2018-01-12 21:00 | 1
HydroReservoir | 2018-01-12 22:00 | 1
HydroReservoir | 2018-01-12 23:00 | 1
HydroReservoir | 2018-01-13 | 1
HydroReservoir | 2018-01-13 01:00 | 1
HydroReservoir | 2018-01-13 02:00 | 1
HydroReservoir | 2018-01-13 03:00 | 1
HydroReservoir | 2018-01-13 04:00 | 1
HydroReservoir | 2018-01-13 05:00 | 1
HydroReservoir | 2018-01-13 06:00 | 1
HydroReservoir | 2018-01-13 07:00 | 1
HydroReservoir | 2018-01-13 08:00 | 1
HydroReservoir | 2018-01-13 09:00 | 1
HydroReservoir | 2018-01-13 10:00 | 1
HydroReservoir | 2018-01-13 11:00 | 1
HydroReservoir | 2018-01-13 12:00 | 1
HydroReservoir | 2018-01-13 13:00 | 1
HydroReservoir | 2018-01-13 14:00 | 1
HydroReservoir | 2018-01-13 15:00 | 1
HydroReservoir | 2018-01-13 16:00 | 1
HydroReservoir | 2018-01-13 17:00 | 1
HydroReservoir | 2018-01-13 18:00 | 1
HydroReservoir | 2018-01-13 19:00 | 1
HydroReservoir | 2018-01-13 20:00 | 1
HydroReservoir | 2018-01-13 21:00 | 1
HydroReservoir | 2018-01-13 22:00 | 1
HydroReservoir | 2018-01-13 23:00 | 1
HydroReservoir | 2018-01-14 | 1
HydroReservoir | 2018-01-14 01:00 | 1
HydroReservoir | 2018-01-14 02:00 | 1
HydroReservoir | 2018-01-14 03:00 | 1
HydroReservoir | 2018-01-14 04:00 | 1
HydroReservoir | 2018-01-14 05:00 | 1
HydroReservoir | 2018-01-14 06:00 | 1
HydroReservoir | 2018-01-14 07:00 | 1
HydroReservoir | 2018-01-14 08:00 | 1
HydroReservoir | 2018-01-14 09:00 | 1
HydroReservoir | 2018-01-14 10:00 | 1
HydroReservoir | 2018-01-14 11:00 | 1
HydroReservoir | 2018-01-14 12:00 | 1
HydroReservoir | 2018-01-14 13:00 | 1
HydroReservoir | 2018-01-14 14:00 | 1
HydroReservoir | 2018-01-14 15:00 | 1
HydroReservoir | 2018-01-14 16:00 | 1
HydroReservoir | 2018-01-14 17:00 | 1
HydroReservoir | 2018-01-14 18:00 | 1
HydroReservoir | 2018-01-14 19:00 | 1
HydroReservoir | 2018-01-14 20:00 | 1
HydroReservoir | 2018-01-14 21:00 | 1
HydroReservoir | 2018-01-14 22:00 | 1
HydroReservoir | 2018-01-14 23:00 | 1
HydroReservoir | 2018-01-15 | 1
HydroReservoir | 2018-01-15 01:00 | 1
HydroReservoir | 2018-01-15 02:00 | 1
HydroReservoir | 2018-01-15 03:00 | 1
HydroReservoir | 2018-01-15 04:00 | 1
HydroReservoir | 2018-01-15 05:00 | 1
HydroReservoir | 2018-01-15 06:00 | 1
HydroReservoir | 2018-01-15 07:00 | 1
HydroReservoir | 2018-01-15 08:00 | 1
HydroReservoir | 2018-01-15 09:00 | 1
HydroReservoir | 2018-01-15 10:00 | 1
HydroReservoir | 2018-01-15 11:00 | 1
HydroReservoir | 2018-01-15 12:00 | 1
HydroReservoir | 2018-01-15 13:00 | 1
HydroReservoir | 2018-01-15 14:00 | 1
HydroReservoir | 2018-01-15 15:00 | 1
HydroReservoir | 2018-01-15 16:00 | 1
HydroReservoir | 2018-01-15 17:00 | 1
HydroReservoir | 2018-01-15 18:00 | 1
HydroReservoir | 2018-01-15 19:00 | 1
HydroReservoir | 2018-01-15 20:00 | 1
HydroReservoir | 2018-01-15 21:00 | 1
HydroReservoir | 2018-01-15 22:00 | 1
HydroReservoir | 2018-01-15 23:00 | 0.97902
HydroReservoir | 2018-01-16 | 0.97902
HydroReservoir | 2018-01-16 01:00 | 0.97902
HydroReservoir | 2018-01-16 02:00 | 0.97902
HydroReservoir | 2018-01-16 03:00 | 0.97902
HydroReservoir | 2018-01-16 04:00 | 0.97902
HydroReservoir | 2018-01-16 05:00 | 0.97902
HydroReservoir | 2018-01-16 06:00 | 0.97902
HydroReservoir | 2018-01-16 07:00 | 0.97902
HydroReservoir | 2018-01-16 08:00 | 1
HydroReservoir | 2018-01-16 09:00 | 1
HydroReservoir | 2018-01-16 10:00 | 1
HydroReservoir | 2018-01-16 11:00 | 1
HydroReservoir | 2018-01-16 12:00 | 1
HydroReservoir | 2018-01-16 13:00 | 1
HydroReservoir | 2018-01-16 14:00 | 1
HydroReservoir | 2018-01-16 15:00 | 1
HydroReservoir | 2018-01-16 16:00 | 1
HydroReservoir | 2018-01-16 17:00 | 1
HydroReservoir | 2018-01-16 18:00 | 1
HydroReservoir | 2018-01-16 19:00 | 1
HydroReservoir | 2018-01-16 20:00 | 1
HydroReservoir | 2018-01-16 21:00 | 1
HydroReservoir | 2018-01-16 22:00 | 1
HydroReservoir | 2018-01-16 23:00 | 1
HydroReservoir | 2018-01-17 | 1
HydroReservoir | 2018-01-17 01:00 | 1
HydroReservoir | 2018-01-17 02:00 | 1
HydroReservoir | 2018-01-17 03:00 | 1
HydroReservoir | 2018-01-17 04:00 | 1
HydroReservoir | 2018-01-17 05:00 | 1
HydroReservoir | 2018-01-17 06:00 | 1
HydroReservoir | 2018-01-17 07:00 | 1
HydroReservoir | 2018-01-17 08:00 | 1
HydroReservoir | 2018-01-17 09:00 | 1
HydroReservoir | 2018-01-17 10:00 | 1
HydroReservoir | 2018-01-17 11:00 | 1
HydroReservoir | 2018-01-17 12:00 | 1
HydroReservoir | 2018-01-17 13:00 | 1
HydroReservoir | 2018-01-17 14:00 | 0.98298
HydroReservoir | 2018-01-17 15:00 | 0.98298
HydroReservoir | 2018-01-17 16:00 | 0.98298
HydroReservoir | 2018-01-17 17:00 | 0.98298
HydroReservoir | 2018-01-17 18:00 | 0.98298
HydroReservoir | 2018-01-17 19:00 | 0.98298
HydroReservoir | 2018-01-17 20:00 | 0.98298
HydroReservoir | 2018-01-17 21:00 | 0.98298
HydroReservoir | 2018-01-17 22:00 | 0.98298
HydroReservoir | 2018-01-17 23:00 | 0.98298
HydroReservoir | 2018-01-18 | 0.98298
HydroReservoir | 2018-01-18 01:00 | 0.98298
HydroReservoir | 2018-01-18 02:00 | 0.98298
HydroReservoir | 2018-01-18 03:00 | 0.98298
HydroReservoir | 2018-01-18 04:00 | 0.98298
HydroReservoir | 2018-01-18 05:00 | 0.98298
HydroReservoir | 2018-01-18 06:00 | 0.98298
HydroReservoir | 2018-01-18 07:00 | 0.98298
HydroReservoir | 2018-01-18 08:00 | 0.98298
HydroReservoir | 2018-01-18 09:00 | 0.98298
HydroReservoir | 2018-01-18 10:00 | 0.98298
HydroReservoir | 2018-01-18 11:00 | 0.98298
HydroReservoir | 2018-01-18 12:00 | 1
HydroReservoir | 2018-01-18 13:00 | 1
HydroReservoir | 2018-01-18 14:00 | 1
HydroReservoir | 2018-01-18 15:00 | 1
HydroReservoir | 2018-01-18 16:00 | 1
HydroReservoir | 2018-01-18 17:00 | 1
HydroReservoir | 2018-01-18 18:00 | 1
HydroReservoir | 2018-01-18 19:00 | 1
HydroReservoir | 2018-01-18 20:00 | 1
HydroReservoir | 2018-01-18 21:00 | 1
HydroReservoir | 2018-01-18 22:00 | 1
HydroReservoir | 2018-01-18 23:00 | 1
HydroReservoir | 2018-01-19 | 1
HydroReservoir | 2018-01-19 01:00 | 1
HydroReservoir | 2018-01-19 02:00 | 1
HydroReservoir | 2018-01-19 03:00 | 1
HydroReservoir | 2018-01-19 04:00 | 1
HydroReservoir | 2018-01-19 05:00 | 1
HydroReservoir | 2018-01-19 06:00 | 1
HydroReservoir | 2018-01-19 07:00 | 1
HydroReservoir | 2018-01-19 08:00 | 1
HydroReservoir | 2018-01-19 09:00 | 1
HydroReservoir | 2018-01-19 10:00 | 1
HydroReservoir | 2018-01-19 11:00 | 1
HydroReservoir | 2018-01-19 12:00 | 1
HydroReservoir | 2018-01-19 13:00 | 1
HydroReservoir | 2018-01-19 14:00 | 1
HydroReservoir | 2018-01-19 15:00 | 1
HydroReservoir | 2018-01-19 16:00 | 1
HydroReservoir | 2018-01-19 17:00 | 1
HydroReservoir | 2018-01-19 18:00 | 1
HydroReservoir | 2018-01-19 19:00 | 1
HydroReservoir | 2018-01-19 20:00 | 1
HydroReservoir | 2018-01-19 21:00 | 1
HydroReservoir | 2018-01-19 22:00 | 1
HydroReservoir | 2018-01-19 23:00 | 1
HydroReservoir | 2018-01-20 | 1
HydroReservoir | 2018-01-20 01:00 | 1
HydroReservoir | 2018-01-20 02:00 | 1
HydroReservoir | 2018-01-20 03:00 | 1
HydroReservoir | 2018-01-20 04:00 | 1
HydroReservoir | 2018-01-20 05:00 | 1
HydroReservoir | 2018-01-20 06:00 | 1
HydroReservoir | 2018-01-20 07:00 | 1
HydroReservoir | 2018-01-20 08:00 | 1
HydroReservoir | 2018-01-20 09:00 | 1
HydroReservoir | 2018-01-20 10:00 | 1
HydroReservoir | 2018-01-20 11:00 | 1
HydroReservoir | 2018-01-20 12:00 | 1
HydroReservoir | 2018-01-20 13:00 | 1
HydroReservoir | 2018-01-20 14:00 | 1
HydroReservoir | 2018-01-20 15:00 | 1
HydroReservoir | 2018-01-20 16:00 | 1
HydroReservoir | 2018-01-20 17:00 | 1
HydroReservoir | 2018-01-20 18:00 | 1
HydroReservoir | 2018-01-20 19:00 | 1
HydroReservoir | 2018-01-20 20:00 | 1
HydroReservoir | 2018-01-20 21:00 | 1
HydroReservoir | 2018-01-20 22:00 | 1
HydroReservoir | 2018-01-20 23:00 | 1
HydroReservoir | 2018-01-21 | 1
HydroReservoir | 2018-01-21 01:00 | 1
HydroReservoir | 2018-01-21 02:00 | 1
HydroReservoir | 2018-01-21 03:00 | 1
HydroReservoir | 2018-01-21 04:00 | 1
HydroReservoir | 2018-01-21 05:00 | 1
HydroReservoir | 2018-01-21 06:00 | 1
HydroReservoir | 2018-01-21 07:00 | 1
HydroReservoir | 2018-01-21 08:00 | 1
HydroReservoir | 2018-01-21 09:00 | 1
HydroReservoir | 2018-01-21 10:00 | 1
HydroReservoir | 2018-01-21 11:00 | 1
HydroReservoir | 2018-01-21 12:00 | 1
HydroReservoir | 2018-01-21 13:00 | 1
HydroReservoir | 2018-01-21 14:00 | 1
HydroReservoir | 2018-01-21 15:00 | 1
HydroReservoir | 2018-01-21 16:00 | 1
HydroReservoir | 2018-01-21 17:00 | 1
HydroReservoir | 2018-01-21 18:00 | 1
HydroReservoir | 2018-01-21 19:00 | 1
HydroReservoir | 2018-01-21 20:00 | 1
HydroReservoir | 2018-01-21 21:00 | 1
HydroReservoir | 2018-01-21 22:00 | 1
HydroReservoir | 2018-01-21 23:00 | 1
HydroReservoir | 2018-01-22 | 1
HydroReservoir | 2018-01-22 01:00 | 1
HydroReservoir | 2018-01-22 02:00 | 1
HydroReservoir | 2018-01-22 03:00 | 1
HydroReservoir | 2018-01-22 04:00 | 1
HydroReservoir | 2018-01-22 05:00 | 1
HydroReservoir | 2018-01-22 06:00 | 1
HydroReservoir | 2018-01-22 07:00 | 1
HydroReservoir | 2018-01-22 08:00 | 1
HydroReservoir | 2018-01-22 09:00 | 1
HydroReservoir | 2018-01-22 10:00 | 1
HydroReservoir | 2018-01-22 11:00 | 1
HydroReservoir | 2018-01-22 12:00 | 0.96538
HydroReservoir | 2018-01-22 13:00 | 0.9557
HydroReservoir | 2018-01-22 14:00 | 0.9557
HydroReservoir | 2018-01-22 15:00 | 0.9557
HydroReservoir | 2018-01-22 16:00 | 0.9557
HydroReservoir | 2018-01-22 17:00 | 0.9557
HydroReservoir | 2018-01-22 18:00 | 0.99032
HydroReservoir | 2018-01-22 19:00 | 0.99032
HydroReservoir | 2018-01-22 20:00 | 0.99032
HydroReservoir | 2018-01-22 21:00 | 0.99032
HydroReservoir | 2018-01-22 22:00 | 0.99032
HydroReservoir | 2018-01-22 23:00 | 0.99032
HydroReservoir | 2018-01-23 | 0.99032
HydroReservoir | 2018-01-23 01:00 | 0.99032
HydroReservoir | 2018-01-23 02:00 | 0.99032
HydroReservoir | 2018-01-23 03:00 | 0.99032
HydroReservoir | 2018-01-23 04:00 | 0.99032
HydroReservoir | 2018-01-23 05:00 | 0.99032
HydroReservoir | 2018-01-23 06:00 | 0.99032
HydroReservoir | 2018-01-23 07:00 | 0.99032
HydroReservoir | 2018-01-23 08:00 | 0.99032
HydroReservoir | 2018-01-23 09:00 | 0.9747
HydroReservoir | 2018-01-23 10:00 | 0.9747
HydroReservoir | 2018-01-23 11:00 | 0.9747
HydroReservoir | 2018-01-23 12:00 | 0.91875
HydroReservoir | 2018-01-23 13:00 | 0.91875
HydroReservoir | 2018-01-23 14:00 | 0.91875
HydroReservoir | 2018-01-23 15:00 | 0.91875
HydroReservoir | 2018-01-23 16:00 | 0.91875
HydroReservoir | 2018-01-23 17:00 | 1
HydroReservoir | 2018-01-23 18:00 | 1
HydroReservoir | 2018-01-23 19:00 | 1
HydroReservoir | 2018-01-23 20:00 | 1
HydroReservoir | 2018-01-23 21:00 | 1
HydroReservoir | 2018-01-23 22:00 | 1
HydroReservoir | 2018-01-23 23:00 | 1
HydroReservoir | 2018-01-24 | 1
HydroReservoir | 2018-01-24 01:00 | 1
HydroReservoir | 2018-01-24 02:00 | 1
HydroReservoir | 2018-01-24 03:00 | 1
HydroReservoir | 2018-01-24 04:00 | 1
HydroReservoir | 2018-01-24 05:00 | 1
HydroReservoir | 2018-01-24 06:00 | 1
HydroReservoir | 2018-01-24 07:00 | 0.94404
HydroReservoir | 2018-01-24 08:00 | 0.93239
HydroReservoir | 2018-01-24 09:00 | 0.93239
HydroReservoir | 2018-01-24 10:00 | 0.93239
HydroReservoir | 2018-01-24 11:00 | 0.93239
HydroReservoir | 2018-01-24 12:00 | 0.95838
HydroReservoir | 2018-01-24 13:00 | 0.95838
HydroReservoir | 2018-01-24 14:00 | 0.95838
HydroReservoir | 2018-01-24 15:00 | 0.95838
HydroReservoir | 2018-01-24 16:00 | 0.95838
HydroReservoir | 2018-01-24 17:00 | 0.95838
HydroReservoir | 2018-01-24 18:00 | 1
HydroReservoir | 2018-01-24 19:00 | 1
HydroReservoir | 2018-01-24 20:00 | 1
HydroReservoir | 2018-01-24 21:00 | 1
HydroReservoir | 2018-01-24 22:00 | 1
HydroReservoir | 2018-01-24 23:00 | 1
HydroReservoir | 2018-01-25 | 1
HydroReservoir | 2018-01-25 01:00 | 1
HydroReservoir | 2018-01-25 02:00 | 0.94404
HydroReservoir | 2018-01-25 03:00 | 0.94404
HydroReservoir | 2018-01-25 04:00 | 0.94404
HydroReservoir | 2018-01-25 05:00 | 1
HydroReservoir | 2018-01-25 06:00 | 1
HydroReservoir | 2018-01-25 07:00 | 0.93192
HydroReservoir | 2018-01-25 08:00 | 0.87596
HydroReservoir | 2018-01-25 09:00 | 0.94404
HydroReservoir | 2018-01-25 10:00 | 0.95495
HydroReservoir | 2018-01-25 11:00 | 0.974
HydroReservoir | 2018-01-25 12:00 | 0.93239
HydroReservoir | 2018-01-25 13:00 | 0.93239
HydroReservoir | 2018-01-25 14:00 | 0.98834
HydroReservoir | 2018-01-25 15:00 | 0.98834
HydroReservoir | 2018-01-25 16:00 | 0.98834
HydroReservoir | 2018-01-25 17:00 | 0.98834
HydroReservoir | 2018-01-25 18:00 | 0.98834
HydroReservoir | 2018-01-25 19:00 | 0.98834
HydroReservoir | 2018-01-25 20:00 | 0.98834
HydroReservoir | 2018-01-25 21:00 | 0.98834
HydroReservoir | 2018-01-25 22:00 | 0.98834
HydroReservoir | 2018-01-25 23:00 | 0.98834
HydroReservoir | 2018-01-26 | 0.98834
HydroReservoir | 2018-01-26 01:00 | 0.98834
HydroReservoir | 2018-01-26 02:00 | 0.98834
HydroReservoir | 2018-01-26 03:00 | 0.98834
HydroReservoir | 2018-01-26 04:00 | 0.98834
HydroReservoir | 2018-01-26 05:00 | 0.98834
HydroReservoir | 2018-01-26 06:00 | 0.98834
HydroReservoir | 2018-01-26 07:00 | 0.98834
HydroReservoir | 2018-01-26 08:00 | 0.98834
HydroReservoir | 2018-01-26 09:00 | 0.98834
HydroReservoir | 2018-01-26 10:00 | 0.98834
HydroReservoir | 2018-01-26 11:00 | 0.98834
HydroReservoir | 2018-01-26 12:00 | 0.98834
HydroReservoir | 2018-01-26 13:00 | 0.98834
HydroReservoir | 2018-01-26 14:00 | 0.98834
HydroReservoir | 2018-01-26 15:00 | 0.98834
HydroReservoir | 2018-01-26 16:00 | 0.98834
HydroReservoir | 2018-01-26 17:00 | 0.98834
HydroReservoir | 2018-01-26 18:00 | 0.98834
HydroReservoir | 2018-01-26 19:00 | 0.98834
HydroReservoir | 2018-01-26 20:00 | 0.98834
HydroReservoir | 2018-01-26 21:00 | 0.98834
HydroReservoir | 2018-01-26 22:00 | 0.98834
HydroReservoir | 2018-01-26 23:00 | 0.98834
HydroReservoir | 2018-01-27 | 0.98834
HydroReservoir | 2018-01-27 01:00 | 0.98834
HydroReservoir | 2018-01-27 02:00 | 0.98834
HydroReservoir | 2018-01-27 03:00 | 0.98834
HydroReservoir | 2018-01-27 04:00 | 0.98834
HydroReservoir | 2018-01-27 05:00 | 0.98834
HydroReservoir | 2018-01-27 06:00 | 0.98834
HydroReservoir | 2018-01-27 07:00 | 0.98834
HydroReservoir | 2018-01-27 08:00 | 0.98834
HydroReservoir | 2018-01-27 09:00 | 0.98834
HydroReservoir | 2018-01-27 10:00 | 0.98834
HydroReservoir | 2018-01-27 11:00 | 0.98834
HydroReservoir | 2018-01-27 12:00 | 0.98834
HydroReservoir | 2018-01-27 13:00 | 0.98834
HydroReservoir | 2018-01-27 14:00 | 0.98834
HydroReservoir | 2018-01-27 15:00 | 0.98834
HydroReservoir | 2018-01-27 16:00 | 0.98834
HydroReservoir | 2018-01-27 17:00 | 0.98834
HydroReservoir | 2018-01-27 18:00 | 0.98834
HydroReservoir | 2018-01-27 19:00 | 0.98834
HydroReservoir | 2018-01-27 20:00 | 0.98834
HydroReservoir | 2018-01-27 21:00 | 0.98834
HydroReservoir | 2018-01-27 22:00 | 0.98834
HydroReservoir | 2018-01-27 23:00 | 0.98834
HydroReservoir | 2018-01-28 | 0.98834
HydroReservoir | 2018-01-28 01:00 | 0.98834
HydroReservoir | 2018-01-28 02:00 | 0.98834
HydroReservoir | 2018-01-28 03:00 | 0.98834
HydroReservoir | 2018-01-28 04:00 | 0.98834
HydroReservoir | 2018-01-28 05:00 | 0.98834
HydroReservoir | 2018-01-28 06:00 | 0.98834
HydroReservoir | 2018-01-28 07:00 | 0.98834
HydroReservoir | 2018-01-28 08:00 | 0.98834
HydroReservoir | 2018-01-28 09:00 | 0.98834
HydroReservoir | 2018-01-28 10:00 | 0.98834
HydroReservoir | 2018-01-28 11:00 | 0.98834
HydroReservoir | 2018-01-28 12:00 | 0.98834
HydroReservoir | 2018-01-28 13:00 | 0.98834
HydroReservoir | 2018-01-28 14:00 | 0.98834
HydroReservoir | 2018-01-28 15:00 | 0.98834
HydroReservoir | 2018-01-28 16:00 | 0.98834
HydroReservoir | 2018-01-28 17:00 | 0.98834
HydroReservoir | 2018-01-28 18:00 | 0.98834
HydroReservoir | 2018-01-28 19:00 | 0.98834
HydroReservoir | 2018-01-28 20:00 | 0.98834
HydroReservoir | 2018-01-28 21:00 | 0.98834
HydroReservoir | 2018-01-28 22:00 | 0.98834
HydroReservoir | 2018-01-28 23:00 | 0.98834
HydroReservoir | 2018-01-29 | 0.98834
HydroReservoir | 2018-01-29 01:00 | 0.98834
HydroReservoir | 2018-01-29 02:00 | 0.98834
HydroReservoir | 2018-01-29 03:00 | 0.98834
HydroReservoir | 2018-01-29 04:00 | 0.98834
HydroReservoir | 2018-01-29 05:00 | 0.98834
HydroReservoir | 2018-01-29 06:00 | 0.98834
HydroReservoir | 2018-01-29 07:00 | 0.98834
HydroReservoir | 2018-01-29 08:00 | 0.98834
HydroReservoir | 2018-01-29 09:00 | 0.98834
HydroReservoir | 2018-01-29 10:00 | 0.98834
HydroReservoir | 2018-01-29 11:00 | 0.98834
HydroReservoir | 2018-01-29 12:00 | 0.98834
HydroReservoir | 2018-01-29 13:00 | 0.98834
HydroReservoir | 2018-01-29 14:00 | 0.98834
HydroReservoir | 2018-01-29 15:00 | 0.98834
HydroReservoir | 2018-01-29 16:00 | 0.98834
HydroReservoir | 2018-01-29 17:00 | 0.98834
HydroReservoir | 2018-01-29 18:00 | 0.98834
HydroReservoir | 2018-01-29 19:00 | 0.98834
HydroReservoir | 2018-01-29 20:00 | 0.98834
HydroReservoir | 2018-01-29 21:00 | 0.98834
HydroReservoir | 2018-01-29 22:00 | 0.98834
HydroReservoir | 2018-01-29 23:00 | 0.98834
HydroReservoir | 2018-01-30 | 0.98834
HydroReservoir | 2018-01-30 01:00 | 0.98834
HydroReservoir | 2018-01-30 02:00 | 0.98834
HydroReservoir | 2018-01-30 03:00 | 0.98834
HydroReservoir | 2018-01-30 04:00 | 0.98834
HydroReservoir | 2018-01-30 05:00 | 0.98834
HydroReservoir | 2018-01-30 06:00 | 0.98834
HydroReservoir | 2018-01-30 07:00 | 0.98834
HydroReservoir | 2018-01-30 08:00 | 0.97179
HydroReservoir | 2018-01-30 09:00 | 0.97179
HydroReservoir | 2018-01-30 10:00 | 0.97179
HydroReservoir | 2018-01-30 11:00 | 0.97179
HydroReservoir | 2018-01-30 12:00 | 0.97179
HydroReservoir | 2018-01-30 13:00 | 0.97179
HydroReservoir | 2018-01-30 14:00 | 0.97179
HydroReservoir | 2018-01-30 15:00 | 0.97179
HydroReservoir | 2018-01-30 16:00 | 0.98834
HydroReservoir | 2018-01-30 17:00 | 0.98834
HydroReservoir | 2018-01-30 18:00 | 0.98834
HydroReservoir | 2018-01-30 19:00 | 0.98834
HydroReservoir | 2018-01-30 20:00 | 0.98834
HydroReservoir | 2018-01-30 21:00 | 0.98834
HydroReservoir | 2018-01-30 22:00 | 0.98834
HydroReservoir | 2018-01-30 23:00 | 0.98834
HydroReservoir | 2018-01-31 | 0.98834
HydroReservoir | 2018-01-31 01:00 | 0.98834
HydroReservoir | 2018-01-31 02:00 | 0.98834
HydroReservoir | 2018-01-31 03:00 | 0.98834
HydroReservoir | 2018-01-31 04:00 | 0.98834
HydroReservoir | 2018-01-31 05:00 | 0.98834
HydroReservoir | 2018-01-31 06:00 | 0.98834
HydroReservoir | 2018-01-31 07:00 | 0.98834
HydroReservoir | 2018-01-31 08:00 | 0.98834
HydroReservoir | 2018-01-31 09:00 | 0.98834
HydroReservoir | 2018-01-31 10:00 | 0.98834
HydroReservoir | 2018-01-31 11:00 | 0.98834
HydroReservoir | 2018-01-31 12:00 | 0.98834
HydroReservoir | 2018-01-31 13:00 | 0.98834
HydroReservoir | 2018-01-31 14:00 | 0.98834
HydroReservoir | 2018-01-31 15:00 | 0.98834
HydroReservoir | 2018-01-31 16:00 | 0.98834
HydroReservoir | 2018-01-31 17:00 | 0.98834
HydroReservoir | 2018-01-31 18:00 | 0.98834
HydroReservoir | 2018-01-31 19:00 | 0.98834
HydroReservoir | 2018-01-31 20:00 | 0.98834
HydroReservoir | 2018-01-31 21:00 | 0.98834
HydroReservoir | 2018-01-31 22:00 | 0.98834
HydroReservoir | 2018-01-31 23:00 | 0.98834
HydroReservoir | 2018-02-01 | 0.98834
HydroReservoir | 2018-02-01 01:00 | 0.98834
HydroReservoir | 2018-02-01 02:00 | 0.98834
HydroReservoir | 2018-02-01 03:00 | 0.98834
HydroReservoir | 2018-02-01 04:00 | 0.98834
HydroReservoir | 2018-02-01 05:00 | 0.98834
HydroReservoir | 2018-02-01 06:00 | 0.98834
HydroReservoir | 2018-02-01 07:00 | 0.98834
HydroReservoir | 2018-02-01 08:00 | 0.98834
HydroReservoir | 2018-02-01 09:00 | 0.98834
HydroReservoir | 2018-02-01 10:00 | 0.98834
HydroReservoir | 2018-02-01 11:00 | 0.98834
HydroReservoir | 2018-02-01 12:00 | 0.98834
HydroReservoir | 2018-02-01 13:00 | 0.98834
HydroReservoir | 2018-02-01 14:00 | 0.98834
HydroReservoir | 2018-02-01 15:00 | 0.98834
HydroReservoir | 2018-02-01 16:00 | 0.98834
HydroReservoir | 2018-02-01 17:00 | 0.98834
HydroReservoir | 2018-02-01 18:00 | 0.98834
HydroReservoir | 2018-02-01 19:00 | 0.98834
HydroReservoir | 2018-02-01 20:00 | 0.98834
HydroReservoir | 2018-02-01 21:00 | 0.98834
HydroReservoir | 2018-02-01 22:00 | 0.98834
HydroReservoir | 2018-02-01 23:00 | 0.98834
HydroReservoir | 2018-02-02 | 0.98834
HydroReservoir | 2018-02-02 01:00 | 0.98834
HydroReservoir | 2018-02-02 02:00 | 0.98834
HydroReservoir | 2018-02-02 03:00 | 0.93239
HydroReservoir | 2018-02-02 04:00 | 0.93239
HydroReservoir | 2018-02-02 05:00 | 0.93239
HydroReservoir | 2018-02-02 06:00 | 0.98834
HydroReservoir | 2018-02-02 07:00 | 0.98834
HydroReservoir | 2018-02-02 08:00 | 0.98834
HydroReservoir | 2018-02-02 09:00 | 0.98834
HydroReservoir | 2018-02-02 10:00 | 0.98834
HydroReservoir | 2018-02-02 11:00 | 0.98834
HydroReservoir | 2018-02-02 12:00 | 0.98834
HydroReservoir | 2018-02-02 13:00 | 0.98834
HydroReservoir | 2018-02-02 14:00 | 0.98834
HydroReservoir | 2018-02-02 15:00 | 0.98834
HydroReservoir | 2018-02-02 16:00 | 0.98834
HydroReservoir | 2018-02-02 17:00 | 0.98834
HydroReservoir | 2018-02-02 18:00 | 0.98834
HydroReservoir | 2018-02-02 19:00 | 0.98834
HydroReservoir | 2018-02-02 20:00 | 0.98834
HydroReservoir | 2018-02-02 21:00 | 0.98834
HydroReservoir | 2018-02-02 22:00 | 0.98834
HydroReservoir | 2018-02-02 23:00 | 0.98834
HydroReservoir | 2018-02-03 | 0.98834
HydroReservoir | 2018-02-03 01:00 | 0.98834
HydroReservoir | 2018-02-03 02:00 | 0.98834
HydroReservoir | 2018-02-03 03:00 | 0.98834
HydroReservoir | 2018-02-03 04:00 | 0.98834
HydroReservoir | 2018-02-03 05:00 | 0.98834
HydroReservoir | 2018-02-03 06:00 | 0.98834
HydroReservoir | 2018-02-03 07:00 | 0.98834
HydroReservoir | 2018-02-03 08:00 | 0.98834
HydroReservoir | 2018-02-03 09:00 | 0.98834
HydroReservoir | 2018-02-03 10:00 | 0.98834
HydroReservoir | 2018-02-03 11:00 | 0.98834
HydroReservoir | 2018-02-03 12:00 | 0.98834
HydroReservoir | 2018-02-03 13:00 | 0.98834
HydroReservoir | 2018-02-03 14:00 | 0.98834
HydroReservoir | 2018-02-03 15:00 | 0.98834
HydroReservoir | 2018-02-03 16:00 | 0.98834
HydroReservoir | 2018-02-03 17:00 | 0.98834
HydroReservoir | 2018-02-03 18:00 | 0.98834
HydroReservoir | 2018-02-03 19:00 | 0.98834
HydroReservoir | 2018-02-03 20:00 | 0.98834
HydroReservoir | 2018-02-03 21:00 | 0.98834
HydroReservoir | 2018-02-03 22:00 | 0.98834
HydroReservoir | 2018-02-03 23:00 | 0.98834
HydroReservoir | 2018-02-04 | 0.98834
HydroReservoir | 2018-02-04 01:00 | 0.98834
HydroReservoir | 2018-02-04 02:00 | 0.98834
HydroReservoir | 2018-02-04 03:00 | 0.98834
HydroReservoir | 2018-02-04 04:00 | 0.98834
HydroReservoir | 2018-02-04 05:00 | 0.98834
HydroReservoir | 2018-02-04 06:00 | 0.98834
HydroReservoir | 2018-02-04 07:00 | 0.98834
HydroReservoir | 2018-02-04 08:00 | 0.98834
HydroReservoir | 2018-02-04 09:00 | 0.98834
HydroReservoir | 2018-02-04 10:00 | 0.98834
HydroReservoir | 2018-02-04 11:00 | 0.98834
HydroReservoir | 2018-02-04 12:00 | 0.98834
HydroReservoir | 2018-02-04 13:00 | 0.98834
HydroReservoir | 2018-02-04 14:00 | 0.98834
HydroReservoir | 2018-02-04 15:00 | 0.98834
HydroReservoir | 2018-02-04 16:00 | 0.98834
HydroReservoir | 2018-02-04 17:00 | 0.98834
HydroReservoir | 2018-02-04 18:00 | 0.98834
HydroReservoir | 2018-02-04 19:00 | 0.98834
HydroReservoir | 2018-02-04 20:00 | 0.98834
HydroReservoir | 2018-02-04 21:00 | 0.98834
HydroReservoir | 2018-02-04 22:00 | 0.98834
HydroReservoir | 2018-02-04 23:00 | 0.98834
HydroReservoir | 2018-02-05 | 0.98834
HydroReservoir | 2018-02-05 01:00 | 0.98834
HydroReservoir | 2018-02-05 02:00 | 0.98834
HydroReservoir | 2018-02-05 03:00 | 0.98834
HydroReservoir | 2018-02-05 04:00 | 0.98834
HydroReservoir | 2018-02-05 05:00 | 0.98834
HydroReservoir | 2018-02-05 06:00 | 0.98834
HydroReservoir | 2018-02-05 07:00 | 0.98834
HydroReservoir | 2018-02-05 08:00 | 0.98834
HydroReservoir | 2018-02-05 09:00 | 0.98834
HydroReservoir | 2018-02-05 10:00 | 0.98834
HydroReservoir | 2018-02-05 11:00 | 0.98834
HydroReservoir | 2018-02-05 12:00 | 0.98834
HydroReservoir | 2018-02-05 13:00 | 0.98834
HydroReservoir | 2018-02-05 14:00 | 0.98834
HydroReservoir | 2018-02-05 15:00 | 0.98834
HydroReservoir | 2018-02-05 16:00 | 0.98834
HydroReservoir | 2018-02-05 17:00 | 0.98834
HydroReservoir | 2018-02-05 18:00 | 0.98834
HydroReservoir | 2018-02-05 19:00 | 0.98834
HydroReservoir | 2018-02-05 20:00 | 0.98834
HydroReservoir | 2018-02-05 21:00 | 0.98834
HydroReservoir | 2018-02-05 22:00 | 0.98834
HydroReservoir | 2018-02-05 23:00 | 0.98834
HydroReservoir | 2018-02-06 | 0.98834
HydroReservoir | 2018-02-06 01:00 | 0.98834
HydroReservoir | 2018-02-06 02:00 | 0.98834
HydroReservoir | 2018-02-06 03:00 | 0.98834
HydroReservoir | 2018-02-06 04:00 | 0.98834
HydroReservoir | 2018-02-06 05:00 | 0.98834
HydroReservoir | 2018-02-06 06:00 | 0.98834
HydroReservoir | 2018-02-06 07:00 | 0.98834
HydroReservoir | 2018-02-06 08:00 | 0.98834
HydroReservoir | 2018-02-06 09:00 | 0.98834
HydroReservoir | 2018-02-06 10:00 | 0.98834
HydroReservoir | 2018-02-06 11:00 | 0.98834
HydroReservoir | 2018-02-06 12:00 | 0.98834
HydroReservoir | 2018-02-06 13:00 | 0.98834
HydroReservoir | 2018-02-06 14:00 | 0.98834
HydroReservoir | 2018-02-06 15:00 | 0.98834
HydroReservoir | 2018-02-06 16:00 | 0.98834
HydroReservoir | 2018-02-06 17:00 | 0.98834
HydroReservoir | 2018-02-06 18:00 | 0.98834
HydroReservoir | 2018-02-06 19:00 | 0.98834
HydroReservoir | 2018-02-06 20:00 | 0.98834
HydroReservoir | 2018-02-06 21:00 | 0.98834
HydroReservoir | 2018-02-06 22:00 | 0.98834
HydroReservoir | 2018-02-06 23:00 | 0.98834
HydroReservoir | 2018-02-07 | 0.98834
HydroReservoir | 2018-02-07 01:00 | 0.98834
HydroReservoir | 2018-02-07 02:00 | 0.98834
HydroReservoir | 2018-02-07 03:00 | 0.98834
HydroReservoir | 2018-02-07 04:00 | 0.98834
HydroReservoir | 2018-02-07 05:00 | 0.98834
HydroReservoir | 2018-02-07 06:00 | 0.98834
HydroReservoir | 2018-02-07 07:00 | 0.98834
HydroReservoir | 2018-02-07 08:00 | 0.98834
HydroReservoir | 2018-02-07 09:00 | 0.98834
HydroReservoir | 2018-02-07 10:00 | 0.98834
HydroReservoir | 2018-02-07 11:00 | 0.98834
HydroReservoir | 2018-02-07 12:00 | 0.98834
HydroReservoir | 2018-02-07 13:00 | 0.98834
HydroReservoir | 2018-02-07 14:00 | 0.955
HydroReservoir | 2018-02-07 15:00 | 0.955
HydroReservoir | 2018-02-07 16:00 | 0.98834
HydroReservoir | 2018-02-07 17:00 | 0.98834
HydroReservoir | 2018-02-07 18:00 | 0.98834
HydroReservoir | 2018-02-07 19:00 | 0.98834
HydroReservoir | 2018-02-07 20:00 | 0.98834
HydroReservoir | 2018-02-07 21:00 | 0.98834
HydroReservoir | 2018-02-07 22:00 | 0.98834
HydroReservoir | 2018-02-07 23:00 | 0.98834
HydroReservoir | 2018-02-08 | 0.98834
HydroReservoir | 2018-02-08 01:00 | 0.98834
HydroReservoir | 2018-02-08 02:00 | 0.98834
HydroReservoir | 2018-02-08 03:00 | 0.98834
HydroReservoir | 2018-02-08 04:00 | 0.98834
HydroReservoir | 2018-02-08 05:00 | 0.98834
HydroReservoir | 2018-02-08 06:00 | 0.98834
HydroReservoir | 2018-02-08 07:00 | 0.98834
HydroReservoir | 2018-02-08 08:00 | 0.98834
HydroReservoir | 2018-02-08 09:00 | 0.98834
HydroReservoir | 2018-02-08 10:00 | 0.98834
HydroReservoir | 2018-02-08 11:00 | 0.98834
HydroReservoir | 2018-02-08 12:00 | 0.98834
HydroReservoir | 2018-02-08 13:00 | 0.98834
HydroReservoir | 2018-02-08 14:00 | 0.98834
HydroReservoir | 2018-02-08 15:00 | 0.98834
HydroReservoir | 2018-02-08 16:00 | 0.98834
HydroReservoir | 2018-02-08 17:00 | 0.98834
HydroReservoir | 2018-02-08 18:00 | 0.98834
HydroReservoir | 2018-02-08 19:00 | 0.98834
HydroReservoir | 2018-02-08 20:00 | 0.98834
HydroReservoir | 2018-02-08 21:00 | 0.98834
HydroReservoir | 2018-02-08 22:00 | 0.98834
HydroReservoir | 2018-02-08 23:00 | 0.98834
HydroReservoir | 2018-02-09 | 0.98834
HydroReservoir | 2018-02-09 01:00 | 0.98834
HydroReservoir | 2018-02-09 02:00 | 0.98834
HydroReservoir | 2018-02-09 03:00 | 0.98834
HydroReservoir | 2018-02-09 04:00 | 0.98834
HydroReservoir | 2018-02-09 05:00 | 0.98834
HydroReservoir | 2018-02-09 06:00 | 0.98834
HydroReservoir | 2018-02-09 07:00 | 0.98834
HydroReservoir | 2018-02-09 08:00 | 0.98834
HydroReservoir | 2018-02-09 09:00 | 0.98834
HydroReservoir | 2018-02-09 10:00 | 0.98834
HydroReservoir | 2018-02-09 11:00 | 0.98834
HydroReservoir | 2018-02-09 12:00 | 0.98834
HydroReservoir | 2018-02-09 13:00 | 0.98834
HydroReservoir | 2018-02-09 14:00 | 0.98834
HydroReservoir | 2018-02-09 15:00 | 0.98834
HydroReservoir | 2018-02-09 16:00 | 0.98834
HydroReservoir | 2018-02-09 17:00 | 0.98834
HydroReservoir | 2018-02-09 18:00 | 0.98834
HydroReservoir | 2018-02-09 19:00 | 0.98834
HydroReservoir | 2018-02-09 20:00 | 0.98834
HydroReservoir | 2018-02-09 21:00 | 0.98834
HydroReservoir | 2018-02-09 22:00 | 0.98834
HydroReservoir | 2018-02-09 23:00 | 0.98834
HydroReservoir | 2018-02-10 | 0.98834
HydroReservoir | 2018-02-10 01:00 | 0.98834
HydroReservoir | 2018-02-10 02:00 | 0.98834
HydroReservoir | 2018-02-10 03:00 | 0.98834
HydroReservoir | 2018-02-10 04:00 | 0.98834
HydroReservoir | 2018-02-10 05:00 | 0.98834
HydroReservoir | 2018-02-10 06:00 | 0.98834
HydroReservoir | 2018-02-10 07:00 | 0.98834
HydroReservoir | 2018-02-10 08:00 | 0.98834
HydroReservoir | 2018-02-10 09:00 | 0.98834
HydroReservoir | 2018-02-10 10:00 | 0.98834
HydroReservoir | 2018-02-10 11:00 | 0.98834
HydroReservoir | 2018-02-10 12:00 | 0.98834
HydroReservoir | 2018-02-10 13:00 | 0.98834
HydroReservoir | 2018-02-10 14:00 | 0.98834
HydroReservoir | 2018-02-10 15:00 | 0.98834
HydroReservoir | 2018-02-10 16:00 | 0.98834
HydroReservoir | 2018-02-10 17:00 | 0.98834
HydroReservoir | 2018-02-10 18:00 | 0.98834
HydroReservoir | 2018-02-10 19:00 | 0.98834
HydroReservoir | 2018-02-10 20:00 | 0.98834
HydroReservoir | 2018-02-10 21:00 | 0.98834
HydroReservoir | 2018-02-10 22:00 | 0.98834
HydroReservoir | 2018-02-10 23:00 | 0.98834
HydroReservoir | 2018-02-11 | 0.97132
HydroReservoir | 2018-02-11 01:00 | 0.9543
HydroReservoir | 2018-02-11 02:00 | 0.9543
HydroReservoir | 2018-02-11 03:00 | 0.9543
HydroReservoir | 2018-02-11 04:00 | 0.9543
HydroReservoir | 2018-02-11 05:00 | 0.9543
HydroReservoir | 2018-02-11 06:00 | 0.9543
HydroReservoir | 2018-02-11 07:00 | 0.9543
HydroReservoir | 2018-02-11 08:00 | 0.9543
HydroReservoir | 2018-02-11 09:00 | 0.9543
HydroReservoir | 2018-02-11 10:00 | 0.9543
HydroReservoir | 2018-02-11 11:00 | 0.9543
HydroReservoir | 2018-02-11 12:00 | 0.9543
HydroReservoir | 2018-02-11 13:00 | 0.9543
HydroReservoir | 2018-02-11 14:00 | 0.9543
HydroReservoir | 2018-02-11 15:00 | 0.9543
HydroReservoir | 2018-02-11 16:00 | 0.9543
HydroReservoir | 2018-02-11 17:00 | 0.9543
HydroReservoir | 2018-02-11 18:00 | 0.9543
HydroReservoir | 2018-02-11 19:00 | 0.9543
HydroReservoir | 2018-02-11 20:00 | 0.9543
HydroReservoir | 2018-02-11 21:00 | 0.9543
HydroReservoir | 2018-02-11 22:00 | 0.9543
HydroReservoir | 2018-02-11 23:00 | 0.9543
HydroReservoir | 2018-02-12 | 0.9543
HydroReservoir | 2018-02-12 01:00 | 0.9543
HydroReservoir | 2018-02-12 02:00 | 0.9543
HydroReservoir | 2018-02-12 03:00 | 0.9543
HydroReservoir | 2018-02-12 04:00 | 0.9543
HydroReservoir | 2018-02-12 05:00 | 0.9543
HydroReservoir | 2018-02-12 06:00 | 0.9543
HydroReservoir | 2018-02-12 07:00 | 0.9543
HydroReservoir | 2018-02-12 08:00 | 0.93332
HydroReservoir | 2018-02-12 09:00 | 0.93332
HydroReservoir | 2018-02-12 10:00 | 0.93332
HydroReservoir | 2018-02-12 11:00 | 0.93332
HydroReservoir | 2018-02-12 12:00 | 0.93332
HydroReservoir | 2018-02-12 13:00 | 0.93332
HydroReservoir | 2018-02-12 14:00 | 0.91233
HydroReservoir | 2018-02-12 15:00 | 0.91233
HydroReservoir | 2018-02-12 16:00 | 0.91233
HydroReservoir | 2018-02-12 17:00 | 0.96736
HydroReservoir | 2018-02-12 18:00 | 0.98834
HydroReservoir | 2018-02-12 19:00 | 0.98834
HydroReservoir | 2018-02-12 20:00 | 0.98834
HydroReservoir | 2018-02-12 21:00 | 0.98834
HydroReservoir | 2018-02-12 22:00 | 0.98834
HydroReservoir | 2018-02-12 23:00 | 0.98834
HydroReservoir | 2018-02-13 | 0.98834
HydroReservoir | 2018-02-13 01:00 | 0.98834
HydroReservoir | 2018-02-13 02:00 | 0.98834
HydroReservoir | 2018-02-13 03:00 | 0.98834
HydroReservoir | 2018-02-13 04:00 | 0.98834
HydroReservoir | 2018-02-13 05:00 | 0.98834
HydroReservoir | 2018-02-13 06:00 | 0.98834
HydroReservoir | 2018-02-13 07:00 | 0.98834
HydroReservoir | 2018-02-13 08:00 | 0.97505
HydroReservoir | 2018-02-13 09:00 | 0.97505
HydroReservoir | 2018-02-13 10:00 | 0.97505
HydroReservoir | 2018-02-13 11:00 | 0.93343
HydroReservoir | 2018-02-13 12:00 | 0.90546
HydroReservoir | 2018-02-13 13:00 | 0.88284
HydroReservoir | 2018-02-13 14:00 | 0.92446
HydroReservoir | 2018-02-13 15:00 | 0.92446
HydroReservoir | 2018-02-13 16:00 | 0.94707
HydroReservoir | 2018-02-13 17:00 | 0.96036
HydroReservoir | 2018-02-13 18:00 | 0.96036
HydroReservoir | 2018-02-13 19:00 | 0.93239
HydroReservoir | 2018-02-13 20:00 | 0.93239
HydroReservoir | 2018-02-13 21:00 | 0.93239
HydroReservoir | 2018-02-13 22:00 | 0.93239
HydroReservoir | 2018-02-13 23:00 | 0.93239
HydroReservoir | 2018-02-14 | 0.93239
HydroReservoir | 2018-02-14 01:00 | 0.94436
HydroReservoir | 2018-02-14 02:00 | 0.94436
HydroReservoir | 2018-02-14 03:00 | 0.94436
HydroReservoir | 2018-02-14 04:00 | 0.96036
HydroReservoir | 2018-02-14 05:00 | 0.96036
HydroReservoir | 2018-02-14 06:00 | 0.96036
HydroReservoir | 2018-02-14 07:00 | 0.96036
HydroReservoir | 2018-02-14 08:00 | 0.94334
HydroReservoir | 2018-02-14 09:00 | 0.91536
HydroReservoir | 2018-02-14 10:00 | 0.91536
HydroReservoir | 2018-02-14 11:00 | 0.94334
HydroReservoir | 2018-02-14 12:00 | 0.94334
HydroReservoir | 2018-02-14 13:00 | 0.94334
HydroReservoir | 2018-02-14 14:00 | 0.94334
HydroReservoir | 2018-02-14 15:00 | 0.94334
HydroReservoir | 2018-02-14 16:00 | 0.94334
HydroReservoir | 2018-02-14 17:00 | 0.94334
HydroReservoir | 2018-02-14 18:00 | 0.96036
HydroReservoir | 2018-02-14 19:00 | 0.96036
HydroReservoir | 2018-02-14 20:00 | 0.96036
HydroReservoir | 2018-02-14 21:00 | 0.96036
HydroReservoir | 2018-02-14 22:00 | 0.96036
HydroReservoir | 2018-02-14 23:00 | 0.96036
HydroReservoir | 2018-02-15 | 0.96036
HydroReservoir | 2018-02-15 01:00 | 0.96036
HydroReservoir | 2018-02-15 02:00 | 0.96036
HydroReservoir | 2018-02-15 03:00 | 0.96036
HydroReservoir | 2018-02-15 04:00 | 0.96036
HydroReservoir | 2018-02-15 05:00 | 0.96036
HydroReservoir | 2018-02-15 06:00 | 0.96036
HydroReservoir | 2018-02-15 07:00 | 0.96036
HydroReservoir | 2018-02-15 08:00 | 0.94334
HydroReservoir | 2018-02-15 09:00 | 0.94334
HydroReservoir | 2018-02-15 10:00 | 0.94334
HydroReservoir | 2018-02-15 11:00 | 0.94334
HydroReservoir | 2018-02-15 12:00 | 0.94334
HydroReservoir | 2018-02-15 13:00 | 0.94334
HydroReservoir | 2018-02-15 14:00 | 0.94334
HydroReservoir | 2018-02-15 15:00 | 0.94334
HydroReservoir | 2018-02-15 16:00 | 0.94334
HydroReservoir | 2018-02-15 17:00 | 0.94334
HydroReservoir | 2018-02-15 18:00 | 0.96036
HydroReservoir | 2018-02-15 19:00 | 0.96036
HydroReservoir | 2018-02-15 20:00 | 0.96036
HydroReservoir | 2018-02-15 21:00 | 0.96036
HydroReservoir | 2018-02-15 22:00 | 0.96036
HydroReservoir | 2018-02-15 23:00 | 0.96036
HydroReservoir | 2018-02-16 | 0.96036
HydroReservoir | 2018-02-16 01:00 | 0.96036
HydroReservoir | 2018-02-16 02:00 | 0.96036
HydroReservoir | 2018-02-16 03:00 | 0.96036
HydroReservoir | 2018-02-16 04:00 | 0.96036
HydroReservoir | 2018-02-16 05:00 | 0.96036
HydroReservoir | 2018-02-16 06:00 | 0.96036
HydroReservoir | 2018-02-16 07:00 | 0.96036
HydroReservoir | 2018-02-16 08:00 | 0.94101
HydroReservoir | 2018-02-16 09:00 | 0.96899
HydroReservoir | 2018-02-16 10:00 | 0.96899
HydroReservoir | 2018-02-16 11:00 | 0.96899
HydroReservoir | 2018-02-16 12:00 | 0.98834
HydroReservoir | 2018-02-16 13:00 | 0.98834
HydroReservoir | 2018-02-16 14:00 | 0.98834
HydroReservoir | 2018-02-16 15:00 | 0.96036
HydroReservoir | 2018-02-16 16:00 | 0.98834
HydroReservoir | 2018-02-16 17:00 | 0.98834
HydroReservoir | 2018-02-16 18:00 | 0.98834
HydroReservoir | 2018-02-16 19:00 | 0.98834
HydroReservoir | 2018-02-16 20:00 | 0.98834
HydroReservoir | 2018-02-16 21:00 | 0.98834
HydroReservoir | 2018-02-16 22:00 | 0.98834
HydroReservoir | 2018-02-16 23:00 | 0.98834
HydroReservoir | 2018-02-17 | 0.98834
HydroReservoir | 2018-02-17 01:00 | 0.98834
HydroReservoir | 2018-02-17 02:00 | 0.98834
HydroReservoir | 2018-02-17 03:00 | 0.98834
HydroReservoir | 2018-02-17 04:00 | 0.98834
HydroReservoir | 2018-02-17 05:00 | 0.98834
HydroReservoir | 2018-02-17 06:00 | 0.98834
HydroReservoir | 2018-02-17 07:00 | 0.98834
HydroReservoir | 2018-02-17 08:00 | 0.98834
HydroReservoir | 2018-02-17 09:00 | 0.98834
HydroReservoir | 2018-02-17 10:00 | 0.98834
HydroReservoir | 2018-02-17 11:00 | 0.98834
HydroReservoir | 2018-02-17 12:00 | 0.98834
HydroReservoir | 2018-02-17 13:00 | 0.98834
HydroReservoir | 2018-02-17 14:00 | 0.98834
HydroReservoir | 2018-02-17 15:00 | 0.98834
HydroReservoir | 2018-02-17 16:00 | 0.98834
HydroReservoir | 2018-02-17 17:00 | 0.98834
HydroReservoir | 2018-02-17 18:00 | 0.98834
HydroReservoir | 2018-02-17 19:00 | 0.98834
HydroReservoir | 2018-02-17 20:00 | 0.98834
HydroReservoir | 2018-02-17 21:00 | 0.98834
HydroReservoir | 2018-02-17 22:00 | 0.94637
HydroReservoir | 2018-02-17 23:00 | 0.98834
HydroReservoir | 2018-02-18 | 0.98834
HydroReservoir | 2018-02-18 01:00 | 0.98834
HydroReservoir | 2018-02-18 02:00 | 0.98834
HydroReservoir | 2018-02-18 03:00 | 0.98834
HydroReservoir | 2018-02-18 04:00 | 0.98834
HydroReservoir | 2018-02-18 05:00 | 0.98834
HydroReservoir | 2018-02-18 06:00 | 0.98834
HydroReservoir | 2018-02-18 07:00 | 0.98834
HydroReservoir | 2018-02-18 08:00 | 0.98834
HydroReservoir | 2018-02-18 09:00 | 0.98834
HydroReservoir | 2018-02-18 10:00 | 0.98834
HydroReservoir | 2018-02-18 11:00 | 0.98834
HydroReservoir | 2018-02-18 12:00 | 0.98834
HydroReservoir | 2018-02-18 13:00 | 0.98834
HydroReservoir | 2018-02-18 14:00 | 0.98834
HydroReservoir | 2018-02-18 15:00 | 0.98834
HydroReservoir | 2018-02-18 16:00 | 0.98834
HydroReservoir | 2018-02-18 17:00 | 0.98834
HydroReservoir | 2018-02-18 18:00 | 0.98834
HydroReservoir | 2018-02-18 19:00 | 0.98834
HydroReservoir | 2018-02-18 20:00 | 0.98834
HydroReservoir | 2018-02-18 21:00 | 0.98834
HydroReservoir | 2018-02-18 22:00 | 0.98834
HydroReservoir | 2018-02-18 23:00 | 0.98834
HydroReservoir | 2018-02-19 | 0.98834
HydroReservoir | 2018-02-19 01:00 | 0.98834
HydroReservoir | 2018-02-19 02:00 | 0.98834
HydroReservoir | 2018-02-19 03:00 | 0.98834
HydroReservoir | 2018-02-19 04:00 | 0.98834
HydroReservoir | 2018-02-19 05:00 | 0.98834
HydroReservoir | 2018-02-19 06:00 | 0.98834
HydroReservoir | 2018-02-19 07:00 | 0.95302
HydroReservoir | 2018-02-19 08:00 | 0.93926
HydroReservoir | 2018-02-19 09:00 | 0.93926
HydroReservoir | 2018-02-19 10:00 | 0.93926
HydroReservoir | 2018-02-19 11:00 | 0.93926
HydroReservoir | 2018-02-19 12:00 | 0.93926
HydroReservoir | 2018-02-19 13:00 | 0.93926
HydroReservoir | 2018-02-19 14:00 | 0.93926
HydroReservoir | 2018-02-19 15:00 | 0.96025
HydroReservoir | 2018-02-19 16:00 | 0.96025
HydroReservoir | 2018-02-19 17:00 | 0.97459
HydroReservoir | 2018-02-19 18:00 | 0.98834
HydroReservoir | 2018-02-19 19:00 | 0.98834
HydroReservoir | 2018-02-19 20:00 | 0.98834
HydroReservoir | 2018-02-19 21:00 | 0.98834
HydroReservoir | 2018-02-19 22:00 | 0.98834
HydroReservoir | 2018-02-19 23:00 | 0.98834
HydroReservoir | 2018-02-20 | 0.98834
HydroReservoir | 2018-02-20 01:00 | 0.98834
HydroReservoir | 2018-02-20 02:00 | 0.98834
HydroReservoir | 2018-02-20 03:00 | 0.98834
HydroReservoir | 2018-02-20 04:00 | 0.98834
HydroReservoir | 2018-02-20 05:00 | 0.98834
HydroReservoir | 2018-02-20 06:00 | 0.98834
HydroReservoir | 2018-02-20 07:00 | 0.98834
HydroReservoir | 2018-02-20 08:00 | 0.97459
HydroReservoir | 2018-02-20 09:00 | 0.97459
HydroReservoir | 2018-02-20 10:00 | 0.97459
HydroReservoir | 2018-02-20 11:00 | 0.97459
HydroReservoir | 2018-02-20 12:00 | 0.97459
HydroReservoir | 2018-02-20 13:00 | 0.97459
HydroReservoir | 2018-02-20 14:00 | 0.97459
HydroReservoir | 2018-02-20 15:00 | 0.97459
HydroReservoir | 2018-02-20 16:00 | 0.97459
HydroReservoir | 2018-02-20 17:00 | 0.97459
HydroReservoir | 2018-02-20 18:00 | 0.98834
HydroReservoir | 2018-02-20 19:00 | 0.98834
HydroReservoir | 2018-02-20 20:00 | 0.98834
HydroReservoir | 2018-02-20 21:00 | 0.98834
HydroReservoir | 2018-02-20 22:00 | 0.98834
HydroReservoir | 2018-02-20 23:00 | 0.98834
HydroReservoir | 2018-02-21 | 0.98834
HydroReservoir | 2018-02-21 01:00 | 0.98834
HydroReservoir | 2018-02-21 02:00 | 0.98834
HydroReservoir | 2018-02-21 03:00 | 0.98834
HydroReservoir | 2018-02-21 04:00 | 0.98834
HydroReservoir | 2018-02-21 05:00 | 0.98834
HydroReservoir | 2018-02-21 06:00 | 0.98834
HydroReservoir | 2018-02-21 07:00 | 0.98834
HydroReservoir | 2018-02-21 08:00 | 0.97459
HydroReservoir | 2018-02-21 09:00 | 0.97459
HydroReservoir | 2018-02-21 10:00 | 0.97459
HydroReservoir | 2018-02-21 11:00 | 0.97459
HydroReservoir | 2018-02-21 12:00 | 0.97459
HydroReservoir | 2018-02-21 13:00 | 0.97459
HydroReservoir | 2018-02-21 14:00 | 0.9536
HydroReservoir | 2018-02-21 15:00 | 0.97459
HydroReservoir | 2018-02-21 16:00 | 0.97459
HydroReservoir | 2018-02-21 17:00 | 0.97459
HydroReservoir | 2018-02-21 18:00 | 0.98834
HydroReservoir | 2018-02-21 19:00 | 0.98834
HydroReservoir | 2018-02-21 20:00 | 0.98834
HydroReservoir | 2018-02-21 21:00 | 0.98834
HydroReservoir | 2018-02-21 22:00 | 0.98834
HydroReservoir | 2018-02-21 23:00 | 0.98834
HydroReservoir | 2018-02-22 | 0.98834
HydroReservoir | 2018-02-22 01:00 | 0.98834
HydroReservoir | 2018-02-22 02:00 | 0.98834
HydroReservoir | 2018-02-22 03:00 | 0.98834
HydroReservoir | 2018-02-22 04:00 | 0.98834
HydroReservoir | 2018-02-22 05:00 | 0.98834
HydroReservoir | 2018-02-22 06:00 | 0.98834
HydroReservoir | 2018-02-22 07:00 | 0.98834
HydroReservoir | 2018-02-22 08:00 | 0.97505
HydroReservoir | 2018-02-22 09:00 | 0.97505
HydroReservoir | 2018-02-22 10:00 | 0.97505
HydroReservoir | 2018-02-22 11:00 | 0.97505
HydroReservoir | 2018-02-22 12:00 | 0.98671
HydroReservoir | 2018-02-22 13:00 | 0.98671
HydroReservoir | 2018-02-22 14:00 | 0.90441
HydroReservoir | 2018-02-22 15:00 | 0.90441
HydroReservoir | 2018-02-22 16:00 | 0.98671
HydroReservoir | 2018-02-22 17:00 | 0.98671
HydroReservoir | 2018-02-22 18:00 | 1
HydroReservoir | 2018-02-22 19:00 | 1
HydroReservoir | 2018-02-22 20:00 | 1
HydroReservoir | 2018-02-22 21:00 | 1
HydroReservoir | 2018-02-22 22:00 | 1
HydroReservoir | 2018-02-22 23:00 | 1
HydroReservoir | 2018-02-23 | 1
HydroReservoir | 2018-02-23 01:00 | 1
HydroReservoir | 2018-02-23 02:00 | 1
HydroReservoir | 2018-02-23 03:00 | 1
HydroReservoir | 2018-02-23 04:00 | 1
HydroReservoir | 2018-02-23 05:00 | 1
HydroReservoir | 2018-02-23 06:00 | 1
HydroReservoir | 2018-02-23 07:00 | 1
HydroReservoir | 2018-02-23 08:00 | 0.98671
HydroReservoir | 2018-02-23 09:00 | 0.98671
HydroReservoir | 2018-02-23 10:00 | 0.98671
HydroReservoir | 2018-02-23 11:00 | 0.98671
HydroReservoir | 2018-02-23 12:00 | 0.98671
HydroReservoir | 2018-02-23 13:00 | 0.98671
HydroReservoir | 2018-02-23 14:00 | 0.98671
HydroReservoir | 2018-02-23 15:00 | 0.98671
HydroReservoir | 2018-02-23 16:00 | 0.98671
HydroReservoir | 2018-02-23 17:00 | 0.98671
HydroReservoir | 2018-02-23 18:00 | 1
HydroReservoir | 2018-02-23 19:00 | 1
HydroReservoir | 2018-02-23 20:00 | 1
HydroReservoir | 2018-02-23 21:00 | 1
HydroReservoir | 2018-02-23 22:00 | 1
HydroReservoir | 2018-02-23 23:00 | 1
HydroReservoir | 2018-02-24 | 1
HydroReservoir | 2018-02-24 01:00 | 1
HydroReservoir | 2018-02-24 02:00 | 1
HydroReservoir | 2018-02-24 03:00 | 1
HydroReservoir | 2018-02-24 04:00 | 1
HydroReservoir | 2018-02-24 05:00 | 1
HydroReservoir | 2018-02-24 06:00 | 1
HydroReservoir | 2018-02-24 07:00 | 1
HydroReservoir | 2018-02-24 08:00 | 1
HydroReservoir | 2018-02-24 09:00 | 1
HydroReservoir | 2018-02-24 10:00 | 1
HydroReservoir | 2018-02-24 11:00 | 1
HydroReservoir | 2018-02-24 12:00 | 1
HydroReservoir | 2018-02-24 13:00 | 1
HydroReservoir | 2018-02-24 14:00 | 1
HydroReservoir | 2018-02-24 15:00 | 1
HydroReservoir | 2018-02-24 16:00 | 1
HydroReservoir | 2018-02-24 17:00 | 1
HydroReservoir | 2018-02-24 18:00 | 1
HydroReservoir | 2018-02-24 19:00 | 1
HydroReservoir | 2018-02-24 20:00 | 1
HydroReservoir | 2018-02-24 21:00 | 1
HydroReservoir | 2018-02-24 22:00 | 1
HydroReservoir | 2018-02-24 23:00 | 1
HydroReservoir | 2018-02-25 | 1
HydroReservoir | 2018-02-25 01:00 | 1
HydroReservoir | 2018-02-25 02:00 | 1
HydroReservoir | 2018-02-25 03:00 | 1
HydroReservoir | 2018-02-25 04:00 | 1
HydroReservoir | 2018-02-25 05:00 | 1
HydroReservoir | 2018-02-25 06:00 | 0.98834
HydroReservoir | 2018-02-25 07:00 | 1
HydroReservoir | 2018-02-25 08:00 | 1
HydroReservoir | 2018-02-25 09:00 | 1
HydroReservoir | 2018-02-25 10:00 | 1
HydroReservoir | 2018-02-25 11:00 | 1
HydroReservoir | 2018-02-25 12:00 | 1
HydroReservoir | 2018-02-25 13:00 | 1
HydroReservoir | 2018-02-25 14:00 | 1
HydroReservoir | 2018-02-25 15:00 | 1
HydroReservoir | 2018-02-25 16:00 | 1
HydroReservoir | 2018-02-25 17:00 | 1
HydroReservoir | 2018-02-25 18:00 | 1
HydroReservoir | 2018-02-25 19:00 | 1
HydroReservoir | 2018-02-25 20:00 | 1
HydroReservoir | 2018-02-25 21:00 | 1
HydroReservoir | 2018-02-25 22:00 | 1
HydroReservoir | 2018-02-25 23:00 | 1
HydroReservoir | 2018-02-26 | 1
HydroReservoir | 2018-02-26 01:00 | 1
HydroReservoir | 2018-02-26 02:00 | 1
HydroReservoir | 2018-02-26 03:00 | 1
HydroReservoir | 2018-02-26 04:00 | 1
HydroReservoir | 2018-02-26 05:00 | 1
HydroReservoir | 2018-02-26 06:00 | 1
HydroReservoir | 2018-02-26 07:00 | 1
HydroReservoir | 2018-02-26 08:00 | 1
HydroReservoir | 2018-02-26 09:00 | 1
HydroReservoir | 2018-02-26 10:00 | 1
HydroReservoir | 2018-02-26 11:00 | 1
HydroReservoir | 2018-02-26 12:00 | 1
HydroReservoir | 2018-02-26 13:00 | 1
HydroReservoir | 2018-02-26 14:00 | 1
HydroReservoir | 2018-02-26 15:00 | 1
HydroReservoir | 2018-02-26 16:00 | 1
HydroReservoir | 2018-02-26 17:00 | 1
HydroReservoir | 2018-02-26 18:00 | 1
HydroReservoir | 2018-02-26 19:00 | 1
HydroReservoir | 2018-02-26 20:00 | 1
HydroReservoir | 2018-02-26 21:00 | 1
HydroReservoir | 2018-02-26 22:00 | 1
HydroReservoir | 2018-02-26 23:00 | 1
HydroReservoir | 2018-02-27 | 1
HydroReservoir | 2018-02-27 01:00 | 1
HydroReservoir | 2018-02-27 02:00 | 1
HydroReservoir | 2018-02-27 03:00 | 1
HydroReservoir | 2018-02-27 04:00 | 1
HydroReservoir | 2018-02-27 05:00 | 1
HydroReservoir | 2018-02-27 06:00 | 1
HydroReservoir | 2018-02-27 07:00 | 1
HydroReservoir | 2018-02-27 08:00 | 1
HydroReservoir | 2018-02-27 09:00 | 1
HydroReservoir | 2018-02-27 10:00 | 1
HydroReservoir | 2018-02-27 11:00 | 1
HydroReservoir | 2018-02-27 12:00 | 1
HydroReservoir | 2018-02-27 13:00 | 1
HydroReservoir | 2018-02-27 14:00 | 1
HydroReservoir | 2018-02-27 15:00 | 1
HydroReservoir | 2018-02-27 16:00 | 1
HydroReservoir | 2018-02-27 17:00 | 1
HydroReservoir | 2018-02-27 18:00 | 1
HydroReservoir | 2018-02-27 19:00 | 1
HydroReservoir | 2018-02-27 20:00 | 1
HydroReservoir | 2018-02-27 21:00 | 1
HydroReservoir | 2018-02-27 22:00 | 1
HydroReservoir | 2018-02-27 23:00 | 1
HydroReservoir | 2018-02-28 | 1
HydroReservoir | 2018-02-28 01:00 | 1
HydroReservoir | 2018-02-28 02:00 | 1
HydroReservoir | 2018-02-28 03:00 | 1
HydroReservoir | 2018-02-28 04:00 | 1
HydroReservoir | 2018-02-28 05:00 | 1
HydroReservoir | 2018-02-28 06:00 | 1
HydroReservoir | 2018-02-28 07:00 | 1
HydroReservoir | 2018-02-28 08:00 | 1
HydroReservoir | 2018-02-28 09:00 | 1
HydroReservoir | 2018-02-28 10:00 | 1
HydroReservoir | 2018-02-28 11:00 | 1
HydroReservoir | 2018-02-28 12:00 | 1
HydroReservoir | 2018-02-28 13:00 | 1
HydroReservoir | 2018-02-28 14:00 | 1
HydroReservoir | 2018-02-28 15:00 | 1
HydroReservoir | 2018-02-28 16:00 | 1
HydroReservoir | 2018-02-28 17:00 | 1
HydroReservoir | 2018-02-28 18:00 | 1
HydroReservoir | 2018-02-28 19:00 | 1
HydroReservoir | 2018-02-28 20:00 | 1
HydroReservoir | 2018-02-28 21:00 | 1
HydroReservoir | 2018-02-28 22:00 | 1
HydroReservoir | 2018-02-28 23:00 | 1
HydroReservoir | 2018-03-01 | 1
HydroReservoir | 2018-03-01 01:00 | 1
HydroReservoir | 2018-03-01 02:00 | 1
HydroReservoir | 2018-03-01 03:00 | 1
HydroReservoir | 2018-03-01 04:00 | 1
HydroReservoir | 2018-03-01 05:00 | 1
HydroReservoir | 2018-03-01 06:00 | 1
HydroReservoir | 2018-03-01 07:00 | 1
HydroReservoir | 2018-03-01 08:00 | 1
HydroReservoir | 2018-03-01 09:00 | 1
HydroReservoir | 2018-03-01 10:00 | 1
HydroReservoir | 2018-03-01 11:00 | 1
HydroReservoir | 2018-03-01 12:00 | 1
HydroReservoir | 2018-03-01 13:00 | 1
HydroReservoir | 2018-03-01 14:00 | 1
HydroReservoir | 2018-03-01 15:00 | 1
HydroReservoir | 2018-03-01 16:00 | 1
HydroReservoir | 2018-03-01 17:00 | 1
HydroReservoir | 2018-03-01 18:00 | 1
HydroReservoir | 2018-03-01 19:00 | 1
HydroReservoir | 2018-03-01 20:00 | 1
HydroReservoir | 2018-03-01 21:00 | 1
HydroReservoir | 2018-03-01 22:00 | 1
HydroReservoir | 2018-03-01 23:00 | 1
HydroReservoir | 2018-03-02 | 1
HydroReservoir | 2018-03-02 01:00 | 1
HydroReservoir | 2018-03-02 02:00 | 1
HydroReservoir | 2018-03-02 03:00 | 1
HydroReservoir | 2018-03-02 04:00 | 1
HydroReservoir | 2018-03-02 05:00 | 1
HydroReservoir | 2018-03-02 06:00 | 1
HydroReservoir | 2018-03-02 07:00 | 0.98624
HydroReservoir | 2018-03-02 08:00 | 0.98624
HydroReservoir | 2018-03-02 09:00 | 0.98624
HydroReservoir | 2018-03-02 10:00 | 0.98624
HydroReservoir | 2018-03-02 11:00 | 1
HydroReservoir | 2018-03-02 12:00 | 1
HydroReservoir | 2018-03-02 13:00 | 1
HydroReservoir | 2018-03-02 14:00 | 1
HydroReservoir | 2018-03-02 15:00 | 1
HydroReservoir | 2018-03-02 16:00 | 1
HydroReservoir | 2018-03-02 17:00 | 1
HydroReservoir | 2018-03-02 18:00 | 1
HydroReservoir | 2018-03-02 19:00 | 1
HydroReservoir | 2018-03-02 20:00 | 1
HydroReservoir | 2018-03-02 21:00 | 1
HydroReservoir | 2018-03-02 22:00 | 1
HydroReservoir | 2018-03-02 23:00 | 1
HydroReservoir | 2018-03-03 | 1
HydroReservoir | 2018-03-03 01:00 | 1
HydroReservoir | 2018-03-03 02:00 | 1
HydroReservoir | 2018-03-03 03:00 | 1
HydroReservoir | 2018-03-03 04:00 | 1
HydroReservoir | 2018-03-03 05:00 | 1
HydroReservoir | 2018-03-03 06:00 | 1
HydroReservoir | 2018-03-03 07:00 | 1
HydroReservoir | 2018-03-03 08:00 | 1
HydroReservoir | 2018-03-03 09:00 | 1
HydroReservoir | 2018-03-03 10:00 | 1
HydroReservoir | 2018-03-03 11:00 | 1
HydroReservoir | 2018-03-03 12:00 | 1
HydroReservoir | 2018-03-03 13:00 | 1
HydroReservoir | 2018-03-03 14:00 | 1
HydroReservoir | 2018-03-03 15:00 | 1
HydroReservoir | 2018-03-03 16:00 | 1
HydroReservoir | 2018-03-03 17:00 | 1
HydroReservoir | 2018-03-03 18:00 | 1
HydroReservoir | 2018-03-03 19:00 | 1
HydroReservoir | 2018-03-03 20:00 | 1
HydroReservoir | 2018-03-03 21:00 | 1
HydroReservoir | 2018-03-03 22:00 | 1
HydroReservoir | 2018-03-03 23:00 | 1
HydroReservoir | 2018-03-04 | 1
HydroReservoir | 2018-03-04 01:00 | 1
HydroReservoir | 2018-03-04 02:00 | 1
HydroReservoir | 2018-03-04 03:00 | 1
HydroReservoir | 2018-03-04 04:00 | 1
HydroReservoir | 2018-03-04 05:00 | 1
HydroReservoir | 2018-03-04 06:00 | 1
HydroReservoir | 2018-03-04 07:00 | 1
HydroReservoir | 2018-03-04 08:00 | 1
HydroReservoir | 2018-03-04 09:00 | 1
HydroReservoir | 2018-03-04 10:00 | 1
HydroReservoir | 2018-03-04 11:00 | 1
HydroReservoir | 2018-03-04 12:00 | 1
HydroReservoir | 2018-03-04 13:00 | 1
HydroReservoir | 2018-03-04 14:00 | 1
HydroReservoir | 2018-03-04 15:00 | 1
HydroReservoir | 2018-03-04 16:00 | 1
HydroReservoir | 2018-03-04 17:00 | 1
HydroReservoir | 2018-03-04 18:00 | 1
HydroReservoir | 2018-03-04 19:00 | 1
HydroReservoir | 2018-03-04 20:00 | 1
HydroReservoir | 2018-03-04 21:00 | 1
HydroReservoir | 2018-03-04 22:00 | 1
HydroReservoir | 2018-03-04 23:00 | 1
HydroReservoir | 2018-03-05 | 1
HydroReservoir | 2018-03-05 01:00 | 1
HydroReservoir | 2018-03-05 02:00 | 1
HydroReservoir | 2018-03-05 03:00 | 1
HydroReservoir | 2018-03-05 04:00 | 1
HydroReservoir | 2018-03-05 05:00 | 1
HydroReservoir | 2018-03-05 06:00 | 1
HydroReservoir | 2018-03-05 07:00 | 1
HydroReservoir | 2018-03-05 08:00 | 1
HydroReservoir | 2018-03-05 09:00 | 1
HydroReservoir | 2018-03-05 10:00 | 1
HydroReservoir | 2018-03-05 11:00 | 1
HydroReservoir | 2018-03-05 12:00 | 1
HydroReservoir | 2018-03-05 13:00 | 1
HydroReservoir | 2018-03-05 14:00 | 1
HydroReservoir | 2018-03-05 15:00 | 1
HydroReservoir | 2018-03-05 16:00 | 1
HydroReservoir | 2018-03-05 17:00 | 1
HydroReservoir | 2018-03-05 18:00 | 1
HydroReservoir | 2018-03-05 19:00 | 1
HydroReservoir | 2018-03-05 20:00 | 1
HydroReservoir | 2018-03-05 21:00 | 1
HydroReservoir | 2018-03-05 22:00 | 1
HydroReservoir | 2018-03-05 23:00 | 1
HydroReservoir | 2018-03-06 | 1
HydroReservoir | 2018-03-06 01:00 | 1
HydroReservoir | 2018-03-06 02:00 | 1
HydroReservoir | 2018-03-06 03:00 | 1
HydroReservoir | 2018-03-06 04:00 | 1
HydroReservoir | 2018-03-06 05:00 | 1
HydroReservoir | 2018-03-06 06:00 | 1
HydroReservoir | 2018-03-06 07:00 | 1
HydroReservoir | 2018-03-06 08:00 | 1
HydroReservoir | 2018-03-06 09:00 | 1
HydroReservoir | 2018-03-06 10:00 | 1
HydroReservoir | 2018-03-06 11:00 | 1
HydroReservoir | 2018-03-06 12:00 | 0.94404
HydroReservoir | 2018-03-06 13:00 | 0.94404
HydroReservoir | 2018-03-06 14:00 | 0.94404
HydroReservoir | 2018-03-06 15:00 | 0.94404
HydroReservoir | 2018-03-06 16:00 | 0.94404
HydroReservoir | 2018-03-06 17:00 | 1
HydroReservoir | 2018-03-06 18:00 | 1
HydroReservoir | 2018-03-06 19:00 | 1
HydroReservoir | 2018-03-06 20:00 | 1
HydroReservoir | 2018-03-06 21:00 | 1
HydroReservoir | 2018-03-06 22:00 | 1
HydroReservoir | 2018-03-06 23:00 | 1
HydroReservoir | 2018-03-07 | 1
HydroReservoir | 2018-03-07 01:00 | 1
HydroReservoir | 2018-03-07 02:00 | 1
HydroReservoir | 2018-03-07 03:00 | 1
HydroReservoir | 2018-03-07 04:00 | 1
HydroReservoir | 2018-03-07 05:00 | 1
HydroReservoir | 2018-03-07 06:00 | 1
HydroReservoir | 2018-03-07 07:00 | 1
HydroReservoir | 2018-03-07 08:00 | 1
HydroReservoir | 2018-03-07 09:00 | 1
HydroReservoir | 2018-03-07 10:00 | 1
HydroReservoir | 2018-03-07 11:00 | 1
HydroReservoir | 2018-03-07 12:00 | 0.94404
HydroReservoir | 2018-03-07 13:00 | 0.94404
HydroReservoir | 2018-03-07 14:00 | 0.94404
HydroReservoir | 2018-03-07 15:00 | 0.94404
HydroReservoir | 2018-03-07 16:00 | 0.94404
HydroReservoir | 2018-03-07 17:00 | 1
HydroReservoir | 2018-03-07 18:00 | 1
HydroReservoir | 2018-03-07 19:00 | 1
HydroReservoir | 2018-03-07 20:00 | 1
HydroReservoir | 2018-03-07 21:00 | 1
HydroReservoir | 2018-03-07 22:00 | 1
HydroReservoir | 2018-03-07 23:00 | 1
HydroReservoir | 2018-03-08 | 1
HydroReservoir | 2018-03-08 01:00 | 1
HydroReservoir | 2018-03-08 02:00 | 1
HydroReservoir | 2018-03-08 03:00 | 1
HydroReservoir | 2018-03-08 04:00 | 1
HydroReservoir | 2018-03-08 05:00 | 1
HydroReservoir | 2018-03-08 06:00 | 1
HydroReservoir | 2018-03-08 07:00 | 1
HydroReservoir | 2018-03-08 08:00 | 1
HydroReservoir | 2018-03-08 09:00 | 1
HydroReservoir | 2018-03-08 10:00 | 1
HydroReservoir | 2018-03-08 11:00 | 1
HydroReservoir | 2018-03-08 12:00 | 1
HydroReservoir | 2018-03-08 13:00 | 1
HydroReservoir | 2018-03-08 14:00 | 0.97902
HydroReservoir | 2018-03-08 15:00 | 1
HydroReservoir | 2018-03-08 16:00 | 1
HydroReservoir | 2018-03-08 17:00 | 1
HydroReservoir | 2018-03-08 18:00 | 1
HydroReservoir | 2018-03-08 19:00 | 1
HydroReservoir | 2018-03-08 20:00 | 1
HydroReservoir | 2018-03-08 21:00 | 1
HydroReservoir | 2018-03-08 22:00 | 1
HydroReservoir | 2018-03-08 23:00 | 1
HydroReservoir | 2018-03-09 | 1
HydroReservoir | 2018-03-09 01:00 | 1
HydroReservoir | 2018-03-09 02:00 | 1
HydroReservoir | 2018-03-09 03:00 | 1
HydroReservoir | 2018-03-09 04:00 | 1
HydroReservoir | 2018-03-09 05:00 | 1
HydroReservoir | 2018-03-09 06:00 | 1
HydroReservoir | 2018-03-09 07:00 | 1
HydroReservoir | 2018-03-09 08:00 | 0.98811
HydroReservoir | 2018-03-09 09:00 | 0.98811
HydroReservoir | 2018-03-09 10:00 | 0.98811
HydroReservoir | 2018-03-09 11:00 | 1
HydroReservoir | 2018-03-09 12:00 | 1
HydroReservoir | 2018-03-09 13:00 | 1
HydroReservoir | 2018-03-09 14:00 | 1
HydroReservoir | 2018-03-09 15:00 | 1
HydroReservoir | 2018-03-09 16:00 | 1
HydroReservoir | 2018-03-09 17:00 | 1
HydroReservoir | 2018-03-09 18:00 | 1
HydroReservoir | 2018-03-09 19:00 | 1
HydroReservoir | 2018-03-09 20:00 | 1
HydroReservoir | 2018-03-09 21:00 | 1
HydroReservoir | 2018-03-09 22:00 | 1
HydroReservoir | 2018-03-09 23:00 | 1
HydroReservoir | 2018-03-10 | 1
HydroReservoir | 2018-03-10 01:00 | 1
HydroReservoir | 2018-03-10 02:00 | 1
HydroReservoir | 2018-03-10 03:00 | 1
HydroReservoir | 2018-03-10 04:00 | 1
HydroReservoir | 2018-03-10 05:00 | 1
HydroReservoir | 2018-03-10 06:00 | 1
HydroReservoir | 2018-03-10 07:00 | 1
HydroReservoir | 2018-03-10 08:00 | 1
HydroReservoir | 2018-03-10 09:00 | 1
HydroReservoir | 2018-03-10 10:00 | 1
HydroReservoir | 2018-03-10 11:00 | 1
HydroReservoir | 2018-03-10 12:00 | 1
HydroReservoir | 2018-03-10 13:00 | 1
HydroReservoir | 2018-03-10 14:00 | 1
HydroReservoir | 2018-03-10 15:00 | 1
HydroReservoir | 2018-03-10 16:00 | 1
HydroReservoir | 2018-03-10 17:00 | 1
HydroReservoir | 2018-03-10 18:00 | 1
HydroReservoir | 2018-03-10 19:00 | 1
HydroReservoir | 2018-03-10 20:00 | 1
HydroReservoir | 2018-03-10 21:00 | 1
HydroReservoir | 2018-03-10 22:00 | 1
HydroReservoir | 2018-03-10 23:00 | 1
HydroReservoir | 2018-03-11 | 1
HydroReservoir | 2018-03-11 01:00 | 1
HydroReservoir | 2018-03-11 02:00 | 1
HydroReservoir | 2018-03-11 03:00 | 1
HydroReservoir | 2018-03-11 04:00 | 1
HydroReservoir | 2018-03-11 05:00 | 1
HydroReservoir | 2018-03-11 06:00 | 1
HydroReservoir | 2018-03-11 07:00 | 1
HydroReservoir | 2018-03-11 08:00 | 1
HydroReservoir | 2018-03-11 09:00 | 1
HydroReservoir | 2018-03-11 10:00 | 1
HydroReservoir | 2018-03-11 11:00 | 1
HydroReservoir | 2018-03-11 12:00 | 1
HydroReservoir | 2018-03-11 13:00 | 1
HydroReservoir | 2018-03-11 14:00 | 1
HydroReservoir | 2018-03-11 15:00 | 1
HydroReservoir | 2018-03-11 16:00 | 1
HydroReservoir | 2018-03-11 17:00 | 1
HydroReservoir | 2018-03-11 18:00 | 1
HydroReservoir | 2018-03-11 19:00 | 1
HydroReservoir | 2018-03-11 20:00 | 1
HydroReservoir | 2018-03-11 21:00 | 1
HydroReservoir | 2018-03-11 22:00 | 1
HydroReservoir | 2018-03-11 23:00 | 1
HydroReservoir | 2018-03-12 | 1
HydroReservoir | 2018-03-12 01:00 | 1
HydroReservoir | 2018-03-12 02:00 | 1
HydroReservoir | 2018-03-12 03:00 | 1
HydroReservoir | 2018-03-12 04:00 | 1
HydroReservoir | 2018-03-12 05:00 | 1
HydroReservoir | 2018-03-12 06:00 | 1
HydroReservoir | 2018-03-12 07:00 | 0.96736
HydroReservoir | 2018-03-12 08:00 | 0.94125
HydroReservoir | 2018-03-12 09:00 | 0.94125
HydroReservoir | 2018-03-12 10:00 | 0.94125
HydroReservoir | 2018-03-12 11:00 | 0.94125
HydroReservoir | 2018-03-12 12:00 | 0.94125
HydroReservoir | 2018-03-12 13:00 | 0.94125
HydroReservoir | 2018-03-12 14:00 | 0.94125
HydroReservoir | 2018-03-12 15:00 | 0.9529
HydroReservoir | 2018-03-12 16:00 | 0.9529
HydroReservoir | 2018-03-12 17:00 | 0.96456
HydroReservoir | 2018-03-12 18:00 | 0.96456
HydroReservoir | 2018-03-12 19:00 | 0.96456
HydroReservoir | 2018-03-12 20:00 | 0.96456
HydroReservoir | 2018-03-12 21:00 | 0.96456
HydroReservoir | 2018-03-12 22:00 | 0.96456
HydroReservoir | 2018-03-12 23:00 | 0.96456
HydroReservoir | 2018-03-13 | 0.96456
HydroReservoir | 2018-03-13 01:00 | 0.96456
HydroReservoir | 2018-03-13 02:00 | 0.96456
HydroReservoir | 2018-03-13 03:00 | 0.96456
HydroReservoir | 2018-03-13 04:00 | 0.96456
HydroReservoir | 2018-03-13 05:00 | 0.96456
HydroReservoir | 2018-03-13 06:00 | 0.96456
HydroReservoir | 2018-03-13 07:00 | 0.96456
HydroReservoir | 2018-03-13 08:00 | 0.9529
HydroReservoir | 2018-03-13 09:00 | 0.9529
HydroReservoir | 2018-03-13 10:00 | 0.9529
HydroReservoir | 2018-03-13 11:00 | 0.9529
HydroReservoir | 2018-03-13 12:00 | 0.9529
HydroReservoir | 2018-03-13 13:00 | 0.9529
HydroReservoir | 2018-03-13 14:00 | 0.9529
HydroReservoir | 2018-03-13 15:00 | 0.96456
HydroReservoir | 2018-03-13 16:00 | 0.96456
HydroReservoir | 2018-03-13 17:00 | 0.96456
HydroReservoir | 2018-03-13 18:00 | 0.96456
HydroReservoir | 2018-03-13 19:00 | 0.96456
HydroReservoir | 2018-03-13 20:00 | 0.96456
HydroReservoir | 2018-03-13 21:00 | 0.96456
HydroReservoir | 2018-03-13 22:00 | 0.96456
HydroReservoir | 2018-03-13 23:00 | 0.96456
HydroReservoir | 2018-03-14 | 0.96456
HydroReservoir | 2018-03-14 01:00 | 0.96456
HydroReservoir | 2018-03-14 02:00 | 0.96456
HydroReservoir | 2018-03-14 03:00 | 0.96456
HydroReservoir | 2018-03-14 04:00 | 0.96456
HydroReservoir | 2018-03-14 05:00 | 0.96456
HydroReservoir | 2018-03-14 06:00 | 0.96456
HydroReservoir | 2018-03-14 07:00 | 0.9156
HydroReservoir | 2018-03-14 08:00 | 0.90394
HydroReservoir | 2018-03-14 09:00 | 0.90394
HydroReservoir | 2018-03-14 10:00 | 0.87072
HydroReservoir | 2018-03-14 11:00 | 0.90394
HydroReservoir | 2018-03-14 12:00 | 0.90394
HydroReservoir | 2018-03-14 13:00 | 0.90394
HydroReservoir | 2018-03-14 14:00 | 0.88948
HydroReservoir | 2018-03-14 15:00 | 0.90114
HydroReservoir | 2018-03-14 16:00 | 0.9501
HydroReservoir | 2018-03-14 17:00 | 0.96456
HydroReservoir | 2018-03-14 18:00 | 0.96456
HydroReservoir | 2018-03-14 19:00 | 0.96456
HydroReservoir | 2018-03-14 20:00 | 0.96456
HydroReservoir | 2018-03-14 21:00 | 0.96456
HydroReservoir | 2018-03-14 22:00 | 0.96456
HydroReservoir | 2018-03-14 23:00 | 0.96456
HydroReservoir | 2018-03-15 | 0.96456
HydroReservoir | 2018-03-15 01:00 | 0.96456
HydroReservoir | 2018-03-15 02:00 | 0.96456
HydroReservoir | 2018-03-15 03:00 | 0.96456
HydroReservoir | 2018-03-15 04:00 | 0.96456
HydroReservoir | 2018-03-15 05:00 | 0.96456
HydroReservoir | 2018-03-15 06:00 | 0.96456
HydroReservoir | 2018-03-15 07:00 | 0.93122
HydroReservoir | 2018-03-15 08:00 | 0.90511
HydroReservoir | 2018-03-15 09:00 | 0.90511
HydroReservoir | 2018-03-15 10:00 | 0.90511
HydroReservoir | 2018-03-15 11:00 | 0.90511
HydroReservoir | 2018-03-15 12:00 | 0.90511
HydroReservoir | 2018-03-15 13:00 | 0.90511
HydroReservoir | 2018-03-15 14:00 | 0.90511
HydroReservoir | 2018-03-15 15:00 | 0.91676
HydroReservoir | 2018-03-15 16:00 | 0.9501
HydroReservoir | 2018-03-15 17:00 | 0.96456
HydroReservoir | 2018-03-15 18:00 | 0.96456
HydroReservoir | 2018-03-15 19:00 | 0.96456
HydroReservoir | 2018-03-15 20:00 | 0.96456
HydroReservoir | 2018-03-15 21:00 | 0.96456
HydroReservoir | 2018-03-15 22:00 | 0.96456
HydroReservoir | 2018-03-15 23:00 | 0.96456
HydroReservoir | 2018-03-16 | 0.96456
HydroReservoir | 2018-03-16 01:00 | 0.96456
HydroReservoir | 2018-03-16 02:00 | 0.96456
HydroReservoir | 2018-03-16 03:00 | 0.96456
HydroReservoir | 2018-03-16 04:00 | 0.96456
HydroReservoir | 2018-03-16 05:00 | 0.96456
HydroReservoir | 2018-03-16 06:00 | 0.96456
HydroReservoir | 2018-03-16 07:00 | 0.96456
HydroReservoir | 2018-03-16 08:00 | 0.9529
HydroReservoir | 2018-03-16 09:00 | 0.9529
HydroReservoir | 2018-03-16 10:00 | 0.9529
HydroReservoir | 2018-03-16 11:00 | 0.9529
HydroReservoir | 2018-03-16 12:00 | 0.9529
HydroReservoir | 2018-03-16 13:00 | 0.9529
HydroReservoir | 2018-03-16 14:00 | 0.91968
HydroReservoir | 2018-03-16 15:00 | 0.93134
HydroReservoir | 2018-03-16 16:00 | 0.96456
HydroReservoir | 2018-03-16 17:00 | 0.97902
HydroReservoir | 2018-03-16 18:00 | 0.94579
HydroReservoir | 2018-03-16 19:00 | 0.94579
HydroReservoir | 2018-03-16 20:00 | 0.94579
HydroReservoir | 2018-03-16 21:00 | 0.94579
HydroReservoir | 2018-03-16 22:00 | 0.94579
HydroReservoir | 2018-03-16 23:00 | 0.94579
HydroReservoir | 2018-03-17 | 0.94579
HydroReservoir | 2018-03-17 01:00 | 0.94579
HydroReservoir | 2018-03-17 02:00 | 0.94579
HydroReservoir | 2018-03-17 03:00 | 0.94579
HydroReservoir | 2018-03-17 04:00 | 0.94579
HydroReservoir | 2018-03-17 05:00 | 0.94579
HydroReservoir | 2018-03-17 06:00 | 0.94579
HydroReservoir | 2018-03-17 07:00 | 0.94579
HydroReservoir | 2018-03-17 08:00 | 0.94579
HydroReservoir | 2018-03-17 09:00 | 0.94579
HydroReservoir | 2018-03-17 10:00 | 0.94579
HydroReservoir | 2018-03-17 11:00 | 0.94579
HydroReservoir | 2018-03-17 12:00 | 0.97902
HydroReservoir | 2018-03-17 13:00 | 0.97902
HydroReservoir | 2018-03-17 14:00 | 0.97902
HydroReservoir | 2018-03-17 15:00 | 0.97902
HydroReservoir | 2018-03-17 16:00 | 0.97902
HydroReservoir | 2018-03-17 17:00 | 0.97902
HydroReservoir | 2018-03-17 18:00 | 0.97902
HydroReservoir | 2018-03-17 19:00 | 0.97902
HydroReservoir | 2018-03-17 20:00 | 0.97902
HydroReservoir | 2018-03-17 21:00 | 0.97902
HydroReservoir | 2018-03-17 22:00 | 0.97902
HydroReservoir | 2018-03-17 23:00 | 0.97902
HydroReservoir | 2018-03-18 | 0.97902
HydroReservoir | 2018-03-18 01:00 | 0.97902
HydroReservoir | 2018-03-18 02:00 | 0.97902
HydroReservoir | 2018-03-18 03:00 | 0.97902
HydroReservoir | 2018-03-18 04:00 | 0.97902
HydroReservoir | 2018-03-18 05:00 | 0.97902
HydroReservoir | 2018-03-18 06:00 | 0.97902
HydroReservoir | 2018-03-18 07:00 | 0.97902
HydroReservoir | 2018-03-18 08:00 | 0.97902
HydroReservoir | 2018-03-18 09:00 | 0.97902
HydroReservoir | 2018-03-18 10:00 | 0.97902
HydroReservoir | 2018-03-18 11:00 | 0.97902
HydroReservoir | 2018-03-18 12:00 | 0.97902
HydroReservoir | 2018-03-18 13:00 | 0.97902
HydroReservoir | 2018-03-18 14:00 | 0.97902
HydroReservoir | 2018-03-18 15:00 | 0.97902
HydroReservoir | 2018-03-18 16:00 | 0.97902
HydroReservoir | 2018-03-18 17:00 | 0.97902
HydroReservoir | 2018-03-18 18:00 | 0.97902
HydroReservoir | 2018-03-18 19:00 | 0.97902
HydroReservoir | 2018-03-18 20:00 | 0.97902
HydroReservoir | 2018-03-18 21:00 | 0.97902
HydroReservoir | 2018-03-18 22:00 | 0.97902
HydroReservoir | 2018-03-18 23:00 | 0.97902
HydroReservoir | 2018-03-19 | 0.97902
HydroReservoir | 2018-03-19 01:00 | 0.97902
HydroReservoir | 2018-03-19 02:00 | 0.97902
HydroReservoir | 2018-03-19 03:00 | 0.97902
HydroReservoir | 2018-03-19 04:00 | 0.97902
HydroReservoir | 2018-03-19 05:00 | 0.97902
HydroReservoir | 2018-03-19 06:00 | 0.97902
HydroReservoir | 2018-03-19 07:00 | 0.97902
HydroReservoir | 2018-03-19 08:00 | 0.97902
HydroReservoir | 2018-03-19 09:00 | 0.97902
HydroReservoir | 2018-03-19 10:00 | 0.97902
HydroReservoir | 2018-03-19 11:00 | 0.97902
HydroReservoir | 2018-03-19 12:00 | 0.97902
HydroReservoir | 2018-03-19 13:00 | 0.97902
HydroReservoir | 2018-03-19 14:00 | 0.96736
HydroReservoir | 2018-03-19 15:00 | 0.96736
HydroReservoir | 2018-03-19 16:00 | 0.96736
HydroReservoir | 2018-03-19 17:00 | 0.96736
HydroReservoir | 2018-03-19 18:00 | 0.97902
HydroReservoir | 2018-03-19 19:00 | 0.97902
HydroReservoir | 2018-03-19 20:00 | 0.97902
HydroReservoir | 2018-03-19 21:00 | 0.97902
HydroReservoir | 2018-03-19 22:00 | 0.97902
HydroReservoir | 2018-03-19 23:00 | 0.97902
HydroReservoir | 2018-03-20 | 0.97902
HydroReservoir | 2018-03-20 01:00 | 0.97902
HydroReservoir | 2018-03-20 02:00 | 0.97902
HydroReservoir | 2018-03-20 03:00 | 0.97902
HydroReservoir | 2018-03-20 04:00 | 0.97902
HydroReservoir | 2018-03-20 05:00 | 0.97902
HydroReservoir | 2018-03-20 06:00 | 0.97902
HydroReservoir | 2018-03-20 07:00 | 0.96736
HydroReservoir | 2018-03-20 08:00 | 0.94943
HydroReservoir | 2018-03-20 09:00 | 0.94943
HydroReservoir | 2018-03-20 10:00 | 0.94943
HydroReservoir | 2018-03-20 11:00 | 0.94943
HydroReservoir | 2018-03-20 12:00 | 0.94943
HydroReservoir | 2018-03-20 13:00 | 0.94943
HydroReservoir | 2018-03-20 14:00 | 0.96736
HydroReservoir | 2018-03-20 15:00 | 0.97902
HydroReservoir | 2018-03-20 16:00 | 0.97902
HydroReservoir | 2018-03-20 17:00 | 0.96433
HydroReservoir | 2018-03-20 18:00 | 0.96433
HydroReservoir | 2018-03-20 19:00 | 0.96433
HydroReservoir | 2018-03-20 20:00 | 0.96433
HydroReservoir | 2018-03-20 21:00 | 0.96433
HydroReservoir | 2018-03-20 22:00 | 0.96433
HydroReservoir | 2018-03-20 23:00 | 0.96433
HydroReservoir | 2018-03-21 | 0.96433
HydroReservoir | 2018-03-21 01:00 | 0.96433
HydroReservoir | 2018-03-21 02:00 | 0.96433
HydroReservoir | 2018-03-21 03:00 | 0.96433
HydroReservoir | 2018-03-21 04:00 | 0.94498
HydroReservoir | 2018-03-21 05:00 | 0.94498
HydroReservoir | 2018-03-21 06:00 | 0.94498
HydroReservoir | 2018-03-21 07:00 | 0.93332
HydroReservoir | 2018-03-21 08:00 | 0.93332
HydroReservoir | 2018-03-21 09:00 | 0.93332
HydroReservoir | 2018-03-21 10:00 | 0.93332
HydroReservoir | 2018-03-21 11:00 | 0.93332
HydroReservoir | 2018-03-21 12:00 | 0.94801
HydroReservoir | 2018-03-21 13:00 | 0.94801
HydroReservoir | 2018-03-21 14:00 | 0.94801
HydroReservoir | 2018-03-21 15:00 | 0.95966
HydroReservoir | 2018-03-21 16:00 | 0.95966
HydroReservoir | 2018-03-21 17:00 | 0.95966
HydroReservoir | 2018-03-21 18:00 | 0.97902
HydroReservoir | 2018-03-21 19:00 | 0.97902
HydroReservoir | 2018-03-21 20:00 | 0.97902
HydroReservoir | 2018-03-21 21:00 | 0.97902
HydroReservoir | 2018-03-21 22:00 | 0.97902
HydroReservoir | 2018-03-21 23:00 | 0.97902
HydroReservoir | 2018-03-22 | 0.97902
HydroReservoir | 2018-03-22 01:00 | 0.97902
HydroReservoir | 2018-03-22 02:00 | 0.97902
HydroReservoir | 2018-03-22 03:00 | 0.97902
HydroReservoir | 2018-03-22 04:00 | 0.97902
HydroReservoir | 2018-03-22 05:00 | 0.97902
HydroReservoir | 2018-03-22 06:00 | 0.97902
HydroReservoir | 2018-03-22 07:00 | 0.96736
HydroReservoir | 2018-03-22 08:00 | 0.96736
HydroReservoir | 2018-03-22 09:00 | 0.96736
HydroReservoir | 2018-03-22 10:00 | 0.94404
HydroReservoir | 2018-03-22 11:00 | 0.94404
HydroReservoir | 2018-03-22 12:00 | 0.94404
HydroReservoir | 2018-03-22 13:00 | 0.94404
HydroReservoir | 2018-03-22 14:00 | 0.94404
HydroReservoir | 2018-03-22 15:00 | 0.9557
HydroReservoir | 2018-03-22 16:00 | 0.9557
HydroReservoir | 2018-03-22 17:00 | 0.97902
HydroReservoir | 2018-03-22 18:00 | 0.97902
HydroReservoir | 2018-03-22 19:00 | 0.97902
HydroReservoir | 2018-03-22 20:00 | 0.97902
HydroReservoir | 2018-03-22 21:00 | 0.97902
HydroReservoir | 2018-03-22 22:00 | 0.97902
HydroReservoir | 2018-03-22 23:00 | 0.97902
HydroReservoir | 2018-03-23 | 0.97902
HydroReservoir | 2018-03-23 01:00 | 0.97902
HydroReservoir | 2018-03-23 02:00 | 0.97902
HydroReservoir | 2018-03-23 03:00 | 0.97902
HydroReservoir | 2018-03-23 04:00 | 0.97902
HydroReservoir | 2018-03-23 05:00 | 0.97902
HydroReservoir | 2018-03-23 06:00 | 0.97902
HydroReservoir | 2018-03-23 07:00 | 0.96736
HydroReservoir | 2018-03-23 08:00 | 0.96736
HydroReservoir | 2018-03-23 09:00 | 0.96736
HydroReservoir | 2018-03-23 10:00 | 0.96736
HydroReservoir | 2018-03-23 11:00 | 0.96736
HydroReservoir | 2018-03-23 12:00 | 0.96736
HydroReservoir | 2018-03-23 13:00 | 0.96736
HydroReservoir | 2018-03-23 14:00 | 0.96736
HydroReservoir | 2018-03-23 15:00 | 0.97902
HydroReservoir | 2018-03-23 16:00 | 0.97902
HydroReservoir | 2018-03-23 17:00 | 0.97902
HydroReservoir | 2018-03-23 18:00 | 0.97902
HydroReservoir | 2018-03-23 19:00 | 0.97902
HydroReservoir | 2018-03-23 20:00 | 0.97902
HydroReservoir | 2018-03-23 21:00 | 0.97902
HydroReservoir | 2018-03-23 22:00 | 0.97902
HydroReservoir | 2018-03-23 23:00 | 0.97902
HydroReservoir | 2018-03-24 | 0.97902
HydroReservoir | 2018-03-24 01:00 | 0.97902
HydroReservoir | 2018-03-24 02:00 | 0.97902
HydroReservoir | 2018-03-24 03:00 | 0.97902
HydroReservoir | 2018-03-24 04:00 | 0.97902
HydroReservoir | 2018-03-24 05:00 | 0.97902
HydroReservoir | 2018-03-24 06:00 | 0.97902
HydroReservoir | 2018-03-24 07:00 | 0.97902
HydroReservoir | 2018-03-24 08:00 | 0.97902
HydroReservoir | 2018-03-24 09:00 | 0.97902
HydroReservoir | 2018-03-24 10:00 | 0.97902
HydroReservoir | 2018-03-24 11:00 | 0.97902
HydroReservoir | 2018-03-24 12:00 | 0.97902
HydroReservoir | 2018-03-24 13:00 | 0.97902
HydroReservoir | 2018-03-24 14:00 | 0.97902
HydroReservoir | 2018-03-24 15:00 | 0.97902
HydroReservoir | 2018-03-24 16:00 | 0.97902
HydroReservoir | 2018-03-24 17:00 | 0.97902
HydroReservoir | 2018-03-24 18:00 | 0.97902
HydroReservoir | 2018-03-24 19:00 | 0.97902
HydroReservoir | 2018-03-24 20:00 | 0.97902
HydroReservoir | 2018-03-24 21:00 | 0.97902
HydroReservoir | 2018-03-24 22:00 | 0.97902
HydroReservoir | 2018-03-24 23:00 | 0.97902
HydroReservoir | 2018-03-25 | 0.97902
HydroReservoir | 2018-03-25 01:00 | 0.97902
HydroReservoir | 2018-03-25 02:00 | 0.97902
HydroReservoir | 2018-03-25 03:00 | 0.97902
HydroReservoir | 2018-03-25 04:00 | 0.97902
HydroReservoir | 2018-03-25 05:00 | 0.97902
HydroReservoir | 2018-03-25 06:00 | 0.97902
HydroReservoir | 2018-03-25 07:00 | 0.97902
HydroReservoir | 2018-03-25 08:00 | 0.97902
HydroReservoir | 2018-03-25 09:00 | 0.97902
HydroReservoir | 2018-03-25 10:00 | 0.97902
HydroReservoir | 2018-03-25 11:00 | 0.97902
HydroReservoir | 2018-03-25 12:00 | 0.97902
HydroReservoir | 2018-03-25 13:00 | 0.97902
HydroReservoir | 2018-03-25 14:00 | 0.97902
HydroReservoir | 2018-03-25 15:00 | 0.97902
HydroReservoir | 2018-03-25 16:00 | 0.97902
HydroReservoir | 2018-03-25 17:00 | 0.97902
HydroReservoir | 2018-03-25 18:00 | 0.97902
HydroReservoir | 2018-03-25 19:00 | 0.97902
HydroReservoir | 2018-03-25 20:00 | 0.97902
HydroReservoir | 2018-03-25 21:00 | 0.97902
HydroReservoir | 2018-03-25 22:00 | 0.97902
HydroReservoir | 2018-03-25 23:00 | 0.97902
HydroReservoir | 2018-03-26 | 0.97902
HydroReservoir | 2018-03-26 01:00 | 0.97902
HydroReservoir | 2018-03-26 02:00 | 0.97902
HydroReservoir | 2018-03-26 03:00 | 0.97902
HydroReservoir | 2018-03-26 04:00 | 0.97902
HydroReservoir | 2018-03-26 05:00 | 0.97902
HydroReservoir | 2018-03-26 06:00 | 0.97902
HydroReservoir | 2018-03-26 07:00 | 0.96468
HydroReservoir | 2018-03-26 08:00 | 0.95092
HydroReservoir | 2018-03-26 09:00 | 0.95092
HydroReservoir | 2018-03-26 10:00 | 0.95092
HydroReservoir | 2018-03-26 11:00 | 0.95092
HydroReservoir | 2018-03-26 12:00 | 0.95092
HydroReservoir | 2018-03-26 13:00 | 0.95092
HydroReservoir | 2018-03-26 14:00 | 0.95092
HydroReservoir | 2018-03-26 15:00 | 0.9177
HydroReservoir | 2018-03-26 16:00 | 0.95092
HydroReservoir | 2018-03-26 17:00 | 0.96526
HydroReservoir | 2018-03-26 18:00 | 0.96526
HydroReservoir | 2018-03-26 19:00 | 0.96526
HydroReservoir | 2018-03-26 20:00 | 0.96526
HydroReservoir | 2018-03-26 21:00 | 0.96526
HydroReservoir | 2018-03-26 22:00 | 0.96526
HydroReservoir | 2018-03-26 23:00 | 0.96526
HydroReservoir | 2018-03-27 | 0.96526
HydroReservoir | 2018-03-27 01:00 | 0.96526
HydroReservoir | 2018-03-27 02:00 | 0.96526
HydroReservoir | 2018-03-27 03:00 | 0.96526
HydroReservoir | 2018-03-27 04:00 | 0.96526
HydroReservoir | 2018-03-27 05:00 | 0.96526
HydroReservoir | 2018-03-27 06:00 | 0.96526
HydroReservoir | 2018-03-27 07:00 | 0.95092
HydroReservoir | 2018-03-27 08:00 | 0.95092
HydroReservoir | 2018-03-27 09:00 | 0.95092
HydroReservoir | 2018-03-27 10:00 | 0.95092
HydroReservoir | 2018-03-27 11:00 | 0.95092
HydroReservoir | 2018-03-27 12:00 | 0.95092
HydroReservoir | 2018-03-27 13:00 | 0.95092
HydroReservoir | 2018-03-27 14:00 | 0.95092
HydroReservoir | 2018-03-27 15:00 | 0.95092
HydroReservoir | 2018-03-27 16:00 | 0.95092
HydroReservoir | 2018-03-27 17:00 | 0.96526
HydroReservoir | 2018-03-27 18:00 | 0.96526
HydroReservoir | 2018-03-27 19:00 | 0.96526
HydroReservoir | 2018-03-27 20:00 | 0.96526
HydroReservoir | 2018-03-27 21:00 | 0.96526
HydroReservoir | 2018-03-27 22:00 | 0.96526
HydroReservoir | 2018-03-27 23:00 | 0.96526
HydroReservoir | 2018-03-28 | 0.96526
HydroReservoir | 2018-03-28 01:00 | 0.96526
HydroReservoir | 2018-03-28 02:00 | 0.96526
HydroReservoir | 2018-03-28 03:00 | 0.96526
HydroReservoir | 2018-03-28 04:00 | 0.96526
HydroReservoir | 2018-03-28 05:00 | 0.96526
HydroReservoir | 2018-03-28 06:00 | 0.96526
HydroReservoir | 2018-03-28 07:00 | 0.93763
HydroReservoir | 2018-03-28 08:00 | 0.95092
HydroReservoir | 2018-03-28 09:00 | 0.95092
HydroReservoir | 2018-03-28 10:00 | 0.95087
HydroReservoir | 2018-03-28 11:00 | 0.95087
HydroReservoir | 2018-03-28 12:00 | 0.95087
HydroReservoir | 2018-03-28 13:00 | 0.95087
HydroReservoir | 2018-03-28 14:00 | 0.95087
HydroReservoir | 2018-03-28 15:00 | 0.95087
HydroReservoir | 2018-03-28 16:00 | 0.95087
HydroReservoir | 2018-03-28 17:00 | 0.96521
HydroReservoir | 2018-03-28 18:00 | 0.96526
HydroReservoir | 2018-03-28 19:00 | 0.96526
HydroReservoir | 2018-03-28 20:00 | 0.96526
HydroReservoir | 2018-03-28 21:00 | 0.96526
HydroReservoir | 2018-03-28 22:00 | 0.96526
HydroReservoir | 2018-03-28 23:00 | 0.96526
HydroReservoir | 2018-03-29 | 0.96526
HydroReservoir | 2018-03-29 01:00 | 0.96526
HydroReservoir | 2018-03-29 02:00 | 0.96526
HydroReservoir | 2018-03-29 03:00 | 0.96526
HydroReservoir | 2018-03-29 04:00 | 0.96526
HydroReservoir | 2018-03-29 05:00 | 0.96526
HydroReservoir | 2018-03-29 06:00 | 0.96526
HydroReservoir | 2018-03-29 07:00 | 0.93763
HydroReservoir | 2018-03-29 08:00 | 0.93623
HydroReservoir | 2018-03-29 09:00 | 0.95092
HydroReservoir | 2018-03-29 10:00 | 0.95092
HydroReservoir | 2018-03-29 11:00 | 0.95092
HydroReservoir | 2018-03-29 12:00 | 0.95092
HydroReservoir | 2018-03-29 13:00 | 0.95092
HydroReservoir | 2018-03-29 14:00 | 0.95092
HydroReservoir | 2018-03-29 15:00 | 0.87375
HydroReservoir | 2018-03-29 16:00 | 0.87375
HydroReservoir | 2018-03-29 17:00 | 0.96526
HydroReservoir | 2018-03-29 18:00 | 0.96526
HydroReservoir | 2018-03-29 19:00 | 0.96526
HydroReservoir | 2018-03-29 20:00 | 0.96526
HydroReservoir | 2018-03-29 21:00 | 0.96526
HydroReservoir | 2018-03-29 22:00 | 0.96526
HydroReservoir | 2018-03-29 23:00 | 0.96526
HydroReservoir | 2018-03-30 | 0.96526
HydroReservoir | 2018-03-30 01:00 | 0.96526
HydroReservoir | 2018-03-30 02:00 | 0.96526
HydroReservoir | 2018-03-30 03:00 | 0.96526
HydroReservoir | 2018-03-30 04:00 | 0.96526
HydroReservoir | 2018-03-30 05:00 | 0.96526
HydroReservoir | 2018-03-30 06:00 | 0.96526
HydroReservoir | 2018-03-30 07:00 | 0.95092
HydroReservoir | 2018-03-30 08:00 | 0.95092
HydroReservoir | 2018-03-30 09:00 | 0.95092
HydroReservoir | 2018-03-30 10:00 | 0.95092
HydroReservoir | 2018-03-30 11:00 | 0.95092
HydroReservoir | 2018-03-30 12:00 | 0.95092
HydroReservoir | 2018-03-30 13:00 | 0.95092
HydroReservoir | 2018-03-30 14:00 | 0.95092
HydroReservoir | 2018-03-30 15:00 | 0.95092
HydroReservoir | 2018-03-30 16:00 | 0.95092
HydroReservoir | 2018-03-30 17:00 | 0.96526
HydroReservoir | 2018-03-30 18:00 | 0.96526
HydroReservoir | 2018-03-30 19:00 | 0.96526
HydroReservoir | 2018-03-30 20:00 | 0.96526
HydroReservoir | 2018-03-30 21:00 | 0.96526
HydroReservoir | 2018-03-30 22:00 | 0.96526
HydroReservoir | 2018-03-30 23:00 | 0.96526
HydroReservoir | 2018-03-31 | 0.96526
HydroReservoir | 2018-03-31 01:00 | 0.96526
HydroReservoir | 2018-03-31 02:00 | 0.96526
HydroReservoir | 2018-03-31 03:00 | 0.96526
HydroReservoir | 2018-03-31 04:00 | 0.96526
HydroReservoir | 2018-03-31 05:00 | 0.96526
HydroReservoir | 2018-03-31 06:00 | 0.96526
HydroReservoir | 2018-03-31 07:00 | 0.96526
HydroReservoir | 2018-03-31 08:00 | 0.96526
HydroReservoir | 2018-03-31 09:00 | 0.96526
HydroReservoir | 2018-03-31 10:00 | 0.96526
HydroReservoir | 2018-03-31 11:00 | 0.96526
HydroReservoir | 2018-03-31 12:00 | 0.96526
HydroReservoir | 2018-03-31 13:00 | 0.96526
HydroReservoir | 2018-03-31 14:00 | 0.96526
HydroReservoir | 2018-03-31 15:00 | 0.96526
HydroReservoir | 2018-03-31 16:00 | 0.96526
HydroReservoir | 2018-03-31 17:00 | 0.96526
HydroReservoir | 2018-03-31 18:00 | 0.96526
HydroReservoir | 2018-03-31 19:00 | 0.96526
HydroReservoir | 2018-03-31 20:00 | 0.96526
HydroReservoir | 2018-03-31 21:00 | 0.96526
HydroReservoir | 2018-03-31 22:00 | 0.96526
HydroReservoir | 2018-03-31 23:00 | 0.96526
HydroReservoir | 2018-04-01 | 0.96526
HydroReservoir | 2018-04-01 01:00 | 0.96526
HydroReservoir | 2018-04-01 02:00 | 0.96526
HydroReservoir | 2018-04-01 03:00 | 0.96526
HydroReservoir | 2018-04-01 04:00 | 0.96526
HydroReservoir | 2018-04-01 05:00 | 0.96526
HydroReservoir | 2018-04-01 06:00 | 0.96526
HydroReservoir | 2018-04-01 07:00 | 0.96526
HydroReservoir | 2018-04-01 08:00 | 0.96526
HydroReservoir | 2018-04-01 09:00 | 0.96526
HydroReservoir | 2018-04-01 10:00 | 0.96526
HydroReservoir | 2018-04-01 11:00 | 0.96526
HydroReservoir | 2018-04-01 12:00 | 0.96526
HydroReservoir | 2018-04-01 13:00 | 0.96526
HydroReservoir | 2018-04-01 14:00 | 0.96526
HydroReservoir | 2018-04-01 15:00 | 0.96526
HydroReservoir | 2018-04-01 16:00 | 0.96526
HydroReservoir | 2018-04-01 17:00 | 0.96526
HydroReservoir | 2018-04-01 18:00 | 0.96526
HydroReservoir | 2018-04-01 19:00 | 0.96526
HydroReservoir | 2018-04-01 20:00 | 0.96526
HydroReservoir | 2018-04-01 21:00 | 0.96526
HydroReservoir | 2018-04-01 22:00 | 0.96526
HydroReservoir | 2018-04-01 23:00 | 0.96526
HydroReservoir | 2018-04-02 | 0.96526
HydroReservoir | 2018-04-02 01:00 | 0.96526
HydroReservoir | 2018-04-02 02:00 | 0.96526
HydroReservoir | 2018-04-02 03:00 | 0.96526
HydroReservoir | 2018-04-02 04:00 | 0.96526
HydroReservoir | 2018-04-02 05:00 | 0.96526
HydroReservoir | 2018-04-02 06:00 | 0.96526
HydroReservoir | 2018-04-02 07:00 | 0.96526
HydroReservoir | 2018-04-02 08:00 | 0.96526
HydroReservoir | 2018-04-02 09:00 | 0.96526
HydroReservoir | 2018-04-02 10:00 | 0.96526
HydroReservoir | 2018-04-02 11:00 | 0.96526
HydroReservoir | 2018-04-02 12:00 | 0.96526
HydroReservoir | 2018-04-02 13:00 | 0.96526
HydroReservoir | 2018-04-02 14:00 | 0.96526
HydroReservoir | 2018-04-02 15:00 | 0.96526
HydroReservoir | 2018-04-02 16:00 | 0.96526
HydroReservoir | 2018-04-02 17:00 | 0.96526
HydroReservoir | 2018-04-02 18:00 | 0.96526
HydroReservoir | 2018-04-02 19:00 | 0.96526
HydroReservoir | 2018-04-02 20:00 | 0.96526
HydroReservoir | 2018-04-02 21:00 | 0.96526
HydroReservoir | 2018-04-02 22:00 | 0.96526
HydroReservoir | 2018-04-02 23:00 | 0.96526
HydroReservoir | 2018-04-03 | 0.96526
HydroReservoir | 2018-04-03 01:00 | 0.96526
HydroReservoir | 2018-04-03 02:00 | 0.96526
HydroReservoir | 2018-04-03 03:00 | 0.96526
HydroReservoir | 2018-04-03 04:00 | 0.96526
HydroReservoir | 2018-04-03 05:00 | 0.96526
HydroReservoir | 2018-04-03 06:00 | 0.96526
HydroReservoir | 2018-04-03 07:00 | 0.94428
HydroReservoir | 2018-04-03 08:00 | 0.94428
HydroReservoir | 2018-04-03 09:00 | 0.94428
HydroReservoir | 2018-04-03 10:00 | 0.94428
HydroReservoir | 2018-04-03 11:00 | 0.94428
HydroReservoir | 2018-04-03 12:00 | 0.94428
HydroReservoir | 2018-04-03 13:00 | 0.94428
HydroReservoir | 2018-04-03 14:00 | 0.94428
HydroReservoir | 2018-04-03 15:00 | 0.94428
HydroReservoir | 2018-04-03 16:00 | 0.94428
HydroReservoir | 2018-04-03 17:00 | 0.94428
HydroReservoir | 2018-04-03 18:00 | 0.94428
HydroReservoir | 2018-04-03 19:00 | 0.94428
HydroReservoir | 2018-04-03 20:00 | 0.94428
HydroReservoir | 2018-04-03 21:00 | 0.94428
HydroReservoir | 2018-04-03 22:00 | 0.94428
HydroReservoir | 2018-04-03 23:00 | 0.94428
HydroReservoir | 2018-04-04 | 0.94428
HydroReservoir | 2018-04-04 01:00 | 0.94428
HydroReservoir | 2018-04-04 02:00 | 0.94428
HydroReservoir | 2018-04-04 03:00 | 0.94428
HydroReservoir | 2018-04-04 04:00 | 0.94428
HydroReservoir | 2018-04-04 05:00 | 0.94428
HydroReservoir | 2018-04-04 06:00 | 0.94428
HydroReservoir | 2018-04-04 07:00 | 0.94428
HydroReservoir | 2018-04-04 08:00 | 0.91665
HydroReservoir | 2018-04-04 09:00 | 0.91665
HydroReservoir | 2018-04-04 10:00 | 0.90499
HydroReservoir | 2018-04-04 11:00 | 0.91665
HydroReservoir | 2018-04-04 12:00 | 0.91665
HydroReservoir | 2018-04-04 13:00 | 0.91665
HydroReservoir | 2018-04-04 14:00 | 0.91665
HydroReservoir | 2018-04-04 15:00 | 0.91665
HydroReservoir | 2018-04-04 16:00 | 0.91665
HydroReservoir | 2018-04-04 17:00 | 0.94428
HydroReservoir | 2018-04-04 18:00 | 0.94428
HydroReservoir | 2018-04-04 19:00 | 0.94428
HydroReservoir | 2018-04-04 20:00 | 0.94428
HydroReservoir | 2018-04-04 21:00 | 0.94428
HydroReservoir | 2018-04-04 22:00 | 0.94428
HydroReservoir | 2018-04-04 23:00 | 0.94428
HydroReservoir | 2018-04-05 | 0.94428
HydroReservoir | 2018-04-05 01:00 | 0.94428
HydroReservoir | 2018-04-05 02:00 | 0.94428
HydroReservoir | 2018-04-05 03:00 | 0.94428
HydroReservoir | 2018-04-05 04:00 | 0.94428
HydroReservoir | 2018-04-05 05:00 | 0.94428
HydroReservoir | 2018-04-05 06:00 | 0.94428
HydroReservoir | 2018-04-05 07:00 | 0.94428
HydroReservoir | 2018-04-05 08:00 | 0.92994
HydroReservoir | 2018-04-05 09:00 | 0.92994
HydroReservoir | 2018-04-05 10:00 | 0.92994
HydroReservoir | 2018-04-05 11:00 | 0.92994
HydroReservoir | 2018-04-05 12:00 | 0.92994
HydroReservoir | 2018-04-05 13:00 | 0.92994
HydroReservoir | 2018-04-05 14:00 | 0.85276
HydroReservoir | 2018-04-05 15:00 | 0.85276
HydroReservoir | 2018-04-05 16:00 | 0.85276
HydroReservoir | 2018-04-05 17:00 | 0.94428
HydroReservoir | 2018-04-05 18:00 | 0.94428
HydroReservoir | 2018-04-05 19:00 | 0.94428
HydroReservoir | 2018-04-05 20:00 | 0.94428
HydroReservoir | 2018-04-05 21:00 | 0.94428
HydroReservoir | 2018-04-05 22:00 | 0.94428
HydroReservoir | 2018-04-05 23:00 | 0.94428
HydroReservoir | 2018-04-06 | 0.94428
HydroReservoir | 2018-04-06 01:00 | 0.94428
HydroReservoir | 2018-04-06 02:00 | 0.94428
HydroReservoir | 2018-04-06 03:00 | 0.94428
HydroReservoir | 2018-04-06 04:00 | 0.94428
HydroReservoir | 2018-04-06 05:00 | 0.94428
HydroReservoir | 2018-04-06 06:00 | 0.94428
HydroReservoir | 2018-04-06 07:00 | 0.94428
HydroReservoir | 2018-04-06 08:00 | 0.92994
HydroReservoir | 2018-04-06 09:00 | 0.92994
HydroReservoir | 2018-04-06 10:00 | 0.92994
HydroReservoir | 2018-04-06 11:00 | 0.92994
HydroReservoir | 2018-04-06 12:00 | 0.92994
HydroReservoir | 2018-04-06 13:00 | 0.92994
HydroReservoir | 2018-04-06 14:00 | 0.92994
HydroReservoir | 2018-04-06 15:00 | 0.92994
HydroReservoir | 2018-04-06 16:00 | 0.92994
HydroReservoir | 2018-04-06 17:00 | 0.95803
HydroReservoir | 2018-04-06 18:00 | 0.95803
HydroReservoir | 2018-04-06 19:00 | 0.95803
HydroReservoir | 2018-04-06 20:00 | 0.95803
HydroReservoir | 2018-04-06 21:00 | 0.95803
HydroReservoir | 2018-04-06 22:00 | 0.95803
HydroReservoir | 2018-04-06 23:00 | 0.95803
HydroReservoir | 2018-04-07 | 0.93909
HydroReservoir | 2018-04-07 01:00 | 0.93909
HydroReservoir | 2018-04-07 02:00 | 0.93909
HydroReservoir | 2018-04-07 03:00 | 0.93909
HydroReservoir | 2018-04-07 04:00 | 0.93909
HydroReservoir | 2018-04-07 05:00 | 0.93909
HydroReservoir | 2018-04-07 06:00 | 0.93909
HydroReservoir | 2018-04-07 07:00 | 0.93909
HydroReservoir | 2018-04-07 08:00 | 0.93909
HydroReservoir | 2018-04-07 09:00 | 0.93909
HydroReservoir | 2018-04-07 10:00 | 0.93909
HydroReservoir | 2018-04-07 11:00 | 0.93909
HydroReservoir | 2018-04-07 12:00 | 0.93909
HydroReservoir | 2018-04-07 13:00 | 0.93909
HydroReservoir | 2018-04-07 14:00 | 0.93909
HydroReservoir | 2018-04-07 15:00 | 0.93909
HydroReservoir | 2018-04-07 16:00 | 0.93909
HydroReservoir | 2018-04-07 17:00 | 0.93909
HydroReservoir | 2018-04-07 18:00 | 0.93909
HydroReservoir | 2018-04-07 19:00 | 0.93909
HydroReservoir | 2018-04-07 20:00 | 0.93909
HydroReservoir | 2018-04-07 21:00 | 0.93909
HydroReservoir | 2018-04-07 22:00 | 0.93909
HydroReservoir | 2018-04-07 23:00 | 0.93909
HydroReservoir | 2018-04-08 | 0.93909
HydroReservoir | 2018-04-08 01:00 | 0.93909
HydroReservoir | 2018-04-08 02:00 | 0.93909
HydroReservoir | 2018-04-08 03:00 | 0.93909
HydroReservoir | 2018-04-08 04:00 | 0.93909
HydroReservoir | 2018-04-08 05:00 | 0.93909
HydroReservoir | 2018-04-08 06:00 | 0.93909
HydroReservoir | 2018-04-08 07:00 | 0.93909
HydroReservoir | 2018-04-08 08:00 | 0.93909
HydroReservoir | 2018-04-08 09:00 | 0.93909
HydroReservoir | 2018-04-08 10:00 | 0.93909
HydroReservoir | 2018-04-08 11:00 | 0.93909
HydroReservoir | 2018-04-08 12:00 | 0.93909
HydroReservoir | 2018-04-08 13:00 | 0.93909
HydroReservoir | 2018-04-08 14:00 | 0.93909
HydroReservoir | 2018-04-08 15:00 | 0.93909
HydroReservoir | 2018-04-08 16:00 | 0.93909
HydroReservoir | 2018-04-08 17:00 | 0.93909
HydroReservoir | 2018-04-08 18:00 | 0.93909
HydroReservoir | 2018-04-08 19:00 | 0.93909
HydroReservoir | 2018-04-08 20:00 | 0.93909
HydroReservoir | 2018-04-08 21:00 | 0.93909
HydroReservoir | 2018-04-08 22:00 | 0.93909
HydroReservoir | 2018-04-08 23:00 | 0.93909
HydroReservoir | 2018-04-09 | 0.93909
HydroReservoir | 2018-04-09 01:00 | 0.93909
HydroReservoir | 2018-04-09 02:00 | 0.93909
HydroReservoir | 2018-04-09 03:00 | 0.93909
HydroReservoir | 2018-04-09 04:00 | 0.93909
HydroReservoir | 2018-04-09 05:00 | 0.93909
HydroReservoir | 2018-04-09 06:00 | 0.93909
HydroReservoir | 2018-04-09 07:00 | 0.87847
HydroReservoir | 2018-04-09 08:00 | 0.82354
HydroReservoir | 2018-04-09 09:00 | 0.82354
HydroReservoir | 2018-04-09 10:00 | 0.82354
HydroReservoir | 2018-04-09 11:00 | 0.82354
HydroReservoir | 2018-04-09 12:00 | 0.82354
HydroReservoir | 2018-04-09 13:00 | 0.82354
HydroReservoir | 2018-04-09 14:00 | 0.82354
HydroReservoir | 2018-04-09 15:00 | 0.82354
HydroReservoir | 2018-04-09 16:00 | 0.85037
HydroReservoir | 2018-04-09 17:00 | 0.86471
HydroReservoir | 2018-04-09 18:00 | 0.87847
HydroReservoir | 2018-04-09 19:00 | 0.87847
HydroReservoir | 2018-04-09 20:00 | 0.87847
HydroReservoir | 2018-04-09 21:00 | 0.87847
HydroReservoir | 2018-04-09 22:00 | 0.87847
HydroReservoir | 2018-04-09 23:00 | 0.87847
HydroReservoir | 2018-04-10 | 0.87847
HydroReservoir | 2018-04-10 01:00 | 0.86471
HydroReservoir | 2018-04-10 02:00 | 0.87847
HydroReservoir | 2018-04-10 03:00 | 0.87847
HydroReservoir | 2018-04-10 04:00 | 0.87847
HydroReservoir | 2018-04-10 05:00 | 0.87847
HydroReservoir | 2018-04-10 06:00 | 0.87847
HydroReservoir | 2018-04-10 07:00 | 0.87847
HydroReservoir | 2018-04-10 08:00 | 0.74823
HydroReservoir | 2018-04-10 09:00 | 0.74823
HydroReservoir | 2018-04-10 10:00 | 0.73377
HydroReservoir | 2018-04-10 11:00 | 0.73377
HydroReservoir | 2018-04-10 12:00 | 0.73377
HydroReservoir | 2018-04-10 13:00 | 0.73377
HydroReservoir | 2018-04-10 14:00 | 0.73377
HydroReservoir | 2018-04-10 15:00 | 0.73377
HydroReservoir | 2018-04-10 16:00 | 0.76061
HydroReservoir | 2018-04-10 17:00 | 0.86471
HydroReservoir | 2018-04-10 18:00 | 0.87847
HydroReservoir | 2018-04-10 19:00 | 0.87847
HydroReservoir | 2018-04-10 20:00 | 0.87847
HydroReservoir | 2018-04-10 21:00 | 0.87847
HydroReservoir | 2018-04-10 22:00 | 0.87847
HydroReservoir | 2018-04-10 23:00 | 0.87847
HydroReservoir | 2018-04-11 | 0.87847
HydroReservoir | 2018-04-11 01:00 | 0.87847
HydroReservoir | 2018-04-11 02:00 | 0.87847
HydroReservoir | 2018-04-11 03:00 | 0.87847
HydroReservoir | 2018-04-11 04:00 | 0.87847
HydroReservoir | 2018-04-11 05:00 | 0.87847
HydroReservoir | 2018-04-11 06:00 | 0.87847
HydroReservoir | 2018-04-11 07:00 | 0.87847
HydroReservoir | 2018-04-11 08:00 | 0.82354
HydroReservoir | 2018-04-11 09:00 | 0.82354
HydroReservoir | 2018-04-11 10:00 | 0.82354
HydroReservoir | 2018-04-11 11:00 | 0.82354
HydroReservoir | 2018-04-11 12:00 | 0.82354
HydroReservoir | 2018-04-11 13:00 | 0.82354
HydroReservoir | 2018-04-11 14:00 | 0.8092
HydroReservoir | 2018-04-11 15:00 | 0.82354
HydroReservoir | 2018-04-11 16:00 | 0.85037
HydroReservoir | 2018-04-11 17:00 | 0.86471
HydroReservoir | 2018-04-11 18:00 | 0.87847
HydroReservoir | 2018-04-11 19:00 | 0.87847
HydroReservoir | 2018-04-11 20:00 | 0.87847
HydroReservoir | 2018-04-11 21:00 | 0.87847
HydroReservoir | 2018-04-11 22:00 | 0.87847
HydroReservoir | 2018-04-11 23:00 | 0.87847
HydroReservoir | 2018-04-12 | 0.87847
HydroReservoir | 2018-04-12 01:00 | 0.87847
HydroReservoir | 2018-04-12 02:00 | 0.87847
HydroReservoir | 2018-04-12 03:00 | 0.87847
HydroReservoir | 2018-04-12 04:00 | 0.87847
HydroReservoir | 2018-04-12 05:00 | 0.87847
HydroReservoir | 2018-04-12 06:00 | 0.87847
HydroReservoir | 2018-04-12 07:00 | 0.87847
HydroReservoir | 2018-04-12 08:00 | 0.82354
HydroReservoir | 2018-04-12 09:00 | 0.82354
HydroReservoir | 2018-04-12 10:00 | 0.82354
HydroReservoir | 2018-04-12 11:00 | 0.82354
HydroReservoir | 2018-04-12 12:00 | 0.82354
HydroReservoir | 2018-04-12 13:00 | 0.82354
HydroReservoir | 2018-04-12 14:00 | 0.8092
HydroReservoir | 2018-04-12 15:00 | 0.83788
HydroReservoir | 2018-04-12 16:00 | 0.86471
HydroReservoir | 2018-04-12 17:00 | 0.86471
HydroReservoir | 2018-04-12 18:00 | 0.86413
HydroReservoir | 2018-04-12 19:00 | 0.86413
HydroReservoir | 2018-04-12 20:00 | 0.86413
HydroReservoir | 2018-04-12 21:00 | 0.87847
HydroReservoir | 2018-04-12 22:00 | 0.87847
HydroReservoir | 2018-04-12 23:00 | 0.87847
HydroReservoir | 2018-04-13 | 0.87847
HydroReservoir | 2018-04-13 01:00 | 0.87847
HydroReservoir | 2018-04-13 02:00 | 0.87847
HydroReservoir | 2018-04-13 03:00 | 0.87847
HydroReservoir | 2018-04-13 04:00 | 0.87847
HydroReservoir | 2018-04-13 05:00 | 0.87847
HydroReservoir | 2018-04-13 06:00 | 0.91309
HydroReservoir | 2018-04-13 07:00 | 0.91309
HydroReservoir | 2018-04-13 08:00 | 0.88626
HydroReservoir | 2018-04-13 09:00 | 0.88626
HydroReservoir | 2018-04-13 10:00 | 0.88626
HydroReservoir | 2018-04-13 11:00 | 0.88626
HydroReservoir | 2018-04-13 12:00 | 0.88626
HydroReservoir | 2018-04-13 13:00 | 0.88626
HydroReservoir | 2018-04-13 14:00 | 0.88626
HydroReservoir | 2018-04-13 15:00 | 0.88626
HydroReservoir | 2018-04-13 16:00 | 0.91309
HydroReservoir | 2018-04-13 17:00 | 0.91309
HydroReservoir | 2018-04-13 18:00 | 0.91309
HydroReservoir | 2018-04-13 19:00 | 0.91309
HydroReservoir | 2018-04-13 20:00 | 0.91309
HydroReservoir | 2018-04-13 21:00 | 0.91309
HydroReservoir | 2018-04-13 22:00 | 0.91309
HydroReservoir | 2018-04-13 23:00 | 0.91309
HydroReservoir | 2018-04-14 | 0.91309
HydroReservoir | 2018-04-14 01:00 | 0.91309
HydroReservoir | 2018-04-14 02:00 | 0.91309
HydroReservoir | 2018-04-14 03:00 | 0.91309
HydroReservoir | 2018-04-14 04:00 | 0.91309
HydroReservoir | 2018-04-14 05:00 | 0.91309
HydroReservoir | 2018-04-14 06:00 | 0.91309
HydroReservoir | 2018-04-14 07:00 | 0.91309
HydroReservoir | 2018-04-14 08:00 | 0.91309
HydroReservoir | 2018-04-14 09:00 | 0.91309
HydroReservoir | 2018-04-14 10:00 | 0.91309
HydroReservoir | 2018-04-14 11:00 | 0.91309
HydroReservoir | 2018-04-14 12:00 | 0.91309
HydroReservoir | 2018-04-14 13:00 | 0.91309
HydroReservoir | 2018-04-14 14:00 | 0.91309
HydroReservoir | 2018-04-14 15:00 | 0.91309
HydroReservoir | 2018-04-14 16:00 | 0.91309
HydroReservoir | 2018-04-14 17:00 | 0.91309
HydroReservoir | 2018-04-14 18:00 | 0.91309
HydroReservoir | 2018-04-14 19:00 | 0.91309
HydroReservoir | 2018-04-14 20:00 | 0.91309
HydroReservoir | 2018-04-14 21:00 | 0.91309
HydroReservoir | 2018-04-14 22:00 | 0.91309
HydroReservoir | 2018-04-14 23:00 | 0.91309
HydroReservoir | 2018-04-15 | 0.91309
HydroReservoir | 2018-04-15 01:00 | 0.91309
HydroReservoir | 2018-04-15 02:00 | 0.91309
HydroReservoir | 2018-04-15 03:00 | 0.91309
HydroReservoir | 2018-04-15 04:00 | 0.91309
HydroReservoir | 2018-04-15 05:00 | 0.91309
HydroReservoir | 2018-04-15 06:00 | 0.91309
HydroReservoir | 2018-04-15 07:00 | 0.91309
HydroReservoir | 2018-04-15 08:00 | 0.91309
HydroReservoir | 2018-04-15 09:00 | 0.91309
HydroReservoir | 2018-04-15 10:00 | 0.91309
HydroReservoir | 2018-04-15 11:00 | 0.91309
HydroReservoir | 2018-04-15 12:00 | 0.91309
HydroReservoir | 2018-04-15 13:00 | 0.91309
HydroReservoir | 2018-04-15 14:00 | 0.91309
HydroReservoir | 2018-04-15 15:00 | 0.91309
HydroReservoir | 2018-04-15 16:00 | 0.91309
HydroReservoir | 2018-04-15 17:00 | 0.91309
HydroReservoir | 2018-04-15 18:00 | 0.91309
HydroReservoir | 2018-04-15 19:00 | 0.91309
HydroReservoir | 2018-04-15 20:00 | 0.91309
HydroReservoir | 2018-04-15 21:00 | 0.91309
HydroReservoir | 2018-04-15 22:00 | 0.91309
HydroReservoir | 2018-04-15 23:00 | 0.91309
HydroReservoir | 2018-04-16 | 0.91309
HydroReservoir | 2018-04-16 01:00 | 0.91309
HydroReservoir | 2018-04-16 02:00 | 0.91309
HydroReservoir | 2018-04-16 03:00 | 0.91309
HydroReservoir | 2018-04-16 04:00 | 0.91309
HydroReservoir | 2018-04-16 05:00 | 0.91309
HydroReservoir | 2018-04-16 06:00 | 0.91309
HydroReservoir | 2018-04-16 07:00 | 0.8998
HydroReservoir | 2018-04-16 08:00 | 0.8998
HydroReservoir | 2018-04-16 09:00 | 0.8998
HydroReservoir | 2018-04-16 10:00 | 0.8998
HydroReservoir | 2018-04-16 11:00 | 0.8998
HydroReservoir | 2018-04-16 12:00 | 0.8998
HydroReservoir | 2018-04-16 13:00 | 0.8998
HydroReservoir | 2018-04-16 14:00 | 0.8098
HydroReservoir | 2018-04-16 15:00 | 0.8098
HydroReservoir | 2018-04-16 16:00 | 0.81112
HydroReservoir | 2018-04-16 17:00 | 0.8998
HydroReservoir | 2018-04-16 18:00 | 0.8998
HydroReservoir | 2018-04-16 19:00 | 0.8998
HydroReservoir | 2018-04-16 20:00 | 0.8998
HydroReservoir | 2018-04-16 21:00 | 0.8998
HydroReservoir | 2018-04-16 22:00 | 0.8998
HydroReservoir | 2018-04-16 23:00 | 0.8998
HydroReservoir | 2018-04-17 | 0.8998
HydroReservoir | 2018-04-17 01:00 | 0.8998
HydroReservoir | 2018-04-17 02:00 | 0.8998
HydroReservoir | 2018-04-17 03:00 | 0.8998
HydroReservoir | 2018-04-17 04:00 | 0.8998
HydroReservoir | 2018-04-17 05:00 | 0.8998
HydroReservoir | 2018-04-17 06:00 | 0.8998
HydroReservoir | 2018-04-17 07:00 | 0.8998
HydroReservoir | 2018-04-17 08:00 | 0.88643
HydroReservoir | 2018-04-17 09:00 | 0.88643
HydroReservoir | 2018-04-17 10:00 | 0.88643
HydroReservoir | 2018-04-17 11:00 | 0.88643
HydroReservoir | 2018-04-17 12:00 | 0.8998
HydroReservoir | 2018-04-17 13:00 | 0.8998
HydroReservoir | 2018-04-17 14:00 | 0.88643
HydroReservoir | 2018-04-17 15:00 | 0.88643
HydroReservoir | 2018-04-17 16:00 | 0.8998
HydroReservoir | 2018-04-17 17:00 | 0.8998
HydroReservoir | 2018-04-17 18:00 | 0.8998
HydroReservoir | 2018-04-17 19:00 | 0.8998
HydroReservoir | 2018-04-17 20:00 | 0.8998
HydroReservoir | 2018-04-17 21:00 | 0.8998
HydroReservoir | 2018-04-17 22:00 | 0.8998
HydroReservoir | 2018-04-17 23:00 | 0.8998
HydroReservoir | 2018-04-18 | 0.8998
HydroReservoir | 2018-04-18 01:00 | 0.8998
HydroReservoir | 2018-04-18 02:00 | 0.8998
HydroReservoir | 2018-04-18 03:00 | 0.8998
HydroReservoir | 2018-04-18 04:00 | 0.8998
HydroReservoir | 2018-04-18 05:00 | 0.8998
HydroReservoir | 2018-04-18 06:00 | 0.8998
HydroReservoir | 2018-04-18 07:00 | 0.8998
HydroReservoir | 2018-04-18 08:00 | 0.8998
HydroReservoir | 2018-04-18 09:00 | 0.88511
HydroReservoir | 2018-04-18 10:00 | 0.8998
HydroReservoir | 2018-04-18 11:00 | 0.8998
HydroReservoir | 2018-04-18 12:00 | 0.8998
HydroReservoir | 2018-04-18 13:00 | 0.8998
HydroReservoir | 2018-04-18 14:00 | 0.8998
HydroReservoir | 2018-04-18 15:00 | 0.8998
HydroReservoir | 2018-04-18 16:00 | 0.8998
HydroReservoir | 2018-04-18 17:00 | 0.8998
HydroReservoir | 2018-04-18 18:00 | 0.8998
HydroReservoir | 2018-04-18 19:00 | 0.8998
HydroReservoir | 2018-04-18 20:00 | 0.8998
HydroReservoir | 2018-04-18 21:00 | 0.8998
HydroReservoir | 2018-04-18 22:00 | 0.8998
HydroReservoir | 2018-04-18 23:00 | 0.8998
HydroReservoir | 2018-04-19 | 0.8998
HydroReservoir | 2018-04-19 01:00 | 0.8998
HydroReservoir | 2018-04-19 02:00 | 0.8998
HydroReservoir | 2018-04-19 03:00 | 0.8998
HydroReservoir | 2018-04-19 04:00 | 0.8998
HydroReservoir | 2018-04-19 05:00 | 0.8998
HydroReservoir | 2018-04-19 06:00 | 0.8998
HydroReservoir | 2018-04-19 07:00 | 0.8998
HydroReservoir | 2018-04-19 08:00 | 0.8998
HydroReservoir | 2018-04-19 09:00 | 0.8998
HydroReservoir | 2018-04-19 10:00 | 0.8998
HydroReservoir | 2018-04-19 11:00 | 0.8998
HydroReservoir | 2018-04-19 12:00 | 0.8998
HydroReservoir | 2018-04-19 13:00 | 0.8998
HydroReservoir | 2018-04-19 14:00 | 0.8998
HydroReservoir | 2018-04-19 15:00 | 0.8998
HydroReservoir | 2018-04-19 16:00 | 0.8998
HydroReservoir | 2018-04-19 17:00 | 0.8998
HydroReservoir | 2018-04-19 18:00 | 0.8998
HydroReservoir | 2018-04-19 19:00 | 0.8998
HydroReservoir | 2018-04-19 20:00 | 0.8998
HydroReservoir | 2018-04-19 21:00 | 0.8998
HydroReservoir | 2018-04-19 22:00 | 0.8998
HydroReservoir | 2018-04-19 23:00 | 0.8998
HydroReservoir | 2018-04-20 | 0.8998
HydroReservoir | 2018-04-20 01:00 | 0.8998
HydroReservoir | 2018-04-20 02:00 | 0.8998
HydroReservoir | 2018-04-20 03:00 | 0.8998
HydroReservoir | 2018-04-20 04:00 | 0.8998
HydroReservoir | 2018-04-20 05:00 | 0.8998
HydroReservoir | 2018-04-20 06:00 | 0.8998
HydroReservoir | 2018-04-20 07:00 | 0.8998
HydroReservoir | 2018-04-20 08:00 | 0.8998
HydroReservoir | 2018-04-20 09:00 | 0.8998
HydroReservoir | 2018-04-20 10:00 | 0.88546
HydroReservoir | 2018-04-20 11:00 | 0.88546
HydroReservoir | 2018-04-20 12:00 | 0.8998
HydroReservoir | 2018-04-20 13:00 | 0.8998
HydroReservoir | 2018-04-20 14:00 | 0.8998
HydroReservoir | 2018-04-20 15:00 | 0.8998
HydroReservoir | 2018-04-20 16:00 | 0.8998
HydroReservoir | 2018-04-20 17:00 | 0.87917
HydroReservoir | 2018-04-20 18:00 | 0.87917
HydroReservoir | 2018-04-20 19:00 | 0.87917
HydroReservoir | 2018-04-20 20:00 | 0.87917
HydroReservoir | 2018-04-20 21:00 | 0.87917
HydroReservoir | 2018-04-20 22:00 | 0.87917
HydroReservoir | 2018-04-20 23:00 | 0.87917
HydroReservoir | 2018-04-21 | 0.87917
HydroReservoir | 2018-04-21 01:00 | 0.87917
HydroReservoir | 2018-04-21 02:00 | 0.87917
HydroReservoir | 2018-04-21 03:00 | 0.87917
HydroReservoir | 2018-04-21 04:00 | 0.87917
HydroReservoir | 2018-04-21 05:00 | 0.87917
HydroReservoir | 2018-04-21 06:00 | 0.87917
HydroReservoir | 2018-04-21 07:00 | 0.87917
HydroReservoir | 2018-04-21 08:00 | 0.87917
HydroReservoir | 2018-04-21 09:00 | 0.87917
HydroReservoir | 2018-04-21 10:00 | 0.87917
HydroReservoir | 2018-04-21 11:00 | 0.87917
HydroReservoir | 2018-04-21 12:00 | 0.87917
HydroReservoir | 2018-04-21 13:00 | 0.87917
HydroReservoir | 2018-04-21 14:00 | 0.87917
HydroReservoir | 2018-04-21 15:00 | 0.87917
HydroReservoir | 2018-04-21 16:00 | 0.87917
HydroReservoir | 2018-04-21 17:00 | 0.87917
HydroReservoir | 2018-04-21 18:00 | 0.87917
HydroReservoir | 2018-04-21 19:00 | 0.87917
HydroReservoir | 2018-04-21 20:00 | 0.87917
HydroReservoir | 2018-04-21 21:00 | 0.87917
HydroReservoir | 2018-04-21 22:00 | 0.87917
HydroReservoir | 2018-04-21 23:00 | 0.87917
HydroReservoir | 2018-04-22 | 0.87917
HydroReservoir | 2018-04-22 01:00 | 0.87917
HydroReservoir | 2018-04-22 02:00 | 0.87917
HydroReservoir | 2018-04-22 03:00 | 0.87917
HydroReservoir | 2018-04-22 04:00 | 0.87917
HydroReservoir | 2018-04-22 05:00 | 0.87917
HydroReservoir | 2018-04-22 06:00 | 0.87917
HydroReservoir | 2018-04-22 07:00 | 0.87917
HydroReservoir | 2018-04-22 08:00 | 0.87917
HydroReservoir | 2018-04-22 09:00 | 0.87917
HydroReservoir | 2018-04-22 10:00 | 0.87917
HydroReservoir | 2018-04-22 11:00 | 0.87917
HydroReservoir | 2018-04-22 12:00 | 0.87917
HydroReservoir | 2018-04-22 13:00 | 0.87917
HydroReservoir | 2018-04-22 14:00 | 0.87917
HydroReservoir | 2018-04-22 15:00 | 0.87917
HydroReservoir | 2018-04-22 16:00 | 0.87917
HydroReservoir | 2018-04-22 17:00 | 0.87917
HydroReservoir | 2018-04-22 18:00 | 0.87917
HydroReservoir | 2018-04-22 19:00 | 0.87917
HydroReservoir | 2018-04-22 20:00 | 0.87917
HydroReservoir | 2018-04-22 21:00 | 0.87917
HydroReservoir | 2018-04-22 22:00 | 0.87917
HydroReservoir | 2018-04-22 23:00 | 0.87917
HydroReservoir | 2018-04-23 | 0.87917
HydroReservoir | 2018-04-23 01:00 | 0.87917
HydroReservoir | 2018-04-23 02:00 | 0.87917
HydroReservoir | 2018-04-23 03:00 | 0.87917
HydroReservoir | 2018-04-23 04:00 | 0.87917
HydroReservoir | 2018-04-23 05:00 | 0.87917
HydroReservoir | 2018-04-23 06:00 | 0.87917
HydroReservoir | 2018-04-23 07:00 | 0.84583
HydroReservoir | 2018-04-23 08:00 | 0.81645
HydroReservoir | 2018-04-23 09:00 | 0.81645
HydroReservoir | 2018-04-23 10:00 | 0.81645
HydroReservoir | 2018-04-23 11:00 | 0.81645
HydroReservoir | 2018-04-23 12:00 | 0.81645
HydroReservoir | 2018-04-23 13:00 | 0.81645
HydroReservoir | 2018-04-23 14:00 | 0.81645
HydroReservoir | 2018-04-23 15:00 | 0.81645
HydroReservoir | 2018-04-23 16:00 | 0.81645
HydroReservoir | 2018-04-23 17:00 | 0.83114
HydroReservoir | 2018-04-23 18:00 | 0.86448
HydroReservoir | 2018-04-23 19:00 | 0.86448
HydroReservoir | 2018-04-23 20:00 | 0.86448
HydroReservoir | 2018-04-23 21:00 | 0.86448
HydroReservoir | 2018-04-23 22:00 | 0.86448
HydroReservoir | 2018-04-23 23:00 | 0.86448
HydroReservoir | 2018-04-24 | 0.86448
HydroReservoir | 2018-04-24 01:00 | 0.86448
HydroReservoir | 2018-04-24 02:00 | 0.86448
HydroReservoir | 2018-04-24 03:00 | 0.86448
HydroReservoir | 2018-04-24 04:00 | 0.86448
HydroReservoir | 2018-04-24 05:00 | 0.86448
HydroReservoir | 2018-04-24 06:00 | 0.86448
HydroReservoir | 2018-04-24 07:00 | 0.83114
HydroReservoir | 2018-04-24 08:00 | 0.7894
HydroReservoir | 2018-04-24 09:00 | 0.7894
HydroReservoir | 2018-04-24 10:00 | 0.7894
HydroReservoir | 2018-04-24 11:00 | 0.79659
HydroReservoir | 2018-04-24 12:00 | 0.81738
HydroReservoir | 2018-04-24 13:00 | 0.81738
HydroReservoir | 2018-04-24 14:00 | 0.80176
HydroReservoir | 2018-04-24 15:00 | 0.80176
HydroReservoir | 2018-04-24 16:00 | 0.80176
HydroReservoir | 2018-04-24 17:00 | 0.81738
HydroReservoir | 2018-04-24 18:00 | 0.86448
HydroReservoir | 2018-04-24 19:00 | 0.86448
HydroReservoir | 2018-04-24 20:00 | 0.86448
HydroReservoir | 2018-04-24 21:00 | 0.86448
HydroReservoir | 2018-04-24 22:00 | 0.86448
HydroReservoir | 2018-04-24 23:00 | 0.86448
HydroReservoir | 2018-04-25 | 0.86448
HydroReservoir | 2018-04-25 01:00 | 0.86448
HydroReservoir | 2018-04-25 02:00 | 0.86448
HydroReservoir | 2018-04-25 03:00 | 0.86448
HydroReservoir | 2018-04-25 04:00 | 0.86448
HydroReservoir | 2018-04-25 05:00 | 0.86448
HydroReservoir | 2018-04-25 06:00 | 0.86448
HydroReservoir | 2018-04-25 07:00 | 0.83114
HydroReservoir | 2018-04-25 08:00 | 0.83114
HydroReservoir | 2018-04-25 09:00 | 0.83114
HydroReservoir | 2018-04-25 10:00 | 0.83114
HydroReservoir | 2018-04-25 11:00 | 0.83114
HydroReservoir | 2018-04-25 12:00 | 0.83114
HydroReservoir | 2018-04-25 13:00 | 0.83114
HydroReservoir | 2018-04-25 14:00 | 0.83114
HydroReservoir | 2018-04-25 15:00 | 0.83114
HydroReservoir | 2018-04-25 16:00 | 0.83114
HydroReservoir | 2018-04-25 17:00 | 0.83114
HydroReservoir | 2018-04-25 18:00 | 0.86448
HydroReservoir | 2018-04-25 19:00 | 0.86448
HydroReservoir | 2018-04-25 20:00 | 0.86448
HydroReservoir | 2018-04-25 21:00 | 0.86448
HydroReservoir | 2018-04-25 22:00 | 0.86448
HydroReservoir | 2018-04-25 23:00 | 0.86448
HydroReservoir | 2018-04-26 | 0.86448
HydroReservoir | 2018-04-26 01:00 | 0.86448
HydroReservoir | 2018-04-26 02:00 | 0.86448
HydroReservoir | 2018-04-26 03:00 | 0.86448
HydroReservoir | 2018-04-26 04:00 | 0.86448
HydroReservoir | 2018-04-26 05:00 | 0.86448
HydroReservoir | 2018-04-26 06:00 | 0.86448
HydroReservoir | 2018-04-26 07:00 | 0.83114
HydroReservoir | 2018-04-26 08:00 | 0.77518
HydroReservoir | 2018-04-26 09:00 | 0.77518
HydroReservoir | 2018-04-26 10:00 | 0.77518
HydroReservoir | 2018-04-26 11:00 | 0.78236
HydroReservoir | 2018-04-26 12:00 | 0.80316
HydroReservoir | 2018-04-26 13:00 | 0.80316
HydroReservoir | 2018-04-26 14:00 | 0.80316
HydroReservoir | 2018-04-26 15:00 | 0.81785
HydroReservoir | 2018-04-26 16:00 | 0.85947
HydroReservoir | 2018-04-26 17:00 | 0.85947
HydroReservoir | 2018-04-26 18:00 | 0.89281
HydroReservoir | 2018-04-26 19:00 | 0.89281
HydroReservoir | 2018-04-26 20:00 | 0.89281
HydroReservoir | 2018-04-26 21:00 | 0.89281
HydroReservoir | 2018-04-26 22:00 | 0.89281
HydroReservoir | 2018-04-26 23:00 | 0.89281
HydroReservoir | 2018-04-27 | 0.89281
HydroReservoir | 2018-04-27 01:00 | 0.89281
HydroReservoir | 2018-04-27 02:00 | 0.89281
HydroReservoir | 2018-04-27 03:00 | 0.89281
HydroReservoir | 2018-04-27 04:00 | 0.89281
HydroReservoir | 2018-04-27 05:00 | 0.89281
HydroReservoir | 2018-04-27 06:00 | 0.89281
HydroReservoir | 2018-04-27 07:00 | 0.89281
HydroReservoir | 2018-04-27 08:00 | 0.89281
HydroReservoir | 2018-04-27 09:00 | 0.89281
HydroReservoir | 2018-04-27 10:00 | 0.89281
HydroReservoir | 2018-04-27 11:00 | 0.89281
HydroReservoir | 2018-04-27 12:00 | 0.89281
HydroReservoir | 2018-04-27 13:00 | 0.89281
HydroReservoir | 2018-04-27 14:00 | 0.89281
HydroReservoir | 2018-04-27 15:00 | 0.89281
HydroReservoir | 2018-04-27 16:00 | 0.89281
HydroReservoir | 2018-04-27 17:00 | 0.90715
HydroReservoir | 2018-04-27 18:00 | 0.90715
HydroReservoir | 2018-04-27 19:00 | 0.90715
HydroReservoir | 2018-04-27 20:00 | 0.90715
HydroReservoir | 2018-04-27 21:00 | 0.90715
HydroReservoir | 2018-04-27 22:00 | 0.90715
HydroReservoir | 2018-04-27 23:00 | 0.90715
HydroReservoir | 2018-04-28 | 0.90715
HydroReservoir | 2018-04-28 01:00 | 0.90715
HydroReservoir | 2018-04-28 02:00 | 0.92609
HydroReservoir | 2018-04-28 03:00 | 0.92609
HydroReservoir | 2018-04-28 04:00 | 0.92609
HydroReservoir | 2018-04-28 05:00 | 0.92609
HydroReservoir | 2018-04-28 06:00 | 0.92609
HydroReservoir | 2018-04-28 07:00 | 0.92609
HydroReservoir | 2018-04-28 08:00 | 0.92609
HydroReservoir | 2018-04-28 09:00 | 0.92609
HydroReservoir | 2018-04-28 10:00 | 0.95407
HydroReservoir | 2018-04-28 11:00 | 0.95407
HydroReservoir | 2018-04-28 12:00 | 0.95407
HydroReservoir | 2018-04-28 13:00 | 0.95407
HydroReservoir | 2018-04-28 14:00 | 0.95407
HydroReservoir | 2018-04-28 15:00 | 0.95407
HydroReservoir | 2018-04-28 16:00 | 0.95407
HydroReservoir | 2018-04-28 17:00 | 0.95407
HydroReservoir | 2018-04-28 18:00 | 0.95407
HydroReservoir | 2018-04-28 19:00 | 0.95407
HydroReservoir | 2018-04-28 20:00 | 0.95407
HydroReservoir | 2018-04-28 21:00 | 0.95407
HydroReservoir | 2018-04-28 22:00 | 0.95407
HydroReservoir | 2018-04-28 23:00 | 0.95407
HydroReservoir | 2018-04-29 | 0.95407
HydroReservoir | 2018-04-29 01:00 | 0.95407
HydroReservoir | 2018-04-29 02:00 | 0.95407
HydroReservoir | 2018-04-29 03:00 | 0.95407
HydroReservoir | 2018-04-29 04:00 | 0.95407
HydroReservoir | 2018-04-29 05:00 | 0.95407
HydroReservoir | 2018-04-29 06:00 | 0.95407
HydroReservoir | 2018-04-29 07:00 | 0.95407
HydroReservoir | 2018-04-29 08:00 | 0.95407
HydroReservoir | 2018-04-29 09:00 | 0.95407
HydroReservoir | 2018-04-29 10:00 | 0.95407
HydroReservoir | 2018-04-29 11:00 | 0.95407
HydroReservoir | 2018-04-29 12:00 | 0.95407
HydroReservoir | 2018-04-29 13:00 | 0.95407
HydroReservoir | 2018-04-29 14:00 | 0.95407
HydroReservoir | 2018-04-29 15:00 | 0.95407
HydroReservoir | 2018-04-29 16:00 | 0.95407
HydroReservoir | 2018-04-29 17:00 | 0.95407
HydroReservoir | 2018-04-29 18:00 | 0.95407
HydroReservoir | 2018-04-29 19:00 | 0.95407
HydroReservoir | 2018-04-29 20:00 | 0.95407
HydroReservoir | 2018-04-29 21:00 | 0.95407
HydroReservoir | 2018-04-29 22:00 | 0.95407
HydroReservoir | 2018-04-29 23:00 | 0.95407
HydroReservoir | 2018-04-30 | 0.93512
HydroReservoir | 2018-04-30 01:00 | 0.93512
HydroReservoir | 2018-04-30 02:00 | 0.93512
HydroReservoir | 2018-04-30 03:00 | 0.93512
HydroReservoir | 2018-04-30 04:00 | 0.93512
HydroReservoir | 2018-04-30 05:00 | 0.93512
HydroReservoir | 2018-04-30 06:00 | 0.93512
HydroReservoir | 2018-04-30 07:00 | 0.93512
HydroReservoir | 2018-04-30 08:00 | 0.93512
HydroReservoir | 2018-04-30 09:00 | 0.93512
HydroReservoir | 2018-04-30 10:00 | 0.93512
HydroReservoir | 2018-04-30 11:00 | 0.93512
HydroReservoir | 2018-04-30 12:00 | 0.93512
HydroReservoir | 2018-04-30 13:00 | 0.93512
HydroReservoir | 2018-04-30 14:00 | 0.93512
HydroReservoir | 2018-04-30 15:00 | 0.93512
HydroReservoir | 2018-04-30 16:00 | 0.93512
HydroReservoir | 2018-04-30 17:00 | 0.93512
HydroReservoir | 2018-04-30 18:00 | 0.93512
HydroReservoir | 2018-04-30 19:00 | 0.93512
HydroReservoir | 2018-04-30 20:00 | 0.93512
HydroReservoir | 2018-04-30 21:00 | 0.93512
HydroReservoir | 2018-04-30 22:00 | 0.93512
HydroReservoir | 2018-04-30 23:00 | 0.93512
HydroReservoir | 2018-05-01 | 0.93512
HydroReservoir | 2018-05-01 01:00 | 0.93512
HydroReservoir | 2018-05-01 02:00 | 0.93512
HydroReservoir | 2018-05-01 03:00 | 0.93512
HydroReservoir | 2018-05-01 04:00 | 0.93512
HydroReservoir | 2018-05-01 05:00 | 0.93512
HydroReservoir | 2018-05-01 06:00 | 0.93512
HydroReservoir | 2018-05-01 07:00 | 0.93512
HydroReservoir | 2018-05-01 08:00 | 0.93512
HydroReservoir | 2018-05-01 09:00 | 0.93512
HydroReservoir | 2018-05-01 10:00 | 0.93512
HydroReservoir | 2018-05-01 11:00 | 0.93512
HydroReservoir | 2018-05-01 12:00 | 0.93512
HydroReservoir | 2018-05-01 13:00 | 0.93512
HydroReservoir | 2018-05-01 14:00 | 0.93512
HydroReservoir | 2018-05-01 15:00 | 0.93512
HydroReservoir | 2018-05-01 16:00 | 0.93512
HydroReservoir | 2018-05-01 17:00 | 0.93512
HydroReservoir | 2018-05-01 18:00 | 0.93512
HydroReservoir | 2018-05-01 19:00 | 0.93512
HydroReservoir | 2018-05-01 20:00 | 0.93512
HydroReservoir | 2018-05-01 21:00 | 0.93512
HydroReservoir | 2018-05-01 22:00 | 0.93512
HydroReservoir | 2018-05-01 23:00 | 0.93512
HydroReservoir | 2018-05-02 | 0.92347
HydroReservoir | 2018-05-02 01:00 | 0.93512
HydroReservoir | 2018-05-02 02:00 | 0.93512
HydroReservoir | 2018-05-02 03:00 | 0.93512
HydroReservoir | 2018-05-02 04:00 | 0.93512
HydroReservoir | 2018-05-02 05:00 | 0.93512
HydroReservoir | 2018-05-02 06:00 | 0.93512
HydroReservoir | 2018-05-02 07:00 | 0.93512
HydroReservoir | 2018-05-02 08:00 | 0.93512
HydroReservoir | 2018-05-02 09:00 | 0.93512
HydroReservoir | 2018-05-02 10:00 | 0.93512
HydroReservoir | 2018-05-02 11:00 | 0.93512
HydroReservoir | 2018-05-02 12:00 | 0.95407
HydroReservoir | 2018-05-02 13:00 | 0.95407
HydroReservoir | 2018-05-02 14:00 | 0.94031
HydroReservoir | 2018-05-02 15:00 | 0.94031
HydroReservoir | 2018-05-02 16:00 | 0.94031
HydroReservoir | 2018-05-02 17:00 | 0.95407
HydroReservoir | 2018-05-02 18:00 | 0.95407
HydroReservoir | 2018-05-02 19:00 | 0.95407
HydroReservoir | 2018-05-02 20:00 | 0.95407
HydroReservoir | 2018-05-02 21:00 | 0.95407
HydroReservoir | 2018-05-02 22:00 | 0.95407
HydroReservoir | 2018-05-02 23:00 | 0.95407
HydroReservoir | 2018-05-03 | 0.95407
HydroReservoir | 2018-05-03 01:00 | 0.95407
HydroReservoir | 2018-05-03 02:00 | 0.95407
HydroReservoir | 2018-05-03 03:00 | 0.95407
HydroReservoir | 2018-05-03 04:00 | 0.95407
HydroReservoir | 2018-05-03 05:00 | 0.95407
HydroReservoir | 2018-05-03 06:00 | 0.95407
HydroReservoir | 2018-05-03 07:00 | 0.95407
HydroReservoir | 2018-05-03 08:00 | 0.92609
HydroReservoir | 2018-05-03 09:00 | 0.92609
HydroReservoir | 2018-05-03 10:00 | 0.92609
HydroReservoir | 2018-05-03 11:00 | 0.92609
HydroReservoir | 2018-05-03 12:00 | 0.92609
HydroReservoir | 2018-05-03 13:00 | 0.90347
HydroReservoir | 2018-05-03 14:00 | 0.90347
HydroReservoir | 2018-05-03 15:00 | 0.90347
HydroReservoir | 2018-05-03 16:00 | 0.92609
HydroReservoir | 2018-05-03 17:00 | 0.95407
HydroReservoir | 2018-05-03 18:00 | 0.95407
HydroReservoir | 2018-05-03 19:00 | 0.95407
HydroReservoir | 2018-05-03 20:00 | 0.95407
HydroReservoir | 2018-05-03 21:00 | 0.95407
HydroReservoir | 2018-05-03 22:00 | 0.95407
HydroReservoir | 2018-05-03 23:00 | 0.95407
HydroReservoir | 2018-05-04 | 0.95407
HydroReservoir | 2018-05-04 01:00 | 0.95407
HydroReservoir | 2018-05-04 02:00 | 0.95407
HydroReservoir | 2018-05-04 03:00 | 0.95407
HydroReservoir | 2018-05-04 04:00 | 0.95407
HydroReservoir | 2018-05-04 05:00 | 0.95407
HydroReservoir | 2018-05-04 06:00 | 0.95407
HydroReservoir | 2018-05-04 07:00 | 0.95407
HydroReservoir | 2018-05-04 08:00 | 0.92073
HydroReservoir | 2018-05-04 09:00 | 0.90697
HydroReservoir | 2018-05-04 10:00 | 0.90697
HydroReservoir | 2018-05-04 11:00 | 0.90697
HydroReservoir | 2018-05-04 12:00 | 0.95407
HydroReservoir | 2018-05-04 13:00 | 0.95407
HydroReservoir | 2018-05-04 14:00 | 0.95407
HydroReservoir | 2018-05-04 15:00 | 0.95407
HydroReservoir | 2018-05-04 16:00 | 0.95407
HydroReservoir | 2018-05-04 17:00 | 0.95407
HydroReservoir | 2018-05-04 18:00 | 0.95407
HydroReservoir | 2018-05-04 19:00 | 0.95407
HydroReservoir | 2018-05-04 20:00 | 0.95407
HydroReservoir | 2018-05-04 21:00 | 0.95407
HydroReservoir | 2018-05-04 22:00 | 0.95407
HydroReservoir | 2018-05-04 23:00 | 0.95407
HydroReservoir | 2018-05-05 | 0.95407
HydroReservoir | 2018-05-05 01:00 | 0.95407
HydroReservoir | 2018-05-05 02:00 | 0.95407
HydroReservoir | 2018-05-05 03:00 | 0.95407
HydroReservoir | 2018-05-05 04:00 | 0.95407
HydroReservoir | 2018-05-05 05:00 | 0.95407
HydroReservoir | 2018-05-05 06:00 | 0.95407
HydroReservoir | 2018-05-05 07:00 | 0.95407
HydroReservoir | 2018-05-05 08:00 | 0.95407
HydroReservoir | 2018-05-05 09:00 | 0.95407
HydroReservoir | 2018-05-05 10:00 | 0.95407
HydroReservoir | 2018-05-05 11:00 | 0.95407
HydroReservoir | 2018-05-05 12:00 | 0.95407
HydroReservoir | 2018-05-05 13:00 | 0.95407
HydroReservoir | 2018-05-05 14:00 | 0.95407
HydroReservoir | 2018-05-05 15:00 | 0.92073
HydroReservoir | 2018-05-05 16:00 | 0.92073
HydroReservoir | 2018-05-05 17:00 | 0.92073
HydroReservoir | 2018-05-05 18:00 | 0.92073
HydroReservoir | 2018-05-05 19:00 | 0.92073
HydroReservoir | 2018-05-05 20:00 | 0.92073
HydroReservoir | 2018-05-05 21:00 | 0.95407
HydroReservoir | 2018-05-05 22:00 | 0.95407
HydroReservoir | 2018-05-05 23:00 | 0.95407
HydroReservoir | 2018-05-06 | 0.95407
HydroReservoir | 2018-05-06 01:00 | 0.95407
HydroReservoir | 2018-05-06 02:00 | 0.95407
HydroReservoir | 2018-05-06 03:00 | 0.95407
HydroReservoir | 2018-05-06 04:00 | 0.95407
HydroReservoir | 2018-05-06 05:00 | 0.95407
HydroReservoir | 2018-05-06 06:00 | 0.95407
HydroReservoir | 2018-05-06 07:00 | 0.95407
HydroReservoir | 2018-05-06 08:00 | 0.95407
HydroReservoir | 2018-05-06 09:00 | 0.95407
HydroReservoir | 2018-05-06 10:00 | 0.95407
HydroReservoir | 2018-05-06 11:00 | 0.95407
HydroReservoir | 2018-05-06 12:00 | 0.95407
HydroReservoir | 2018-05-06 13:00 | 0.95407
HydroReservoir | 2018-05-06 14:00 | 0.95407
HydroReservoir | 2018-05-06 15:00 | 0.95407
HydroReservoir | 2018-05-06 16:00 | 0.95407
HydroReservoir | 2018-05-06 17:00 | 0.95407
HydroReservoir | 2018-05-06 18:00 | 0.95407
HydroReservoir | 2018-05-06 19:00 | 0.95407
HydroReservoir | 2018-05-06 20:00 | 0.95407
HydroReservoir | 2018-05-06 21:00 | 0.95407
HydroReservoir | 2018-05-06 22:00 | 0.95407
HydroReservoir | 2018-05-06 23:00 | 0.95407
HydroReservoir | 2018-05-07 | 0.95407
HydroReservoir | 2018-05-07 01:00 | 0.95407
HydroReservoir | 2018-05-07 02:00 | 0.95407
HydroReservoir | 2018-05-07 03:00 | 0.95407
HydroReservoir | 2018-05-07 04:00 | 0.95407
HydroReservoir | 2018-05-07 05:00 | 0.95407
HydroReservoir | 2018-05-07 06:00 | 0.95407
HydroReservoir | 2018-05-07 07:00 | 0.95407
HydroReservoir | 2018-05-07 08:00 | 0.95407
HydroReservoir | 2018-05-07 09:00 | 0.95407
HydroReservoir | 2018-05-07 10:00 | 0.95407
HydroReservoir | 2018-05-07 11:00 | 0.95407
HydroReservoir | 2018-05-07 12:00 | 0.95407
HydroReservoir | 2018-05-07 13:00 | 0.95407
HydroReservoir | 2018-05-07 14:00 | 0.95407
HydroReservoir | 2018-05-07 15:00 | 0.95407
HydroReservoir | 2018-05-07 16:00 | 0.95407
HydroReservoir | 2018-05-07 17:00 | 0.95407
HydroReservoir | 2018-05-07 18:00 | 0.95407
HydroReservoir | 2018-05-07 19:00 | 0.95407
HydroReservoir | 2018-05-07 20:00 | 0.95407
HydroReservoir | 2018-05-07 21:00 | 0.95407
HydroReservoir | 2018-05-07 22:00 | 0.95407
HydroReservoir | 2018-05-07 23:00 | 0.92213
HydroReservoir | 2018-05-08 | 0.92213
HydroReservoir | 2018-05-08 01:00 | 0.92213
HydroReservoir | 2018-05-08 02:00 | 0.9501
HydroReservoir | 2018-05-08 03:00 | 0.9501
HydroReservoir | 2018-05-08 04:00 | 0.9501
HydroReservoir | 2018-05-08 05:00 | 0.9501
HydroReservoir | 2018-05-08 06:00 | 0.9501
HydroReservoir | 2018-05-08 07:00 | 0.9501
HydroReservoir | 2018-05-08 08:00 | 0.9501
HydroReservoir | 2018-05-08 09:00 | 0.9501
HydroReservoir | 2018-05-08 10:00 | 0.9501
HydroReservoir | 2018-05-08 11:00 | 0.93425
HydroReservoir | 2018-05-08 12:00 | 0.93425
HydroReservoir | 2018-05-08 13:00 | 0.93425
HydroReservoir | 2018-05-08 14:00 | 0.93425
HydroReservoir | 2018-05-08 15:00 | 0.93425
HydroReservoir | 2018-05-08 16:00 | 0.93425
HydroReservoir | 2018-05-08 17:00 | 0.93425
HydroReservoir | 2018-05-08 18:00 | 0.93425
HydroReservoir | 2018-05-08 19:00 | 0.93425
HydroReservoir | 2018-05-08 20:00 | 0.93425
HydroReservoir | 2018-05-08 21:00 | 0.93425
HydroReservoir | 2018-05-08 22:00 | 0.93425
HydroReservoir | 2018-05-08 23:00 | 0.93821
HydroReservoir | 2018-05-09 | 0.93821
HydroReservoir | 2018-05-09 01:00 | 0.93821
HydroReservoir | 2018-05-09 02:00 | 0.93821
HydroReservoir | 2018-05-09 03:00 | 0.93821
HydroReservoir | 2018-05-09 04:00 | 0.93821
HydroReservoir | 2018-05-09 05:00 | 0.93821
HydroReservoir | 2018-05-09 06:00 | 0.93821
HydroReservoir | 2018-05-09 07:00 | 0.93821
HydroReservoir | 2018-05-09 08:00 | 0.91222
HydroReservoir | 2018-05-09 09:00 | 0.92388
HydroReservoir | 2018-05-09 10:00 | 0.92388
HydroReservoir | 2018-05-09 11:00 | 0.92388
HydroReservoir | 2018-05-09 12:00 | 0.92388
HydroReservoir | 2018-05-09 13:00 | 0.92388
HydroReservoir | 2018-05-09 14:00 | 0.92388
HydroReservoir | 2018-05-09 15:00 | 0.92388
HydroReservoir | 2018-05-09 16:00 | 0.93821
HydroReservoir | 2018-05-09 17:00 | 0.93821
HydroReservoir | 2018-05-09 18:00 | 0.93821
HydroReservoir | 2018-05-09 19:00 | 0.95407
HydroReservoir | 2018-05-09 20:00 | 0.95407
HydroReservoir | 2018-05-09 21:00 | 0.95407
HydroReservoir | 2018-05-09 22:00 | 0.95407
HydroReservoir | 2018-05-09 23:00 | 0.95407
HydroReservoir | 2018-05-10 | 0.95407
HydroReservoir | 2018-05-10 01:00 | 0.95407
HydroReservoir | 2018-05-10 02:00 | 0.95407
HydroReservoir | 2018-05-10 03:00 | 0.95407
HydroReservoir | 2018-05-10 04:00 | 0.95407
HydroReservoir | 2018-05-10 05:00 | 0.95407
HydroReservoir | 2018-05-10 06:00 | 0.95407
HydroReservoir | 2018-05-10 07:00 | 0.95407
HydroReservoir | 2018-05-10 08:00 | 0.95407
HydroReservoir | 2018-05-10 09:00 | 0.95407
HydroReservoir | 2018-05-10 10:00 | 0.95407
HydroReservoir | 2018-05-10 11:00 | 0.95407
HydroReservoir | 2018-05-10 12:00 | 0.95407
HydroReservoir | 2018-05-10 13:00 | 0.95407
HydroReservoir | 2018-05-10 14:00 | 0.95407
HydroReservoir | 2018-05-10 15:00 | 0.95407
HydroReservoir | 2018-05-10 16:00 | 0.95407
HydroReservoir | 2018-05-10 17:00 | 0.95407
HydroReservoir | 2018-05-10 18:00 | 0.95407
HydroReservoir | 2018-05-10 19:00 | 0.95407
HydroReservoir | 2018-05-10 20:00 | 0.95407
HydroReservoir | 2018-05-10 21:00 | 0.95407
HydroReservoir | 2018-05-10 22:00 | 0.95407
HydroReservoir | 2018-05-10 23:00 | 0.95407
HydroReservoir | 2018-05-11 | 0.95407
HydroReservoir | 2018-05-11 01:00 | 0.95407
HydroReservoir | 2018-05-11 02:00 | 0.95407
HydroReservoir | 2018-05-11 03:00 | 0.95407
HydroReservoir | 2018-05-11 04:00 | 0.95407
HydroReservoir | 2018-05-11 05:00 | 0.95407
HydroReservoir | 2018-05-11 06:00 | 0.95407
HydroReservoir | 2018-05-11 07:00 | 0.95407
HydroReservoir | 2018-05-11 08:00 | 0.95407
HydroReservoir | 2018-05-11 09:00 | 0.95407
HydroReservoir | 2018-05-11 10:00 | 0.95407
HydroReservoir | 2018-05-11 11:00 | 0.95407
HydroReservoir | 2018-05-11 12:00 | 0.95407
HydroReservoir | 2018-05-11 13:00 | 0.95407
HydroReservoir | 2018-05-11 14:00 | 0.95407
HydroReservoir | 2018-05-11 15:00 | 0.95407
HydroReservoir | 2018-05-11 16:00 | 0.95407
HydroReservoir | 2018-05-11 17:00 | 0.95407
HydroReservoir | 2018-05-11 18:00 | 0.95407
HydroReservoir | 2018-05-11 19:00 | 0.95407
HydroReservoir | 2018-05-11 20:00 | 0.87876
HydroReservoir | 2018-05-11 21:00 | 0.87876
HydroReservoir | 2018-05-11 22:00 | 0.87876
HydroReservoir | 2018-05-11 23:00 | 0.87876
HydroReservoir | 2018-05-12 | 0.87876
HydroReservoir | 2018-05-12 01:00 | 0.87876
HydroReservoir | 2018-05-12 02:00 | 0.87876
HydroReservoir | 2018-05-12 03:00 | 0.87876
HydroReservoir | 2018-05-12 04:00 | 0.87876
HydroReservoir | 2018-05-12 05:00 | 0.87876
HydroReservoir | 2018-05-12 06:00 | 0.87876
HydroReservoir | 2018-05-12 07:00 | 0.87876
HydroReservoir | 2018-05-12 08:00 | 0.87876
HydroReservoir | 2018-05-12 09:00 | 0.87876
HydroReservoir | 2018-05-12 10:00 | 0.87876
HydroReservoir | 2018-05-12 11:00 | 0.87876
HydroReservoir | 2018-05-12 12:00 | 0.87876
HydroReservoir | 2018-05-12 13:00 | 0.87876
HydroReservoir | 2018-05-12 14:00 | 0.87876
HydroReservoir | 2018-05-12 15:00 | 0.87876
HydroReservoir | 2018-05-12 16:00 | 0.87876
HydroReservoir | 2018-05-12 17:00 | 0.87876
HydroReservoir | 2018-05-12 18:00 | 0.95407
HydroReservoir | 2018-05-12 19:00 | 0.95407
HydroReservoir | 2018-05-12 20:00 | 0.95407
HydroReservoir | 2018-05-12 21:00 | 0.95407
HydroReservoir | 2018-05-12 22:00 | 0.95407
HydroReservoir | 2018-05-12 23:00 | 0.95407
HydroReservoir | 2018-05-13 | 0.95407
HydroReservoir | 2018-05-13 01:00 | 0.95407
HydroReservoir | 2018-05-13 02:00 | 0.95407
HydroReservoir | 2018-05-13 03:00 | 0.95407
HydroReservoir | 2018-05-13 04:00 | 0.95407
HydroReservoir | 2018-05-13 05:00 | 0.95407
HydroReservoir | 2018-05-13 06:00 | 0.95407
HydroReservoir | 2018-05-13 07:00 | 0.95407
HydroReservoir | 2018-05-13 08:00 | 0.95407
HydroReservoir | 2018-05-13 09:00 | 0.95407
HydroReservoir | 2018-05-13 10:00 | 0.95407
HydroReservoir | 2018-05-13 11:00 | 0.95407
HydroReservoir | 2018-05-13 12:00 | 0.95407
HydroReservoir | 2018-05-13 13:00 | 0.95407
HydroReservoir | 2018-05-13 14:00 | 0.95407
HydroReservoir | 2018-05-13 15:00 | 0.95407
HydroReservoir | 2018-05-13 16:00 | 0.95407
HydroReservoir | 2018-05-13 17:00 | 0.95407
HydroReservoir | 2018-05-13 18:00 | 0.95407
HydroReservoir | 2018-05-13 19:00 | 0.95407
HydroReservoir | 2018-05-13 20:00 | 0.95407
HydroReservoir | 2018-05-13 21:00 | 0.95407
HydroReservoir | 2018-05-13 22:00 | 0.95407
HydroReservoir | 2018-05-13 23:00 | 0.95407
HydroReservoir | 2018-05-14 | 0.95407
HydroReservoir | 2018-05-14 01:00 | 0.95407
HydroReservoir | 2018-05-14 02:00 | 0.95407
HydroReservoir | 2018-05-14 03:00 | 0.95407
HydroReservoir | 2018-05-14 04:00 | 0.95407
HydroReservoir | 2018-05-14 05:00 | 0.95407
HydroReservoir | 2018-05-14 06:00 | 0.95407
HydroReservoir | 2018-05-14 07:00 | 0.95407
HydroReservoir | 2018-05-14 08:00 | 0.94078
HydroReservoir | 2018-05-14 09:00 | 0.90744
HydroReservoir | 2018-05-14 10:00 | 0.90744
HydroReservoir | 2018-05-14 11:00 | 0.90744
HydroReservoir | 2018-05-14 12:00 | 0.90744
HydroReservoir | 2018-05-14 13:00 | 0.90744
HydroReservoir | 2018-05-14 14:00 | 0.89042
HydroReservoir | 2018-05-14 15:00 | 0.89042
HydroReservoir | 2018-05-14 16:00 | 0.92376
HydroReservoir | 2018-05-14 17:00 | 0.94078
HydroReservoir | 2018-05-14 18:00 | 0.94078
HydroReservoir | 2018-05-14 19:00 | 0.94078
HydroReservoir | 2018-05-14 20:00 | 0.94078
HydroReservoir | 2018-05-14 21:00 | 0.94078
HydroReservoir | 2018-05-14 22:00 | 0.94078
HydroReservoir | 2018-05-14 23:00 | 0.94078
HydroReservoir | 2018-05-15 | 0.94078
HydroReservoir | 2018-05-15 01:00 | 0.94078
HydroReservoir | 2018-05-15 02:00 | 0.94078
HydroReservoir | 2018-05-15 03:00 | 0.94078
HydroReservoir | 2018-05-15 04:00 | 0.94078
HydroReservoir | 2018-05-15 05:00 | 0.94078
HydroReservoir | 2018-05-15 06:00 | 0.94078
HydroReservoir | 2018-05-15 07:00 | 0.92376
HydroReservoir | 2018-05-15 08:00 | 0.90907
HydroReservoir | 2018-05-15 09:00 | 0.87573
HydroReservoir | 2018-05-15 10:00 | 0.87573
HydroReservoir | 2018-05-15 11:00 | 0.87573
HydroReservoir | 2018-05-15 12:00 | 0.87573
HydroReservoir | 2018-05-15 13:00 | 0.87573
HydroReservoir | 2018-05-15 14:00 | 0.87573
HydroReservoir | 2018-05-15 15:00 | 0.87573
HydroReservoir | 2018-05-15 16:00 | 0.92376
HydroReservoir | 2018-05-15 17:00 | 0.94078
HydroReservoir | 2018-05-15 18:00 | 0.94078
HydroReservoir | 2018-05-15 19:00 | 0.94078
HydroReservoir | 2018-05-15 20:00 | 0.94078
HydroReservoir | 2018-05-15 21:00 | 0.94078
HydroReservoir | 2018-05-15 22:00 | 0.94078
HydroReservoir | 2018-05-15 23:00 | 0.94078
HydroReservoir | 2018-05-16 | 0.94078
HydroReservoir | 2018-05-16 01:00 | 0.94078
HydroReservoir | 2018-05-16 02:00 | 0.94078
HydroReservoir | 2018-05-16 03:00 | 0.94078
HydroReservoir | 2018-05-16 04:00 | 0.94078
HydroReservoir | 2018-05-16 05:00 | 0.94078
HydroReservoir | 2018-05-16 06:00 | 0.94078
HydroReservoir | 2018-05-16 07:00 | 0.92376
HydroReservoir | 2018-05-16 08:00 | 0.81383
HydroReservoir | 2018-05-16 09:00 | 0.78048
HydroReservoir | 2018-05-16 10:00 | 0.78048
HydroReservoir | 2018-05-16 11:00 | 0.78048
HydroReservoir | 2018-05-16 12:00 | 0.84857
HydroReservoir | 2018-05-16 13:00 | 0.84857
HydroReservoir | 2018-05-16 14:00 | 0.83555
HydroReservoir | 2018-05-16 15:00 | 0.81802
HydroReservoir | 2018-05-16 16:00 | 0.91074
HydroReservoir | 2018-05-16 17:00 | 0.94078
HydroReservoir | 2018-05-16 18:00 | 0.94078
HydroReservoir | 2018-05-16 19:00 | 0.94078
HydroReservoir | 2018-05-16 20:00 | 0.94078
HydroReservoir | 2018-05-16 21:00 | 0.94078
HydroReservoir | 2018-05-16 22:00 | 0.94078
HydroReservoir | 2018-05-16 23:00 | 0.94078
HydroReservoir | 2018-05-17 | 0.94078
HydroReservoir | 2018-05-17 01:00 | 0.94078
HydroReservoir | 2018-05-17 02:00 | 0.94078
HydroReservoir | 2018-05-17 03:00 | 0.94078
HydroReservoir | 2018-05-17 04:00 | 0.94078
HydroReservoir | 2018-05-17 05:00 | 0.94078
HydroReservoir | 2018-05-17 06:00 | 0.94078
HydroReservoir | 2018-05-17 07:00 | 0.90942
HydroReservoir | 2018-05-17 08:00 | 0.88202
HydroReservoir | 2018-05-17 09:00 | 0.83702
HydroReservoir | 2018-05-17 10:00 | 0.83702
HydroReservoir | 2018-05-17 11:00 | 0.83702
HydroReservoir | 2018-05-17 12:00 | 0.84868
HydroReservoir | 2018-05-17 13:00 | 0.84868
HydroReservoir | 2018-05-17 14:00 | 0.83423
HydroReservoir | 2018-05-17 15:00 | 0.84868
HydroReservoir | 2018-05-17 16:00 | 0.90942
HydroReservoir | 2018-05-17 17:00 | 0.94078
HydroReservoir | 2018-05-17 18:00 | 0.94078
HydroReservoir | 2018-05-17 19:00 | 0.94078
HydroReservoir | 2018-05-17 20:00 | 0.94078
HydroReservoir | 2018-05-17 21:00 | 0.94078
HydroReservoir | 2018-05-17 22:00 | 0.94078
HydroReservoir | 2018-05-17 23:00 | 0.94078
HydroReservoir | 2018-05-18 | 0.94078
HydroReservoir | 2018-05-18 01:00 | 0.94078
HydroReservoir | 2018-05-18 02:00 | 0.94078
HydroReservoir | 2018-05-18 03:00 | 0.94078
HydroReservoir | 2018-05-18 04:00 | 0.94078
HydroReservoir | 2018-05-18 05:00 | 0.94078
HydroReservoir | 2018-05-18 06:00 | 0.94078
HydroReservoir | 2018-05-18 07:00 | 0.94078
HydroReservoir | 2018-05-18 08:00 | 0.92376
HydroReservoir | 2018-05-18 09:00 | 0.89042
HydroReservoir | 2018-05-18 10:00 | 0.89042
HydroReservoir | 2018-05-18 11:00 | 0.89042
HydroReservoir | 2018-05-18 12:00 | 0.90744
HydroReservoir | 2018-05-18 13:00 | 0.90744
HydroReservoir | 2018-05-18 14:00 | 0.90744
HydroReservoir | 2018-05-18 15:00 | 0.90744
HydroReservoir | 2018-05-18 16:00 | 0.94078
HydroReservoir | 2018-05-18 17:00 | 0.95407
HydroReservoir | 2018-05-18 18:00 | 0.95407
HydroReservoir | 2018-05-18 19:00 | 0.95407
HydroReservoir | 2018-05-18 20:00 | 0.95407
HydroReservoir | 2018-05-18 21:00 | 0.95407
HydroReservoir | 2018-05-18 22:00 | 0.95407
HydroReservoir | 2018-05-18 23:00 | 0.95407
HydroReservoir | 2018-05-19 | 0.95407
HydroReservoir | 2018-05-19 01:00 | 0.95407
HydroReservoir | 2018-05-19 02:00 | 0.95407
HydroReservoir | 2018-05-19 03:00 | 0.95407
HydroReservoir | 2018-05-19 04:00 | 0.95407
HydroReservoir | 2018-05-19 05:00 | 0.95407
HydroReservoir | 2018-05-19 06:00 | 0.95407
HydroReservoir | 2018-05-19 07:00 | 0.95407
HydroReservoir | 2018-05-19 08:00 | 0.95407
HydroReservoir | 2018-05-19 09:00 | 0.95407
HydroReservoir | 2018-05-19 10:00 | 0.95407
HydroReservoir | 2018-05-19 11:00 | 0.95407
HydroReservoir | 2018-05-19 12:00 | 0.95407
HydroReservoir | 2018-05-19 13:00 | 0.95407
HydroReservoir | 2018-05-19 14:00 | 0.95407
HydroReservoir | 2018-05-19 15:00 | 0.95407
HydroReservoir | 2018-05-19 16:00 | 0.95407
HydroReservoir | 2018-05-19 17:00 | 0.95407
HydroReservoir | 2018-05-19 18:00 | 0.95407
HydroReservoir | 2018-05-19 19:00 | 0.95407
HydroReservoir | 2018-05-19 20:00 | 0.95407
HydroReservoir | 2018-05-19 21:00 | 0.95407
HydroReservoir | 2018-05-19 22:00 | 0.95407
HydroReservoir | 2018-05-19 23:00 | 0.95407
HydroReservoir | 2018-05-20 | 0.95407
HydroReservoir | 2018-05-20 01:00 | 0.95407
HydroReservoir | 2018-05-20 02:00 | 0.95407
HydroReservoir | 2018-05-20 03:00 | 0.95407
HydroReservoir | 2018-05-20 04:00 | 0.95407
HydroReservoir | 2018-05-20 05:00 | 0.95407
HydroReservoir | 2018-05-20 06:00 | 0.95407
HydroReservoir | 2018-05-20 07:00 | 0.95407
HydroReservoir | 2018-05-20 08:00 | 0.95407
HydroReservoir | 2018-05-20 09:00 | 0.95407
HydroReservoir | 2018-05-20 10:00 | 0.95407
HydroReservoir | 2018-05-20 11:00 | 0.95407
HydroReservoir | 2018-05-20 12:00 | 0.95407
HydroReservoir | 2018-05-20 13:00 | 0.95407
HydroReservoir | 2018-05-20 14:00 | 0.95407
HydroReservoir | 2018-05-20 15:00 | 0.95407
HydroReservoir | 2018-05-20 16:00 | 0.95407
HydroReservoir | 2018-05-20 17:00 | 0.95407
HydroReservoir | 2018-05-20 18:00 | 0.95407
HydroReservoir | 2018-05-20 19:00 | 0.95407
HydroReservoir | 2018-05-20 20:00 | 0.95407
HydroReservoir | 2018-05-20 21:00 | 0.95407
HydroReservoir | 2018-05-20 22:00 | 0.95407
HydroReservoir | 2018-05-20 23:00 | 0.95407
HydroReservoir | 2018-05-21 | 0.95407
HydroReservoir | 2018-05-21 01:00 | 0.95407
HydroReservoir | 2018-05-21 02:00 | 0.95407
HydroReservoir | 2018-05-21 03:00 | 0.95407
HydroReservoir | 2018-05-21 04:00 | 0.95407
HydroReservoir | 2018-05-21 05:00 | 0.95407
HydroReservoir | 2018-05-21 06:00 | 0.95407
HydroReservoir | 2018-05-21 07:00 | 0.95407
HydroReservoir | 2018-05-21 08:00 | 0.95407
HydroReservoir | 2018-05-21 09:00 | 0.95407
HydroReservoir | 2018-05-21 10:00 | 0.95407
HydroReservoir | 2018-05-21 11:00 | 0.95407
HydroReservoir | 2018-05-21 12:00 | 0.95407
HydroReservoir | 2018-05-21 13:00 | 0.95407
HydroReservoir | 2018-05-21 14:00 | 0.95407
HydroReservoir | 2018-05-21 15:00 | 0.95407
HydroReservoir | 2018-05-21 16:00 | 0.95407
HydroReservoir | 2018-05-21 17:00 | 0.95407
HydroReservoir | 2018-05-21 18:00 | 0.95407
HydroReservoir | 2018-05-21 19:00 | 0.95407
HydroReservoir | 2018-05-21 20:00 | 0.95407
HydroReservoir | 2018-05-21 21:00 | 0.95407
HydroReservoir | 2018-05-21 22:00 | 0.95407
HydroReservoir | 2018-05-21 23:00 | 0.95407
HydroReservoir | 2018-05-22 | 0.95407
HydroReservoir | 2018-05-22 01:00 | 0.95407
HydroReservoir | 2018-05-22 02:00 | 0.95407
HydroReservoir | 2018-05-22 03:00 | 0.95407
HydroReservoir | 2018-05-22 04:00 | 0.95407
HydroReservoir | 2018-05-22 05:00 | 0.95407
HydroReservoir | 2018-05-22 06:00 | 0.95407
HydroReservoir | 2018-05-22 07:00 | 0.93308
HydroReservoir | 2018-05-22 08:00 | 0.88832
HydroReservoir | 2018-05-22 09:00 | 0.88832
HydroReservoir | 2018-05-22 10:00 | 0.88832
HydroReservoir | 2018-05-22 11:00 | 0.88832
HydroReservoir | 2018-05-22 12:00 | 0.88832
HydroReservoir | 2018-05-22 13:00 | 0.88832
HydroReservoir | 2018-05-22 14:00 | 0.84076
HydroReservoir | 2018-05-22 15:00 | 0.84076
HydroReservoir | 2018-05-22 16:00 | 0.95407
HydroReservoir | 2018-05-22 17:00 | 0.95407
HydroReservoir | 2018-05-22 18:00 | 0.95407
HydroReservoir | 2018-05-22 19:00 | 0.95407
HydroReservoir | 2018-05-22 20:00 | 0.95407
HydroReservoir | 2018-05-22 21:00 | 0.95407
HydroReservoir | 2018-05-22 22:00 | 0.95407
HydroReservoir | 2018-05-22 23:00 | 0.95407
HydroReservoir | 2018-05-23 | 0.95407
HydroReservoir | 2018-05-23 01:00 | 0.95407
HydroReservoir | 2018-05-23 02:00 | 0.95407
HydroReservoir | 2018-05-23 03:00 | 0.95407
HydroReservoir | 2018-05-23 04:00 | 0.95407
HydroReservoir | 2018-05-23 05:00 | 0.95407
HydroReservoir | 2018-05-23 06:00 | 0.95407
HydroReservoir | 2018-05-23 07:00 | 0.95407
HydroReservoir | 2018-05-23 08:00 | 0.95407
HydroReservoir | 2018-05-23 09:00 | 0.95407
HydroReservoir | 2018-05-23 10:00 | 0.95407
HydroReservoir | 2018-05-23 11:00 | 0.95407
HydroReservoir | 2018-05-23 12:00 | 0.95407
HydroReservoir | 2018-05-23 13:00 | 0.95407
HydroReservoir | 2018-05-23 14:00 | 0.95407
HydroReservoir | 2018-05-23 15:00 | 0.95407
HydroReservoir | 2018-05-23 16:00 | 0.95407
HydroReservoir | 2018-05-23 17:00 | 0.95407
HydroReservoir | 2018-05-23 18:00 | 0.95407
HydroReservoir | 2018-05-23 19:00 | 0.95407
HydroReservoir | 2018-05-23 20:00 | 0.95407
HydroReservoir | 2018-05-23 21:00 | 0.95407
HydroReservoir | 2018-05-23 22:00 | 0.95407
HydroReservoir | 2018-05-23 23:00 | 0.95407
HydroReservoir | 2018-05-24 | 0.95407
HydroReservoir | 2018-05-24 01:00 | 0.95407
HydroReservoir | 2018-05-24 02:00 | 0.95407
HydroReservoir | 2018-05-24 03:00 | 0.95407
HydroReservoir | 2018-05-24 04:00 | 0.95407
HydroReservoir | 2018-05-24 05:00 | 0.95407
HydroReservoir | 2018-05-24 06:00 | 0.95407
HydroReservoir | 2018-05-24 07:00 | 0.95407
HydroReservoir | 2018-05-24 08:00 | 0.95407
HydroReservoir | 2018-05-24 09:00 | 0.95407
HydroReservoir | 2018-05-24 10:00 | 0.95407
HydroReservoir | 2018-05-24 11:00 | 0.95407
HydroReservoir | 2018-05-24 12:00 | 0.92084
HydroReservoir | 2018-05-24 13:00 | 0.92084
HydroReservoir | 2018-05-24 14:00 | 0.92084
HydroReservoir | 2018-05-24 15:00 | 0.92084
HydroReservoir | 2018-05-24 16:00 | 0.92084
HydroReservoir | 2018-05-24 17:00 | 0.95407
HydroReservoir | 2018-05-24 18:00 | 0.95407
HydroReservoir | 2018-05-24 19:00 | 0.95407
HydroReservoir | 2018-05-24 20:00 | 0.95407
HydroReservoir | 2018-05-24 21:00 | 0.95407
HydroReservoir | 2018-05-24 22:00 | 0.95407
HydroReservoir | 2018-05-24 23:00 | 0.95407
HydroReservoir | 2018-05-25 | 0.95407
HydroReservoir | 2018-05-25 01:00 | 0.95407
HydroReservoir | 2018-05-25 02:00 | 0.95407
HydroReservoir | 2018-05-25 03:00 | 0.95407
HydroReservoir | 2018-05-25 04:00 | 0.95407
HydroReservoir | 2018-05-25 05:00 | 0.95407
HydroReservoir | 2018-05-25 06:00 | 0.95407
HydroReservoir | 2018-05-25 07:00 | 0.95407
HydroReservoir | 2018-05-25 08:00 | 0.95407
HydroReservoir | 2018-05-25 09:00 | 0.95407
HydroReservoir | 2018-05-25 10:00 | 0.95407
HydroReservoir | 2018-05-25 11:00 | 0.95407
HydroReservoir | 2018-05-25 12:00 | 0.95407
HydroReservoir | 2018-05-25 13:00 | 0.95407
HydroReservoir | 2018-05-25 14:00 | 0.95407
HydroReservoir | 2018-05-25 15:00 | 0.95407
HydroReservoir | 2018-05-25 16:00 | 0.96573
HydroReservoir | 2018-05-25 17:00 | 0.96573
HydroReservoir | 2018-05-25 18:00 | 0.96573
HydroReservoir | 2018-05-25 19:00 | 0.96573
HydroReservoir | 2018-05-25 20:00 | 0.96573
HydroReservoir | 2018-05-25 21:00 | 0.96573
HydroReservoir | 2018-05-25 22:00 | 0.96573
HydroReservoir | 2018-05-25 23:00 | 0.96573
HydroReservoir | 2018-05-26 | 0.96573
HydroReservoir | 2018-05-26 01:00 | 0.96573
HydroReservoir | 2018-05-26 02:00 | 0.96573
HydroReservoir | 2018-05-26 03:00 | 0.96573
HydroReservoir | 2018-05-26 04:00 | 0.96573
HydroReservoir | 2018-05-26 05:00 | 0.96573
HydroReservoir | 2018-05-26 06:00 | 0.96573
HydroReservoir | 2018-05-26 07:00 | 0.96573
HydroReservoir | 2018-05-26 08:00 | 0.96573
HydroReservoir | 2018-05-26 09:00 | 0.96573
HydroReservoir | 2018-05-26 10:00 | 0.96573
HydroReservoir | 2018-05-26 11:00 | 0.96573
HydroReservoir | 2018-05-26 12:00 | 0.96573
HydroReservoir | 2018-05-26 13:00 | 0.96573
HydroReservoir | 2018-05-26 14:00 | 0.96573
HydroReservoir | 2018-05-26 15:00 | 0.9191
HydroReservoir | 2018-05-26 16:00 | 0.9191
HydroReservoir | 2018-05-26 17:00 | 0.9191
HydroReservoir | 2018-05-26 18:00 | 0.96573
HydroReservoir | 2018-05-26 19:00 | 0.96573
HydroReservoir | 2018-05-26 20:00 | 0.95407
HydroReservoir | 2018-05-26 21:00 | 0.95407
HydroReservoir | 2018-05-26 22:00 | 0.95407
HydroReservoir | 2018-05-26 23:00 | 0.95407
HydroReservoir | 2018-05-27 | 0.95407
HydroReservoir | 2018-05-27 01:00 | 0.95407
HydroReservoir | 2018-05-27 02:00 | 0.95407
HydroReservoir | 2018-05-27 03:00 | 0.95407
HydroReservoir | 2018-05-27 04:00 | 0.95407
HydroReservoir | 2018-05-27 05:00 | 0.95407
HydroReservoir | 2018-05-27 06:00 | 0.95407
HydroReservoir | 2018-05-27 07:00 | 0.95407
HydroReservoir | 2018-05-27 08:00 | 0.95407
HydroReservoir | 2018-05-27 09:00 | 0.95407
HydroReservoir | 2018-05-27 10:00 | 0.95407
HydroReservoir | 2018-05-27 11:00 | 0.95407
HydroReservoir | 2018-05-27 12:00 | 0.95407
HydroReservoir | 2018-05-27 13:00 | 0.95407
HydroReservoir | 2018-05-27 14:00 | 0.95407
HydroReservoir | 2018-05-27 15:00 | 0.95407
HydroReservoir | 2018-05-27 16:00 | 0.95407
HydroReservoir | 2018-05-27 17:00 | 0.95407
HydroReservoir | 2018-05-27 18:00 | 0.95407
HydroReservoir | 2018-05-27 19:00 | 0.95407
HydroReservoir | 2018-05-27 20:00 | 0.95407
HydroReservoir | 2018-05-27 21:00 | 0.95407
HydroReservoir | 2018-05-27 22:00 | 0.95407
HydroReservoir | 2018-05-27 23:00 | 0.95407
HydroReservoir | 2018-05-28 | 0.95407
HydroReservoir | 2018-05-28 01:00 | 0.95407
HydroReservoir | 2018-05-28 02:00 | 0.95407
HydroReservoir | 2018-05-28 03:00 | 0.95407
HydroReservoir | 2018-05-28 04:00 | 0.95407
HydroReservoir | 2018-05-28 05:00 | 0.95407
HydroReservoir | 2018-05-28 06:00 | 0.95407
HydroReservoir | 2018-05-28 07:00 | 0.93973
HydroReservoir | 2018-05-28 08:00 | 0.93973
HydroReservoir | 2018-05-28 09:00 | 0.93973
HydroReservoir | 2018-05-28 10:00 | 0.93973
HydroReservoir | 2018-05-28 11:00 | 0.93973
HydroReservoir | 2018-05-28 12:00 | 0.93973
HydroReservoir | 2018-05-28 13:00 | 0.93973
HydroReservoir | 2018-05-28 14:00 | 0.90651
HydroReservoir | 2018-05-28 15:00 | 0.90651
HydroReservoir | 2018-05-28 16:00 | 0.96573
HydroReservoir | 2018-05-28 17:00 | 0.96573
HydroReservoir | 2018-05-28 18:00 | 0.96573
HydroReservoir | 2018-05-28 19:00 | 0.96573
HydroReservoir | 2018-05-28 20:00 | 0.96573
HydroReservoir | 2018-05-28 21:00 | 0.96573
HydroReservoir | 2018-05-28 22:00 | 0.96573
HydroReservoir | 2018-05-28 23:00 | 0.96573
HydroReservoir | 2018-05-29 | 0.96573
HydroReservoir | 2018-05-29 01:00 | 0.96573
HydroReservoir | 2018-05-29 02:00 | 0.96573
HydroReservoir | 2018-05-29 03:00 | 0.96573
HydroReservoir | 2018-05-29 04:00 | 0.96573
HydroReservoir | 2018-05-29 05:00 | 0.96573
HydroReservoir | 2018-05-29 06:00 | 0.96573
HydroReservoir | 2018-05-29 07:00 | 0.94241
HydroReservoir | 2018-05-29 08:00 | 0.91443
HydroReservoir | 2018-05-29 09:00 | 0.91443
HydroReservoir | 2018-05-29 10:00 | 0.91443
HydroReservoir | 2018-05-29 11:00 | 0.91443
HydroReservoir | 2018-05-29 12:00 | 0.94241
HydroReservoir | 2018-05-29 13:00 | 0.94241
HydroReservoir | 2018-05-29 14:00 | 0.92446
HydroReservoir | 2018-05-29 15:00 | 0.92446
HydroReservoir | 2018-05-29 16:00 | 0.96573
HydroReservoir | 2018-05-29 17:00 | 0.96573
HydroReservoir | 2018-05-29 18:00 | 0.96573
HydroReservoir | 2018-05-29 19:00 | 0.96573
HydroReservoir | 2018-05-29 20:00 | 0.96573
HydroReservoir | 2018-05-29 21:00 | 0.96573
HydroReservoir | 2018-05-29 22:00 | 0.96573
HydroReservoir | 2018-05-29 23:00 | 0.96573
HydroReservoir | 2018-05-30 | 0.96573
HydroReservoir | 2018-05-30 01:00 | 0.96573
HydroReservoir | 2018-05-30 02:00 | 0.96573
HydroReservoir | 2018-05-30 03:00 | 0.96573
HydroReservoir | 2018-05-30 04:00 | 0.96573
HydroReservoir | 2018-05-30 05:00 | 0.96573
HydroReservoir | 2018-05-30 06:00 | 0.96573
HydroReservoir | 2018-05-30 07:00 | 0.96573
HydroReservoir | 2018-05-30 08:00 | 0.93775
HydroReservoir | 2018-05-30 09:00 | 0.93775
HydroReservoir | 2018-05-30 10:00 | 0.93775
HydroReservoir | 2018-05-30 11:00 | 0.93775
HydroReservoir | 2018-05-30 12:00 | 0.96573
HydroReservoir | 2018-05-30 13:00 | 0.96573
HydroReservoir | 2018-05-30 14:00 | 0.9325
HydroReservoir | 2018-05-30 15:00 | 0.9325
HydroReservoir | 2018-05-30 16:00 | 0.96573
HydroReservoir | 2018-05-30 17:00 | 0.96573
HydroReservoir | 2018-05-30 18:00 | 0.96573
HydroReservoir | 2018-05-30 19:00 | 0.96573
HydroReservoir | 2018-05-30 20:00 | 0.96573
HydroReservoir | 2018-05-30 21:00 | 0.96573
HydroReservoir | 2018-05-30 22:00 | 0.96573
HydroReservoir | 2018-05-30 23:00 | 0.96573
HydroReservoir | 2018-05-31 | 0.96573
HydroReservoir | 2018-05-31 01:00 | 0.96573
HydroReservoir | 2018-05-31 02:00 | 0.96573
HydroReservoir | 2018-05-31 03:00 | 0.96573
HydroReservoir | 2018-05-31 04:00 | 0.96573
HydroReservoir | 2018-05-31 05:00 | 0.96573
HydroReservoir | 2018-05-31 06:00 | 0.96573
HydroReservoir | 2018-05-31 07:00 | 0.96573
HydroReservoir | 2018-05-31 08:00 | 0.89765
HydroReservoir | 2018-05-31 09:00 | 0.89765
HydroReservoir | 2018-05-31 10:00 | 0.89765
HydroReservoir | 2018-05-31 11:00 | 0.96573
HydroReservoir | 2018-05-31 12:00 | 0.96573
HydroReservoir | 2018-05-31 13:00 | 0.96573
HydroReservoir | 2018-05-31 14:00 | 0.96573
HydroReservoir | 2018-05-31 15:00 | 0.96573
HydroReservoir | 2018-05-31 16:00 | 0.96573
HydroReservoir | 2018-05-31 17:00 | 0.96573
HydroReservoir | 2018-05-31 18:00 | 0.96573
HydroReservoir | 2018-05-31 19:00 | 0.96573
HydroReservoir | 2018-05-31 20:00 | 0.96573
HydroReservoir | 2018-05-31 21:00 | 0.96573
HydroReservoir | 2018-05-31 22:00 | 0.96573
HydroReservoir | 2018-05-31 23:00 | 0.96573
HydroReservoir | 2018-06-01 | 0.96573
HydroReservoir | 2018-06-01 01:00 | 0.96573
HydroReservoir | 2018-06-01 02:00 | 0.96573
HydroReservoir | 2018-06-01 03:00 | 0.96573
HydroReservoir | 2018-06-01 04:00 | 0.96573
HydroReservoir | 2018-06-01 05:00 | 0.96573
HydroReservoir | 2018-06-01 06:00 | 0.96573
HydroReservoir | 2018-06-01 07:00 | 0.96573
HydroReservoir | 2018-06-01 08:00 | 0.96573
HydroReservoir | 2018-06-01 09:00 | 0.96573
HydroReservoir | 2018-06-01 10:00 | 0.96573
HydroReservoir | 2018-06-01 11:00 | 0.96573
HydroReservoir | 2018-06-01 12:00 | 0.96573
HydroReservoir | 2018-06-01 13:00 | 0.96573
HydroReservoir | 2018-06-01 14:00 | 0.96573
HydroReservoir | 2018-06-01 15:00 | 0.96573
HydroReservoir | 2018-06-01 16:00 | 0.96573
HydroReservoir | 2018-06-01 17:00 | 0.96573
HydroReservoir | 2018-06-01 18:00 | 0.96573
HydroReservoir | 2018-06-01 19:00 | 0.96573
HydroReservoir | 2018-06-01 20:00 | 0.96573
HydroReservoir | 2018-06-01 21:00 | 0.96573
HydroReservoir | 2018-06-01 22:00 | 0.96573
HydroReservoir | 2018-06-01 23:00 | 0.96573
HydroReservoir | 2018-06-02 | 0.96573
HydroReservoir | 2018-06-02 01:00 | 0.96573
HydroReservoir | 2018-06-02 02:00 | 0.96573
HydroReservoir | 2018-06-02 03:00 | 0.96573
HydroReservoir | 2018-06-02 04:00 | 0.96573
HydroReservoir | 2018-06-02 05:00 | 0.96573
HydroReservoir | 2018-06-02 06:00 | 0.96573
HydroReservoir | 2018-06-02 07:00 | 0.96573
HydroReservoir | 2018-06-02 08:00 | 0.96573
HydroReservoir | 2018-06-02 09:00 | 0.96573
HydroReservoir | 2018-06-02 10:00 | 0.96573
HydroReservoir | 2018-06-02 11:00 | 0.96573
HydroReservoir | 2018-06-02 12:00 | 0.96573
HydroReservoir | 2018-06-02 13:00 | 0.96573
HydroReservoir | 2018-06-02 14:00 | 0.96573
HydroReservoir | 2018-06-02 15:00 | 0.96573
HydroReservoir | 2018-06-02 16:00 | 0.96573
HydroReservoir | 2018-06-02 17:00 | 0.96573
HydroReservoir | 2018-06-02 18:00 | 0.96573
HydroReservoir | 2018-06-02 19:00 | 0.96573
HydroReservoir | 2018-06-02 20:00 | 0.96573
HydroReservoir | 2018-06-02 21:00 | 0.96573
HydroReservoir | 2018-06-02 22:00 | 0.96573
HydroReservoir | 2018-06-02 23:00 | 0.96573
HydroReservoir | 2018-06-03 | 0.96573
HydroReservoir | 2018-06-03 01:00 | 0.96573
HydroReservoir | 2018-06-03 02:00 | 0.96573
HydroReservoir | 2018-06-03 03:00 | 0.96573
HydroReservoir | 2018-06-03 04:00 | 0.96573
HydroReservoir | 2018-06-03 05:00 | 0.96573
HydroReservoir | 2018-06-03 06:00 | 0.96573
HydroReservoir | 2018-06-03 07:00 | 0.96573
HydroReservoir | 2018-06-03 08:00 | 0.96573
HydroReservoir | 2018-06-03 09:00 | 0.96573
HydroReservoir | 2018-06-03 10:00 | 0.96573
HydroReservoir | 2018-06-03 11:00 | 0.96573
HydroReservoir | 2018-06-03 12:00 | 0.96573
HydroReservoir | 2018-06-03 13:00 | 0.96573
HydroReservoir | 2018-06-03 14:00 | 0.96573
HydroReservoir | 2018-06-03 15:00 | 0.96573
HydroReservoir | 2018-06-03 16:00 | 0.96573
HydroReservoir | 2018-06-03 17:00 | 0.96573
HydroReservoir | 2018-06-03 18:00 | 0.96573
HydroReservoir | 2018-06-03 19:00 | 0.96573
HydroReservoir | 2018-06-03 20:00 | 0.96573
HydroReservoir | 2018-06-03 21:00 | 0.96573
HydroReservoir | 2018-06-03 22:00 | 0.96573
HydroReservoir | 2018-06-03 23:00 | 0.96573
HydroReservoir | 2018-06-04 | 0.96573
HydroReservoir | 2018-06-04 01:00 | 0.96573
HydroReservoir | 2018-06-04 02:00 | 0.96573
HydroReservoir | 2018-06-04 03:00 | 0.96573
HydroReservoir | 2018-06-04 04:00 | 0.96573
HydroReservoir | 2018-06-04 05:00 | 0.96573
HydroReservoir | 2018-06-04 06:00 | 0.96573
HydroReservoir | 2018-06-04 07:00 | 0.86722
HydroReservoir | 2018-06-04 08:00 | 0.8536
HydroReservoir | 2018-06-04 09:00 | 0.8536
HydroReservoir | 2018-06-04 10:00 | 0.86722
HydroReservoir | 2018-06-04 11:00 | 0.86722
HydroReservoir | 2018-06-04 12:00 | 0.86722
HydroReservoir | 2018-06-04 13:00 | 0.86722
HydroReservoir | 2018-06-04 14:00 | 0.83924
HydroReservoir | 2018-06-04 15:00 | 0.86722
HydroReservoir | 2018-06-04 16:00 | 0.86722
HydroReservoir | 2018-06-04 17:00 | 0.95045
HydroReservoir | 2018-06-04 18:00 | 0.95045
HydroReservoir | 2018-06-04 19:00 | 0.95045
HydroReservoir | 2018-06-04 20:00 | 0.95045
HydroReservoir | 2018-06-04 21:00 | 0.95045
HydroReservoir | 2018-06-04 22:00 | 0.95045
HydroReservoir | 2018-06-04 23:00 | 0.95045
HydroReservoir | 2018-06-05 | 0.95045
HydroReservoir | 2018-06-05 01:00 | 0.95045
HydroReservoir | 2018-06-05 02:00 | 0.95045
HydroReservoir | 2018-06-05 03:00 | 0.95045
HydroReservoir | 2018-06-05 04:00 | 0.95045
HydroReservoir | 2018-06-05 05:00 | 0.95045
HydroReservoir | 2018-06-05 06:00 | 0.95045
HydroReservoir | 2018-06-05 07:00 | 0.86722
HydroReservoir | 2018-06-05 08:00 | 0.81117
HydroReservoir | 2018-06-05 09:00 | 0.81117
HydroReservoir | 2018-06-05 10:00 | 0.81117
HydroReservoir | 2018-06-05 11:00 | 0.81117
HydroReservoir | 2018-06-05 12:00 | 0.82563
HydroReservoir | 2018-06-05 13:00 | 0.84626
HydroReservoir | 2018-06-05 14:00 | 0.84626
HydroReservoir | 2018-06-05 15:00 | 0.84626
HydroReservoir | 2018-06-05 16:00 | 0.84626
HydroReservoir | 2018-06-05 17:00 | 0.92248
HydroReservoir | 2018-06-05 18:00 | 0.95045
HydroReservoir | 2018-06-05 19:00 | 0.95045
HydroReservoir | 2018-06-05 20:00 | 0.95045
HydroReservoir | 2018-06-05 21:00 | 0.95045
HydroReservoir | 2018-06-05 22:00 | 0.95045
HydroReservoir | 2018-06-05 23:00 | 0.95045
HydroReservoir | 2018-06-06 | 0.95045
HydroReservoir | 2018-06-06 01:00 | 0.95045
HydroReservoir | 2018-06-06 02:00 | 0.95045
HydroReservoir | 2018-06-06 03:00 | 0.95045
HydroReservoir | 2018-06-06 04:00 | 0.95045
HydroReservoir | 2018-06-06 05:00 | 0.95045
HydroReservoir | 2018-06-06 06:00 | 0.95045
HydroReservoir | 2018-06-06 07:00 | 0.95045
HydroReservoir | 2018-06-06 08:00 | 0.90886
HydroReservoir | 2018-06-06 09:00 | 0.90886
HydroReservoir | 2018-06-06 10:00 | 0.90886
HydroReservoir | 2018-06-06 11:00 | 0.90886
HydroReservoir | 2018-06-06 12:00 | 0.90886
HydroReservoir | 2018-06-06 13:00 | 0.75451
HydroReservoir | 2018-06-06 14:00 | 0.83169
HydroReservoir | 2018-06-06 15:00 | 0.83169
HydroReservoir | 2018-06-06 16:00 | 0.83169
HydroReservoir | 2018-06-06 17:00 | 0.8453
HydroReservoir | 2018-06-06 18:00 | 0.95045
HydroReservoir | 2018-06-06 19:00 | 0.95045
HydroReservoir | 2018-06-06 20:00 | 0.95045
HydroReservoir | 2018-06-06 21:00 | 0.95045
HydroReservoir | 2018-06-06 22:00 | 0.95045
HydroReservoir | 2018-06-06 23:00 | 0.95045
HydroReservoir | 2018-06-07 | 0.95045
HydroReservoir | 2018-06-07 01:00 | 0.95045
HydroReservoir | 2018-06-07 02:00 | 0.95045
HydroReservoir | 2018-06-07 03:00 | 0.95045
HydroReservoir | 2018-06-07 04:00 | 0.95045
HydroReservoir | 2018-06-07 05:00 | 0.95045
HydroReservoir | 2018-06-07 06:00 | 0.95045
HydroReservoir | 2018-06-07 07:00 | 0.92248
HydroReservoir | 2018-06-07 08:00 | 0.88088
HydroReservoir | 2018-06-07 09:00 | 0.88088
HydroReservoir | 2018-06-07 10:00 | 0.88088
HydroReservoir | 2018-06-07 11:00 | 0.88088
HydroReservoir | 2018-06-07 12:00 | 0.88088
HydroReservoir | 2018-06-07 13:00 | 0.88088
HydroReservoir | 2018-06-07 14:00 | 0.88088
HydroReservoir | 2018-06-07 15:00 | 0.88088
HydroReservoir | 2018-06-07 16:00 | 0.88088
HydroReservoir | 2018-06-07 17:00 | 0.8945
HydroReservoir | 2018-06-07 18:00 | 0.92248
HydroReservoir | 2018-06-07 19:00 | 0.92248
HydroReservoir | 2018-06-07 20:00 | 0.92248
HydroReservoir | 2018-06-07 21:00 | 0.92248
HydroReservoir | 2018-06-07 22:00 | 0.92248
HydroReservoir | 2018-06-07 23:00 | 0.92248
HydroReservoir | 2018-06-08 | 0.92248
HydroReservoir | 2018-06-08 01:00 | 0.92248
HydroReservoir | 2018-06-08 02:00 | 0.92248
HydroReservoir | 2018-06-08 03:00 | 0.92248
HydroReservoir | 2018-06-08 04:00 | 0.92248
HydroReservoir | 2018-06-08 05:00 | 0.92248
HydroReservoir | 2018-06-08 06:00 | 0.92248
HydroReservoir | 2018-06-08 07:00 | 0.92248
HydroReservoir | 2018-06-08 08:00 | 0.88088
HydroReservoir | 2018-06-08 09:00 | 0.88088
HydroReservoir | 2018-06-08 10:00 | 0.88088
HydroReservoir | 2018-06-08 11:00 | 0.88088
HydroReservoir | 2018-06-08 12:00 | 0.90886
HydroReservoir | 2018-06-08 13:00 | 0.90886
HydroReservoir | 2018-06-08 14:00 | 0.90886
HydroReservoir | 2018-06-08 15:00 | 0.90886
HydroReservoir | 2018-06-08 16:00 | 0.90886
HydroReservoir | 2018-06-08 17:00 | 0.92248
HydroReservoir | 2018-06-08 18:00 | 0.8945
HydroReservoir | 2018-06-08 19:00 | 0.8945
HydroReservoir | 2018-06-08 20:00 | 0.8945
HydroReservoir | 2018-06-08 21:00 | 0.8945
HydroReservoir | 2018-06-08 22:00 | 0.8945
HydroReservoir | 2018-06-08 23:00 | 0.8945
HydroReservoir | 2018-06-09 | 0.92248
HydroReservoir | 2018-06-09 01:00 | 0.92248
HydroReservoir | 2018-06-09 02:00 | 0.92248
HydroReservoir | 2018-06-09 03:00 | 0.92248
HydroReservoir | 2018-06-09 04:00 | 0.92248
HydroReservoir | 2018-06-09 05:00 | 0.92248
HydroReservoir | 2018-06-09 06:00 | 0.92248
HydroReservoir | 2018-06-09 07:00 | 0.92248
HydroReservoir | 2018-06-09 08:00 | 0.92248
HydroReservoir | 2018-06-09 09:00 | 0.92248
HydroReservoir | 2018-06-09 10:00 | 0.92248
HydroReservoir | 2018-06-09 11:00 | 0.92248
HydroReservoir | 2018-06-09 12:00 | 0.92248
HydroReservoir | 2018-06-09 13:00 | 0.92248
HydroReservoir | 2018-06-09 14:00 | 0.92248
HydroReservoir | 2018-06-09 15:00 | 0.92248
HydroReservoir | 2018-06-09 16:00 | 0.92248
HydroReservoir | 2018-06-09 17:00 | 0.92248
HydroReservoir | 2018-06-09 18:00 | 0.92248
HydroReservoir | 2018-06-09 19:00 | 0.92248
HydroReservoir | 2018-06-09 20:00 | 0.92248
HydroReservoir | 2018-06-09 21:00 | 0.92248
HydroReservoir | 2018-06-09 22:00 | 0.92248
HydroReservoir | 2018-06-09 23:00 | 0.92248
HydroReservoir | 2018-06-10 | 0.92248
HydroReservoir | 2018-06-10 01:00 | 0.92248
HydroReservoir | 2018-06-10 02:00 | 0.92248
HydroReservoir | 2018-06-10 03:00 | 0.92248
HydroReservoir | 2018-06-10 04:00 | 0.92248
HydroReservoir | 2018-06-10 05:00 | 0.92248
HydroReservoir | 2018-06-10 06:00 | 0.92248
HydroReservoir | 2018-06-10 07:00 | 0.92248
HydroReservoir | 2018-06-10 08:00 | 0.92248
HydroReservoir | 2018-06-10 09:00 | 0.92248
HydroReservoir | 2018-06-10 10:00 | 0.92248
HydroReservoir | 2018-06-10 11:00 | 0.92248
HydroReservoir | 2018-06-10 12:00 | 0.92248
HydroReservoir | 2018-06-10 13:00 | 0.92248
HydroReservoir | 2018-06-10 14:00 | 0.92248
HydroReservoir | 2018-06-10 15:00 | 0.92248
HydroReservoir | 2018-06-10 16:00 | 0.92248
HydroReservoir | 2018-06-10 17:00 | 0.92248
HydroReservoir | 2018-06-10 18:00 | 0.92248
HydroReservoir | 2018-06-10 19:00 | 0.92248
HydroReservoir | 2018-06-10 20:00 | 0.92248
HydroReservoir | 2018-06-10 21:00 | 0.92248
HydroReservoir | 2018-06-10 22:00 | 0.92248
HydroReservoir | 2018-06-10 23:00 | 0.92248
HydroReservoir | 2018-06-11 | 0.92248
HydroReservoir | 2018-06-11 01:00 | 0.92248
HydroReservoir | 2018-06-11 02:00 | 0.92248
HydroReservoir | 2018-06-11 03:00 | 0.92248
HydroReservoir | 2018-06-11 04:00 | 0.92248
HydroReservoir | 2018-06-11 05:00 | 0.92248
HydroReservoir | 2018-06-11 06:00 | 0.92248
HydroReservoir | 2018-06-11 07:00 | 0.91082
HydroReservoir | 2018-06-11 08:00 | 0.89613
HydroReservoir | 2018-06-11 09:00 | 0.89613
HydroReservoir | 2018-06-11 10:00 | 0.89613
HydroReservoir | 2018-06-11 11:00 | 0.89613
HydroReservoir | 2018-06-11 12:00 | 0.91082
HydroReservoir | 2018-06-11 13:00 | 0.91082
HydroReservoir | 2018-06-11 14:00 | 0.91082
HydroReservoir | 2018-06-11 15:00 | 0.91082
HydroReservoir | 2018-06-11 16:00 | 0.91082
HydroReservoir | 2018-06-11 17:00 | 0.91082
HydroReservoir | 2018-06-11 18:00 | 0.91082
HydroReservoir | 2018-06-11 19:00 | 0.91082
HydroReservoir | 2018-06-11 20:00 | 0.91082
HydroReservoir | 2018-06-11 21:00 | 0.91082
HydroReservoir | 2018-06-11 22:00 | 0.91082
HydroReservoir | 2018-06-11 23:00 | 0.91082
HydroReservoir | 2018-06-12 | 0.91082
HydroReservoir | 2018-06-12 01:00 | 0.91082
HydroReservoir | 2018-06-12 02:00 | 0.91082
HydroReservoir | 2018-06-12 03:00 | 0.91082
HydroReservoir | 2018-06-12 04:00 | 0.91082
HydroReservoir | 2018-06-12 05:00 | 0.91082
HydroReservoir | 2018-06-12 06:00 | 0.91082
HydroReservoir | 2018-06-12 07:00 | 0.91082
HydroReservoir | 2018-06-12 08:00 | 0.89613
HydroReservoir | 2018-06-12 09:00 | 0.89613
HydroReservoir | 2018-06-12 10:00 | 0.89613
HydroReservoir | 2018-06-12 11:00 | 0.89613
HydroReservoir | 2018-06-12 12:00 | 0.91082
HydroReservoir | 2018-06-12 13:00 | 0.91082
HydroReservoir | 2018-06-12 14:00 | 0.91082
HydroReservoir | 2018-06-12 15:00 | 0.91082
HydroReservoir | 2018-06-12 16:00 | 0.91082
HydroReservoir | 2018-06-12 17:00 | 0.91082
HydroReservoir | 2018-06-12 18:00 | 0.91082
HydroReservoir | 2018-06-12 19:00 | 0.91082
HydroReservoir | 2018-06-12 20:00 | 0.91082
HydroReservoir | 2018-06-12 21:00 | 0.91082
HydroReservoir | 2018-06-12 22:00 | 0.91082
HydroReservoir | 2018-06-12 23:00 | 0.91082
HydroReservoir | 2018-06-13 | 0.91082
HydroReservoir | 2018-06-13 01:00 | 0.91082
HydroReservoir | 2018-06-13 02:00 | 0.91082
HydroReservoir | 2018-06-13 03:00 | 0.91082
HydroReservoir | 2018-06-13 04:00 | 0.91082
HydroReservoir | 2018-06-13 05:00 | 0.91082
HydroReservoir | 2018-06-13 06:00 | 0.91082
HydroReservoir | 2018-06-13 07:00 | 0.91082
HydroReservoir | 2018-06-13 08:00 | 0.89613
HydroReservoir | 2018-06-13 09:00 | 0.86815
HydroReservoir | 2018-06-13 10:00 | 0.86815
HydroReservoir | 2018-06-13 11:00 | 0.86815
HydroReservoir | 2018-06-13 12:00 | 0.88284
HydroReservoir | 2018-06-13 13:00 | 0.88284
HydroReservoir | 2018-06-13 14:00 | 0.88284
HydroReservoir | 2018-06-13 15:00 | 0.88284
HydroReservoir | 2018-06-13 16:00 | 0.88284
HydroReservoir | 2018-06-13 17:00 | 0.88284
HydroReservoir | 2018-06-13 18:00 | 0.9388
HydroReservoir | 2018-06-13 19:00 | 0.9388
HydroReservoir | 2018-06-13 20:00 | 0.9388
HydroReservoir | 2018-06-13 21:00 | 0.9388
HydroReservoir | 2018-06-13 22:00 | 0.9388
HydroReservoir | 2018-06-13 23:00 | 0.9388
HydroReservoir | 2018-06-14 | 0.9388
HydroReservoir | 2018-06-14 01:00 | 0.9388
HydroReservoir | 2018-06-14 02:00 | 0.9388
HydroReservoir | 2018-06-14 03:00 | 0.9388
HydroReservoir | 2018-06-14 04:00 | 0.9388
HydroReservoir | 2018-06-14 05:00 | 0.9388
HydroReservoir | 2018-06-14 06:00 | 0.9388
HydroReservoir | 2018-06-14 07:00 | 0.9388
HydroReservoir | 2018-06-14 08:00 | 0.90266
HydroReservoir | 2018-06-14 09:00 | 0.90266
HydroReservoir | 2018-06-14 10:00 | 0.90266
HydroReservoir | 2018-06-14 11:00 | 0.90266
HydroReservoir | 2018-06-14 12:00 | 0.91735
HydroReservoir | 2018-06-14 13:00 | 0.91735
HydroReservoir | 2018-06-14 14:00 | 0.91735
HydroReservoir | 2018-06-14 15:00 | 0.91735
HydroReservoir | 2018-06-14 16:00 | 0.91735
HydroReservoir | 2018-06-14 17:00 | 0.9388
HydroReservoir | 2018-06-14 18:00 | 0.9388
HydroReservoir | 2018-06-14 19:00 | 0.9388
HydroReservoir | 2018-06-14 20:00 | 0.9388
HydroReservoir | 2018-06-14 21:00 | 0.9388
HydroReservoir | 2018-06-14 22:00 | 0.9388
HydroReservoir | 2018-06-14 23:00 | 0.9388
HydroReservoir | 2018-06-15 | 0.9388
HydroReservoir | 2018-06-15 01:00 | 0.9388
HydroReservoir | 2018-06-15 02:00 | 0.9388
HydroReservoir | 2018-06-15 03:00 | 0.9388
HydroReservoir | 2018-06-15 04:00 | 0.9388
HydroReservoir | 2018-06-15 05:00 | 0.9388
HydroReservoir | 2018-06-15 06:00 | 0.9388
HydroReservoir | 2018-06-15 07:00 | 0.9388
HydroReservoir | 2018-06-15 08:00 | 0.92411
HydroReservoir | 2018-06-15 09:00 | 0.92411
HydroReservoir | 2018-06-15 10:00 | 0.92411
HydroReservoir | 2018-06-15 11:00 | 0.92411
HydroReservoir | 2018-06-15 12:00 | 0.9388
HydroReservoir | 2018-06-15 13:00 | 0.9388
HydroReservoir | 2018-06-15 14:00 | 0.9388
HydroReservoir | 2018-06-15 15:00 | 0.9388
HydroReservoir | 2018-06-15 16:00 | 0.9388
HydroReservoir | 2018-06-15 17:00 | 0.9388
HydroReservoir | 2018-06-15 18:00 | 0.9388
HydroReservoir | 2018-06-15 19:00 | 0.9388
HydroReservoir | 2018-06-15 20:00 | 0.9388
HydroReservoir | 2018-06-15 21:00 | 0.9388
HydroReservoir | 2018-06-15 22:00 | 0.9388
HydroReservoir | 2018-06-15 23:00 | 0.9388
HydroReservoir | 2018-06-16 | 0.9388
HydroReservoir | 2018-06-16 01:00 | 0.9388
HydroReservoir | 2018-06-16 02:00 | 0.9388
HydroReservoir | 2018-06-16 03:00 | 0.9388
HydroReservoir | 2018-06-16 04:00 | 0.9388
HydroReservoir | 2018-06-16 05:00 | 0.9388
HydroReservoir | 2018-06-16 06:00 | 0.9388
HydroReservoir | 2018-06-16 07:00 | 0.9388
HydroReservoir | 2018-06-16 08:00 | 0.9388
HydroReservoir | 2018-06-16 09:00 | 0.9388
HydroReservoir | 2018-06-16 10:00 | 0.9388
HydroReservoir | 2018-06-16 11:00 | 0.9388
HydroReservoir | 2018-06-16 12:00 | 0.9388
HydroReservoir | 2018-06-16 13:00 | 0.9388
HydroReservoir | 2018-06-16 14:00 | 0.9388
HydroReservoir | 2018-06-16 15:00 | 0.9388
HydroReservoir | 2018-06-16 16:00 | 0.9388
HydroReservoir | 2018-06-16 17:00 | 0.9388
HydroReservoir | 2018-06-16 18:00 | 0.9388
HydroReservoir | 2018-06-16 19:00 | 0.9388
HydroReservoir | 2018-06-16 20:00 | 0.9388
HydroReservoir | 2018-06-16 21:00 | 0.9388
HydroReservoir | 2018-06-16 22:00 | 0.9388
HydroReservoir | 2018-06-16 23:00 | 0.9388
HydroReservoir | 2018-06-17 | 0.9388
HydroReservoir | 2018-06-17 01:00 | 0.9388
HydroReservoir | 2018-06-17 02:00 | 0.9388
HydroReservoir | 2018-06-17 03:00 | 0.9388
HydroReservoir | 2018-06-17 04:00 | 0.9388
HydroReservoir | 2018-06-17 05:00 | 0.9388
HydroReservoir | 2018-06-17 06:00 | 0.9388
HydroReservoir | 2018-06-17 07:00 | 0.9388
HydroReservoir | 2018-06-17 08:00 | 0.9388
HydroReservoir | 2018-06-17 09:00 | 0.9388
HydroReservoir | 2018-06-17 10:00 | 0.9388
HydroReservoir | 2018-06-17 11:00 | 0.9388
HydroReservoir | 2018-06-17 12:00 | 0.9388
HydroReservoir | 2018-06-17 13:00 | 0.9388
HydroReservoir | 2018-06-17 14:00 | 0.9388
HydroReservoir | 2018-06-17 15:00 | 0.9388
HydroReservoir | 2018-06-17 16:00 | 0.9388
HydroReservoir | 2018-06-17 17:00 | 0.9388
HydroReservoir | 2018-06-17 18:00 | 0.9388
HydroReservoir | 2018-06-17 19:00 | 0.9388
HydroReservoir | 2018-06-17 20:00 | 0.9388
HydroReservoir | 2018-06-17 21:00 | 0.9388
HydroReservoir | 2018-06-17 22:00 | 0.9388
HydroReservoir | 2018-06-17 23:00 | 0.9388
HydroReservoir | 2018-06-18 | 0.9388
HydroReservoir | 2018-06-18 01:00 | 0.9388
HydroReservoir | 2018-06-18 02:00 | 0.9388
HydroReservoir | 2018-06-18 03:00 | 0.9388
HydroReservoir | 2018-06-18 04:00 | 0.9388
HydroReservoir | 2018-06-18 05:00 | 0.9388
HydroReservoir | 2018-06-18 06:00 | 0.9388
HydroReservoir | 2018-06-18 07:00 | 0.9388
HydroReservoir | 2018-06-18 08:00 | 0.92504
HydroReservoir | 2018-06-18 09:00 | 0.92504
HydroReservoir | 2018-06-18 10:00 | 0.92504
HydroReservoir | 2018-06-18 11:00 | 0.92504
HydroReservoir | 2018-06-18 12:00 | 0.92504
HydroReservoir | 2018-06-18 13:00 | 0.92504
HydroReservoir | 2018-06-18 14:00 | 0.92504
HydroReservoir | 2018-06-18 15:00 | 0.92504
HydroReservoir | 2018-06-18 16:00 | 0.9388
HydroReservoir | 2018-06-18 17:00 | 0.9388
HydroReservoir | 2018-06-18 18:00 | 0.9388
HydroReservoir | 2018-06-18 19:00 | 0.9388
HydroReservoir | 2018-06-18 20:00 | 0.9388
HydroReservoir | 2018-06-18 21:00 | 0.9388
HydroReservoir | 2018-06-18 22:00 | 0.9388
HydroReservoir | 2018-06-18 23:00 | 0.9388
HydroReservoir | 2018-06-19 | 0.88284
HydroReservoir | 2018-06-19 01:00 | 0.88284
HydroReservoir | 2018-06-19 02:00 | 0.88284
HydroReservoir | 2018-06-19 03:00 | 0.88284
HydroReservoir | 2018-06-19 04:00 | 0.88284
HydroReservoir | 2018-06-19 05:00 | 0.88284
HydroReservoir | 2018-06-19 06:00 | 0.88284
HydroReservoir | 2018-06-19 07:00 | 0.88284
HydroReservoir | 2018-06-19 08:00 | 0.86908
HydroReservoir | 2018-06-19 09:00 | 0.86908
HydroReservoir | 2018-06-19 10:00 | 0.86908
HydroReservoir | 2018-06-19 11:00 | 0.86908
HydroReservoir | 2018-06-19 12:00 | 0.86908
HydroReservoir | 2018-06-19 13:00 | 0.86908
HydroReservoir | 2018-06-19 14:00 | 0.86908
HydroReservoir | 2018-06-19 15:00 | 0.86908
HydroReservoir | 2018-06-19 16:00 | 0.88284
HydroReservoir | 2018-06-19 17:00 | 0.88284
HydroReservoir | 2018-06-19 18:00 | 0.88284
HydroReservoir | 2018-06-19 19:00 | 0.88284
HydroReservoir | 2018-06-19 20:00 | 0.88284
HydroReservoir | 2018-06-19 21:00 | 0.88284
HydroReservoir | 2018-06-19 22:00 | 0.9388
HydroReservoir | 2018-06-19 23:00 | 0.9388
HydroReservoir | 2018-06-20 | 0.9388
HydroReservoir | 2018-06-20 01:00 | 0.9388
HydroReservoir | 2018-06-20 02:00 | 0.9388
HydroReservoir | 2018-06-20 03:00 | 0.9388
HydroReservoir | 2018-06-20 04:00 | 0.9388
HydroReservoir | 2018-06-20 05:00 | 0.9388
HydroReservoir | 2018-06-20 06:00 | 0.9388
HydroReservoir | 2018-06-20 07:00 | 0.9388
HydroReservoir | 2018-06-20 08:00 | 0.92504
HydroReservoir | 2018-06-20 09:00 | 0.92504
HydroReservoir | 2018-06-20 10:00 | 0.92504
HydroReservoir | 2018-06-20 11:00 | 0.92504
HydroReservoir | 2018-06-20 12:00 | 0.92504
HydroReservoir | 2018-06-20 13:00 | 0.92504
HydroReservoir | 2018-06-20 14:00 | 0.92504
HydroReservoir | 2018-06-20 15:00 | 0.92504
HydroReservoir | 2018-06-20 16:00 | 0.9388
HydroReservoir | 2018-06-20 17:00 | 0.9388
HydroReservoir | 2018-06-20 18:00 | 0.9388
HydroReservoir | 2018-06-20 19:00 | 0.9388
HydroReservoir | 2018-06-20 20:00 | 0.9388
HydroReservoir | 2018-06-20 21:00 | 0.9388
HydroReservoir | 2018-06-20 22:00 | 0.9388
HydroReservoir | 2018-06-20 23:00 | 0.9388
HydroReservoir | 2018-06-21 | 0.9388
HydroReservoir | 2018-06-21 01:00 | 0.9388
HydroReservoir | 2018-06-21 02:00 | 0.9388
HydroReservoir | 2018-06-21 03:00 | 0.9388
HydroReservoir | 2018-06-21 04:00 | 0.9388
HydroReservoir | 2018-06-21 05:00 | 0.9388
HydroReservoir | 2018-06-21 06:00 | 0.9388
HydroReservoir | 2018-06-21 07:00 | 0.9388
HydroReservoir | 2018-06-21 08:00 | 0.92504
HydroReservoir | 2018-06-21 09:00 | 0.92504
HydroReservoir | 2018-06-21 10:00 | 0.92504
HydroReservoir | 2018-06-21 11:00 | 0.92504
HydroReservoir | 2018-06-21 12:00 | 0.92504
HydroReservoir | 2018-06-21 13:00 | 0.92504
HydroReservoir | 2018-06-21 14:00 | 0.92504
HydroReservoir | 2018-06-21 15:00 | 0.92504
HydroReservoir | 2018-06-21 16:00 | 0.9388
HydroReservoir | 2018-06-21 17:00 | 0.9388
HydroReservoir | 2018-06-21 18:00 | 0.9388
HydroReservoir | 2018-06-21 19:00 | 0.9388
HydroReservoir | 2018-06-21 20:00 | 0.9388
HydroReservoir | 2018-06-21 21:00 | 0.9388
HydroReservoir | 2018-06-21 22:00 | 0.9388
HydroReservoir | 2018-06-21 23:00 | 0.9388
HydroReservoir | 2018-06-22 | 0.9388
HydroReservoir | 2018-06-22 01:00 | 0.9388
HydroReservoir | 2018-06-22 02:00 | 0.9388
HydroReservoir | 2018-06-22 03:00 | 0.9388
HydroReservoir | 2018-06-22 04:00 | 0.9388
HydroReservoir | 2018-06-22 05:00 | 0.9388
HydroReservoir | 2018-06-22 06:00 | 0.9388
HydroReservoir | 2018-06-22 07:00 | 0.9388
HydroReservoir | 2018-06-22 08:00 | 0.9388
HydroReservoir | 2018-06-22 09:00 | 0.9388
HydroReservoir | 2018-06-22 10:00 | 0.9388
HydroReservoir | 2018-06-22 11:00 | 0.9388
HydroReservoir | 2018-06-22 12:00 | 0.9388
HydroReservoir | 2018-06-22 13:00 | 0.9388
HydroReservoir | 2018-06-22 14:00 | 0.9388
HydroReservoir | 2018-06-22 15:00 | 0.9388
HydroReservoir | 2018-06-22 16:00 | 0.9388
HydroReservoir | 2018-06-22 17:00 | 0.9388
HydroReservoir | 2018-06-22 18:00 | 0.9388
HydroReservoir | 2018-06-22 19:00 | 0.9388
HydroReservoir | 2018-06-22 20:00 | 0.9388
HydroReservoir | 2018-06-22 21:00 | 0.9388
HydroReservoir | 2018-06-22 22:00 | 0.9388
HydroReservoir | 2018-06-22 23:00 | 0.9388
HydroReservoir | 2018-06-23 | 0.92446
HydroReservoir | 2018-06-23 01:00 | 0.92446
HydroReservoir | 2018-06-23 02:00 | 0.92446
HydroReservoir | 2018-06-23 03:00 | 0.92446
HydroReservoir | 2018-06-23 04:00 | 0.92446
HydroReservoir | 2018-06-23 05:00 | 0.92446
HydroReservoir | 2018-06-23 06:00 | 0.92446
HydroReservoir | 2018-06-23 07:00 | 0.92446
HydroReservoir | 2018-06-23 08:00 | 0.92446
HydroReservoir | 2018-06-23 09:00 | 0.9388
HydroReservoir | 2018-06-23 10:00 | 0.9388
HydroReservoir | 2018-06-23 11:00 | 0.9388
HydroReservoir | 2018-06-23 12:00 | 0.9388
HydroReservoir | 2018-06-23 13:00 | 0.9388
HydroReservoir | 2018-06-23 14:00 | 0.9388
HydroReservoir | 2018-06-23 15:00 | 0.9388
HydroReservoir | 2018-06-23 16:00 | 0.9388
HydroReservoir | 2018-06-23 17:00 | 0.9388
HydroReservoir | 2018-06-23 18:00 | 0.9388
HydroReservoir | 2018-06-23 19:00 | 0.9388
HydroReservoir | 2018-06-23 20:00 | 0.9388
HydroReservoir | 2018-06-23 21:00 | 0.9388
HydroReservoir | 2018-06-23 22:00 | 0.9388
HydroReservoir | 2018-06-23 23:00 | 0.9388
HydroReservoir | 2018-06-24 | 0.9388
HydroReservoir | 2018-06-24 01:00 | 0.9388
HydroReservoir | 2018-06-24 02:00 | 0.9388
HydroReservoir | 2018-06-24 03:00 | 0.9388
HydroReservoir | 2018-06-24 04:00 | 0.9388
HydroReservoir | 2018-06-24 05:00 | 0.9388
HydroReservoir | 2018-06-24 06:00 | 0.9388
HydroReservoir | 2018-06-24 07:00 | 0.9388
HydroReservoir | 2018-06-24 08:00 | 0.9388
HydroReservoir | 2018-06-24 09:00 | 0.9388
HydroReservoir | 2018-06-24 10:00 | 0.9388
HydroReservoir | 2018-06-24 11:00 | 0.9388
HydroReservoir | 2018-06-24 12:00 | 0.9388
HydroReservoir | 2018-06-24 13:00 | 0.9388
HydroReservoir | 2018-06-24 14:00 | 0.9388
HydroReservoir | 2018-06-24 15:00 | 0.9388
HydroReservoir | 2018-06-24 16:00 | 0.9388
HydroReservoir | 2018-06-24 17:00 | 0.9388
HydroReservoir | 2018-06-24 18:00 | 0.9388
HydroReservoir | 2018-06-24 19:00 | 0.9388
HydroReservoir | 2018-06-24 20:00 | 0.9388
HydroReservoir | 2018-06-24 21:00 | 0.9388
HydroReservoir | 2018-06-24 22:00 | 0.9388
HydroReservoir | 2018-06-24 23:00 | 0.9388
HydroReservoir | 2018-06-25 | 0.9388
HydroReservoir | 2018-06-25 01:00 | 0.9388
HydroReservoir | 2018-06-25 02:00 | 0.9388
HydroReservoir | 2018-06-25 03:00 | 0.9388
HydroReservoir | 2018-06-25 04:00 | 0.9388
HydroReservoir | 2018-06-25 05:00 | 0.9388
HydroReservoir | 2018-06-25 06:00 | 0.9388
HydroReservoir | 2018-06-25 07:00 | 0.92434
HydroReservoir | 2018-06-25 08:00 | 0.91
HydroReservoir | 2018-06-25 09:00 | 0.91
HydroReservoir | 2018-06-25 10:00 | 0.91
HydroReservoir | 2018-06-25 11:00 | 0.91
HydroReservoir | 2018-06-25 12:00 | 0.91
HydroReservoir | 2018-06-25 13:00 | 0.91
HydroReservoir | 2018-06-25 14:00 | 0.83283
HydroReservoir | 2018-06-25 15:00 | 0.83283
HydroReservoir | 2018-06-25 16:00 | 0.91
HydroReservoir | 2018-06-25 17:00 | 0.92434
HydroReservoir | 2018-06-25 18:00 | 0.92434
HydroReservoir | 2018-06-25 19:00 | 0.92434
HydroReservoir | 2018-06-25 20:00 | 0.92434
HydroReservoir | 2018-06-25 21:00 | 0.92434
HydroReservoir | 2018-06-25 22:00 | 0.92434
HydroReservoir | 2018-06-25 23:00 | 0.92434
HydroReservoir | 2018-06-26 | 0.92434
HydroReservoir | 2018-06-26 01:00 | 0.92434
HydroReservoir | 2018-06-26 02:00 | 0.92434
HydroReservoir | 2018-06-26 03:00 | 0.92434
HydroReservoir | 2018-06-26 04:00 | 0.92434
HydroReservoir | 2018-06-26 05:00 | 0.92434
HydroReservoir | 2018-06-26 06:00 | 0.92434
HydroReservoir | 2018-06-26 07:00 | 0.92434
HydroReservoir | 2018-06-26 08:00 | 0.91105
HydroReservoir | 2018-06-26 09:00 | 0.91105
HydroReservoir | 2018-06-26 10:00 | 0.91105
HydroReservoir | 2018-06-26 11:00 | 0.91105
HydroReservoir | 2018-06-26 12:00 | 0.91105
HydroReservoir | 2018-06-26 13:00 | 0.91105
HydroReservoir | 2018-06-26 14:00 | 0.86116
HydroReservoir | 2018-06-26 15:00 | 0.86116
HydroReservoir | 2018-06-26 16:00 | 0.91105
HydroReservoir | 2018-06-26 17:00 | 0.92434
HydroReservoir | 2018-06-26 18:00 | 0.92434
HydroReservoir | 2018-06-26 19:00 | 0.92434
HydroReservoir | 2018-06-26 20:00 | 0.92434
HydroReservoir | 2018-06-26 21:00 | 0.92434
HydroReservoir | 2018-06-26 22:00 | 0.92434
HydroReservoir | 2018-06-26 23:00 | 0.92434
HydroReservoir | 2018-06-27 | 0.92434
HydroReservoir | 2018-06-27 01:00 | 0.92434
HydroReservoir | 2018-06-27 02:00 | 0.92434
HydroReservoir | 2018-06-27 03:00 | 0.92434
HydroReservoir | 2018-06-27 04:00 | 0.92434
HydroReservoir | 2018-06-27 05:00 | 0.92434
HydroReservoir | 2018-06-27 06:00 | 0.92434
HydroReservoir | 2018-06-27 07:00 | 0.92434
HydroReservoir | 2018-06-27 08:00 | 0.87771
HydroReservoir | 2018-06-27 09:00 | 0.87771
HydroReservoir | 2018-06-27 10:00 | 0.87771
HydroReservoir | 2018-06-27 11:00 | 0.87771
HydroReservoir | 2018-06-27 12:00 | 0.87771
HydroReservoir | 2018-06-27 13:00 | 0.87771
HydroReservoir | 2018-06-27 14:00 | 0.87771
HydroReservoir | 2018-06-27 15:00 | 0.87771
HydroReservoir | 2018-06-27 16:00 | 0.87771
HydroReservoir | 2018-06-27 17:00 | 0.91105
HydroReservoir | 2018-06-27 18:00 | 0.91105
HydroReservoir | 2018-06-27 19:00 | 0.91105
HydroReservoir | 2018-06-27 20:00 | 0.91105
HydroReservoir | 2018-06-27 21:00 | 0.91105
HydroReservoir | 2018-06-27 22:00 | 0.91105
HydroReservoir | 2018-06-27 23:00 | 0.91105
HydroReservoir | 2018-06-28 | 0.91105
HydroReservoir | 2018-06-28 01:00 | 0.91105
HydroReservoir | 2018-06-28 02:00 | 0.91105
HydroReservoir | 2018-06-28 03:00 | 0.91105
HydroReservoir | 2018-06-28 04:00 | 0.91105
HydroReservoir | 2018-06-28 05:00 | 0.91105
HydroReservoir | 2018-06-28 06:00 | 0.91105
HydroReservoir | 2018-06-28 07:00 | 0.91105
HydroReservoir | 2018-06-28 08:00 | 0.91105
HydroReservoir | 2018-06-28 09:00 | 0.91105
HydroReservoir | 2018-06-28 10:00 | 0.91105
HydroReservoir | 2018-06-28 11:00 | 0.91105
HydroReservoir | 2018-06-28 12:00 | 0.91105
HydroReservoir | 2018-06-28 13:00 | 0.91105
HydroReservoir | 2018-06-28 14:00 | 0.91105
HydroReservoir | 2018-06-28 15:00 | 0.91105
HydroReservoir | 2018-06-28 16:00 | 0.91105
HydroReservoir | 2018-06-28 17:00 | 0.92434
HydroReservoir | 2018-06-28 18:00 | 0.92434
HydroReservoir | 2018-06-28 19:00 | 0.92434
HydroReservoir | 2018-06-28 20:00 | 0.92434
HydroReservoir | 2018-06-28 21:00 | 0.92434
HydroReservoir | 2018-06-28 22:00 | 0.92434
HydroReservoir | 2018-06-28 23:00 | 0.92434
HydroReservoir | 2018-06-29 | 0.92434
HydroReservoir | 2018-06-29 01:00 | 0.92434
HydroReservoir | 2018-06-29 02:00 | 0.92434
HydroReservoir | 2018-06-29 03:00 | 0.92434
HydroReservoir | 2018-06-29 04:00 | 0.92434
HydroReservoir | 2018-06-29 05:00 | 0.92434
HydroReservoir | 2018-06-29 06:00 | 0.92434
HydroReservoir | 2018-06-29 07:00 | 0.92434
HydroReservoir | 2018-06-29 08:00 | 0.84903
HydroReservoir | 2018-06-29 09:00 | 0.84903
HydroReservoir | 2018-06-29 10:00 | 0.84903
HydroReservoir | 2018-06-29 11:00 | 0.84903
HydroReservoir | 2018-06-29 12:00 | 0.91688
HydroReservoir | 2018-06-29 13:00 | 0.91688
HydroReservoir | 2018-06-29 14:00 | 0.91688
HydroReservoir | 2018-06-29 15:00 | 0.91688
HydroReservoir | 2018-06-29 16:00 | 0.91688
HydroReservoir | 2018-06-29 17:00 | 0.91688
HydroReservoir | 2018-06-29 18:00 | 0.91688
HydroReservoir | 2018-06-29 19:00 | 0.91688
HydroReservoir | 2018-06-29 20:00 | 0.91688
HydroReservoir | 2018-06-29 21:00 | 0.91688
HydroReservoir | 2018-06-29 22:00 | 0.91688
HydroReservoir | 2018-06-29 23:00 | 0.91688
HydroReservoir | 2018-06-30 | 0.91688
HydroReservoir | 2018-06-30 01:00 | 0.91688
HydroReservoir | 2018-06-30 02:00 | 0.91688
HydroReservoir | 2018-06-30 03:00 | 0.91688
HydroReservoir | 2018-06-30 04:00 | 0.91688
HydroReservoir | 2018-06-30 05:00 | 0.91688
HydroReservoir | 2018-06-30 06:00 | 0.91688
HydroReservoir | 2018-06-30 07:00 | 0.91688
HydroReservoir | 2018-06-30 08:00 | 0.91688
HydroReservoir | 2018-06-30 09:00 | 0.91688
HydroReservoir | 2018-06-30 10:00 | 0.91688
HydroReservoir | 2018-06-30 11:00 | 0.91688
HydroReservoir | 2018-06-30 12:00 | 0.91688
HydroReservoir | 2018-06-30 13:00 | 0.91688
HydroReservoir | 2018-06-30 14:00 | 0.91688
HydroReservoir | 2018-06-30 15:00 | 0.91688
HydroReservoir | 2018-06-30 16:00 | 0.91688
HydroReservoir | 2018-06-30 17:00 | 0.91688
HydroReservoir | 2018-06-30 18:00 | 0.91688
HydroReservoir | 2018-06-30 19:00 | 0.91688
HydroReservoir | 2018-06-30 20:00 | 0.91688
HydroReservoir | 2018-06-30 21:00 | 0.91688
HydroReservoir | 2018-06-30 22:00 | 0.91688
HydroReservoir | 2018-06-30 23:00 | 0.91688
HydroReservoir | 2018-07-01 | 0.9093
HydroReservoir | 2018-07-01 01:00 | 0.9093
HydroReservoir | 2018-07-01 02:00 | 0.9093
HydroReservoir | 2018-07-01 03:00 | 0.9093
HydroReservoir | 2018-07-01 04:00 | 0.9093
HydroReservoir | 2018-07-01 05:00 | 0.9093
HydroReservoir | 2018-07-01 06:00 | 0.9093
HydroReservoir | 2018-07-01 07:00 | 0.9093
HydroReservoir | 2018-07-01 08:00 | 0.9093
HydroReservoir | 2018-07-01 09:00 | 0.9093
HydroReservoir | 2018-07-01 10:00 | 0.9093
HydroReservoir | 2018-07-01 11:00 | 0.9093
HydroReservoir | 2018-07-01 12:00 | 0.9093
HydroReservoir | 2018-07-01 13:00 | 0.9093
HydroReservoir | 2018-07-01 14:00 | 0.9093
HydroReservoir | 2018-07-01 15:00 | 0.9093
HydroReservoir | 2018-07-01 16:00 | 0.9093
HydroReservoir | 2018-07-01 17:00 | 0.9093
HydroReservoir | 2018-07-01 18:00 | 0.9093
HydroReservoir | 2018-07-01 19:00 | 0.9093
HydroReservoir | 2018-07-01 20:00 | 0.9093
HydroReservoir | 2018-07-01 21:00 | 0.9093
HydroReservoir | 2018-07-01 22:00 | 0.9093
HydroReservoir | 2018-07-01 23:00 | 0.9093
HydroReservoir | 2018-07-02 | 0.91688
HydroReservoir | 2018-07-02 01:00 | 0.91688
HydroReservoir | 2018-07-02 02:00 | 0.91688
HydroReservoir | 2018-07-02 03:00 | 0.91688
HydroReservoir | 2018-07-02 04:00 | 0.91688
HydroReservoir | 2018-07-02 05:00 | 0.88366
HydroReservoir | 2018-07-02 06:00 | 0.88366
HydroReservoir | 2018-07-02 07:00 | 0.88366
HydroReservoir | 2018-07-02 08:00 | 0.86151
HydroReservoir | 2018-07-02 09:00 | 0.86151
HydroReservoir | 2018-07-02 10:00 | 0.86151
HydroReservoir | 2018-07-02 11:00 | 0.86151
HydroReservoir | 2018-07-02 12:00 | 0.86151
HydroReservoir | 2018-07-02 13:00 | 0.86151
HydroReservoir | 2018-07-02 14:00 | 0.86151
HydroReservoir | 2018-07-02 15:00 | 0.86151
HydroReservoir | 2018-07-02 16:00 | 0.86151
HydroReservoir | 2018-07-02 17:00 | 0.86151
HydroReservoir | 2018-07-02 18:00 | 0.86151
HydroReservoir | 2018-07-02 19:00 | 0.86151
HydroReservoir | 2018-07-02 20:00 | 0.86151
HydroReservoir | 2018-07-02 21:00 | 0.86151
HydroReservoir | 2018-07-02 22:00 | 0.86151
HydroReservoir | 2018-07-02 23:00 | 0.86151
HydroReservoir | 2018-07-03 | 0.86151
HydroReservoir | 2018-07-03 01:00 | 0.86151
HydroReservoir | 2018-07-03 02:00 | 0.86151
HydroReservoir | 2018-07-03 03:00 | 0.86151
HydroReservoir | 2018-07-03 04:00 | 0.86151
HydroReservoir | 2018-07-03 05:00 | 0.86151
HydroReservoir | 2018-07-03 06:00 | 0.86151
HydroReservoir | 2018-07-03 07:00 | 0.84495
HydroReservoir | 2018-07-03 08:00 | 0.84495
HydroReservoir | 2018-07-03 09:00 | 0.84495
HydroReservoir | 2018-07-03 10:00 | 0.84495
HydroReservoir | 2018-07-03 11:00 | 0.84495
HydroReservoir | 2018-07-03 12:00 | 0.84495
HydroReservoir | 2018-07-03 13:00 | 0.84495
HydroReservoir | 2018-07-03 14:00 | 0.84495
HydroReservoir | 2018-07-03 15:00 | 0.84495
HydroReservoir | 2018-07-03 16:00 | 0.84495
HydroReservoir | 2018-07-03 17:00 | 0.84495
HydroReservoir | 2018-07-03 18:00 | 0.84495
HydroReservoir | 2018-07-03 19:00 | 0.84495
HydroReservoir | 2018-07-03 20:00 | 0.84495
HydroReservoir | 2018-07-03 21:00 | 0.84495
HydroReservoir | 2018-07-03 22:00 | 0.84495
HydroReservoir | 2018-07-03 23:00 | 0.84495
HydroReservoir | 2018-07-04 | 0.84495
HydroReservoir | 2018-07-04 01:00 | 0.84495
HydroReservoir | 2018-07-04 02:00 | 0.84495
HydroReservoir | 2018-07-04 03:00 | 0.84495
HydroReservoir | 2018-07-04 04:00 | 0.84495
HydroReservoir | 2018-07-04 05:00 | 0.84495
HydroReservoir | 2018-07-04 06:00 | 0.84495
HydroReservoir | 2018-07-04 07:00 | 0.84495
HydroReservoir | 2018-07-04 08:00 | 0.84495
HydroReservoir | 2018-07-04 09:00 | 0.84495
HydroReservoir | 2018-07-04 10:00 | 0.83134
HydroReservoir | 2018-07-04 11:00 | 0.83134
HydroReservoir | 2018-07-04 12:00 | 0.83134
HydroReservoir | 2018-07-04 13:00 | 0.83134
HydroReservoir | 2018-07-04 14:00 | 0.83134
HydroReservoir | 2018-07-04 15:00 | 0.84495
HydroReservoir | 2018-07-04 16:00 | 0.84495
HydroReservoir | 2018-07-04 17:00 | 0.84495
HydroReservoir | 2018-07-04 18:00 | 0.84495
HydroReservoir | 2018-07-04 19:00 | 0.84495
HydroReservoir | 2018-07-04 20:00 | 0.84495
HydroReservoir | 2018-07-04 21:00 | 0.84495
HydroReservoir | 2018-07-04 22:00 | 0.84495
HydroReservoir | 2018-07-04 23:00 | 0.84495
HydroReservoir | 2018-07-05 | 0.84495
HydroReservoir | 2018-07-05 01:00 | 0.84495
HydroReservoir | 2018-07-05 02:00 | 0.84495
HydroReservoir | 2018-07-05 03:00 | 0.84495
HydroReservoir | 2018-07-05 04:00 | 0.84495
HydroReservoir | 2018-07-05 05:00 | 0.84495
HydroReservoir | 2018-07-05 06:00 | 0.84495
HydroReservoir | 2018-07-05 07:00 | 0.84495
HydroReservoir | 2018-07-05 08:00 | 0.84495
HydroReservoir | 2018-07-05 09:00 | 0.84495
HydroReservoir | 2018-07-05 10:00 | 0.84495
HydroReservoir | 2018-07-05 11:00 | 0.84495
HydroReservoir | 2018-07-05 12:00 | 0.84495
HydroReservoir | 2018-07-05 13:00 | 0.84495
HydroReservoir | 2018-07-05 14:00 | 0.84495
HydroReservoir | 2018-07-05 15:00 | 0.84495
HydroReservoir | 2018-07-05 16:00 | 0.84495
HydroReservoir | 2018-07-05 17:00 | 0.86151
HydroReservoir | 2018-07-05 18:00 | 0.86151
HydroReservoir | 2018-07-05 19:00 | 0.86151
HydroReservoir | 2018-07-05 20:00 | 0.86151
HydroReservoir | 2018-07-05 21:00 | 0.86151
HydroReservoir | 2018-07-05 22:00 | 0.86151
HydroReservoir | 2018-07-05 23:00 | 0.86151
HydroReservoir | 2018-07-06 | 0.86151
HydroReservoir | 2018-07-06 01:00 | 0.86151
HydroReservoir | 2018-07-06 02:00 | 0.86151
HydroReservoir | 2018-07-06 03:00 | 0.86151
HydroReservoir | 2018-07-06 04:00 | 0.86151
HydroReservoir | 2018-07-06 05:00 | 0.86151
HydroReservoir | 2018-07-06 06:00 | 0.86151
HydroReservoir | 2018-07-06 07:00 | 0.86151
HydroReservoir | 2018-07-06 08:00 | 0.86151
HydroReservoir | 2018-07-06 09:00 | 0.86151
HydroReservoir | 2018-07-06 10:00 | 0.86151
HydroReservoir | 2018-07-06 11:00 | 0.86151
HydroReservoir | 2018-07-06 12:00 | 0.86151
HydroReservoir | 2018-07-06 13:00 | 0.86151
HydroReservoir | 2018-07-06 14:00 | 0.86151
HydroReservoir | 2018-07-06 15:00 | 0.86151
HydroReservoir | 2018-07-06 16:00 | 0.88366
HydroReservoir | 2018-07-06 17:00 | 0.88366
HydroReservoir | 2018-07-06 18:00 | 0.88366
HydroReservoir | 2018-07-06 19:00 | 0.88366
HydroReservoir | 2018-07-06 20:00 | 0.88366
HydroReservoir | 2018-07-06 21:00 | 0.88366
HydroReservoir | 2018-07-06 22:00 | 0.88366
HydroReservoir | 2018-07-06 23:00 | 0.88366
HydroReservoir | 2018-07-07 | 0.88366
HydroReservoir | 2018-07-07 01:00 | 0.88366
HydroReservoir | 2018-07-07 02:00 | 0.88366
HydroReservoir | 2018-07-07 03:00 | 0.88366
HydroReservoir | 2018-07-07 04:00 | 0.88366
HydroReservoir | 2018-07-07 05:00 | 0.88366
HydroReservoir | 2018-07-07 06:00 | 0.88366
HydroReservoir | 2018-07-07 07:00 | 0.88366
HydroReservoir | 2018-07-07 08:00 | 0.88366
HydroReservoir | 2018-07-07 09:00 | 0.88366
HydroReservoir | 2018-07-07 10:00 | 0.88366
HydroReservoir | 2018-07-07 11:00 | 0.88366
HydroReservoir | 2018-07-07 12:00 | 0.8692
HydroReservoir | 2018-07-07 13:00 | 0.8692
HydroReservoir | 2018-07-07 14:00 | 0.8692
HydroReservoir | 2018-07-07 15:00 | 0.88366
HydroReservoir | 2018-07-07 16:00 | 0.88366
HydroReservoir | 2018-07-07 17:00 | 0.88366
HydroReservoir | 2018-07-07 18:00 | 0.88366
HydroReservoir | 2018-07-07 19:00 | 0.88366
HydroReservoir | 2018-07-07 20:00 | 0.88366
HydroReservoir | 2018-07-07 21:00 | 0.88366
HydroReservoir | 2018-07-07 22:00 | 0.88366
HydroReservoir | 2018-07-07 23:00 | 0.88366
HydroReservoir | 2018-07-08 | 0.88366
HydroReservoir | 2018-07-08 01:00 | 0.88366
HydroReservoir | 2018-07-08 02:00 | 0.88366
HydroReservoir | 2018-07-08 03:00 | 0.88366
HydroReservoir | 2018-07-08 04:00 | 0.88366
HydroReservoir | 2018-07-08 05:00 | 0.88366
HydroReservoir | 2018-07-08 06:00 | 0.88366
HydroReservoir | 2018-07-08 07:00 | 0.88366
HydroReservoir | 2018-07-08 08:00 | 0.88366
HydroReservoir | 2018-07-08 09:00 | 0.88366
HydroReservoir | 2018-07-08 10:00 | 0.88366
HydroReservoir | 2018-07-08 11:00 | 0.88366
HydroReservoir | 2018-07-08 12:00 | 0.88366
HydroReservoir | 2018-07-08 13:00 | 0.88366
HydroReservoir | 2018-07-08 14:00 | 0.88366
HydroReservoir | 2018-07-08 15:00 | 0.88366
HydroReservoir | 2018-07-08 16:00 | 0.88366
HydroReservoir | 2018-07-08 17:00 | 0.88366
HydroReservoir | 2018-07-08 18:00 | 0.88366
HydroReservoir | 2018-07-08 19:00 | 0.88366
HydroReservoir | 2018-07-08 20:00 | 0.88366
HydroReservoir | 2018-07-08 21:00 | 0.88366
HydroReservoir | 2018-07-08 22:00 | 0.88366
HydroReservoir | 2018-07-08 23:00 | 0.88366
HydroReservoir | 2018-07-09 | 0.88366
HydroReservoir | 2018-07-09 01:00 | 0.88366
HydroReservoir | 2018-07-09 02:00 | 0.88366
HydroReservoir | 2018-07-09 03:00 | 0.88366
HydroReservoir | 2018-07-09 04:00 | 0.88366
HydroReservoir | 2018-07-09 05:00 | 0.88366
HydroReservoir | 2018-07-09 06:00 | 0.88366
HydroReservoir | 2018-07-09 07:00 | 0.88366
HydroReservoir | 2018-07-09 08:00 | 0.84682
HydroReservoir | 2018-07-09 09:00 | 0.84682
HydroReservoir | 2018-07-09 10:00 | 0.84682
HydroReservoir | 2018-07-09 11:00 | 0.84682
HydroReservoir | 2018-07-09 12:00 | 0.84682
HydroReservoir | 2018-07-09 13:00 | 0.84682
HydroReservoir | 2018-07-09 14:00 | 0.84682
HydroReservoir | 2018-07-09 15:00 | 0.84682
HydroReservoir | 2018-07-09 16:00 | 0.84682
HydroReservoir | 2018-07-09 17:00 | 0.85428
HydroReservoir | 2018-07-09 18:00 | 0.85428
HydroReservoir | 2018-07-09 19:00 | 0.85428
HydroReservoir | 2018-07-09 20:00 | 0.85428
HydroReservoir | 2018-07-09 21:00 | 0.85428
HydroReservoir | 2018-07-09 22:00 | 0.85428
HydroReservoir | 2018-07-09 23:00 | 0.85428
HydroReservoir | 2018-07-10 | 0.85428
HydroReservoir | 2018-07-10 01:00 | 0.85428
HydroReservoir | 2018-07-10 02:00 | 0.85428
HydroReservoir | 2018-07-10 03:00 | 0.85428
HydroReservoir | 2018-07-10 04:00 | 0.85428
HydroReservoir | 2018-07-10 05:00 | 0.85428
HydroReservoir | 2018-07-10 06:00 | 0.8263
HydroReservoir | 2018-07-10 07:00 | 0.79925
HydroReservoir | 2018-07-10 08:00 | 0.79925
HydroReservoir | 2018-07-10 09:00 | 0.79925
HydroReservoir | 2018-07-10 10:00 | 0.79925
HydroReservoir | 2018-07-10 11:00 | 0.79925
HydroReservoir | 2018-07-10 12:00 | 0.79925
HydroReservoir | 2018-07-10 13:00 | 0.79925
HydroReservoir | 2018-07-10 14:00 | 0.82723
HydroReservoir | 2018-07-10 15:00 | 0.82723
HydroReservoir | 2018-07-10 16:00 | 0.82723
HydroReservoir | 2018-07-10 17:00 | 0.85428
HydroReservoir | 2018-07-10 18:00 | 0.85428
HydroReservoir | 2018-07-10 19:00 | 0.85428
HydroReservoir | 2018-07-10 20:00 | 0.85428
HydroReservoir | 2018-07-10 21:00 | 0.85428
HydroReservoir | 2018-07-10 22:00 | 0.85428
HydroReservoir | 2018-07-10 23:00 | 0.85428
HydroReservoir | 2018-07-11 | 0.85428
HydroReservoir | 2018-07-11 01:00 | 0.85428
HydroReservoir | 2018-07-11 02:00 | 0.85428
HydroReservoir | 2018-07-11 03:00 | 0.85428
HydroReservoir | 2018-07-11 04:00 | 0.85428
HydroReservoir | 2018-07-11 05:00 | 0.85428
HydroReservoir | 2018-07-11 06:00 | 0.8263
HydroReservoir | 2018-07-11 07:00 | 0.76731
HydroReservoir | 2018-07-11 08:00 | 0.76731
HydroReservoir | 2018-07-11 09:00 | 0.76731
HydroReservoir | 2018-07-11 10:00 | 0.76731
HydroReservoir | 2018-07-11 11:00 | 0.76731
HydroReservoir | 2018-07-11 12:00 | 0.76731
HydroReservoir | 2018-07-11 13:00 | 0.76731
HydroReservoir | 2018-07-11 14:00 | 0.79529
HydroReservoir | 2018-07-11 15:00 | 0.79529
HydroReservoir | 2018-07-11 16:00 | 0.79529
HydroReservoir | 2018-07-11 17:00 | 0.85428
HydroReservoir | 2018-07-11 18:00 | 0.85428
HydroReservoir | 2018-07-11 19:00 | 0.85428
HydroReservoir | 2018-07-11 20:00 | 0.85428
HydroReservoir | 2018-07-11 21:00 | 0.85428
HydroReservoir | 2018-07-11 22:00 | 0.83982
HydroReservoir | 2018-07-11 23:00 | 0.83982
HydroReservoir | 2018-07-12 | 0.85428
HydroReservoir | 2018-07-12 01:00 | 0.85428
HydroReservoir | 2018-07-12 02:00 | 0.85428
HydroReservoir | 2018-07-12 03:00 | 0.85428
HydroReservoir | 2018-07-12 04:00 | 0.85428
HydroReservoir | 2018-07-12 05:00 | 0.85428
HydroReservoir | 2018-07-12 06:00 | 0.8263
HydroReservoir | 2018-07-12 07:00 | 0.8263
HydroReservoir | 2018-07-12 08:00 | 0.8263
HydroReservoir | 2018-07-12 09:00 | 0.8263
HydroReservoir | 2018-07-12 10:00 | 0.8263
HydroReservoir | 2018-07-12 11:00 | 0.8263
HydroReservoir | 2018-07-12 12:00 | 0.8263
HydroReservoir | 2018-07-12 13:00 | 0.8263
HydroReservoir | 2018-07-12 14:00 | 0.85428
HydroReservoir | 2018-07-12 15:00 | 0.85428
HydroReservoir | 2018-07-12 16:00 | 0.85428
HydroReservoir | 2018-07-12 17:00 | 0.85428
HydroReservoir | 2018-07-12 18:00 | 0.86594
HydroReservoir | 2018-07-12 19:00 | 0.88121
HydroReservoir | 2018-07-12 20:00 | 0.88121
HydroReservoir | 2018-07-12 21:00 | 0.88121
HydroReservoir | 2018-07-12 22:00 | 0.88121
HydroReservoir | 2018-07-12 23:00 | 0.88121
HydroReservoir | 2018-07-13 | 0.88121
HydroReservoir | 2018-07-13 01:00 | 0.88121
HydroReservoir | 2018-07-13 02:00 | 0.88121
HydroReservoir | 2018-07-13 03:00 | 0.88121
HydroReservoir | 2018-07-13 04:00 | 0.88121
HydroReservoir | 2018-07-13 05:00 | 0.88121
HydroReservoir | 2018-07-13 06:00 | 0.88121
HydroReservoir | 2018-07-13 07:00 | 0.88121
HydroReservoir | 2018-07-13 08:00 | 0.88121
HydroReservoir | 2018-07-13 09:00 | 0.88121
HydroReservoir | 2018-07-13 10:00 | 0.88121
HydroReservoir | 2018-07-13 11:00 | 0.88121
HydroReservoir | 2018-07-13 12:00 | 0.88121
HydroReservoir | 2018-07-13 13:00 | 0.88121
HydroReservoir | 2018-07-13 14:00 | 0.88121
HydroReservoir | 2018-07-13 15:00 | 0.8959
HydroReservoir | 2018-07-13 16:00 | 0.92912
HydroReservoir | 2018-07-13 17:00 | 0.92912
HydroReservoir | 2018-07-13 18:00 | 0.92912
HydroReservoir | 2018-07-13 19:00 | 0.92912
HydroReservoir | 2018-07-13 20:00 | 0.92912
HydroReservoir | 2018-07-13 21:00 | 0.92912
HydroReservoir | 2018-07-13 22:00 | 0.92912
HydroReservoir | 2018-07-13 23:00 | 0.92912
HydroReservoir | 2018-07-14 | 0.92912
HydroReservoir | 2018-07-14 01:00 | 0.92912
HydroReservoir | 2018-07-14 02:00 | 0.92912
HydroReservoir | 2018-07-14 03:00 | 0.92912
HydroReservoir | 2018-07-14 04:00 | 0.92912
HydroReservoir | 2018-07-14 05:00 | 0.92912
HydroReservoir | 2018-07-14 06:00 | 0.92912
HydroReservoir | 2018-07-14 07:00 | 0.92912
HydroReservoir | 2018-07-14 08:00 | 0.92912
HydroReservoir | 2018-07-14 09:00 | 0.92912
HydroReservoir | 2018-07-14 10:00 | 0.92912
HydroReservoir | 2018-07-14 11:00 | 0.92912
HydroReservoir | 2018-07-14 12:00 | 0.92912
HydroReservoir | 2018-07-14 13:00 | 0.92912
HydroReservoir | 2018-07-14 14:00 | 0.92912
HydroReservoir | 2018-07-14 15:00 | 0.92912
HydroReservoir | 2018-07-14 16:00 | 0.92912
HydroReservoir | 2018-07-14 17:00 | 0.92912
HydroReservoir | 2018-07-14 18:00 | 0.92912
HydroReservoir | 2018-07-14 19:00 | 0.92912
HydroReservoir | 2018-07-14 20:00 | 0.92912
HydroReservoir | 2018-07-14 21:00 | 0.92912
HydroReservoir | 2018-07-14 22:00 | 0.92912
HydroReservoir | 2018-07-14 23:00 | 0.92912
HydroReservoir | 2018-07-15 | 0.92912
HydroReservoir | 2018-07-15 01:00 | 0.92912
HydroReservoir | 2018-07-15 02:00 | 0.92912
HydroReservoir | 2018-07-15 03:00 | 0.92912
HydroReservoir | 2018-07-15 04:00 | 0.92912
HydroReservoir | 2018-07-15 05:00 | 0.92912
HydroReservoir | 2018-07-15 06:00 | 0.92912
HydroReservoir | 2018-07-15 07:00 | 0.92912
HydroReservoir | 2018-07-15 08:00 | 0.92912
HydroReservoir | 2018-07-15 09:00 | 0.92912
HydroReservoir | 2018-07-15 10:00 | 0.92912
HydroReservoir | 2018-07-15 11:00 | 0.92912
HydroReservoir | 2018-07-15 12:00 | 0.92912
HydroReservoir | 2018-07-15 13:00 | 0.92912
HydroReservoir | 2018-07-15 14:00 | 0.92912
HydroReservoir | 2018-07-15 15:00 | 0.92912
HydroReservoir | 2018-07-15 16:00 | 0.92912
HydroReservoir | 2018-07-15 17:00 | 0.92912
HydroReservoir | 2018-07-15 18:00 | 0.92912
HydroReservoir | 2018-07-15 19:00 | 0.92912
HydroReservoir | 2018-07-15 20:00 | 0.92912
HydroReservoir | 2018-07-15 21:00 | 0.92912
HydroReservoir | 2018-07-15 22:00 | 0.92912
HydroReservoir | 2018-07-15 23:00 | 0.92912
HydroReservoir | 2018-07-16 | 0.84811
HydroReservoir | 2018-07-16 01:00 | 0.84811
HydroReservoir | 2018-07-16 02:00 | 0.84811
HydroReservoir | 2018-07-16 03:00 | 0.84811
HydroReservoir | 2018-07-16 04:00 | 0.84811
HydroReservoir | 2018-07-16 05:00 | 0.84811
HydroReservoir | 2018-07-16 06:00 | 0.84811
HydroReservoir | 2018-07-16 07:00 | 0.83645
HydroReservoir | 2018-07-16 08:00 | 0.83645
HydroReservoir | 2018-07-16 09:00 | 0.83645
HydroReservoir | 2018-07-16 10:00 | 0.83645
HydroReservoir | 2018-07-16 11:00 | 0.83645
HydroReservoir | 2018-07-16 12:00 | 0.83645
HydroReservoir | 2018-07-16 13:00 | 0.83645
HydroReservoir | 2018-07-16 14:00 | 0.822
HydroReservoir | 2018-07-16 15:00 | 0.822
HydroReservoir | 2018-07-16 16:00 | 0.83366
HydroReservoir | 2018-07-16 17:00 | 0.83366
HydroReservoir | 2018-07-16 18:00 | 0.84811
HydroReservoir | 2018-07-16 19:00 | 0.92912
HydroReservoir | 2018-07-16 20:00 | 0.92912
HydroReservoir | 2018-07-16 21:00 | 0.92912
HydroReservoir | 2018-07-16 22:00 | 0.92912
HydroReservoir | 2018-07-16 23:00 | 0.92912
HydroReservoir | 2018-07-17 | 0.92912
HydroReservoir | 2018-07-17 01:00 | 0.92912
HydroReservoir | 2018-07-17 02:00 | 0.92912
HydroReservoir | 2018-07-17 03:00 | 0.92912
HydroReservoir | 2018-07-17 04:00 | 0.92912
HydroReservoir | 2018-07-17 05:00 | 0.92912
HydroReservoir | 2018-07-17 06:00 | 0.92912
HydroReservoir | 2018-07-17 07:00 | 0.91746
HydroReservoir | 2018-07-17 08:00 | 0.90301
HydroReservoir | 2018-07-17 09:00 | 0.90301
HydroReservoir | 2018-07-17 10:00 | 0.90301
HydroReservoir | 2018-07-17 11:00 | 0.90301
HydroReservoir | 2018-07-17 12:00 | 0.90301
HydroReservoir | 2018-07-17 13:00 | 0.90301
HydroReservoir | 2018-07-17 14:00 | 0.90301
HydroReservoir | 2018-07-17 15:00 | 0.90301
HydroReservoir | 2018-07-17 16:00 | 0.91467
HydroReservoir | 2018-07-17 17:00 | 0.91467
HydroReservoir | 2018-07-17 18:00 | 0.91467
HydroReservoir | 2018-07-17 19:00 | 0.91467
HydroReservoir | 2018-07-17 20:00 | 0.91467
HydroReservoir | 2018-07-17 21:00 | 0.91467
HydroReservoir | 2018-07-17 22:00 | 0.91467
HydroReservoir | 2018-07-17 23:00 | 0.91467
HydroReservoir | 2018-07-18 | 0.91467
HydroReservoir | 2018-07-18 01:00 | 0.91467
HydroReservoir | 2018-07-18 02:00 | 0.91467
HydroReservoir | 2018-07-18 03:00 | 0.91467
HydroReservoir | 2018-07-18 04:00 | 0.91467
HydroReservoir | 2018-07-18 05:00 | 0.91467
HydroReservoir | 2018-07-18 06:00 | 0.91467
HydroReservoir | 2018-07-18 07:00 | 0.90301
HydroReservoir | 2018-07-18 08:00 | 0.90301
HydroReservoir | 2018-07-18 09:00 | 0.90301
HydroReservoir | 2018-07-18 10:00 | 0.90301
HydroReservoir | 2018-07-18 11:00 | 0.90301
HydroReservoir | 2018-07-18 12:00 | 0.90301
HydroReservoir | 2018-07-18 13:00 | 0.90301
HydroReservoir | 2018-07-18 14:00 | 0.90301
HydroReservoir | 2018-07-18 15:00 | 0.90301
HydroReservoir | 2018-07-18 16:00 | 0.91467
HydroReservoir | 2018-07-18 17:00 | 0.91467
HydroReservoir | 2018-07-18 18:00 | 0.91467
HydroReservoir | 2018-07-18 19:00 | 0.91467
HydroReservoir | 2018-07-18 20:00 | 0.91467
HydroReservoir | 2018-07-18 21:00 | 0.91467
HydroReservoir | 2018-07-18 22:00 | 0.91467
HydroReservoir | 2018-07-18 23:00 | 0.91467
HydroReservoir | 2018-07-19 | 0.91467
HydroReservoir | 2018-07-19 01:00 | 0.91467
HydroReservoir | 2018-07-19 02:00 | 0.91467
HydroReservoir | 2018-07-19 03:00 | 0.91467
HydroReservoir | 2018-07-19 04:00 | 0.91467
HydroReservoir | 2018-07-19 05:00 | 0.91467
HydroReservoir | 2018-07-19 06:00 | 0.91467
HydroReservoir | 2018-07-19 07:00 | 0.90301
HydroReservoir | 2018-07-19 08:00 | 0.90301
HydroReservoir | 2018-07-19 09:00 | 0.90301
HydroReservoir | 2018-07-19 10:00 | 0.90301
HydroReservoir | 2018-07-19 11:00 | 0.90301
HydroReservoir | 2018-07-19 12:00 | 0.88599
HydroReservoir | 2018-07-19 13:00 | 0.88599
HydroReservoir | 2018-07-19 14:00 | 0.8741
HydroReservoir | 2018-07-19 15:00 | 0.8741
HydroReservoir | 2018-07-19 16:00 | 0.88575
HydroReservoir | 2018-07-19 17:00 | 0.91723
HydroReservoir | 2018-07-19 18:00 | 0.92912
HydroReservoir | 2018-07-19 19:00 | 0.92912
HydroReservoir | 2018-07-19 20:00 | 0.92912
HydroReservoir | 2018-07-19 21:00 | 0.92912
HydroReservoir | 2018-07-19 22:00 | 0.92912
HydroReservoir | 2018-07-19 23:00 | 0.92912
HydroReservoir | 2018-07-20 | 0.92912
HydroReservoir | 2018-07-20 01:00 | 0.92912
HydroReservoir | 2018-07-20 02:00 | 0.92912
HydroReservoir | 2018-07-20 03:00 | 0.92912
HydroReservoir | 2018-07-20 04:00 | 0.92912
HydroReservoir | 2018-07-20 05:00 | 0.92912
HydroReservoir | 2018-07-20 06:00 | 0.92912
HydroReservoir | 2018-07-20 07:00 | 0.90312
HydroReservoir | 2018-07-20 08:00 | 0.90312
HydroReservoir | 2018-07-20 09:00 | 0.90312
HydroReservoir | 2018-07-20 10:00 | 0.90312
HydroReservoir | 2018-07-20 11:00 | 0.90312
HydroReservoir | 2018-07-20 12:00 | 0.90312
HydroReservoir | 2018-07-20 13:00 | 0.90312
HydroReservoir | 2018-07-20 14:00 | 0.8699
HydroReservoir | 2018-07-20 15:00 | 0.90312
HydroReservoir | 2018-07-20 16:00 | 0.92912
HydroReservoir | 2018-07-20 17:00 | 0.92912
HydroReservoir | 2018-07-20 18:00 | 0.92912
HydroReservoir | 2018-07-20 19:00 | 0.92912
HydroReservoir | 2018-07-20 20:00 | 0.92912
HydroReservoir | 2018-07-20 21:00 | 0.92912
HydroReservoir | 2018-07-20 22:00 | 0.92912
HydroReservoir | 2018-07-20 23:00 | 0.92912
HydroReservoir | 2018-07-21 | 0.92912
HydroReservoir | 2018-07-21 01:00 | 0.92912
HydroReservoir | 2018-07-21 02:00 | 0.92912
HydroReservoir | 2018-07-21 03:00 | 0.92912
HydroReservoir | 2018-07-21 04:00 | 0.92912
HydroReservoir | 2018-07-21 05:00 | 0.92912
HydroReservoir | 2018-07-21 06:00 | 0.92912
HydroReservoir | 2018-07-21 07:00 | 0.92912
HydroReservoir | 2018-07-21 08:00 | 0.92912
HydroReservoir | 2018-07-21 09:00 | 0.92912
HydroReservoir | 2018-07-21 10:00 | 0.92912
HydroReservoir | 2018-07-21 11:00 | 0.92912
HydroReservoir | 2018-07-21 12:00 | 0.92912
HydroReservoir | 2018-07-21 13:00 | 0.92912
HydroReservoir | 2018-07-21 14:00 | 0.92912
HydroReservoir | 2018-07-21 15:00 | 0.92912
HydroReservoir | 2018-07-21 16:00 | 0.92912
HydroReservoir | 2018-07-21 17:00 | 0.92912
HydroReservoir | 2018-07-21 18:00 | 0.92912
HydroReservoir | 2018-07-21 19:00 | 0.92912
HydroReservoir | 2018-07-21 20:00 | 0.92912
HydroReservoir | 2018-07-21 21:00 | 0.92912
HydroReservoir | 2018-07-21 22:00 | 0.92912
HydroReservoir | 2018-07-21 23:00 | 0.92912
HydroReservoir | 2018-07-22 | 0.92912
HydroReservoir | 2018-07-22 01:00 | 0.92912
HydroReservoir | 2018-07-22 02:00 | 0.92912
HydroReservoir | 2018-07-22 03:00 | 0.92912
HydroReservoir | 2018-07-22 04:00 | 0.92912
HydroReservoir | 2018-07-22 05:00 | 0.92912
HydroReservoir | 2018-07-22 06:00 | 0.92912
HydroReservoir | 2018-07-22 07:00 | 0.92912
HydroReservoir | 2018-07-22 08:00 | 0.92912
HydroReservoir | 2018-07-22 09:00 | 0.92912
HydroReservoir | 2018-07-22 10:00 | 0.92912
HydroReservoir | 2018-07-22 11:00 | 0.92912
HydroReservoir | 2018-07-22 12:00 | 0.92912
HydroReservoir | 2018-07-22 13:00 | 0.92912
HydroReservoir | 2018-07-22 14:00 | 0.92912
HydroReservoir | 2018-07-22 15:00 | 0.92912
HydroReservoir | 2018-07-22 16:00 | 0.92912
HydroReservoir | 2018-07-22 17:00 | 0.92912
HydroReservoir | 2018-07-22 18:00 | 0.92912
HydroReservoir | 2018-07-22 19:00 | 0.92912
HydroReservoir | 2018-07-22 20:00 | 0.92912
HydroReservoir | 2018-07-22 21:00 | 0.92912
HydroReservoir | 2018-07-22 22:00 | 0.92912
HydroReservoir | 2018-07-22 23:00 | 0.92912
HydroReservoir | 2018-07-23 | 0.92912
HydroReservoir | 2018-07-23 01:00 | 0.92912
HydroReservoir | 2018-07-23 02:00 | 0.92912
HydroReservoir | 2018-07-23 03:00 | 0.92912
HydroReservoir | 2018-07-23 04:00 | 0.92912
HydroReservoir | 2018-07-23 05:00 | 0.92912
HydroReservoir | 2018-07-23 06:00 | 0.92912
HydroReservoir | 2018-07-23 07:00 | 0.91746
HydroReservoir | 2018-07-23 08:00 | 0.91746
HydroReservoir | 2018-07-23 09:00 | 0.91746
HydroReservoir | 2018-07-23 10:00 | 0.91746
HydroReservoir | 2018-07-23 11:00 | 0.91746
HydroReservoir | 2018-07-23 12:00 | 0.91746
HydroReservoir | 2018-07-23 13:00 | 0.91746
HydroReservoir | 2018-07-23 14:00 | 0.91746
HydroReservoir | 2018-07-23 15:00 | 0.91746
HydroReservoir | 2018-07-23 16:00 | 0.92912
HydroReservoir | 2018-07-23 17:00 | 0.92912
HydroReservoir | 2018-07-23 18:00 | 0.92912
HydroReservoir | 2018-07-23 19:00 | 0.92912
HydroReservoir | 2018-07-23 20:00 | 0.92912
HydroReservoir | 2018-07-23 21:00 | 0.92912
HydroReservoir | 2018-07-23 22:00 | 0.92912
HydroReservoir | 2018-07-23 23:00 | 0.92912
HydroReservoir | 2018-07-24 | 0.92912
HydroReservoir | 2018-07-24 01:00 | 0.92912
HydroReservoir | 2018-07-24 02:00 | 0.92912
HydroReservoir | 2018-07-24 03:00 | 0.92912
HydroReservoir | 2018-07-24 04:00 | 0.92912
HydroReservoir | 2018-07-24 05:00 | 0.90674
HydroReservoir | 2018-07-24 06:00 | 0.84379
HydroReservoir | 2018-07-24 07:00 | 0.83213
HydroReservoir | 2018-07-24 08:00 | 0.78946
HydroReservoir | 2018-07-24 09:00 | 0.83609
HydroReservoir | 2018-07-24 10:00 | 0.83609
HydroReservoir | 2018-07-24 11:00 | 0.83609
HydroReservoir | 2018-07-24 12:00 | 0.89205
HydroReservoir | 2018-07-24 13:00 | 0.89205
HydroReservoir | 2018-07-24 14:00 | 0.89205
HydroReservoir | 2018-07-24 15:00 | 0.89205
HydroReservoir | 2018-07-24 16:00 | 0.90371
HydroReservoir | 2018-07-24 17:00 | 0.92912
HydroReservoir | 2018-07-24 18:00 | 0.92912
HydroReservoir | 2018-07-24 19:00 | 0.92912
HydroReservoir | 2018-07-24 20:00 | 0.92912
HydroReservoir | 2018-07-24 21:00 | 0.92912
HydroReservoir | 2018-07-24 22:00 | 0.92912
HydroReservoir | 2018-07-24 23:00 | 0.91478
HydroReservoir | 2018-07-25 | 0.91478
HydroReservoir | 2018-07-25 01:00 | 0.91478
HydroReservoir | 2018-07-25 02:00 | 0.91478
HydroReservoir | 2018-07-25 03:00 | 0.91478
HydroReservoir | 2018-07-25 04:00 | 0.91478
HydroReservoir | 2018-07-25 05:00 | 0.91478
HydroReservoir | 2018-07-25 06:00 | 0.91478
HydroReservoir | 2018-07-25 07:00 | 0.90312
HydroReservoir | 2018-07-25 08:00 | 0.81907
HydroReservoir | 2018-07-25 09:00 | 0.81907
HydroReservoir | 2018-07-25 10:00 | 0.81907
HydroReservoir | 2018-07-25 11:00 | 0.81907
HydroReservoir | 2018-07-25 12:00 | 0.81907
HydroReservoir | 2018-07-25 13:00 | 0.81907
HydroReservoir | 2018-07-25 14:00 | 0.81907
HydroReservoir | 2018-07-25 15:00 | 0.81907
HydroReservoir | 2018-07-25 16:00 | 0.83073
HydroReservoir | 2018-07-25 17:00 | 0.91478
HydroReservoir | 2018-07-25 18:00 | 0.92912
HydroReservoir | 2018-07-25 19:00 | 0.92912
HydroReservoir | 2018-07-25 20:00 | 0.90814
HydroReservoir | 2018-07-25 21:00 | 0.90814
HydroReservoir | 2018-07-25 22:00 | 0.90814
HydroReservoir | 2018-07-25 23:00 | 0.90114
HydroReservoir | 2018-07-26 | 0.92912
HydroReservoir | 2018-07-26 01:00 | 0.92912
HydroReservoir | 2018-07-26 02:00 | 0.92912
HydroReservoir | 2018-07-26 03:00 | 0.92912
HydroReservoir | 2018-07-26 04:00 | 0.92912
HydroReservoir | 2018-07-26 05:00 | 0.92912
HydroReservoir | 2018-07-26 06:00 | 0.92912
HydroReservoir | 2018-07-26 07:00 | 0.91746
HydroReservoir | 2018-07-26 08:00 | 0.87585
HydroReservoir | 2018-07-26 09:00 | 0.84787
HydroReservoir | 2018-07-26 10:00 | 0.84787
HydroReservoir | 2018-07-26 11:00 | 0.84787
HydroReservoir | 2018-07-26 12:00 | 0.84787
HydroReservoir | 2018-07-26 13:00 | 0.84787
HydroReservoir | 2018-07-26 14:00 | 0.84787
HydroReservoir | 2018-07-26 15:00 | 0.84787
HydroReservoir | 2018-07-26 16:00 | 0.8875
HydroReservoir | 2018-07-26 17:00 | 0.92912
HydroReservoir | 2018-07-26 18:00 | 0.92912
HydroReservoir | 2018-07-26 19:00 | 0.92912
HydroReservoir | 2018-07-26 20:00 | 0.92912
HydroReservoir | 2018-07-26 21:00 | 0.92912
HydroReservoir | 2018-07-26 22:00 | 0.92912
HydroReservoir | 2018-07-26 23:00 | 0.92912
HydroReservoir | 2018-07-27 | 0.92912
HydroReservoir | 2018-07-27 01:00 | 0.92912
HydroReservoir | 2018-07-27 02:00 | 0.92912
HydroReservoir | 2018-07-27 03:00 | 0.92912
HydroReservoir | 2018-07-27 04:00 | 0.92912
HydroReservoir | 2018-07-27 05:00 | 0.92912
HydroReservoir | 2018-07-27 06:00 | 0.92912
HydroReservoir | 2018-07-27 07:00 | 0.92912
HydroReservoir | 2018-07-27 08:00 | 0.85381
HydroReservoir | 2018-07-27 09:00 | 0.85381
HydroReservoir | 2018-07-27 10:00 | 0.85381
HydroReservoir | 2018-07-27 11:00 | 0.85381
HydroReservoir | 2018-07-27 12:00 | 0.85381
HydroReservoir | 2018-07-27 13:00 | 0.81849
HydroReservoir | 2018-07-27 14:00 | 0.81849
HydroReservoir | 2018-07-27 15:00 | 0.81849
HydroReservoir | 2018-07-27 16:00 | 0.81849
HydroReservoir | 2018-07-27 17:00 | 0.84064
HydroReservoir | 2018-07-27 18:00 | 0.85498
HydroReservoir | 2018-07-27 19:00 | 0.85498
HydroReservoir | 2018-07-27 20:00 | 0.85498
HydroReservoir | 2018-07-27 21:00 | 0.8643
HydroReservoir | 2018-07-27 22:00 | 0.87596
HydroReservoir | 2018-07-27 23:00 | 0.87596
HydroReservoir | 2018-07-28 | 0.87596
HydroReservoir | 2018-07-28 01:00 | 0.87596
HydroReservoir | 2018-07-28 02:00 | 0.87596
HydroReservoir | 2018-07-28 03:00 | 0.87596
HydroReservoir | 2018-07-28 04:00 | 0.87596
HydroReservoir | 2018-07-28 05:00 | 0.87596
HydroReservoir | 2018-07-28 06:00 | 0.87596
HydroReservoir | 2018-07-28 07:00 | 0.87596
HydroReservoir | 2018-07-28 08:00 | 0.87596
HydroReservoir | 2018-07-28 09:00 | 0.87596
HydroReservoir | 2018-07-28 10:00 | 0.87596
HydroReservoir | 2018-07-28 11:00 | 0.87596
HydroReservoir | 2018-07-28 12:00 | 0.87596
HydroReservoir | 2018-07-28 13:00 | 0.87596
HydroReservoir | 2018-07-28 14:00 | 0.87596
HydroReservoir | 2018-07-28 15:00 | 0.87596
HydroReservoir | 2018-07-28 16:00 | 0.87596
HydroReservoir | 2018-07-28 17:00 | 0.87596
HydroReservoir | 2018-07-28 18:00 | 0.87596
HydroReservoir | 2018-07-28 19:00 | 0.87596
HydroReservoir | 2018-07-28 20:00 | 0.87596
HydroReservoir | 2018-07-28 21:00 | 0.87596
HydroReservoir | 2018-07-28 22:00 | 0.87596
HydroReservoir | 2018-07-28 23:00 | 0.87596
HydroReservoir | 2018-07-29 | 0.87596
HydroReservoir | 2018-07-29 01:00 | 0.87596
HydroReservoir | 2018-07-29 02:00 | 0.87596
HydroReservoir | 2018-07-29 03:00 | 0.87596
HydroReservoir | 2018-07-29 04:00 | 0.87596
HydroReservoir | 2018-07-29 05:00 | 0.87596
HydroReservoir | 2018-07-29 06:00 | 0.87596
HydroReservoir | 2018-07-29 07:00 | 0.87596
HydroReservoir | 2018-07-29 08:00 | 0.87596
HydroReservoir | 2018-07-29 09:00 | 0.87596
HydroReservoir | 2018-07-29 10:00 | 0.87596
HydroReservoir | 2018-07-29 11:00 | 0.87596
HydroReservoir | 2018-07-29 12:00 | 0.87596
HydroReservoir | 2018-07-29 13:00 | 0.87596
HydroReservoir | 2018-07-29 14:00 | 0.87596
HydroReservoir | 2018-07-29 15:00 | 0.87596
HydroReservoir | 2018-07-29 16:00 | 0.87596
HydroReservoir | 2018-07-29 17:00 | 0.87596
HydroReservoir | 2018-07-29 18:00 | 0.87596
HydroReservoir | 2018-07-29 19:00 | 0.87596
HydroReservoir | 2018-07-29 20:00 | 0.87596
HydroReservoir | 2018-07-29 21:00 | 0.87596
HydroReservoir | 2018-07-29 22:00 | 0.87596
HydroReservoir | 2018-07-29 23:00 | 0.87596
HydroReservoir | 2018-07-30 | 0.87596
HydroReservoir | 2018-07-30 01:00 | 0.87596
HydroReservoir | 2018-07-30 02:00 | 0.87596
HydroReservoir | 2018-07-30 03:00 | 0.87596
HydroReservoir | 2018-07-30 04:00 | 0.87596
HydroReservoir | 2018-07-30 05:00 | 0.87596
HydroReservoir | 2018-07-30 06:00 | 0.87596
HydroReservoir | 2018-07-30 07:00 | 0.8643
HydroReservoir | 2018-07-30 08:00 | 0.83096
HydroReservoir | 2018-07-30 09:00 | 0.83096
HydroReservoir | 2018-07-30 10:00 | 0.83096
HydroReservoir | 2018-07-30 11:00 | 0.83096
HydroReservoir | 2018-07-30 12:00 | 0.83096
HydroReservoir | 2018-07-30 13:00 | 0.83096
HydroReservoir | 2018-07-30 14:00 | 0.83096
HydroReservoir | 2018-07-30 15:00 | 0.83096
HydroReservoir | 2018-07-30 16:00 | 0.83096
HydroReservoir | 2018-07-30 17:00 | 0.83096
HydroReservoir | 2018-07-30 18:00 | 0.8643
HydroReservoir | 2018-07-30 19:00 | 0.8643
HydroReservoir | 2018-07-30 20:00 | 0.8643
HydroReservoir | 2018-07-30 21:00 | 0.8643
HydroReservoir | 2018-07-30 22:00 | 0.8643
HydroReservoir | 2018-07-30 23:00 | 0.8643
HydroReservoir | 2018-07-31 | 0.8643
HydroReservoir | 2018-07-31 01:00 | 0.8643
HydroReservoir | 2018-07-31 02:00 | 0.8643
HydroReservoir | 2018-07-31 03:00 | 0.8643
HydroReservoir | 2018-07-31 04:00 | 0.8643
HydroReservoir | 2018-07-31 05:00 | 0.8643
HydroReservoir | 2018-07-31 06:00 | 0.8643
HydroReservoir | 2018-07-31 07:00 | 0.8643
HydroReservoir | 2018-07-31 08:00 | 0.81651
HydroReservoir | 2018-07-31 09:00 | 0.81651
HydroReservoir | 2018-07-31 10:00 | 0.81651
HydroReservoir | 2018-07-31 11:00 | 0.81651
HydroReservoir | 2018-07-31 12:00 | 0.81651
HydroReservoir | 2018-07-31 13:00 | 0.81651
HydroReservoir | 2018-07-31 14:00 | 0.81651
HydroReservoir | 2018-07-31 15:00 | 0.81651
HydroReservoir | 2018-07-31 16:00 | 0.83096
HydroReservoir | 2018-07-31 17:00 | 0.83096
HydroReservoir | 2018-07-31 18:00 | 0.8643
HydroReservoir | 2018-07-31 19:00 | 0.8643
HydroReservoir | 2018-07-31 20:00 | 0.8643
HydroReservoir | 2018-07-31 21:00 | 0.8643
HydroReservoir | 2018-07-31 22:00 | 0.8643
HydroReservoir | 2018-07-31 23:00 | 0.8643
HydroReservoir | 2018-08-01 | 0.8643
HydroReservoir | 2018-08-01 01:00 | 0.8643
HydroReservoir | 2018-08-01 02:00 | 0.8643
HydroReservoir | 2018-08-01 03:00 | 0.8643
HydroReservoir | 2018-08-01 04:00 | 0.8643
HydroReservoir | 2018-08-01 05:00 | 0.8643
HydroReservoir | 2018-08-01 06:00 | 0.8643
HydroReservoir | 2018-08-01 07:00 | 0.8643
HydroReservoir | 2018-08-01 08:00 | 0.8643
HydroReservoir | 2018-08-01 09:00 | 0.8643
HydroReservoir | 2018-08-01 10:00 | 0.8643
HydroReservoir | 2018-08-01 11:00 | 0.8643
HydroReservoir | 2018-08-01 12:00 | 0.8643
HydroReservoir | 2018-08-01 13:00 | 0.8643
HydroReservoir | 2018-08-01 14:00 | 0.8643
HydroReservoir | 2018-08-01 15:00 | 0.8643
HydroReservoir | 2018-08-01 16:00 | 0.8643
HydroReservoir | 2018-08-01 17:00 | 0.8643
HydroReservoir | 2018-08-01 18:00 | 0.8643
HydroReservoir | 2018-08-01 19:00 | 0.8643
HydroReservoir | 2018-08-01 20:00 | 0.8643
HydroReservoir | 2018-08-01 21:00 | 0.8643
HydroReservoir | 2018-08-01 22:00 | 0.8643
HydroReservoir | 2018-08-01 23:00 | 0.8643
HydroReservoir | 2018-08-02 | 0.84332
HydroReservoir | 2018-08-02 01:00 | 0.84332
HydroReservoir | 2018-08-02 02:00 | 0.84332
HydroReservoir | 2018-08-02 03:00 | 0.8643
HydroReservoir | 2018-08-02 04:00 | 0.8643
HydroReservoir | 2018-08-02 05:00 | 0.8643
HydroReservoir | 2018-08-02 06:00 | 0.8643
HydroReservoir | 2018-08-02 07:00 | 0.8643
HydroReservoir | 2018-08-02 08:00 | 0.8643
HydroReservoir | 2018-08-02 09:00 | 0.8643
HydroReservoir | 2018-08-02 10:00 | 0.8643
HydroReservoir | 2018-08-02 11:00 | 0.8643
HydroReservoir | 2018-08-02 12:00 | 0.8643
HydroReservoir | 2018-08-02 13:00 | 0.8643
HydroReservoir | 2018-08-02 14:00 | 0.8643
HydroReservoir | 2018-08-02 15:00 | 0.8643
HydroReservoir | 2018-08-02 16:00 | 0.8643
HydroReservoir | 2018-08-02 17:00 | 0.8643
HydroReservoir | 2018-08-02 18:00 | 0.8643
HydroReservoir | 2018-08-02 19:00 | 0.8643
HydroReservoir | 2018-08-02 20:00 | 0.8643
HydroReservoir | 2018-08-02 21:00 | 0.8643
HydroReservoir | 2018-08-02 22:00 | 0.8643
HydroReservoir | 2018-08-02 23:00 | 0.8643
HydroReservoir | 2018-08-03 | 0.8643
HydroReservoir | 2018-08-03 01:00 | 0.8643
HydroReservoir | 2018-08-03 02:00 | 0.8643
HydroReservoir | 2018-08-03 03:00 | 0.8643
HydroReservoir | 2018-08-03 04:00 | 0.8643
HydroReservoir | 2018-08-03 05:00 | 0.8643
HydroReservoir | 2018-08-03 06:00 | 0.8643
HydroReservoir | 2018-08-03 07:00 | 0.8643
HydroReservoir | 2018-08-03 08:00 | 0.8643
HydroReservoir | 2018-08-03 09:00 | 0.8643
HydroReservoir | 2018-08-03 10:00 | 0.8643
HydroReservoir | 2018-08-03 11:00 | 0.8643
HydroReservoir | 2018-08-03 12:00 | 0.8643
HydroReservoir | 2018-08-03 13:00 | 0.8643
HydroReservoir | 2018-08-03 14:00 | 0.8643
HydroReservoir | 2018-08-03 15:00 | 0.8643
HydroReservoir | 2018-08-03 16:00 | 0.8643
HydroReservoir | 2018-08-03 17:00 | 0.8643
HydroReservoir | 2018-08-03 18:00 | 0.8643
HydroReservoir | 2018-08-03 19:00 | 0.84332
HydroReservoir | 2018-08-03 20:00 | 0.8643
HydroReservoir | 2018-08-03 21:00 | 0.8643
HydroReservoir | 2018-08-03 22:00 | 0.8643
HydroReservoir | 2018-08-03 23:00 | 0.8643
HydroReservoir | 2018-08-04 | 0.8643
HydroReservoir | 2018-08-04 01:00 | 0.8643
HydroReservoir | 2018-08-04 02:00 | 0.8643
HydroReservoir | 2018-08-04 03:00 | 0.8643
HydroReservoir | 2018-08-04 04:00 | 0.8643
HydroReservoir | 2018-08-04 05:00 | 0.8643
HydroReservoir | 2018-08-04 06:00 | 0.8643
HydroReservoir | 2018-08-04 07:00 | 0.8643
HydroReservoir | 2018-08-04 08:00 | 0.8643
HydroReservoir | 2018-08-04 09:00 | 0.8643
HydroReservoir | 2018-08-04 10:00 | 0.8643
HydroReservoir | 2018-08-04 11:00 | 0.8643
HydroReservoir | 2018-08-04 12:00 | 0.8643
HydroReservoir | 2018-08-04 13:00 | 0.8643
HydroReservoir | 2018-08-04 14:00 | 0.8643
HydroReservoir | 2018-08-04 15:00 | 0.8643
HydroReservoir | 2018-08-04 16:00 | 0.8643
HydroReservoir | 2018-08-04 17:00 | 0.8643
HydroReservoir | 2018-08-04 18:00 | 0.8643
HydroReservoir | 2018-08-04 19:00 | 0.8643
HydroReservoir | 2018-08-04 20:00 | 0.8643
HydroReservoir | 2018-08-04 21:00 | 0.8643
HydroReservoir | 2018-08-04 22:00 | 0.8643
HydroReservoir | 2018-08-04 23:00 | 0.8643
HydroReservoir | 2018-08-05 | 0.8643
HydroReservoir | 2018-08-05 01:00 | 0.8643
HydroReservoir | 2018-08-05 02:00 | 0.8643
HydroReservoir | 2018-08-05 03:00 | 0.8643
HydroReservoir | 2018-08-05 04:00 | 0.8643
HydroReservoir | 2018-08-05 05:00 | 0.8643
HydroReservoir | 2018-08-05 06:00 | 0.8643
HydroReservoir | 2018-08-05 07:00 | 0.8643
HydroReservoir | 2018-08-05 08:00 | 0.8643
HydroReservoir | 2018-08-05 09:00 | 0.8643
HydroReservoir | 2018-08-05 10:00 | 0.8643
HydroReservoir | 2018-08-05 11:00 | 0.8643
HydroReservoir | 2018-08-05 12:00 | 0.8643
HydroReservoir | 2018-08-05 13:00 | 0.8643
HydroReservoir | 2018-08-05 14:00 | 0.8643
HydroReservoir | 2018-08-05 15:00 | 0.8643
HydroReservoir | 2018-08-05 16:00 | 0.8643
HydroReservoir | 2018-08-05 17:00 | 0.8643
HydroReservoir | 2018-08-05 18:00 | 0.8643
HydroReservoir | 2018-08-05 19:00 | 0.8643
HydroReservoir | 2018-08-05 20:00 | 0.8643
HydroReservoir | 2018-08-05 21:00 | 0.8643
HydroReservoir | 2018-08-05 22:00 | 0.8643
HydroReservoir | 2018-08-05 23:00 | 0.8643
HydroReservoir | 2018-08-06 | 0.8643
HydroReservoir | 2018-08-06 01:00 | 0.8643
HydroReservoir | 2018-08-06 02:00 | 0.8643
HydroReservoir | 2018-08-06 03:00 | 0.8643
HydroReservoir | 2018-08-06 04:00 | 0.8643
HydroReservoir | 2018-08-06 05:00 | 0.8643
HydroReservoir | 2018-08-06 06:00 | 0.8643
HydroReservoir | 2018-08-06 07:00 | 0.8643
HydroReservoir | 2018-08-06 08:00 | 0.84962
HydroReservoir | 2018-08-06 09:00 | 0.84962
HydroReservoir | 2018-08-06 10:00 | 0.84962
HydroReservoir | 2018-08-06 11:00 | 0.84962
HydroReservoir | 2018-08-06 12:00 | 0.8643
HydroReservoir | 2018-08-06 13:00 | 0.8643
HydroReservoir | 2018-08-06 14:00 | 0.8643
HydroReservoir | 2018-08-06 15:00 | 0.8643
HydroReservoir | 2018-08-06 16:00 | 0.8643
HydroReservoir | 2018-08-06 17:00 | 0.8643
HydroReservoir | 2018-08-06 18:00 | 0.8643
HydroReservoir | 2018-08-06 19:00 | 0.8643
HydroReservoir | 2018-08-06 20:00 | 0.8643
HydroReservoir | 2018-08-06 21:00 | 0.8643
HydroReservoir | 2018-08-06 22:00 | 0.8643
HydroReservoir | 2018-08-06 23:00 | 0.8643
HydroReservoir | 2018-08-07 | 0.8643
HydroReservoir | 2018-08-07 01:00 | 0.8643
HydroReservoir | 2018-08-07 02:00 | 0.8643
HydroReservoir | 2018-08-07 03:00 | 0.8643
HydroReservoir | 2018-08-07 04:00 | 0.8643
HydroReservoir | 2018-08-07 05:00 | 0.8643
HydroReservoir | 2018-08-07 06:00 | 0.8643
HydroReservoir | 2018-08-07 07:00 | 0.8643
HydroReservoir | 2018-08-07 08:00 | 0.84903
HydroReservoir | 2018-08-07 09:00 | 0.84903
HydroReservoir | 2018-08-07 10:00 | 0.84903
HydroReservoir | 2018-08-07 11:00 | 0.84903
HydroReservoir | 2018-08-07 12:00 | 0.84903
HydroReservoir | 2018-08-07 13:00 | 0.82642
HydroReservoir | 2018-08-07 14:00 | 0.79319
HydroReservoir | 2018-08-07 15:00 | 0.79319
HydroReservoir | 2018-08-07 16:00 | 0.8643
HydroReservoir | 2018-08-07 17:00 | 0.8643
HydroReservoir | 2018-08-07 18:00 | 0.8643
HydroReservoir | 2018-08-07 19:00 | 0.8643
HydroReservoir | 2018-08-07 20:00 | 0.8643
HydroReservoir | 2018-08-07 21:00 | 0.8643
HydroReservoir | 2018-08-07 22:00 | 0.8643
HydroReservoir | 2018-08-07 23:00 | 0.8643
HydroReservoir | 2018-08-08 | 0.8643
HydroReservoir | 2018-08-08 01:00 | 0.8643
HydroReservoir | 2018-08-08 02:00 | 0.8643
HydroReservoir | 2018-08-08 03:00 | 0.8643
HydroReservoir | 2018-08-08 04:00 | 0.8643
HydroReservoir | 2018-08-08 05:00 | 0.8643
HydroReservoir | 2018-08-08 06:00 | 0.8643
HydroReservoir | 2018-08-08 07:00 | 0.8643
HydroReservoir | 2018-08-08 08:00 | 0.8643
HydroReservoir | 2018-08-08 09:00 | 0.8643
HydroReservoir | 2018-08-08 10:00 | 0.8643
HydroReservoir | 2018-08-08 11:00 | 0.8643
HydroReservoir | 2018-08-08 12:00 | 0.8643
HydroReservoir | 2018-08-08 13:00 | 0.8643
HydroReservoir | 2018-08-08 14:00 | 0.8643
HydroReservoir | 2018-08-08 15:00 | 0.8643
HydroReservoir | 2018-08-08 16:00 | 0.8643
HydroReservoir | 2018-08-08 17:00 | 0.8643
HydroReservoir | 2018-08-08 18:00 | 0.8643
HydroReservoir | 2018-08-08 19:00 | 0.8643
HydroReservoir | 2018-08-08 20:00 | 0.8643
HydroReservoir | 2018-08-08 21:00 | 0.8643
HydroReservoir | 2018-08-08 22:00 | 0.8643
HydroReservoir | 2018-08-08 23:00 | 0.8643
HydroReservoir | 2018-08-09 | 0.8643
HydroReservoir | 2018-08-09 01:00 | 0.8643
HydroReservoir | 2018-08-09 02:00 | 0.8643
HydroReservoir | 2018-08-09 03:00 | 0.8643
HydroReservoir | 2018-08-09 04:00 | 0.8643
HydroReservoir | 2018-08-09 05:00 | 0.8643
HydroReservoir | 2018-08-09 06:00 | 0.8643
HydroReservoir | 2018-08-09 07:00 | 0.84332
HydroReservoir | 2018-08-09 08:00 | 0.84332
HydroReservoir | 2018-08-09 09:00 | 0.84332
HydroReservoir | 2018-08-09 10:00 | 0.84332
HydroReservoir | 2018-08-09 11:00 | 0.84332
HydroReservoir | 2018-08-09 12:00 | 0.84332
HydroReservoir | 2018-08-09 13:00 | 0.84332
HydroReservoir | 2018-08-09 14:00 | 0.8101
HydroReservoir | 2018-08-09 15:00 | 0.84332
HydroReservoir | 2018-08-09 16:00 | 0.84332
HydroReservoir | 2018-08-09 17:00 | 0.8643
HydroReservoir | 2018-08-09 18:00 | 0.8643
HydroReservoir | 2018-08-09 19:00 | 0.8643
HydroReservoir | 2018-08-09 20:00 | 0.8643
HydroReservoir | 2018-08-09 21:00 | 0.8643
HydroReservoir | 2018-08-09 22:00 | 0.8643
HydroReservoir | 2018-08-09 23:00 | 0.8643
HydroReservoir | 2018-08-10 | 0.8643
HydroReservoir | 2018-08-10 01:00 | 0.8643
HydroReservoir | 2018-08-10 02:00 | 0.8643
HydroReservoir | 2018-08-10 03:00 | 0.8643
HydroReservoir | 2018-08-10 04:00 | 0.8643
HydroReservoir | 2018-08-10 05:00 | 0.8643
HydroReservoir | 2018-08-10 06:00 | 0.8643
HydroReservoir | 2018-08-10 07:00 | 0.8643
HydroReservoir | 2018-08-10 08:00 | 0.84332
HydroReservoir | 2018-08-10 09:00 | 0.84332
HydroReservoir | 2018-08-10 10:00 | 0.84332
HydroReservoir | 2018-08-10 11:00 | 0.84332
HydroReservoir | 2018-08-10 12:00 | 0.8643
HydroReservoir | 2018-08-10 13:00 | 0.8643
HydroReservoir | 2018-08-10 14:00 | 0.8643
HydroReservoir | 2018-08-10 15:00 | 0.8643
HydroReservoir | 2018-08-10 16:00 | 0.8643
HydroReservoir | 2018-08-10 17:00 | 0.8643
HydroReservoir | 2018-08-10 18:00 | 0.8643
HydroReservoir | 2018-08-10 19:00 | 0.8643
HydroReservoir | 2018-08-10 20:00 | 0.8643
HydroReservoir | 2018-08-10 21:00 | 0.8643
HydroReservoir | 2018-08-10 22:00 | 0.8643
HydroReservoir | 2018-08-10 23:00 | 0.8643
HydroReservoir | 2018-08-11 | 0.8643
HydroReservoir | 2018-08-11 01:00 | 0.8643
HydroReservoir | 2018-08-11 02:00 | 0.8643
HydroReservoir | 2018-08-11 03:00 | 0.8643
HydroReservoir | 2018-08-11 04:00 | 0.8643
HydroReservoir | 2018-08-11 05:00 | 0.8643
HydroReservoir | 2018-08-11 06:00 | 0.8643
HydroReservoir | 2018-08-11 07:00 | 0.8643
HydroReservoir | 2018-08-11 08:00 | 0.8643
HydroReservoir | 2018-08-11 09:00 | 0.8643
HydroReservoir | 2018-08-11 10:00 | 0.8643
HydroReservoir | 2018-08-11 11:00 | 0.8643
HydroReservoir | 2018-08-11 12:00 | 0.8643
HydroReservoir | 2018-08-11 13:00 | 0.8643
HydroReservoir | 2018-08-11 14:00 | 0.8643
HydroReservoir | 2018-08-11 15:00 | 0.8643
HydroReservoir | 2018-08-11 16:00 | 0.8643
HydroReservoir | 2018-08-11 17:00 | 0.8643
HydroReservoir | 2018-08-11 18:00 | 0.8643
HydroReservoir | 2018-08-11 19:00 | 0.8643
HydroReservoir | 2018-08-11 20:00 | 0.8643
HydroReservoir | 2018-08-11 21:00 | 0.8643
HydroReservoir | 2018-08-11 22:00 | 0.8643
HydroReservoir | 2018-08-11 23:00 | 0.8643
HydroReservoir | 2018-08-12 | 0.8643
HydroReservoir | 2018-08-12 01:00 | 0.8643
HydroReservoir | 2018-08-12 02:00 | 0.8643
HydroReservoir | 2018-08-12 03:00 | 0.8643
HydroReservoir | 2018-08-12 04:00 | 0.8643
HydroReservoir | 2018-08-12 05:00 | 0.8643
HydroReservoir | 2018-08-12 06:00 | 0.8643
HydroReservoir | 2018-08-12 07:00 | 0.8643
HydroReservoir | 2018-08-12 08:00 | 0.8643
HydroReservoir | 2018-08-12 09:00 | 0.8643
HydroReservoir | 2018-08-12 10:00 | 0.8643
HydroReservoir | 2018-08-12 11:00 | 0.8643
HydroReservoir | 2018-08-12 12:00 | 0.8643
HydroReservoir | 2018-08-12 13:00 | 0.8643
HydroReservoir | 2018-08-12 14:00 | 0.8643
HydroReservoir | 2018-08-12 15:00 | 0.8643
HydroReservoir | 2018-08-12 16:00 | 0.8643
HydroReservoir | 2018-08-12 17:00 | 0.8643
HydroReservoir | 2018-08-12 18:00 | 0.8643
HydroReservoir | 2018-08-12 19:00 | 0.8643
HydroReservoir | 2018-08-12 20:00 | 0.8643
HydroReservoir | 2018-08-12 21:00 | 0.8643
HydroReservoir | 2018-08-12 22:00 | 0.8643
HydroReservoir | 2018-08-12 23:00 | 0.8643
HydroReservoir | 2018-08-13 | 0.8643
HydroReservoir | 2018-08-13 01:00 | 0.8643
HydroReservoir | 2018-08-13 02:00 | 0.8643
HydroReservoir | 2018-08-13 03:00 | 0.8643
HydroReservoir | 2018-08-13 04:00 | 0.8643
HydroReservoir | 2018-08-13 05:00 | 0.8643
HydroReservoir | 2018-08-13 06:00 | 0.8643
HydroReservoir | 2018-08-13 07:00 | 0.8643
HydroReservoir | 2018-08-13 08:00 | 0.8643
HydroReservoir | 2018-08-13 09:00 | 0.8643
HydroReservoir | 2018-08-13 10:00 | 0.8643
HydroReservoir | 2018-08-13 11:00 | 0.8643
HydroReservoir | 2018-08-13 12:00 | 0.8643
HydroReservoir | 2018-08-13 13:00 | 0.8643
HydroReservoir | 2018-08-13 14:00 | 0.84763
HydroReservoir | 2018-08-13 15:00 | 0.8643
HydroReservoir | 2018-08-13 16:00 | 0.8643
HydroReservoir | 2018-08-13 17:00 | 0.8643
HydroReservoir | 2018-08-13 18:00 | 0.8643
HydroReservoir | 2018-08-13 19:00 | 0.8643
HydroReservoir | 2018-08-13 20:00 | 0.8643
HydroReservoir | 2018-08-13 21:00 | 0.8643
HydroReservoir | 2018-08-13 22:00 | 0.8643
HydroReservoir | 2018-08-13 23:00 | 0.8643
HydroReservoir | 2018-08-14 | 0.8643
HydroReservoir | 2018-08-14 01:00 | 0.8643
HydroReservoir | 2018-08-14 02:00 | 0.8643
HydroReservoir | 2018-08-14 03:00 | 0.8643
HydroReservoir | 2018-08-14 04:00 | 0.8643
HydroReservoir | 2018-08-14 05:00 | 0.8643
HydroReservoir | 2018-08-14 06:00 | 0.8643
HydroReservoir | 2018-08-14 07:00 | 0.8643
HydroReservoir | 2018-08-14 08:00 | 0.8643
HydroReservoir | 2018-08-14 09:00 | 0.8643
HydroReservoir | 2018-08-14 10:00 | 0.8643
HydroReservoir | 2018-08-14 11:00 | 0.8643
HydroReservoir | 2018-08-14 12:00 | 0.8643
HydroReservoir | 2018-08-14 13:00 | 0.8643
HydroReservoir | 2018-08-14 14:00 | 0.8643
HydroReservoir | 2018-08-14 15:00 | 0.8643
HydroReservoir | 2018-08-14 16:00 | 0.8643
HydroReservoir | 2018-08-14 17:00 | 0.8643
HydroReservoir | 2018-08-14 18:00 | 0.8643
HydroReservoir | 2018-08-14 19:00 | 0.8643
HydroReservoir | 2018-08-14 20:00 | 0.8643
HydroReservoir | 2018-08-14 21:00 | 0.8643
HydroReservoir | 2018-08-14 22:00 | 0.8643
HydroReservoir | 2018-08-14 23:00 | 0.8643
HydroReservoir | 2018-08-15 | 0.8643
HydroReservoir | 2018-08-15 01:00 | 0.8643
HydroReservoir | 2018-08-15 02:00 | 0.8643
HydroReservoir | 2018-08-15 03:00 | 0.8643
HydroReservoir | 2018-08-15 04:00 | 0.8643
HydroReservoir | 2018-08-15 05:00 | 0.8643
HydroReservoir | 2018-08-15 06:00 | 0.8643
HydroReservoir | 2018-08-15 07:00 | 0.8643
HydroReservoir | 2018-08-15 08:00 | 0.8643
HydroReservoir | 2018-08-15 09:00 | 0.8643
HydroReservoir | 2018-08-15 10:00 | 0.8643
HydroReservoir | 2018-08-15 11:00 | 0.8643
HydroReservoir | 2018-08-15 12:00 | 0.8643
HydroReservoir | 2018-08-15 13:00 | 0.8643
HydroReservoir | 2018-08-15 14:00 | 0.8643
HydroReservoir | 2018-08-15 15:00 | 0.8643
HydroReservoir | 2018-08-15 16:00 | 0.8643
HydroReservoir | 2018-08-15 17:00 | 0.8643
HydroReservoir | 2018-08-15 18:00 | 0.8643
HydroReservoir | 2018-08-15 19:00 | 0.8643
HydroReservoir | 2018-08-15 20:00 | 0.8643
HydroReservoir | 2018-08-15 21:00 | 0.8643
HydroReservoir | 2018-08-15 22:00 | 0.8643
HydroReservoir | 2018-08-15 23:00 | 0.8643
HydroReservoir | 2018-08-16 | 0.8643
HydroReservoir | 2018-08-16 01:00 | 0.8643
HydroReservoir | 2018-08-16 02:00 | 0.8643
HydroReservoir | 2018-08-16 03:00 | 0.8643
HydroReservoir | 2018-08-16 04:00 | 0.8643
HydroReservoir | 2018-08-16 05:00 | 0.8643
HydroReservoir | 2018-08-16 06:00 | 0.8643
HydroReservoir | 2018-08-16 07:00 | 0.8643
HydroReservoir | 2018-08-16 08:00 | 0.81954
HydroReservoir | 2018-08-16 09:00 | 0.81954
HydroReservoir | 2018-08-16 10:00 | 0.81954
HydroReservoir | 2018-08-16 11:00 | 0.81954
HydroReservoir | 2018-08-16 12:00 | 0.81954
HydroReservoir | 2018-08-16 13:00 | 0.81954
HydroReservoir | 2018-08-16 14:00 | 0.81954
HydroReservoir | 2018-08-16 15:00 | 0.81954
HydroReservoir | 2018-08-16 16:00 | 0.8643
HydroReservoir | 2018-08-16 17:00 | 0.8643
HydroReservoir | 2018-08-16 18:00 | 0.8643
HydroReservoir | 2018-08-16 19:00 | 0.8643
HydroReservoir | 2018-08-16 20:00 | 0.8643
HydroReservoir | 2018-08-16 21:00 | 0.8643
HydroReservoir | 2018-08-16 22:00 | 0.8643
HydroReservoir | 2018-08-16 23:00 | 0.8643
HydroReservoir | 2018-08-17 | 0.8643
HydroReservoir | 2018-08-17 01:00 | 0.8643
HydroReservoir | 2018-08-17 02:00 | 0.8643
HydroReservoir | 2018-08-17 03:00 | 0.8643
HydroReservoir | 2018-08-17 04:00 | 0.8643
HydroReservoir | 2018-08-17 05:00 | 0.8643
HydroReservoir | 2018-08-17 06:00 | 0.8643
HydroReservoir | 2018-08-17 07:00 | 0.8643
HydroReservoir | 2018-08-17 08:00 | 0.81954
HydroReservoir | 2018-08-17 09:00 | 0.81954
HydroReservoir | 2018-08-17 10:00 | 0.81954
HydroReservoir | 2018-08-17 11:00 | 0.81954
HydroReservoir | 2018-08-17 12:00 | 0.8312
HydroReservoir | 2018-08-17 13:00 | 0.8312
HydroReservoir | 2018-08-17 14:00 | 0.8312
HydroReservoir | 2018-08-17 15:00 | 0.8312
HydroReservoir | 2018-08-17 16:00 | 0.87596
HydroReservoir | 2018-08-17 17:00 | 0.95127
HydroReservoir | 2018-08-17 18:00 | 0.95127
HydroReservoir | 2018-08-17 19:00 | 0.95127
HydroReservoir | 2018-08-17 20:00 | 0.95127
HydroReservoir | 2018-08-17 21:00 | 0.95127
HydroReservoir | 2018-08-17 22:00 | 0.95127
HydroReservoir | 2018-08-17 23:00 | 0.95127
HydroReservoir | 2018-08-18 | 0.95127
HydroReservoir | 2018-08-18 01:00 | 0.95127
HydroReservoir | 2018-08-18 02:00 | 0.95127
HydroReservoir | 2018-08-18 03:00 | 0.95127
HydroReservoir | 2018-08-18 04:00 | 0.95127
HydroReservoir | 2018-08-18 05:00 | 0.95127
HydroReservoir | 2018-08-18 06:00 | 0.95127
HydroReservoir | 2018-08-18 07:00 | 0.95127
HydroReservoir | 2018-08-18 08:00 | 0.95127
HydroReservoir | 2018-08-18 09:00 | 0.95127
HydroReservoir | 2018-08-18 10:00 | 0.95127
HydroReservoir | 2018-08-18 11:00 | 0.95127
HydroReservoir | 2018-08-18 12:00 | 0.95127
HydroReservoir | 2018-08-18 13:00 | 0.95127
HydroReservoir | 2018-08-18 14:00 | 0.95127
HydroReservoir | 2018-08-18 15:00 | 0.95127
HydroReservoir | 2018-08-18 16:00 | 0.95127
HydroReservoir | 2018-08-18 17:00 | 0.95127
HydroReservoir | 2018-08-18 18:00 | 0.95127
HydroReservoir | 2018-08-18 19:00 | 0.95127
HydroReservoir | 2018-08-18 20:00 | 0.95127
HydroReservoir | 2018-08-18 21:00 | 0.95127
HydroReservoir | 2018-08-18 22:00 | 0.95127
HydroReservoir | 2018-08-18 23:00 | 0.95127
HydroReservoir | 2018-08-19 | 0.95127
HydroReservoir | 2018-08-19 01:00 | 0.95127
HydroReservoir | 2018-08-19 02:00 | 0.95127
HydroReservoir | 2018-08-19 03:00 | 0.95127
HydroReservoir | 2018-08-19 04:00 | 0.95127
HydroReservoir | 2018-08-19 05:00 | 0.95127
HydroReservoir | 2018-08-19 06:00 | 0.95127
HydroReservoir | 2018-08-19 07:00 | 0.95127
HydroReservoir | 2018-08-19 08:00 | 0.95127
HydroReservoir | 2018-08-19 09:00 | 0.95127
HydroReservoir | 2018-08-19 10:00 | 0.95127
HydroReservoir | 2018-08-19 11:00 | 0.95127
HydroReservoir | 2018-08-19 12:00 | 0.95127
HydroReservoir | 2018-08-19 13:00 | 0.95127
HydroReservoir | 2018-08-19 14:00 | 0.95127
HydroReservoir | 2018-08-19 15:00 | 0.95127
HydroReservoir | 2018-08-19 16:00 | 0.95127
HydroReservoir | 2018-08-19 17:00 | 0.95127
HydroReservoir | 2018-08-19 18:00 | 0.95127
HydroReservoir | 2018-08-19 19:00 | 0.95127
HydroReservoir | 2018-08-19 20:00 | 0.95127
HydroReservoir | 2018-08-19 21:00 | 0.95127
HydroReservoir | 2018-08-19 22:00 | 0.95127
HydroReservoir | 2018-08-19 23:00 | 0.95127
HydroReservoir | 2018-08-20 | 0.95127
HydroReservoir | 2018-08-20 01:00 | 0.95127
HydroReservoir | 2018-08-20 02:00 | 0.95127
HydroReservoir | 2018-08-20 03:00 | 0.95127
HydroReservoir | 2018-08-20 04:00 | 0.95127
HydroReservoir | 2018-08-20 05:00 | 0.95127
HydroReservoir | 2018-08-20 06:00 | 0.95127
HydroReservoir | 2018-08-20 07:00 | 0.95127
HydroReservoir | 2018-08-20 08:00 | 0.95127
HydroReservoir | 2018-08-20 09:00 | 0.95127
HydroReservoir | 2018-08-20 10:00 | 0.95127
HydroReservoir | 2018-08-20 11:00 | 0.95127
HydroReservoir | 2018-08-20 12:00 | 0.95127
HydroReservoir | 2018-08-20 13:00 | 0.95127
HydroReservoir | 2018-08-20 14:00 | 0.95127
HydroReservoir | 2018-08-20 15:00 | 0.95127
HydroReservoir | 2018-08-20 16:00 | 0.95127
HydroReservoir | 2018-08-20 17:00 | 0.95127
HydroReservoir | 2018-08-20 18:00 | 0.95127
HydroReservoir | 2018-08-20 19:00 | 0.95127
HydroReservoir | 2018-08-20 20:00 | 0.95127
HydroReservoir | 2018-08-20 21:00 | 0.95127
HydroReservoir | 2018-08-20 22:00 | 0.95127
HydroReservoir | 2018-08-20 23:00 | 0.95127
HydroReservoir | 2018-08-21 | 0.95127
HydroReservoir | 2018-08-21 01:00 | 0.95127
HydroReservoir | 2018-08-21 02:00 | 0.95127
HydroReservoir | 2018-08-21 03:00 | 0.95127
HydroReservoir | 2018-08-21 04:00 | 0.95127
HydroReservoir | 2018-08-21 05:00 | 0.95127
HydroReservoir | 2018-08-21 06:00 | 0.95127
HydroReservoir | 2018-08-21 07:00 | 0.95127
HydroReservoir | 2018-08-21 08:00 | 0.90778
HydroReservoir | 2018-08-21 09:00 | 0.90778
HydroReservoir | 2018-08-21 10:00 | 0.92212
HydroReservoir | 2018-08-21 11:00 | 0.92212
HydroReservoir | 2018-08-21 12:00 | 0.93646
HydroReservoir | 2018-08-21 13:00 | 0.93646
HydroReservoir | 2018-08-21 14:00 | 0.9227
HydroReservoir | 2018-08-21 15:00 | 0.9227
HydroReservoir | 2018-08-21 16:00 | 0.93646
HydroReservoir | 2018-08-21 17:00 | 0.95127
HydroReservoir | 2018-08-21 18:00 | 0.95127
HydroReservoir | 2018-08-21 19:00 | 0.95127
HydroReservoir | 2018-08-21 20:00 | 0.95127
HydroReservoir | 2018-08-21 21:00 | 0.95127
HydroReservoir | 2018-08-21 22:00 | 0.95127
HydroReservoir | 2018-08-21 23:00 | 0.95127
HydroReservoir | 2018-08-22 | 0.95127
HydroReservoir | 2018-08-22 01:00 | 0.95127
HydroReservoir | 2018-08-22 02:00 | 0.95127
HydroReservoir | 2018-08-22 03:00 | 0.95127
HydroReservoir | 2018-08-22 04:00 | 0.95127
HydroReservoir | 2018-08-22 05:00 | 0.95127
HydroReservoir | 2018-08-22 06:00 | 0.95127
HydroReservoir | 2018-08-22 07:00 | 0.95127
HydroReservoir | 2018-08-22 08:00 | 0.92248
HydroReservoir | 2018-08-22 09:00 | 0.92248
HydroReservoir | 2018-08-22 10:00 | 0.93682
HydroReservoir | 2018-08-22 11:00 | 0.93682
HydroReservoir | 2018-08-22 12:00 | 0.93682
HydroReservoir | 2018-08-22 13:00 | 0.93682
HydroReservoir | 2018-08-22 14:00 | 0.93682
HydroReservoir | 2018-08-22 15:00 | 0.93682
HydroReservoir | 2018-08-22 16:00 | 0.93682
HydroReservoir | 2018-08-22 17:00 | 0.93682
HydroReservoir | 2018-08-22 18:00 | 0.93682
HydroReservoir | 2018-08-22 19:00 | 0.93682
HydroReservoir | 2018-08-22 20:00 | 0.93682
HydroReservoir | 2018-08-22 21:00 | 0.93682
HydroReservoir | 2018-08-22 22:00 | 0.93682
HydroReservoir | 2018-08-22 23:00 | 0.93682
HydroReservoir | 2018-08-23 | 0.93682
HydroReservoir | 2018-08-23 01:00 | 0.93682
HydroReservoir | 2018-08-23 02:00 | 0.93682
HydroReservoir | 2018-08-23 03:00 | 0.93682
HydroReservoir | 2018-08-23 04:00 | 0.93682
HydroReservoir | 2018-08-23 05:00 | 0.93682
HydroReservoir | 2018-08-23 06:00 | 0.93682
HydroReservoir | 2018-08-23 07:00 | 0.9135
HydroReservoir | 2018-08-23 08:00 | 0.89916
HydroReservoir | 2018-08-23 09:00 | 0.89916
HydroReservoir | 2018-08-23 10:00 | 0.9135
HydroReservoir | 2018-08-23 11:00 | 0.92516
HydroReservoir | 2018-08-23 12:00 | 0.92516
HydroReservoir | 2018-08-23 13:00 | 0.92516
HydroReservoir | 2018-08-23 14:00 | 0.92516
HydroReservoir | 2018-08-23 15:00 | 0.92516
HydroReservoir | 2018-08-23 16:00 | 0.95127
HydroReservoir | 2018-08-23 17:00 | 0.95127
HydroReservoir | 2018-08-23 18:00 | 0.92329
HydroReservoir | 2018-08-23 19:00 | 0.92329
HydroReservoir | 2018-08-23 20:00 | 0.92329
HydroReservoir | 2018-08-23 21:00 | 0.92329
HydroReservoir | 2018-08-23 22:00 | 0.92329
HydroReservoir | 2018-08-23 23:00 | 0.92329
HydroReservoir | 2018-08-24 | 0.95127
HydroReservoir | 2018-08-24 01:00 | 0.95127
HydroReservoir | 2018-08-24 02:00 | 0.95127
HydroReservoir | 2018-08-24 03:00 | 0.95127
HydroReservoir | 2018-08-24 04:00 | 0.95127
HydroReservoir | 2018-08-24 05:00 | 0.95127
HydroReservoir | 2018-08-24 06:00 | 0.95127
HydroReservoir | 2018-08-24 07:00 | 0.93961
HydroReservoir | 2018-08-24 08:00 | 0.93961
HydroReservoir | 2018-08-24 09:00 | 0.91093
HydroReservoir | 2018-08-24 10:00 | 0.91093
HydroReservoir | 2018-08-24 11:00 | 0.91093
HydroReservoir | 2018-08-24 12:00 | 0.91093
HydroReservoir | 2018-08-24 13:00 | 0.91093
HydroReservoir | 2018-08-24 14:00 | 0.91093
HydroReservoir | 2018-08-24 15:00 | 0.91093
HydroReservoir | 2018-08-24 16:00 | 0.92259
HydroReservoir | 2018-08-24 17:00 | 0.92259
HydroReservoir | 2018-08-24 18:00 | 0.92259
HydroReservoir | 2018-08-24 19:00 | 0.92259
HydroReservoir | 2018-08-24 20:00 | 0.92259
HydroReservoir | 2018-08-24 21:00 | 0.92259
HydroReservoir | 2018-08-24 22:00 | 0.92259
HydroReservoir | 2018-08-24 23:00 | 0.92259
HydroReservoir | 2018-08-25 | 0.92259
HydroReservoir | 2018-08-25 01:00 | 0.92259
HydroReservoir | 2018-08-25 02:00 | 0.92259
HydroReservoir | 2018-08-25 03:00 | 0.92259
HydroReservoir | 2018-08-25 04:00 | 0.92259
HydroReservoir | 2018-08-25 05:00 | 0.92259
HydroReservoir | 2018-08-25 06:00 | 0.92259
HydroReservoir | 2018-08-25 07:00 | 0.92259
HydroReservoir | 2018-08-25 08:00 | 0.92259
HydroReservoir | 2018-08-25 09:00 | 0.92259
HydroReservoir | 2018-08-25 10:00 | 0.92259
HydroReservoir | 2018-08-25 11:00 | 0.92259
HydroReservoir | 2018-08-25 12:00 | 0.92259
HydroReservoir | 2018-08-25 13:00 | 0.92259
HydroReservoir | 2018-08-25 14:00 | 0.92259
HydroReservoir | 2018-08-25 15:00 | 0.92259
HydroReservoir | 2018-08-25 16:00 | 0.92259
HydroReservoir | 2018-08-25 17:00 | 0.92259
HydroReservoir | 2018-08-25 18:00 | 0.92259
HydroReservoir | 2018-08-25 19:00 | 0.92259
HydroReservoir | 2018-08-25 20:00 | 0.92259
HydroReservoir | 2018-08-25 21:00 | 0.92259
HydroReservoir | 2018-08-25 22:00 | 0.92259
HydroReservoir | 2018-08-25 23:00 | 0.92259
HydroReservoir | 2018-08-26 | 0.92259
HydroReservoir | 2018-08-26 01:00 | 0.92259
HydroReservoir | 2018-08-26 02:00 | 0.92259
HydroReservoir | 2018-08-26 03:00 | 0.92259
HydroReservoir | 2018-08-26 04:00 | 0.92259
HydroReservoir | 2018-08-26 05:00 | 0.92259
HydroReservoir | 2018-08-26 06:00 | 0.92259
HydroReservoir | 2018-08-26 07:00 | 0.92259
HydroReservoir | 2018-08-26 08:00 | 0.92259
HydroReservoir | 2018-08-26 09:00 | 0.92259
HydroReservoir | 2018-08-26 10:00 | 0.92259
HydroReservoir | 2018-08-26 11:00 | 0.92259
HydroReservoir | 2018-08-26 12:00 | 0.92259
HydroReservoir | 2018-08-26 13:00 | 0.92259
HydroReservoir | 2018-08-26 14:00 | 0.92259
HydroReservoir | 2018-08-26 15:00 | 0.92259
HydroReservoir | 2018-08-26 16:00 | 0.92259
HydroReservoir | 2018-08-26 17:00 | 0.92259
HydroReservoir | 2018-08-26 18:00 | 0.92259
HydroReservoir | 2018-08-26 19:00 | 0.92259
HydroReservoir | 2018-08-26 20:00 | 0.92259
HydroReservoir | 2018-08-26 21:00 | 0.92259
HydroReservoir | 2018-08-26 22:00 | 0.92259
HydroReservoir | 2018-08-26 23:00 | 0.92259
HydroReservoir | 2018-08-27 | 0.92259
HydroReservoir | 2018-08-27 01:00 | 0.92259
HydroReservoir | 2018-08-27 02:00 | 0.92259
HydroReservoir | 2018-08-27 03:00 | 0.92259
HydroReservoir | 2018-08-27 04:00 | 0.92259
HydroReservoir | 2018-08-27 05:00 | 0.92259
HydroReservoir | 2018-08-27 06:00 | 0.92259
HydroReservoir | 2018-08-27 07:00 | 0.91093
HydroReservoir | 2018-08-27 08:00 | 0.91082
HydroReservoir | 2018-08-27 09:00 | 0.91082
HydroReservoir | 2018-08-27 10:00 | 0.91082
HydroReservoir | 2018-08-27 11:00 | 0.91082
HydroReservoir | 2018-08-27 12:00 | 0.91082
HydroReservoir | 2018-08-27 13:00 | 0.91082
HydroReservoir | 2018-08-27 14:00 | 0.91082
HydroReservoir | 2018-08-27 15:00 | 0.91082
HydroReservoir | 2018-08-27 16:00 | 0.91082
HydroReservoir | 2018-08-27 17:00 | 0.91082
HydroReservoir | 2018-08-27 18:00 | 0.91082
HydroReservoir | 2018-08-27 19:00 | 0.91082
HydroReservoir | 2018-08-27 20:00 | 0.91082
HydroReservoir | 2018-08-27 21:00 | 0.91082
HydroReservoir | 2018-08-27 22:00 | 0.91082
HydroReservoir | 2018-08-27 23:00 | 0.91082
HydroReservoir | 2018-08-28 | 0.91082
HydroReservoir | 2018-08-28 01:00 | 0.91082
HydroReservoir | 2018-08-28 02:00 | 0.91082
HydroReservoir | 2018-08-28 03:00 | 0.91082
HydroReservoir | 2018-08-28 04:00 | 0.91082
HydroReservoir | 2018-08-28 05:00 | 0.91082
HydroReservoir | 2018-08-28 06:00 | 0.91082
HydroReservoir | 2018-08-28 07:00 | 0.91082
HydroReservoir | 2018-08-28 08:00 | 0.91082
HydroReservoir | 2018-08-28 09:00 | 0.91082
HydroReservoir | 2018-08-28 10:00 | 0.91082
HydroReservoir | 2018-08-28 11:00 | 0.91082
HydroReservoir | 2018-08-28 12:00 | 0.91082
HydroReservoir | 2018-08-28 13:00 | 0.91082
HydroReservoir | 2018-08-28 14:00 | 0.91082
HydroReservoir | 2018-08-28 15:00 | 0.91082
HydroReservoir | 2018-08-28 16:00 | 0.91082
HydroReservoir | 2018-08-28 17:00 | 0.91082
HydroReservoir | 2018-08-28 18:00 | 0.91082
HydroReservoir | 2018-08-28 19:00 | 0.91082
HydroReservoir | 2018-08-28 20:00 | 0.91082
HydroReservoir | 2018-08-28 21:00 | 0.91082
HydroReservoir | 2018-08-28 22:00 | 0.91082
HydroReservoir | 2018-08-28 23:00 | 0.91082
HydroReservoir | 2018-08-29 | 0.91082
HydroReservoir | 2018-08-29 01:00 | 0.91082
HydroReservoir | 2018-08-29 02:00 | 0.91082
HydroReservoir | 2018-08-29 03:00 | 0.91082
HydroReservoir | 2018-08-29 04:00 | 0.91082
HydroReservoir | 2018-08-29 05:00 | 0.91082
HydroReservoir | 2018-08-29 06:00 | 0.91082
HydroReservoir | 2018-08-29 07:00 | 0.91082
HydroReservoir | 2018-08-29 08:00 | 0.83551
HydroReservoir | 2018-08-29 09:00 | 0.83551
HydroReservoir | 2018-08-29 10:00 | 0.83551
HydroReservoir | 2018-08-29 11:00 | 0.83551
HydroReservoir | 2018-08-29 12:00 | 0.83551
HydroReservoir | 2018-08-29 13:00 | 0.83551
HydroReservoir | 2018-08-29 14:00 | 0.83551
HydroReservoir | 2018-08-29 15:00 | 0.83551
HydroReservoir | 2018-08-29 16:00 | 0.83551
HydroReservoir | 2018-08-29 17:00 | 0.92411
HydroReservoir | 2018-08-29 18:00 | 0.92411
HydroReservoir | 2018-08-29 19:00 | 0.92411
HydroReservoir | 2018-08-29 20:00 | 0.92411
HydroReservoir | 2018-08-29 21:00 | 0.92411
HydroReservoir | 2018-08-29 22:00 | 0.92411
HydroReservoir | 2018-08-29 23:00 | 0.92411
HydroReservoir | 2018-08-30 | 0.92411
HydroReservoir | 2018-08-30 01:00 | 0.92411
HydroReservoir | 2018-08-30 02:00 | 0.92411
HydroReservoir | 2018-08-30 03:00 | 0.92411
HydroReservoir | 2018-08-30 04:00 | 0.92411
HydroReservoir | 2018-08-30 05:00 | 0.92411
HydroReservoir | 2018-08-30 06:00 | 0.92411
HydroReservoir | 2018-08-30 07:00 | 0.92411
HydroReservoir | 2018-08-30 08:00 | 0.92411
HydroReservoir | 2018-08-30 09:00 | 0.92411
HydroReservoir | 2018-08-30 10:00 | 0.92411
HydroReservoir | 2018-08-30 11:00 | 0.92411
HydroReservoir | 2018-08-30 12:00 | 0.92411
HydroReservoir | 2018-08-30 13:00 | 0.92411
HydroReservoir | 2018-08-30 14:00 | 0.92411
HydroReservoir | 2018-08-30 15:00 | 0.92411
HydroReservoir | 2018-08-30 16:00 | 0.92411
HydroReservoir | 2018-08-30 17:00 | 0.92411
HydroReservoir | 2018-08-30 18:00 | 0.92411
HydroReservoir | 2018-08-30 19:00 | 0.92411
HydroReservoir | 2018-08-30 20:00 | 0.92411
HydroReservoir | 2018-08-30 21:00 | 0.92411
HydroReservoir | 2018-08-30 22:00 | 0.92411
HydroReservoir | 2018-08-30 23:00 | 0.92411
HydroReservoir | 2018-08-31 | 0.8431
HydroReservoir | 2018-08-31 01:00 | 0.8431
HydroReservoir | 2018-08-31 02:00 | 0.8431
HydroReservoir | 2018-08-31 03:00 | 0.8431
HydroReservoir | 2018-08-31 04:00 | 0.8431
HydroReservoir | 2018-08-31 05:00 | 0.76209
HydroReservoir | 2018-08-31 06:00 | 0.76209
HydroReservoir | 2018-08-31 07:00 | 0.76209
HydroReservoir | 2018-08-31 08:00 | 0.76209
HydroReservoir | 2018-08-31 09:00 | 0.92411
HydroReservoir | 2018-08-31 10:00 | 0.92411
HydroReservoir | 2018-08-31 11:00 | 0.92411
HydroReservoir | 2018-08-31 12:00 | 0.77654
HydroReservoir | 2018-08-31 13:00 | 0.77654
HydroReservoir | 2018-08-31 14:00 | 0.77654
HydroReservoir | 2018-08-31 15:00 | 0.77654
HydroReservoir | 2018-08-31 16:00 | 0.85755
HydroReservoir | 2018-08-31 17:00 | 0.85755
HydroReservoir | 2018-08-31 18:00 | 0.85755
HydroReservoir | 2018-08-31 19:00 | 0.85755
HydroReservoir | 2018-08-31 20:00 | 0.85755
HydroReservoir | 2018-08-31 21:00 | 0.85755
HydroReservoir | 2018-08-31 22:00 | 0.85755
HydroReservoir | 2018-08-31 23:00 | 0.85755
HydroReservoir | 2018-09-01 | 0.85755
HydroReservoir | 2018-09-01 01:00 | 0.85755
HydroReservoir | 2018-09-01 02:00 | 0.85755
HydroReservoir | 2018-09-01 03:00 | 0.85755
HydroReservoir | 2018-09-01 04:00 | 0.85755
HydroReservoir | 2018-09-01 05:00 | 0.84193
HydroReservoir | 2018-09-01 06:00 | 0.92294
HydroReservoir | 2018-09-01 07:00 | 0.92294
HydroReservoir | 2018-09-01 08:00 | 0.84064
HydroReservoir | 2018-09-01 09:00 | 0.84064
HydroReservoir | 2018-09-01 10:00 | 0.84064
HydroReservoir | 2018-09-01 11:00 | 0.84064
HydroReservoir | 2018-09-01 12:00 | 0.81406
HydroReservoir | 2018-09-01 13:00 | 0.81406
HydroReservoir | 2018-09-01 14:00 | 0.81406
HydroReservoir | 2018-09-01 15:00 | 0.81406
HydroReservoir | 2018-09-01 16:00 | 0.81406
HydroReservoir | 2018-09-01 17:00 | 0.84064
HydroReservoir | 2018-09-01 18:00 | 0.84064
HydroReservoir | 2018-09-01 19:00 | 0.84064
HydroReservoir | 2018-09-01 20:00 | 0.84064
HydroReservoir | 2018-09-01 21:00 | 0.84064
HydroReservoir | 2018-09-01 22:00 | 0.84064
HydroReservoir | 2018-09-01 23:00 | 0.84064
HydroReservoir | 2018-09-02 | 0.84064
HydroReservoir | 2018-09-02 01:00 | 0.84064
HydroReservoir | 2018-09-02 02:00 | 0.84064
HydroReservoir | 2018-09-02 03:00 | 0.84064
HydroReservoir | 2018-09-02 04:00 | 0.84064
HydroReservoir | 2018-09-02 05:00 | 0.84064
HydroReservoir | 2018-09-02 06:00 | 0.84064
HydroReservoir | 2018-09-02 07:00 | 0.84064
HydroReservoir | 2018-09-02 08:00 | 0.84064
HydroReservoir | 2018-09-02 09:00 | 0.84064
HydroReservoir | 2018-09-02 10:00 | 0.84064
HydroReservoir | 2018-09-02 11:00 | 0.84064
HydroReservoir | 2018-09-02 12:00 | 0.84064
HydroReservoir | 2018-09-02 13:00 | 0.84064
HydroReservoir | 2018-09-02 14:00 | 0.84064
HydroReservoir | 2018-09-02 15:00 | 0.84064
HydroReservoir | 2018-09-02 16:00 | 0.84064
HydroReservoir | 2018-09-02 17:00 | 0.84064
HydroReservoir | 2018-09-02 18:00 | 0.84064
HydroReservoir | 2018-09-02 19:00 | 0.84064
HydroReservoir | 2018-09-02 20:00 | 0.84064
HydroReservoir | 2018-09-02 21:00 | 0.84064
HydroReservoir | 2018-09-02 22:00 | 0.84064
HydroReservoir | 2018-09-02 23:00 | 0.84064
HydroReservoir | 2018-09-03 | 0.84064
HydroReservoir | 2018-09-03 01:00 | 0.84064
HydroReservoir | 2018-09-03 02:00 | 0.84064
HydroReservoir | 2018-09-03 03:00 | 0.84064
HydroReservoir | 2018-09-03 04:00 | 0.84064
HydroReservoir | 2018-09-03 05:00 | 0.84064
HydroReservoir | 2018-09-03 06:00 | 0.84064
HydroReservoir | 2018-09-03 07:00 | 0.84064
HydroReservoir | 2018-09-03 08:00 | 0.84064
HydroReservoir | 2018-09-03 09:00 | 0.84064
HydroReservoir | 2018-09-03 10:00 | 0.84064
HydroReservoir | 2018-09-03 11:00 | 0.84064
HydroReservoir | 2018-09-03 12:00 | 0.79297
HydroReservoir | 2018-09-03 13:00 | 0.79297
HydroReservoir | 2018-09-03 14:00 | 0.79297
HydroReservoir | 2018-09-03 15:00 | 0.79297
HydroReservoir | 2018-09-03 16:00 | 0.79297
HydroReservoir | 2018-09-03 17:00 | 0.79297
HydroReservoir | 2018-09-03 18:00 | 0.79297
HydroReservoir | 2018-09-03 19:00 | 0.79297
HydroReservoir | 2018-09-03 20:00 | 0.79297
HydroReservoir | 2018-09-03 21:00 | 0.79297
HydroReservoir | 2018-09-03 22:00 | 0.79297
HydroReservoir | 2018-09-03 23:00 | 0.79297
HydroReservoir | 2018-09-04 | 0.79297
HydroReservoir | 2018-09-04 01:00 | 0.79297
HydroReservoir | 2018-09-04 02:00 | 0.79297
HydroReservoir | 2018-09-04 03:00 | 0.79297
HydroReservoir | 2018-09-04 04:00 | 0.79297
HydroReservoir | 2018-09-04 05:00 | 0.79297
HydroReservoir | 2018-09-04 06:00 | 0.79297
HydroReservoir | 2018-09-04 07:00 | 0.79297
HydroReservoir | 2018-09-04 08:00 | 0.72344
HydroReservoir | 2018-09-04 09:00 | 0.72344
HydroReservoir | 2018-09-04 10:00 | 0.72344
HydroReservoir | 2018-09-04 11:00 | 0.72344
HydroReservoir | 2018-09-04 12:00 | 0.73778
HydroReservoir | 2018-09-04 13:00 | 0.73778
HydroReservoir | 2018-09-04 14:00 | 0.73778
HydroReservoir | 2018-09-04 15:00 | 0.73778
HydroReservoir | 2018-09-04 16:00 | 0.75317
HydroReservoir | 2018-09-04 17:00 | 0.77397
HydroReservoir | 2018-09-04 18:00 | 0.77397
HydroReservoir | 2018-09-04 19:00 | 0.77397
HydroReservoir | 2018-09-04 20:00 | 0.77397
HydroReservoir | 2018-09-04 21:00 | 0.77397
HydroReservoir | 2018-09-04 22:00 | 0.77397
HydroReservoir | 2018-09-04 23:00 | 0.77397
HydroReservoir | 2018-09-05 | 0.77397
HydroReservoir | 2018-09-05 01:00 | 0.77397
HydroReservoir | 2018-09-05 02:00 | 0.77397
HydroReservoir | 2018-09-05 03:00 | 0.77397
HydroReservoir | 2018-09-05 04:00 | 0.77397
HydroReservoir | 2018-09-05 05:00 | 0.77397
HydroReservoir | 2018-09-05 06:00 | 0.77397
HydroReservoir | 2018-09-05 07:00 | 0.77397
HydroReservoir | 2018-09-05 08:00 | 0.75963
HydroReservoir | 2018-09-05 09:00 | 0.75963
HydroReservoir | 2018-09-05 10:00 | 0.75963
HydroReservoir | 2018-09-05 11:00 | 0.75963
HydroReservoir | 2018-09-05 12:00 | 0.75963
HydroReservoir | 2018-09-05 13:00 | 0.77397
HydroReservoir | 2018-09-05 14:00 | 0.77397
HydroReservoir | 2018-09-05 15:00 | 0.77397
HydroReservoir | 2018-09-05 16:00 | 0.77397
HydroReservoir | 2018-09-05 17:00 | 0.77397
HydroReservoir | 2018-09-05 18:00 | 0.77397
HydroReservoir | 2018-09-05 19:00 | 0.77397
HydroReservoir | 2018-09-05 20:00 | 0.77397
HydroReservoir | 2018-09-05 21:00 | 0.77397
HydroReservoir | 2018-09-05 22:00 | 0.77397
HydroReservoir | 2018-09-05 23:00 | 0.77397
HydroReservoir | 2018-09-06 | 0.77397
HydroReservoir | 2018-09-06 01:00 | 0.77397
HydroReservoir | 2018-09-06 02:00 | 0.77397
HydroReservoir | 2018-09-06 03:00 | 0.77397
HydroReservoir | 2018-09-06 04:00 | 0.77397
HydroReservoir | 2018-09-06 05:00 | 0.77397
HydroReservoir | 2018-09-06 06:00 | 0.77397
HydroReservoir | 2018-09-06 07:00 | 0.77397
HydroReservoir | 2018-09-06 08:00 | 0.75317
HydroReservoir | 2018-09-06 09:00 | 0.75317
HydroReservoir | 2018-09-06 10:00 | 0.75317
HydroReservoir | 2018-09-06 11:00 | 0.75317
HydroReservoir | 2018-09-06 12:00 | 0.75317
HydroReservoir | 2018-09-06 13:00 | 0.75317
HydroReservoir | 2018-09-06 14:00 | 0.73965
HydroReservoir | 2018-09-06 15:00 | 0.73965
HydroReservoir | 2018-09-06 16:00 | 0.73965
HydroReservoir | 2018-09-06 17:00 | 0.77397
HydroReservoir | 2018-09-06 18:00 | 0.77397
HydroReservoir | 2018-09-06 19:00 | 0.77397
HydroReservoir | 2018-09-06 20:00 | 0.77397
HydroReservoir | 2018-09-06 21:00 | 0.77397
HydroReservoir | 2018-09-06 22:00 | 0.77397
HydroReservoir | 2018-09-06 23:00 | 0.77397
HydroReservoir | 2018-09-07 | 0.77397
HydroReservoir | 2018-09-07 01:00 | 0.77397
HydroReservoir | 2018-09-07 02:00 | 0.77397
HydroReservoir | 2018-09-07 03:00 | 0.77397
HydroReservoir | 2018-09-07 04:00 | 0.77397
HydroReservoir | 2018-09-07 05:00 | 0.77397
HydroReservoir | 2018-09-07 06:00 | 0.77397
HydroReservoir | 2018-09-07 07:00 | 0.77397
HydroReservoir | 2018-09-07 08:00 | 0.76068
HydroReservoir | 2018-09-07 09:00 | 0.76068
HydroReservoir | 2018-09-07 10:00 | 0.76068
HydroReservoir | 2018-09-07 11:00 | 0.76068
HydroReservoir | 2018-09-07 12:00 | 0.76068
HydroReservoir | 2018-09-07 13:00 | 0.76068
HydroReservoir | 2018-09-07 14:00 | 0.74692
HydroReservoir | 2018-09-07 15:00 | 0.74692
HydroReservoir | 2018-09-07 16:00 | 0.74692
HydroReservoir | 2018-09-07 17:00 | 0.77397
HydroReservoir | 2018-09-07 18:00 | 0.80731
HydroReservoir | 2018-09-07 19:00 | 0.80731
HydroReservoir | 2018-09-07 20:00 | 0.80731
HydroReservoir | 2018-09-07 21:00 | 0.80731
HydroReservoir | 2018-09-07 22:00 | 0.80731
HydroReservoir | 2018-09-07 23:00 | 0.80731
HydroReservoir | 2018-09-08 | 0.80731
HydroReservoir | 2018-09-08 01:00 | 0.80731
HydroReservoir | 2018-09-08 02:00 | 0.80731
HydroReservoir | 2018-09-08 03:00 | 0.80731
HydroReservoir | 2018-09-08 04:00 | 0.80731
HydroReservoir | 2018-09-08 05:00 | 0.80731
HydroReservoir | 2018-09-08 06:00 | 0.80731
HydroReservoir | 2018-09-08 07:00 | 0.80731
HydroReservoir | 2018-09-08 08:00 | 0.80731
HydroReservoir | 2018-09-08 09:00 | 0.80731
HydroReservoir | 2018-09-08 10:00 | 0.80731
HydroReservoir | 2018-09-08 11:00 | 0.80731
HydroReservoir | 2018-09-08 12:00 | 0.80731
HydroReservoir | 2018-09-08 13:00 | 0.80731
HydroReservoir | 2018-09-08 14:00 | 0.80731
HydroReservoir | 2018-09-08 15:00 | 0.80731
HydroReservoir | 2018-09-08 16:00 | 0.80731
HydroReservoir | 2018-09-08 17:00 | 0.80731
HydroReservoir | 2018-09-08 18:00 | 0.80731
HydroReservoir | 2018-09-08 19:00 | 0.80731
HydroReservoir | 2018-09-08 20:00 | 0.80731
HydroReservoir | 2018-09-08 21:00 | 0.80731
HydroReservoir | 2018-09-08 22:00 | 0.80731
HydroReservoir | 2018-09-08 23:00 | 0.80731
HydroReservoir | 2018-09-09 | 0.80731
HydroReservoir | 2018-09-09 01:00 | 0.80731
HydroReservoir | 2018-09-09 02:00 | 0.80731
HydroReservoir | 2018-09-09 03:00 | 0.80731
HydroReservoir | 2018-09-09 04:00 | 0.80731
HydroReservoir | 2018-09-09 05:00 | 0.80731
HydroReservoir | 2018-09-09 06:00 | 0.80731
HydroReservoir | 2018-09-09 07:00 | 0.80731
HydroReservoir | 2018-09-09 08:00 | 0.80731
HydroReservoir | 2018-09-09 09:00 | 0.80731
HydroReservoir | 2018-09-09 10:00 | 0.80731
HydroReservoir | 2018-09-09 11:00 | 0.80731
HydroReservoir | 2018-09-09 12:00 | 0.80731
HydroReservoir | 2018-09-09 13:00 | 0.80731
HydroReservoir | 2018-09-09 14:00 | 0.80731
HydroReservoir | 2018-09-09 15:00 | 0.80731
HydroReservoir | 2018-09-09 16:00 | 0.80731
HydroReservoir | 2018-09-09 17:00 | 0.80731
HydroReservoir | 2018-09-09 18:00 | 0.80731
HydroReservoir | 2018-09-09 19:00 | 0.80731
HydroReservoir | 2018-09-09 20:00 | 0.80731
HydroReservoir | 2018-09-09 21:00 | 0.80731
HydroReservoir | 2018-09-09 22:00 | 0.80731
HydroReservoir | 2018-09-09 23:00 | 0.80731
HydroReservoir | 2018-09-10 | 0.80731
HydroReservoir | 2018-09-10 01:00 | 0.80731
HydroReservoir | 2018-09-10 02:00 | 0.80731
HydroReservoir | 2018-09-10 03:00 | 0.80731
HydroReservoir | 2018-09-10 04:00 | 0.80731
HydroReservoir | 2018-09-10 05:00 | 0.80731
HydroReservoir | 2018-09-10 06:00 | 0.80731
HydroReservoir | 2018-09-10 07:00 | 0.77595
HydroReservoir | 2018-09-10 08:00 | 0.63489
HydroReservoir | 2018-09-10 09:00 | 0.63489
HydroReservoir | 2018-09-10 10:00 | 0.63489
HydroReservoir | 2018-09-10 11:00 | 0.63489
HydroReservoir | 2018-09-10 12:00 | 0.63489
HydroReservoir | 2018-09-10 13:00 | 0.6202
HydroReservoir | 2018-09-10 14:00 | 0.6202
HydroReservoir | 2018-09-10 15:00 | 0.6202
HydroReservoir | 2018-09-10 16:00 | 0.6202
HydroReservoir | 2018-09-10 17:00 | 0.6202
HydroReservoir | 2018-09-10 18:00 | 0.63489
HydroReservoir | 2018-09-10 19:00 | 0.63489
HydroReservoir | 2018-09-10 20:00 | 0.63489
HydroReservoir | 2018-09-10 21:00 | 0.63489
HydroReservoir | 2018-09-10 22:00 | 0.63489
HydroReservoir | 2018-09-10 23:00 | 0.63489
HydroReservoir | 2018-09-11 | 0.63489
HydroReservoir | 2018-09-11 01:00 | 0.63489
HydroReservoir | 2018-09-11 02:00 | 0.63489
HydroReservoir | 2018-09-11 03:00 | 0.63489
HydroReservoir | 2018-09-11 04:00 | 0.63489
HydroReservoir | 2018-09-11 05:00 | 0.63489
HydroReservoir | 2018-09-11 06:00 | 0.63489
HydroReservoir | 2018-09-11 07:00 | 0.61158
HydroReservoir | 2018-09-11 08:00 | 0.59689
HydroReservoir | 2018-09-11 09:00 | 0.59689
HydroReservoir | 2018-09-11 10:00 | 0.59689
HydroReservoir | 2018-09-11 11:00 | 0.59689
HydroReservoir | 2018-09-11 12:00 | 0.59689
HydroReservoir | 2018-09-11 13:00 | 0.59689
HydroReservoir | 2018-09-11 14:00 | 0.59689
HydroReservoir | 2018-09-11 15:00 | 0.59689
HydroReservoir | 2018-09-11 16:00 | 0.59689
HydroReservoir | 2018-09-11 17:00 | 0.6202
HydroReservoir | 2018-09-11 18:00 | 0.6202
HydroReservoir | 2018-09-11 19:00 | 0.6202
HydroReservoir | 2018-09-11 20:00 | 0.6202
HydroReservoir | 2018-09-11 21:00 | 0.6202
HydroReservoir | 2018-09-11 22:00 | 0.6202
HydroReservoir | 2018-09-11 23:00 | 0.6202
HydroReservoir | 2018-09-12 | 0.6202
HydroReservoir | 2018-09-12 01:00 | 0.6202
HydroReservoir | 2018-09-12 02:00 | 0.6202
HydroReservoir | 2018-09-12 03:00 | 0.6202
HydroReservoir | 2018-09-12 04:00 | 0.6202
HydroReservoir | 2018-09-12 05:00 | 0.6202
HydroReservoir | 2018-09-12 06:00 | 0.6202
HydroReservoir | 2018-09-12 07:00 | 0.59689
HydroReservoir | 2018-09-12 08:00 | 0.59689
HydroReservoir | 2018-09-12 09:00 | 0.59689
HydroReservoir | 2018-09-12 10:00 | 0.59689
HydroReservoir | 2018-09-12 11:00 | 0.59689
HydroReservoir | 2018-09-12 12:00 | 0.59689
HydroReservoir | 2018-09-12 13:00 | 0.59689
HydroReservoir | 2018-09-12 14:00 | 0.59689
HydroReservoir | 2018-09-12 15:00 | 0.59689
HydroReservoir | 2018-09-12 16:00 | 0.59689
HydroReservoir | 2018-09-12 17:00 | 0.6202
HydroReservoir | 2018-09-12 18:00 | 0.6202
HydroReservoir | 2018-09-12 19:00 | 0.6202
HydroReservoir | 2018-09-12 20:00 | 0.6202
HydroReservoir | 2018-09-12 21:00 | 0.6202
HydroReservoir | 2018-09-12 22:00 | 0.6202
HydroReservoir | 2018-09-12 23:00 | 0.6202
HydroReservoir | 2018-09-13 | 0.6202
HydroReservoir | 2018-09-13 01:00 | 0.6202
HydroReservoir | 2018-09-13 02:00 | 0.6202
HydroReservoir | 2018-09-13 03:00 | 0.6202
HydroReservoir | 2018-09-13 04:00 | 0.6202
HydroReservoir | 2018-09-13 05:00 | 0.6202
HydroReservoir | 2018-09-13 06:00 | 0.6202
HydroReservoir | 2018-09-13 07:00 | 0.6202
HydroReservoir | 2018-09-13 08:00 | 0.6202
HydroReservoir | 2018-09-13 09:00 | 0.6202
HydroReservoir | 2018-09-13 10:00 | 0.6202
HydroReservoir | 2018-09-13 11:00 | 0.6202
HydroReservoir | 2018-09-13 12:00 | 0.6202
HydroReservoir | 2018-09-13 13:00 | 0.6202
HydroReservoir | 2018-09-13 14:00 | 0.5933
HydroReservoir | 2018-09-13 15:00 | 0.5933
HydroReservoir | 2018-09-13 16:00 | 0.60691
HydroReservoir | 2018-09-13 17:00 | 0.6202
HydroReservoir | 2018-09-13 18:00 | 0.63489
HydroReservoir | 2018-09-13 19:00 | 0.63489
HydroReservoir | 2018-09-13 20:00 | 0.63489
HydroReservoir | 2018-09-13 21:00 | 0.63489
HydroReservoir | 2018-09-13 22:00 | 0.63489
HydroReservoir | 2018-09-13 23:00 | 0.63489
HydroReservoir | 2018-09-14 | 0.63489
HydroReservoir | 2018-09-14 01:00 | 0.63489
HydroReservoir | 2018-09-14 02:00 | 0.63489
HydroReservoir | 2018-09-14 03:00 | 0.63489
HydroReservoir | 2018-09-14 04:00 | 0.63489
HydroReservoir | 2018-09-14 05:00 | 0.63489
HydroReservoir | 2018-09-14 06:00 | 0.63489
HydroReservoir | 2018-09-14 07:00 | 0.63489
HydroReservoir | 2018-09-14 08:00 | 0.63489
HydroReservoir | 2018-09-14 09:00 | 0.63489
HydroReservoir | 2018-09-14 10:00 | 0.63489
HydroReservoir | 2018-09-14 11:00 | 0.63489
HydroReservoir | 2018-09-14 12:00 | 0.63489
HydroReservoir | 2018-09-14 13:00 | 0.63489
HydroReservoir | 2018-09-14 14:00 | 0.63489
HydroReservoir | 2018-09-14 15:00 | 0.63489
HydroReservoir | 2018-09-14 16:00 | 0.63489
HydroReservoir | 2018-09-14 17:00 | 0.70297
HydroReservoir | 2018-09-14 18:00 | 0.73631
HydroReservoir | 2018-09-14 19:00 | 0.73631
HydroReservoir | 2018-09-14 20:00 | 0.73631
HydroReservoir | 2018-09-14 21:00 | 0.73631
HydroReservoir | 2018-09-14 22:00 | 0.73631
HydroReservoir | 2018-09-14 23:00 | 0.73631
HydroReservoir | 2018-09-15 | 0.73631
HydroReservoir | 2018-09-15 01:00 | 0.73631
HydroReservoir | 2018-09-15 02:00 | 0.73631
HydroReservoir | 2018-09-15 03:00 | 0.73631
HydroReservoir | 2018-09-15 04:00 | 0.73631
HydroReservoir | 2018-09-15 05:00 | 0.73631
HydroReservoir | 2018-09-15 06:00 | 0.73631
HydroReservoir | 2018-09-15 07:00 | 0.73631
HydroReservoir | 2018-09-15 08:00 | 0.73631
HydroReservoir | 2018-09-15 09:00 | 0.73631
HydroReservoir | 2018-09-15 10:00 | 0.73631
HydroReservoir | 2018-09-15 11:00 | 0.73631
HydroReservoir | 2018-09-15 12:00 | 0.73631
HydroReservoir | 2018-09-15 13:00 | 0.73631
HydroReservoir | 2018-09-15 14:00 | 0.73631
HydroReservoir | 2018-09-15 15:00 | 0.73631
HydroReservoir | 2018-09-15 16:00 | 0.73631
HydroReservoir | 2018-09-15 17:00 | 0.73631
HydroReservoir | 2018-09-15 18:00 | 0.73631
HydroReservoir | 2018-09-15 19:00 | 0.73631
HydroReservoir | 2018-09-15 20:00 | 0.73631
HydroReservoir | 2018-09-15 21:00 | 0.73631
HydroReservoir | 2018-09-15 22:00 | 0.73631
HydroReservoir | 2018-09-15 23:00 | 0.73631
HydroReservoir | 2018-09-16 | 0.73631
HydroReservoir | 2018-09-16 01:00 | 0.73631
HydroReservoir | 2018-09-16 02:00 | 0.73631
HydroReservoir | 2018-09-16 03:00 | 0.73631
HydroReservoir | 2018-09-16 04:00 | 0.73631
HydroReservoir | 2018-09-16 05:00 | 0.73631
HydroReservoir | 2018-09-16 06:00 | 0.73631
HydroReservoir | 2018-09-16 07:00 | 0.73631
HydroReservoir | 2018-09-16 08:00 | 0.73631
HydroReservoir | 2018-09-16 09:00 | 0.73631
HydroReservoir | 2018-09-16 10:00 | 0.73631
HydroReservoir | 2018-09-16 11:00 | 0.73631
HydroReservoir | 2018-09-16 12:00 | 0.73631
HydroReservoir | 2018-09-16 13:00 | 0.73631
HydroReservoir | 2018-09-16 14:00 | 0.73631
HydroReservoir | 2018-09-16 15:00 | 0.73631
HydroReservoir | 2018-09-16 16:00 | 0.73631
HydroReservoir | 2018-09-16 17:00 | 0.73631
HydroReservoir | 2018-09-16 18:00 | 0.73631
HydroReservoir | 2018-09-16 19:00 | 0.73631
HydroReservoir | 2018-09-16 20:00 | 0.73631
HydroReservoir | 2018-09-16 21:00 | 0.73631
HydroReservoir | 2018-09-16 22:00 | 0.73631
HydroReservoir | 2018-09-16 23:00 | 0.73631
HydroReservoir | 2018-09-17 | 0.73631
HydroReservoir | 2018-09-17 01:00 | 0.73631
HydroReservoir | 2018-09-17 02:00 | 0.73631
HydroReservoir | 2018-09-17 03:00 | 0.73631
HydroReservoir | 2018-09-17 04:00 | 0.73631
HydroReservoir | 2018-09-17 05:00 | 0.73631
HydroReservoir | 2018-09-17 06:00 | 0.73631
HydroReservoir | 2018-09-17 07:00 | 0.73631
HydroReservoir | 2018-09-17 08:00 | 0.68852
HydroReservoir | 2018-09-17 09:00 | 0.68852
HydroReservoir | 2018-09-17 10:00 | 0.68852
HydroReservoir | 2018-09-17 11:00 | 0.68852
HydroReservoir | 2018-09-17 12:00 | 0.68852
HydroReservoir | 2018-09-17 13:00 | 0.68852
HydroReservoir | 2018-09-17 14:00 | 0.68852
HydroReservoir | 2018-09-17 15:00 | 0.68852
HydroReservoir | 2018-09-17 16:00 | 0.68852
HydroReservoir | 2018-09-17 17:00 | 0.68852
HydroReservoir | 2018-09-17 18:00 | 0.68852
HydroReservoir | 2018-09-17 19:00 | 0.68852
HydroReservoir | 2018-09-17 20:00 | 0.68852
HydroReservoir | 2018-09-17 21:00 | 0.68852
HydroReservoir | 2018-09-17 22:00 | 0.68852
HydroReservoir | 2018-09-17 23:00 | 0.68852
HydroReservoir | 2018-09-18 | 0.68852
HydroReservoir | 2018-09-18 01:00 | 0.68852
HydroReservoir | 2018-09-18 02:00 | 0.68852
HydroReservoir | 2018-09-18 03:00 | 0.68852
HydroReservoir | 2018-09-18 04:00 | 0.68852
HydroReservoir | 2018-09-18 05:00 | 0.68852
HydroReservoir | 2018-09-18 06:00 | 0.68852
HydroReservoir | 2018-09-18 07:00 | 0.68852
HydroReservoir | 2018-09-18 08:00 | 0.68852
HydroReservoir | 2018-09-18 09:00 | 0.68852
HydroReservoir | 2018-09-18 10:00 | 0.68852
HydroReservoir | 2018-09-18 11:00 | 0.68852
HydroReservoir | 2018-09-18 12:00 | 0.68852
HydroReservoir | 2018-09-18 13:00 | 0.68852
HydroReservoir | 2018-09-18 14:00 | 0.68852
HydroReservoir | 2018-09-18 15:00 | 0.68852
HydroReservoir | 2018-09-18 16:00 | 0.68852
HydroReservoir | 2018-09-18 17:00 | 0.68852
HydroReservoir | 2018-09-18 18:00 | 0.68852
HydroReservoir | 2018-09-18 19:00 | 0.68852
HydroReservoir | 2018-09-18 20:00 | 0.68852
HydroReservoir | 2018-09-18 21:00 | 0.68852
HydroReservoir | 2018-09-18 22:00 | 0.68852
HydroReservoir | 2018-09-18 23:00 | 0.68852
HydroReservoir | 2018-09-19 | 0.68852
HydroReservoir | 2018-09-19 01:00 | 0.68852
HydroReservoir | 2018-09-19 02:00 | 0.68852
HydroReservoir | 2018-09-19 03:00 | 0.68852
HydroReservoir | 2018-09-19 04:00 | 0.68852
HydroReservoir | 2018-09-19 05:00 | 0.68852
HydroReservoir | 2018-09-19 06:00 | 0.68852
HydroReservoir | 2018-09-19 07:00 | 0.68852
HydroReservoir | 2018-09-19 08:00 | 0.68852
HydroReservoir | 2018-09-19 09:00 | 0.68852
HydroReservoir | 2018-09-19 10:00 | 0.68852
HydroReservoir | 2018-09-19 11:00 | 0.68852
HydroReservoir | 2018-09-19 12:00 | 0.68852
HydroReservoir | 2018-09-19 13:00 | 0.68852
HydroReservoir | 2018-09-19 14:00 | 0.68852
HydroReservoir | 2018-09-19 15:00 | 0.68852
HydroReservoir | 2018-09-19 16:00 | 0.68852
HydroReservoir | 2018-09-19 17:00 | 0.68852
HydroReservoir | 2018-09-19 18:00 | 0.70297
HydroReservoir | 2018-09-19 19:00 | 0.70297
HydroReservoir | 2018-09-19 20:00 | 0.70297
HydroReservoir | 2018-09-19 21:00 | 0.70297
HydroReservoir | 2018-09-19 22:00 | 0.70297
HydroReservoir | 2018-09-19 23:00 | 0.70297
HydroReservoir | 2018-09-20 | 0.70297
HydroReservoir | 2018-09-20 01:00 | 0.70297
HydroReservoir | 2018-09-20 02:00 | 0.70297
HydroReservoir | 2018-09-20 03:00 | 0.70297
HydroReservoir | 2018-09-20 04:00 | 0.70297
HydroReservoir | 2018-09-20 05:00 | 0.70297
HydroReservoir | 2018-09-20 06:00 | 0.70297
HydroReservoir | 2018-09-20 07:00 | 0.65599
HydroReservoir | 2018-09-20 08:00 | 0.65599
HydroReservoir | 2018-09-20 09:00 | 0.65599
HydroReservoir | 2018-09-20 10:00 | 0.65599
HydroReservoir | 2018-09-20 11:00 | 0.65599
HydroReservoir | 2018-09-20 12:00 | 0.67698
HydroReservoir | 2018-09-20 13:00 | 0.67698
HydroReservoir | 2018-09-20 14:00 | 0.67698
HydroReservoir | 2018-09-20 15:00 | 0.67698
HydroReservoir | 2018-09-20 16:00 | 0.68863
HydroReservoir | 2018-09-20 17:00 | 0.71463
HydroReservoir | 2018-09-20 18:00 | 0.71463
HydroReservoir | 2018-09-20 19:00 | 0.71463
HydroReservoir | 2018-09-20 20:00 | 0.71463
HydroReservoir | 2018-09-20 21:00 | 0.71463
HydroReservoir | 2018-09-20 22:00 | 0.71463
HydroReservoir | 2018-09-20 23:00 | 0.71463
HydroReservoir | 2018-09-21 | 0.71463
HydroReservoir | 2018-09-21 01:00 | 0.71463
HydroReservoir | 2018-09-21 02:00 | 0.71463
HydroReservoir | 2018-09-21 03:00 | 0.71463
HydroReservoir | 2018-09-21 04:00 | 0.71463
HydroReservoir | 2018-09-21 05:00 | 0.71463
HydroReservoir | 2018-09-21 06:00 | 0.71463
HydroReservoir | 2018-09-21 07:00 | 0.71463
HydroReservoir | 2018-09-21 08:00 | 0.71463
HydroReservoir | 2018-09-21 09:00 | 0.71463
HydroReservoir | 2018-09-21 10:00 | 0.71463
HydroReservoir | 2018-09-21 11:00 | 0.71463
HydroReservoir | 2018-09-21 12:00 | 0.71463
HydroReservoir | 2018-09-21 13:00 | 0.71463
HydroReservoir | 2018-09-21 14:00 | 0.71463
HydroReservoir | 2018-09-21 15:00 | 0.71463
HydroReservoir | 2018-09-21 16:00 | 0.74261
HydroReservoir | 2018-09-21 17:00 | 0.75963
HydroReservoir | 2018-09-21 18:00 | 0.79297
HydroReservoir | 2018-09-21 19:00 | 0.79297
HydroReservoir | 2018-09-21 20:00 | 0.79297
HydroReservoir | 2018-09-21 21:00 | 0.79297
HydroReservoir | 2018-09-21 22:00 | 0.79297
HydroReservoir | 2018-09-21 23:00 | 0.79297
HydroReservoir | 2018-09-22 | 0.79297
HydroReservoir | 2018-09-22 01:00 | 0.79297
HydroReservoir | 2018-09-22 02:00 | 0.79297
HydroReservoir | 2018-09-22 03:00 | 0.79297
HydroReservoir | 2018-09-22 04:00 | 0.79297
HydroReservoir | 2018-09-22 05:00 | 0.79297
HydroReservoir | 2018-09-22 06:00 | 0.79297
HydroReservoir | 2018-09-22 07:00 | 0.79297
HydroReservoir | 2018-09-22 08:00 | 0.79297
HydroReservoir | 2018-09-22 09:00 | 0.79297
HydroReservoir | 2018-09-22 10:00 | 0.79297
HydroReservoir | 2018-09-22 11:00 | 0.79297
HydroReservoir | 2018-09-22 12:00 | 0.79297
HydroReservoir | 2018-09-22 13:00 | 0.77851
HydroReservoir | 2018-09-22 14:00 | 0.79297
HydroReservoir | 2018-09-22 15:00 | 0.79297
HydroReservoir | 2018-09-22 16:00 | 0.79297
HydroReservoir | 2018-09-22 17:00 | 0.79297
HydroReservoir | 2018-09-22 18:00 | 0.79297
HydroReservoir | 2018-09-22 19:00 | 0.79297
HydroReservoir | 2018-09-22 20:00 | 0.79297
HydroReservoir | 2018-09-22 21:00 | 0.79297
HydroReservoir | 2018-09-22 22:00 | 0.79297
HydroReservoir | 2018-09-22 23:00 | 0.79297
HydroReservoir | 2018-09-23 | 0.79297
HydroReservoir | 2018-09-23 01:00 | 0.79297
HydroReservoir | 2018-09-23 02:00 | 0.79297
HydroReservoir | 2018-09-23 03:00 | 0.79297
HydroReservoir | 2018-09-23 04:00 | 0.79297
HydroReservoir | 2018-09-23 05:00 | 0.79297
HydroReservoir | 2018-09-23 06:00 | 0.79297
HydroReservoir | 2018-09-23 07:00 | 0.79297
HydroReservoir | 2018-09-23 08:00 | 0.79297
HydroReservoir | 2018-09-23 09:00 | 0.79297
HydroReservoir | 2018-09-23 10:00 | 0.79297
HydroReservoir | 2018-09-23 11:00 | 0.79297
HydroReservoir | 2018-09-23 12:00 | 0.79297
HydroReservoir | 2018-09-23 13:00 | 0.79297
HydroReservoir | 2018-09-23 14:00 | 0.79297
HydroReservoir | 2018-09-23 15:00 | 0.79297
HydroReservoir | 2018-09-23 16:00 | 0.79297
HydroReservoir | 2018-09-23 17:00 | 0.79297
HydroReservoir | 2018-09-23 18:00 | 0.79297
HydroReservoir | 2018-09-23 19:00 | 0.79297
HydroReservoir | 2018-09-23 20:00 | 0.79297
HydroReservoir | 2018-09-23 21:00 | 0.79297
HydroReservoir | 2018-09-23 22:00 | 0.79297
HydroReservoir | 2018-09-23 23:00 | 0.79297
HydroReservoir | 2018-09-24 | 0.79297
HydroReservoir | 2018-09-24 01:00 | 0.79297
HydroReservoir | 2018-09-24 02:00 | 0.79297
HydroReservoir | 2018-09-24 03:00 | 0.79297
HydroReservoir | 2018-09-24 04:00 | 0.79297
HydroReservoir | 2018-09-24 05:00 | 0.79297
HydroReservoir | 2018-09-24 06:00 | 0.79297
HydroReservoir | 2018-09-24 07:00 | 0.79297
HydroReservoir | 2018-09-24 08:00 | 0.75963
HydroReservoir | 2018-09-24 09:00 | 0.75963
HydroReservoir | 2018-09-24 10:00 | 0.75963
HydroReservoir | 2018-09-24 11:00 | 0.75963
HydroReservoir | 2018-09-24 12:00 | 0.75963
HydroReservoir | 2018-09-24 13:00 | 0.75963
HydroReservoir | 2018-09-24 14:00 | 0.75963
HydroReservoir | 2018-09-24 15:00 | 0.75963
HydroReservoir | 2018-09-24 16:00 | 0.75963
HydroReservoir | 2018-09-24 17:00 | 0.75963
HydroReservoir | 2018-09-24 18:00 | 0.75963
HydroReservoir | 2018-09-24 19:00 | 0.75963
HydroReservoir | 2018-09-24 20:00 | 0.75963
HydroReservoir | 2018-09-24 21:00 | 0.75963
HydroReservoir | 2018-09-24 22:00 | 0.75963
HydroReservoir | 2018-09-24 23:00 | 0.75963
HydroReservoir | 2018-09-25 | 0.75963
HydroReservoir | 2018-09-25 01:00 | 0.75963
HydroReservoir | 2018-09-25 02:00 | 0.75963
HydroReservoir | 2018-09-25 03:00 | 0.75963
HydroReservoir | 2018-09-25 04:00 | 0.75963
HydroReservoir | 2018-09-25 05:00 | 0.75963
HydroReservoir | 2018-09-25 06:00 | 0.75963
HydroReservoir | 2018-09-25 07:00 | 0.75963
HydroReservoir | 2018-09-25 08:00 | 0.73165
HydroReservoir | 2018-09-25 09:00 | 0.73165
HydroReservoir | 2018-09-25 10:00 | 0.73165
HydroReservoir | 2018-09-25 11:00 | 0.73165
HydroReservoir | 2018-09-25 12:00 | 0.73165
HydroReservoir | 2018-09-25 13:00 | 0.73165
HydroReservoir | 2018-09-25 14:00 | 0.73165
HydroReservoir | 2018-09-25 15:00 | 0.75963
HydroReservoir | 2018-09-25 16:00 | 0.75963
HydroReservoir | 2018-09-25 17:00 | 0.75963
HydroReservoir | 2018-09-25 18:00 | 0.75963
HydroReservoir | 2018-09-25 19:00 | 0.75963
HydroReservoir | 2018-09-25 20:00 | 0.75963
HydroReservoir | 2018-09-25 21:00 | 0.75963
HydroReservoir | 2018-09-25 22:00 | 0.75963
HydroReservoir | 2018-09-25 23:00 | 0.75963
HydroReservoir | 2018-09-26 | 0.75963
HydroReservoir | 2018-09-26 01:00 | 0.75963
HydroReservoir | 2018-09-26 02:00 | 0.75963
HydroReservoir | 2018-09-26 03:00 | 0.75963
HydroReservoir | 2018-09-26 04:00 | 0.75963
HydroReservoir | 2018-09-26 05:00 | 0.75963
HydroReservoir | 2018-09-26 06:00 | 0.75963
HydroReservoir | 2018-09-26 07:00 | 0.75963
HydroReservoir | 2018-09-26 08:00 | 0.75963
HydroReservoir | 2018-09-26 09:00 | 0.75963
HydroReservoir | 2018-09-26 10:00 | 0.75963
HydroReservoir | 2018-09-26 11:00 | 0.75963
HydroReservoir | 2018-09-26 12:00 | 0.75963
HydroReservoir | 2018-09-26 13:00 | 0.75963
HydroReservoir | 2018-09-26 14:00 | 0.75963
HydroReservoir | 2018-09-26 15:00 | 0.75963
HydroReservoir | 2018-09-26 16:00 | 0.75963
HydroReservoir | 2018-09-26 17:00 | 0.75963
HydroReservoir | 2018-09-26 18:00 | 0.75963
HydroReservoir | 2018-09-26 19:00 | 0.75963
HydroReservoir | 2018-09-26 20:00 | 0.75963
HydroReservoir | 2018-09-26 21:00 | 0.75963
HydroReservoir | 2018-09-26 22:00 | 0.74797
HydroReservoir | 2018-09-26 23:00 | 0.75963
HydroReservoir | 2018-09-27 | 0.75963
HydroReservoir | 2018-09-27 01:00 | 0.75963
HydroReservoir | 2018-09-27 02:00 | 0.75963
HydroReservoir | 2018-09-27 03:00 | 0.75963
HydroReservoir | 2018-09-27 04:00 | 0.75963
HydroReservoir | 2018-09-27 05:00 | 0.75963
HydroReservoir | 2018-09-27 06:00 | 0.75963
HydroReservoir | 2018-09-27 07:00 | 0.75963
HydroReservoir | 2018-09-27 08:00 | 0.75963
HydroReservoir | 2018-09-27 09:00 | 0.75963
HydroReservoir | 2018-09-27 10:00 | 0.75963
HydroReservoir | 2018-09-27 11:00 | 0.75963
HydroReservoir | 2018-09-27 12:00 | 0.75963
HydroReservoir | 2018-09-27 13:00 | 0.75963
HydroReservoir | 2018-09-27 14:00 | 0.74797
HydroReservoir | 2018-09-27 15:00 | 0.74797
HydroReservoir | 2018-09-27 16:00 | 0.74797
HydroReservoir | 2018-09-27 17:00 | 0.75963
HydroReservoir | 2018-09-27 18:00 | 0.75963
HydroReservoir | 2018-09-27 19:00 | 0.75963
HydroReservoir | 2018-09-27 20:00 | 0.75963
HydroReservoir | 2018-09-27 21:00 | 0.75963
HydroReservoir | 2018-09-27 22:00 | 0.75963
HydroReservoir | 2018-09-27 23:00 | 0.75963
HydroReservoir | 2018-09-28 | 0.75963
HydroReservoir | 2018-09-28 01:00 | 0.75963
HydroReservoir | 2018-09-28 02:00 | 0.75963
HydroReservoir | 2018-09-28 03:00 | 0.75963
HydroReservoir | 2018-09-28 04:00 | 0.75963
HydroReservoir | 2018-09-28 05:00 | 0.75963
HydroReservoir | 2018-09-28 06:00 | 0.75963
HydroReservoir | 2018-09-28 07:00 | 0.75963
HydroReservoir | 2018-09-28 08:00 | 0.75963
HydroReservoir | 2018-09-28 09:00 | 0.75963
HydroReservoir | 2018-09-28 10:00 | 0.75963
HydroReservoir | 2018-09-28 11:00 | 0.75963
HydroReservoir | 2018-09-28 12:00 | 0.75963
HydroReservoir | 2018-09-28 13:00 | 0.75963
HydroReservoir | 2018-09-28 14:00 | 0.75963
HydroReservoir | 2018-09-28 15:00 | 0.75963
HydroReservoir | 2018-09-28 16:00 | 0.77129
HydroReservoir | 2018-09-28 17:00 | 0.80463
HydroReservoir | 2018-09-28 18:00 | 0.80463
HydroReservoir | 2018-09-28 19:00 | 0.80463
HydroReservoir | 2018-09-28 20:00 | 0.80463
HydroReservoir | 2018-09-28 21:00 | 0.80463
HydroReservoir | 2018-09-28 22:00 | 0.80463
HydroReservoir | 2018-09-28 23:00 | 0.80463
HydroReservoir | 2018-09-29 | 0.80463
HydroReservoir | 2018-09-29 01:00 | 0.80463
HydroReservoir | 2018-09-29 02:00 | 0.80463
HydroReservoir | 2018-09-29 03:00 | 0.80463
HydroReservoir | 2018-09-29 04:00 | 0.80463
HydroReservoir | 2018-09-29 05:00 | 0.80463
HydroReservoir | 2018-09-29 06:00 | 0.80463
HydroReservoir | 2018-09-29 07:00 | 0.80463
HydroReservoir | 2018-09-29 08:00 | 0.80463
HydroReservoir | 2018-09-29 09:00 | 0.80463
HydroReservoir | 2018-09-29 10:00 | 0.80463
HydroReservoir | 2018-09-29 11:00 | 0.80463
HydroReservoir | 2018-09-29 12:00 | 0.80463
HydroReservoir | 2018-09-29 13:00 | 0.80463
HydroReservoir | 2018-09-29 14:00 | 0.80463
HydroReservoir | 2018-09-29 15:00 | 0.80463
HydroReservoir | 2018-09-29 16:00 | 0.80463
HydroReservoir | 2018-09-29 17:00 | 0.80463
HydroReservoir | 2018-09-29 18:00 | 0.80463
HydroReservoir | 2018-09-29 19:00 | 0.80463
HydroReservoir | 2018-09-29 20:00 | 0.80463
HydroReservoir | 2018-09-29 21:00 | 0.80463
HydroReservoir | 2018-09-29 22:00 | 0.80463
HydroReservoir | 2018-09-29 23:00 | 0.80463
HydroReservoir | 2018-09-30 | 0.80463
HydroReservoir | 2018-09-30 01:00 | 0.80463
HydroReservoir | 2018-09-30 02:00 | 0.80463
HydroReservoir | 2018-09-30 03:00 | 0.80463
HydroReservoir | 2018-09-30 04:00 | 0.80463
HydroReservoir | 2018-09-30 05:00 | 0.80463
HydroReservoir | 2018-09-30 06:00 | 0.80463
HydroReservoir | 2018-09-30 07:00 | 0.80463
HydroReservoir | 2018-09-30 08:00 | 0.80463
HydroReservoir | 2018-09-30 09:00 | 0.80463
HydroReservoir | 2018-09-30 10:00 | 0.80463
HydroReservoir | 2018-09-30 11:00 | 0.80463
HydroReservoir | 2018-09-30 12:00 | 0.80463
HydroReservoir | 2018-09-30 13:00 | 0.80463
HydroReservoir | 2018-09-30 14:00 | 0.80463
HydroReservoir | 2018-09-30 15:00 | 0.80463
HydroReservoir | 2018-09-30 16:00 | 0.80463
HydroReservoir | 2018-09-30 17:00 | 0.80463
HydroReservoir | 2018-09-30 18:00 | 0.80463
HydroReservoir | 2018-09-30 19:00 | 0.80463
HydroReservoir | 2018-09-30 20:00 | 0.80463
HydroReservoir | 2018-09-30 21:00 | 0.80463
HydroReservoir | 2018-09-30 22:00 | 0.80463
HydroReservoir | 2018-09-30 23:00 | 0.80463
HydroReservoir | 2018-10-01 | 0.80463
HydroReservoir | 2018-10-01 01:00 | 0.80463
HydroReservoir | 2018-10-01 02:00 | 0.80463
HydroReservoir | 2018-10-01 03:00 | 0.80463
HydroReservoir | 2018-10-01 04:00 | 0.80463
HydroReservoir | 2018-10-01 05:00 | 0.80463
HydroReservoir | 2018-10-01 06:00 | 0.80463
HydroReservoir | 2018-10-01 07:00 | 0.80463
HydroReservoir | 2018-10-01 08:00 | 0.78364
HydroReservoir | 2018-10-01 09:00 | 0.78364
HydroReservoir | 2018-10-01 10:00 | 0.78364
HydroReservoir | 2018-10-01 11:00 | 0.78364
HydroReservoir | 2018-10-01 12:00 | 0.78364
HydroReservoir | 2018-10-01 13:00 | 0.78364
HydroReservoir | 2018-10-01 14:00 | 0.70834
HydroReservoir | 2018-10-01 15:00 | 0.70834
HydroReservoir | 2018-10-01 16:00 | 0.70834
HydroReservoir | 2018-10-01 17:00 | 0.78364
HydroReservoir | 2018-10-01 18:00 | 0.78364
HydroReservoir | 2018-10-01 19:00 | 0.78364
HydroReservoir | 2018-10-01 20:00 | 0.78364
HydroReservoir | 2018-10-01 21:00 | 0.78364
HydroReservoir | 2018-10-01 22:00 | 0.78364
HydroReservoir | 2018-10-01 23:00 | 0.78364
HydroReservoir | 2018-10-02 | 0.78364
HydroReservoir | 2018-10-02 01:00 | 0.78364
HydroReservoir | 2018-10-02 02:00 | 0.78364
HydroReservoir | 2018-10-02 03:00 | 0.78364
HydroReservoir | 2018-10-02 04:00 | 0.78364
HydroReservoir | 2018-10-02 05:00 | 0.78364
HydroReservoir | 2018-10-02 06:00 | 0.78364
HydroReservoir | 2018-10-02 07:00 | 0.78364
HydroReservoir | 2018-10-02 08:00 | 0.78364
HydroReservoir | 2018-10-02 09:00 | 0.78364
HydroReservoir | 2018-10-02 10:00 | 0.78364
HydroReservoir | 2018-10-02 11:00 | 0.78364
HydroReservoir | 2018-10-02 12:00 | 0.78364
HydroReservoir | 2018-10-02 13:00 | 0.78364
HydroReservoir | 2018-10-02 14:00 | 0.78364
HydroReservoir | 2018-10-02 15:00 | 0.78364
HydroReservoir | 2018-10-02 16:00 | 0.78364
HydroReservoir | 2018-10-02 17:00 | 0.78364
HydroReservoir | 2018-10-02 18:00 | 0.78364
HydroReservoir | 2018-10-02 19:00 | 0.78364
HydroReservoir | 2018-10-02 20:00 | 0.78364
HydroReservoir | 2018-10-02 21:00 | 0.78364
HydroReservoir | 2018-10-02 22:00 | 0.78364
HydroReservoir | 2018-10-02 23:00 | 0.78364
HydroReservoir | 2018-10-03 | 0.78364
HydroReservoir | 2018-10-03 01:00 | 0.78364
HydroReservoir | 2018-10-03 02:00 | 0.78364
HydroReservoir | 2018-10-03 03:00 | 0.78364
HydroReservoir | 2018-10-03 04:00 | 0.78364
HydroReservoir | 2018-10-03 05:00 | 0.78364
HydroReservoir | 2018-10-03 06:00 | 0.78364
HydroReservoir | 2018-10-03 07:00 | 0.78364
HydroReservoir | 2018-10-03 08:00 | 0.78364
HydroReservoir | 2018-10-03 09:00 | 0.78364
HydroReservoir | 2018-10-03 10:00 | 0.78364
HydroReservoir | 2018-10-03 11:00 | 0.78364
HydroReservoir | 2018-10-03 12:00 | 0.78364
HydroReservoir | 2018-10-03 13:00 | 0.78364
HydroReservoir | 2018-10-03 14:00 | 0.78364
HydroReservoir | 2018-10-03 15:00 | 0.78364
HydroReservoir | 2018-10-03 16:00 | 0.78364
HydroReservoir | 2018-10-03 17:00 | 0.78364
HydroReservoir | 2018-10-03 18:00 | 0.78364
HydroReservoir | 2018-10-03 19:00 | 0.78364
HydroReservoir | 2018-10-03 20:00 | 0.78364
HydroReservoir | 2018-10-03 21:00 | 0.78364
HydroReservoir | 2018-10-03 22:00 | 0.78364
HydroReservoir | 2018-10-03 23:00 | 0.78364
HydroReservoir | 2018-10-04 | 0.78364
HydroReservoir | 2018-10-04 01:00 | 0.78364
HydroReservoir | 2018-10-04 02:00 | 0.78364
HydroReservoir | 2018-10-04 03:00 | 0.78364
HydroReservoir | 2018-10-04 04:00 | 0.78364
HydroReservoir | 2018-10-04 05:00 | 0.78364
HydroReservoir | 2018-10-04 06:00 | 0.78364
HydroReservoir | 2018-10-04 07:00 | 0.78364
HydroReservoir | 2018-10-04 08:00 | 0.78364
HydroReservoir | 2018-10-04 09:00 | 0.78364
HydroReservoir | 2018-10-04 10:00 | 0.76662
HydroReservoir | 2018-10-04 11:00 | 0.76662
HydroReservoir | 2018-10-04 12:00 | 0.76662
HydroReservoir | 2018-10-04 13:00 | 0.76662
HydroReservoir | 2018-10-04 14:00 | 0.76662
HydroReservoir | 2018-10-04 15:00 | 0.76662
HydroReservoir | 2018-10-04 16:00 | 0.76662
HydroReservoir | 2018-10-04 17:00 | 0.78364
HydroReservoir | 2018-10-04 18:00 | 0.78364
HydroReservoir | 2018-10-04 19:00 | 0.78364
HydroReservoir | 2018-10-04 20:00 | 0.78364
HydroReservoir | 2018-10-04 21:00 | 0.78364
HydroReservoir | 2018-10-04 22:00 | 0.78364
HydroReservoir | 2018-10-04 23:00 | 0.78364
HydroReservoir | 2018-10-05 | 0.78364
HydroReservoir | 2018-10-05 01:00 | 0.78364
HydroReservoir | 2018-10-05 02:00 | 0.78364
HydroReservoir | 2018-10-05 03:00 | 0.78364
HydroReservoir | 2018-10-05 04:00 | 0.78364
HydroReservoir | 2018-10-05 05:00 | 0.78364
HydroReservoir | 2018-10-05 06:00 | 0.78364
HydroReservoir | 2018-10-05 07:00 | 0.78364
HydroReservoir | 2018-10-05 08:00 | 0.78364
HydroReservoir | 2018-10-05 09:00 | 0.78364
HydroReservoir | 2018-10-05 10:00 | 0.78364
HydroReservoir | 2018-10-05 11:00 | 0.78364
HydroReservoir | 2018-10-05 12:00 | 0.78364
HydroReservoir | 2018-10-05 13:00 | 0.78364
HydroReservoir | 2018-10-05 14:00 | 0.78364
HydroReservoir | 2018-10-05 15:00 | 0.78364
HydroReservoir | 2018-10-05 16:00 | 0.78364
HydroReservoir | 2018-10-05 17:00 | 0.78364
HydroReservoir | 2018-10-05 18:00 | 0.78364
HydroReservoir | 2018-10-05 19:00 | 0.78364
HydroReservoir | 2018-10-05 20:00 | 0.78364
HydroReservoir | 2018-10-05 21:00 | 0.78364
HydroReservoir | 2018-10-05 22:00 | 0.78364
HydroReservoir | 2018-10-05 23:00 | 0.78364
HydroReservoir | 2018-10-06 | 0.78364
HydroReservoir | 2018-10-06 01:00 | 0.78364
HydroReservoir | 2018-10-06 02:00 | 0.78364
HydroReservoir | 2018-10-06 03:00 | 0.78364
HydroReservoir | 2018-10-06 04:00 | 0.78364
HydroReservoir | 2018-10-06 05:00 | 0.78364
HydroReservoir | 2018-10-06 06:00 | 0.78364
HydroReservoir | 2018-10-06 07:00 | 0.78364
HydroReservoir | 2018-10-06 08:00 | 0.78364
HydroReservoir | 2018-10-06 09:00 | 0.78364
HydroReservoir | 2018-10-06 10:00 | 0.78364
HydroReservoir | 2018-10-06 11:00 | 0.78364
HydroReservoir | 2018-10-06 12:00 | 0.78364
HydroReservoir | 2018-10-06 13:00 | 0.78364
HydroReservoir | 2018-10-06 14:00 | 0.78364
HydroReservoir | 2018-10-06 15:00 | 0.78364
HydroReservoir | 2018-10-06 16:00 | 0.78364
HydroReservoir | 2018-10-06 17:00 | 0.78364
HydroReservoir | 2018-10-06 18:00 | 0.78364
HydroReservoir | 2018-10-06 19:00 | 0.78364
HydroReservoir | 2018-10-06 20:00 | 0.78364
HydroReservoir | 2018-10-06 21:00 | 0.78364
HydroReservoir | 2018-10-06 22:00 | 0.78364
HydroReservoir | 2018-10-06 23:00 | 0.78364
HydroReservoir | 2018-10-07 | 0.78364
HydroReservoir | 2018-10-07 01:00 | 0.78364
HydroReservoir | 2018-10-07 02:00 | 0.78364
HydroReservoir | 2018-10-07 03:00 | 0.78364
HydroReservoir | 2018-10-07 04:00 | 0.78364
HydroReservoir | 2018-10-07 05:00 | 0.78364
HydroReservoir | 2018-10-07 06:00 | 0.78364
HydroReservoir | 2018-10-07 07:00 | 0.78364
HydroReservoir | 2018-10-07 08:00 | 0.78364
HydroReservoir | 2018-10-07 09:00 | 0.78364
HydroReservoir | 2018-10-07 10:00 | 0.78364
HydroReservoir | 2018-10-07 11:00 | 0.78364
HydroReservoir | 2018-10-07 12:00 | 0.78364
HydroReservoir | 2018-10-07 13:00 | 0.78364
HydroReservoir | 2018-10-07 14:00 | 0.78364
HydroReservoir | 2018-10-07 15:00 | 0.78364
HydroReservoir | 2018-10-07 16:00 | 0.78364
HydroReservoir | 2018-10-07 17:00 | 0.78364
HydroReservoir | 2018-10-07 18:00 | 0.78364
HydroReservoir | 2018-10-07 19:00 | 0.78364
HydroReservoir | 2018-10-07 20:00 | 0.78364
HydroReservoir | 2018-10-07 21:00 | 0.78364
HydroReservoir | 2018-10-07 22:00 | 0.78364
HydroReservoir | 2018-10-07 23:00 | 0.78364
HydroReservoir | 2018-10-08 | 0.78364
HydroReservoir | 2018-10-08 01:00 | 0.78364
HydroReservoir | 2018-10-08 02:00 | 0.78364
HydroReservoir | 2018-10-08 03:00 | 0.78364
HydroReservoir | 2018-10-08 04:00 | 0.78364
HydroReservoir | 2018-10-08 05:00 | 0.78364
HydroReservoir | 2018-10-08 06:00 | 0.78364
HydroReservoir | 2018-10-08 07:00 | 0.74098
HydroReservoir | 2018-10-08 08:00 | 0.77618
HydroReservoir | 2018-10-08 09:00 | 0.77618
HydroReservoir | 2018-10-08 10:00 | 0.77618
HydroReservoir | 2018-10-08 11:00 | 0.77618
HydroReservoir | 2018-10-08 12:00 | 0.77618
HydroReservoir | 2018-10-08 13:00 | 0.77618
HydroReservoir | 2018-10-08 14:00 | 0.76289
HydroReservoir | 2018-10-08 15:00 | 0.76289
HydroReservoir | 2018-10-08 16:00 | 0.77665
HydroReservoir | 2018-10-08 17:00 | 0.78994
HydroReservoir | 2018-10-08 18:00 | 0.78994
HydroReservoir | 2018-10-08 19:00 | 0.78994
HydroReservoir | 2018-10-08 20:00 | 0.78994
HydroReservoir | 2018-10-08 21:00 | 0.78994
HydroReservoir | 2018-10-08 22:00 | 0.78994
HydroReservoir | 2018-10-08 23:00 | 0.78994
HydroReservoir | 2018-10-09 | 0.78994
HydroReservoir | 2018-10-09 01:00 | 0.78994
HydroReservoir | 2018-10-09 02:00 | 0.78994
HydroReservoir | 2018-10-09 03:00 | 0.78994
HydroReservoir | 2018-10-09 04:00 | 0.78994
HydroReservoir | 2018-10-09 05:00 | 0.78994
HydroReservoir | 2018-10-09 06:00 | 0.78994
HydroReservoir | 2018-10-09 07:00 | 0.78994
HydroReservoir | 2018-10-09 08:00 | 0.77618
HydroReservoir | 2018-10-09 09:00 | 0.77618
HydroReservoir | 2018-10-09 10:00 | 0.77618
HydroReservoir | 2018-10-09 11:00 | 0.77618
HydroReservoir | 2018-10-09 12:00 | 0.77618
HydroReservoir | 2018-10-09 13:00 | 0.77618
HydroReservoir | 2018-10-09 14:00 | 0.82385
HydroReservoir | 2018-10-09 15:00 | 0.82385
HydroReservoir | 2018-10-09 16:00 | 0.83761
HydroReservoir | 2018-10-09 17:00 | 0.83761
HydroReservoir | 2018-10-09 18:00 | 0.83761
HydroReservoir | 2018-10-09 19:00 | 0.83761
HydroReservoir | 2018-10-09 20:00 | 0.83761
HydroReservoir | 2018-10-09 21:00 | 0.83761
HydroReservoir | 2018-10-09 22:00 | 0.83761
HydroReservoir | 2018-10-09 23:00 | 0.83761
HydroReservoir | 2018-10-10 | 0.83761
HydroReservoir | 2018-10-10 01:00 | 0.83761
HydroReservoir | 2018-10-10 02:00 | 0.83761
HydroReservoir | 2018-10-10 03:00 | 0.83761
HydroReservoir | 2018-10-10 04:00 | 0.83761
HydroReservoir | 2018-10-10 05:00 | 0.83761
HydroReservoir | 2018-10-10 06:00 | 0.83761
HydroReservoir | 2018-10-10 07:00 | 0.83761
HydroReservoir | 2018-10-10 08:00 | 0.82385
HydroReservoir | 2018-10-10 09:00 | 0.82385
HydroReservoir | 2018-10-10 10:00 | 0.80833
HydroReservoir | 2018-10-10 11:00 | 0.80833
HydroReservoir | 2018-10-10 12:00 | 0.82385
HydroReservoir | 2018-10-10 13:00 | 0.82385
HydroReservoir | 2018-10-10 14:00 | 0.82385
HydroReservoir | 2018-10-10 15:00 | 0.82385
HydroReservoir | 2018-10-10 16:00 | 0.83761
HydroReservoir | 2018-10-10 17:00 | 0.83761
HydroReservoir | 2018-10-10 18:00 | 0.83761
HydroReservoir | 2018-10-10 19:00 | 0.83761
HydroReservoir | 2018-10-10 20:00 | 0.83761
HydroReservoir | 2018-10-10 21:00 | 0.83761
HydroReservoir | 2018-10-10 22:00 | 0.83761
HydroReservoir | 2018-10-10 23:00 | 0.83761
HydroReservoir | 2018-10-11 | 0.83761
HydroReservoir | 2018-10-11 01:00 | 0.83761
HydroReservoir | 2018-10-11 02:00 | 0.83761
HydroReservoir | 2018-10-11 03:00 | 0.83761
HydroReservoir | 2018-10-11 04:00 | 0.83761
HydroReservoir | 2018-10-11 05:00 | 0.83761
HydroReservoir | 2018-10-11 06:00 | 0.83761
HydroReservoir | 2018-10-11 07:00 | 0.83761
HydroReservoir | 2018-10-11 08:00 | 0.82385
HydroReservoir | 2018-10-11 09:00 | 0.82385
HydroReservoir | 2018-10-11 10:00 | 0.82385
HydroReservoir | 2018-10-11 11:00 | 0.83819
HydroReservoir | 2018-10-11 12:00 | 0.83819
HydroReservoir | 2018-10-11 13:00 | 0.83819
HydroReservoir | 2018-10-11 14:00 | 0.81721
HydroReservoir | 2018-10-11 15:00 | 0.81721
HydroReservoir | 2018-10-11 16:00 | 0.83096
HydroReservoir | 2018-10-11 17:00 | 0.83096
HydroReservoir | 2018-10-11 18:00 | 0.85195
HydroReservoir | 2018-10-11 19:00 | 0.85195
HydroReservoir | 2018-10-11 20:00 | 0.85195
HydroReservoir | 2018-10-11 21:00 | 0.85195
HydroReservoir | 2018-10-11 22:00 | 0.85195
HydroReservoir | 2018-10-11 23:00 | 0.85195
HydroReservoir | 2018-10-12 | 0.85195
HydroReservoir | 2018-10-12 01:00 | 0.85195
HydroReservoir | 2018-10-12 02:00 | 0.85195
HydroReservoir | 2018-10-12 03:00 | 0.85195
HydroReservoir | 2018-10-12 04:00 | 0.85195
HydroReservoir | 2018-10-12 05:00 | 0.85195
HydroReservoir | 2018-10-12 06:00 | 0.85195
HydroReservoir | 2018-10-12 07:00 | 0.85195
HydroReservoir | 2018-10-12 08:00 | 0.83819
HydroReservoir | 2018-10-12 09:00 | 0.83819
HydroReservoir | 2018-10-12 10:00 | 0.83819
HydroReservoir | 2018-10-12 11:00 | 0.83819
HydroReservoir | 2018-10-12 12:00 | 0.83819
HydroReservoir | 2018-10-12 13:00 | 0.83819
HydroReservoir | 2018-10-12 14:00 | 0.83819
HydroReservoir | 2018-10-12 15:00 | 0.87153
HydroReservoir | 2018-10-12 16:00 | 0.88529
HydroReservoir | 2018-10-12 17:00 | 0.90627
HydroReservoir | 2018-10-12 18:00 | 0.90627
HydroReservoir | 2018-10-12 19:00 | 0.90627
HydroReservoir | 2018-10-12 20:00 | 0.90627
HydroReservoir | 2018-10-12 21:00 | 0.90627
HydroReservoir | 2018-10-12 22:00 | 0.90627
HydroReservoir | 2018-10-12 23:00 | 0.90627
HydroReservoir | 2018-10-13 | 0.90627
HydroReservoir | 2018-10-13 01:00 | 0.90627
HydroReservoir | 2018-10-13 02:00 | 0.90627
HydroReservoir | 2018-10-13 03:00 | 0.90627
HydroReservoir | 2018-10-13 04:00 | 0.90627
HydroReservoir | 2018-10-13 05:00 | 0.90627
HydroReservoir | 2018-10-13 06:00 | 0.90627
HydroReservoir | 2018-10-13 07:00 | 0.90627
HydroReservoir | 2018-10-13 08:00 | 0.90627
HydroReservoir | 2018-10-13 09:00 | 0.90627
HydroReservoir | 2018-10-13 10:00 | 0.90627
HydroReservoir | 2018-10-13 11:00 | 0.90627
HydroReservoir | 2018-10-13 12:00 | 0.90627
HydroReservoir | 2018-10-13 13:00 | 0.90627
HydroReservoir | 2018-10-13 14:00 | 0.90627
HydroReservoir | 2018-10-13 15:00 | 0.90627
HydroReservoir | 2018-10-13 16:00 | 0.90627
HydroReservoir | 2018-10-13 17:00 | 0.90627
HydroReservoir | 2018-10-13 18:00 | 0.90627
HydroReservoir | 2018-10-13 19:00 | 0.90627
HydroReservoir | 2018-10-13 20:00 | 0.90627
HydroReservoir | 2018-10-13 21:00 | 0.90627
HydroReservoir | 2018-10-13 22:00 | 0.90627
HydroReservoir | 2018-10-13 23:00 | 0.90627
HydroReservoir | 2018-10-14 | 0.90627
HydroReservoir | 2018-10-14 01:00 | 0.90627
HydroReservoir | 2018-10-14 02:00 | 0.90627
HydroReservoir | 2018-10-14 03:00 | 0.90627
HydroReservoir | 2018-10-14 04:00 | 0.90627
HydroReservoir | 2018-10-14 05:00 | 0.90627
HydroReservoir | 2018-10-14 06:00 | 0.90627
HydroReservoir | 2018-10-14 07:00 | 0.90627
HydroReservoir | 2018-10-14 08:00 | 0.90627
HydroReservoir | 2018-10-14 09:00 | 0.90627
HydroReservoir | 2018-10-14 10:00 | 0.90627
HydroReservoir | 2018-10-14 11:00 | 0.90627
HydroReservoir | 2018-10-14 12:00 | 0.90627
HydroReservoir | 2018-10-14 13:00 | 0.90627
HydroReservoir | 2018-10-14 14:00 | 0.90627
HydroReservoir | 2018-10-14 15:00 | 0.90627
HydroReservoir | 2018-10-14 16:00 | 0.90627
HydroReservoir | 2018-10-14 17:00 | 0.90627
HydroReservoir | 2018-10-14 18:00 | 0.90627
HydroReservoir | 2018-10-14 19:00 | 0.90627
HydroReservoir | 2018-10-14 20:00 | 0.90627
HydroReservoir | 2018-10-14 21:00 | 0.90627
HydroReservoir | 2018-10-14 22:00 | 0.90627
HydroReservoir | 2018-10-14 23:00 | 0.90627
HydroReservoir | 2018-10-15 | 0.90627
HydroReservoir | 2018-10-15 01:00 | 0.90627
HydroReservoir | 2018-10-15 02:00 | 0.90627
HydroReservoir | 2018-10-15 03:00 | 0.90627
HydroReservoir | 2018-10-15 04:00 | 0.90627
HydroReservoir | 2018-10-15 05:00 | 0.90627
HydroReservoir | 2018-10-15 06:00 | 0.90627
HydroReservoir | 2018-10-15 07:00 | 0.90627
HydroReservoir | 2018-10-15 08:00 | 0.85055
HydroReservoir | 2018-10-15 09:00 | 0.85055
HydroReservoir | 2018-10-15 10:00 | 0.85055
HydroReservoir | 2018-10-15 11:00 | 0.85055
HydroReservoir | 2018-10-15 12:00 | 0.85055
HydroReservoir | 2018-10-15 13:00 | 0.85055
HydroReservoir | 2018-10-15 14:00 | 0.79459
HydroReservoir | 2018-10-15 15:00 | 0.79459
HydroReservoir | 2018-10-15 16:00 | 0.8643
HydroReservoir | 2018-10-15 17:00 | 0.8643
HydroReservoir | 2018-10-15 18:00 | 0.8643
HydroReservoir | 2018-10-15 19:00 | 0.8643
HydroReservoir | 2018-10-15 20:00 | 0.8643
HydroReservoir | 2018-10-15 21:00 | 0.8643
HydroReservoir | 2018-10-15 22:00 | 0.8643
HydroReservoir | 2018-10-15 23:00 | 0.8643
HydroReservoir | 2018-10-16 | 0.8643
HydroReservoir | 2018-10-16 01:00 | 0.8643
HydroReservoir | 2018-10-16 02:00 | 0.8643
HydroReservoir | 2018-10-16 03:00 | 0.8643
HydroReservoir | 2018-10-16 04:00 | 0.8643
HydroReservoir | 2018-10-16 05:00 | 0.8643
HydroReservoir | 2018-10-16 06:00 | 0.8643
HydroReservoir | 2018-10-16 07:00 | 0.8643
HydroReservoir | 2018-10-16 08:00 | 0.85055
HydroReservoir | 2018-10-16 09:00 | 0.85055
HydroReservoir | 2018-10-16 10:00 | 0.85055
HydroReservoir | 2018-10-16 11:00 | 0.85055
HydroReservoir | 2018-10-16 12:00 | 0.85055
HydroReservoir | 2018-10-16 13:00 | 0.85055
HydroReservoir | 2018-10-16 14:00 | 0.85055
HydroReservoir | 2018-10-16 15:00 | 0.85055
HydroReservoir | 2018-10-16 16:00 | 0.8643
HydroReservoir | 2018-10-16 17:00 | 0.8643
HydroReservoir | 2018-10-16 18:00 | 0.8643
HydroReservoir | 2018-10-16 19:00 | 0.8643
HydroReservoir | 2018-10-16 20:00 | 0.8643
HydroReservoir | 2018-10-16 21:00 | 0.8643
HydroReservoir | 2018-10-16 22:00 | 0.8643
HydroReservoir | 2018-10-16 23:00 | 0.8643
HydroReservoir | 2018-10-17 | 0.8643
HydroReservoir | 2018-10-17 01:00 | 0.8643
HydroReservoir | 2018-10-17 02:00 | 0.8643
HydroReservoir | 2018-10-17 03:00 | 0.8643
HydroReservoir | 2018-10-17 04:00 | 0.8643
HydroReservoir | 2018-10-17 05:00 | 0.8643
HydroReservoir | 2018-10-17 06:00 | 0.8643
HydroReservoir | 2018-10-17 07:00 | 0.8643
HydroReservoir | 2018-10-17 08:00 | 0.82956
HydroReservoir | 2018-10-17 09:00 | 0.82956
HydroReservoir | 2018-10-17 10:00 | 0.82956
HydroReservoir | 2018-10-17 11:00 | 0.82956
HydroReservoir | 2018-10-17 12:00 | 0.82956
HydroReservoir | 2018-10-17 13:00 | 0.82956
HydroReservoir | 2018-10-17 14:00 | 0.82956
HydroReservoir | 2018-10-17 15:00 | 0.82956
HydroReservoir | 2018-10-17 16:00 | 0.84332
HydroReservoir | 2018-10-17 17:00 | 0.84332
HydroReservoir | 2018-10-17 18:00 | 0.84332
HydroReservoir | 2018-10-17 19:00 | 0.84332
HydroReservoir | 2018-10-17 20:00 | 0.84332
HydroReservoir | 2018-10-17 21:00 | 0.84332
HydroReservoir | 2018-10-17 22:00 | 0.84332
HydroReservoir | 2018-10-17 23:00 | 0.84332
HydroReservoir | 2018-10-18 | 0.84332
HydroReservoir | 2018-10-18 01:00 | 0.84332
HydroReservoir | 2018-10-18 02:00 | 0.84332
HydroReservoir | 2018-10-18 03:00 | 0.84332
HydroReservoir | 2018-10-18 04:00 | 0.84332
HydroReservoir | 2018-10-18 05:00 | 0.84332
HydroReservoir | 2018-10-18 06:00 | 0.84332
HydroReservoir | 2018-10-18 07:00 | 0.84332
HydroReservoir | 2018-10-18 08:00 | 0.82956
HydroReservoir | 2018-10-18 09:00 | 0.82956
HydroReservoir | 2018-10-18 10:00 | 0.82956
HydroReservoir | 2018-10-18 11:00 | 0.82956
HydroReservoir | 2018-10-18 12:00 | 0.82956
HydroReservoir | 2018-10-18 13:00 | 0.82956
HydroReservoir | 2018-10-18 14:00 | 0.82956
HydroReservoir | 2018-10-18 15:00 | 0.82956
HydroReservoir | 2018-10-18 16:00 | 0.84332
HydroReservoir | 2018-10-18 17:00 | 0.8643
HydroReservoir | 2018-10-18 18:00 | 0.8643
HydroReservoir | 2018-10-18 19:00 | 0.8643
HydroReservoir | 2018-10-18 20:00 | 0.8643
HydroReservoir | 2018-10-18 21:00 | 0.8643
HydroReservoir | 2018-10-18 22:00 | 0.8643
HydroReservoir | 2018-10-18 23:00 | 0.8643
HydroReservoir | 2018-10-19 | 0.8643
HydroReservoir | 2018-10-19 01:00 | 0.8643
HydroReservoir | 2018-10-19 02:00 | 0.8643
HydroReservoir | 2018-10-19 03:00 | 0.8643
HydroReservoir | 2018-10-19 04:00 | 0.8643
HydroReservoir | 2018-10-19 05:00 | 0.8643
HydroReservoir | 2018-10-19 06:00 | 0.8643
HydroReservoir | 2018-10-19 07:00 | 0.8643
HydroReservoir | 2018-10-19 08:00 | 0.85055
HydroReservoir | 2018-10-19 09:00 | 0.85055
HydroReservoir | 2018-10-19 10:00 | 0.85055
HydroReservoir | 2018-10-19 11:00 | 0.85055
HydroReservoir | 2018-10-19 12:00 | 0.85055
HydroReservoir | 2018-10-19 13:00 | 0.85055
HydroReservoir | 2018-10-19 14:00 | 0.81732
HydroReservoir | 2018-10-19 15:00 | 0.85055
HydroReservoir | 2018-10-19 16:00 | 0.88529
HydroReservoir | 2018-10-19 17:00 | 0.90627
HydroReservoir | 2018-10-19 18:00 | 0.90627
HydroReservoir | 2018-10-19 19:00 | 0.90627
HydroReservoir | 2018-10-19 20:00 | 0.90627
HydroReservoir | 2018-10-19 21:00 | 0.90627
HydroReservoir | 2018-10-19 22:00 | 0.90627
HydroReservoir | 2018-10-19 23:00 | 0.90627
HydroReservoir | 2018-10-20 | 0.90627
HydroReservoir | 2018-10-20 01:00 | 0.90627
HydroReservoir | 2018-10-20 02:00 | 0.90627
HydroReservoir | 2018-10-20 03:00 | 0.90627
HydroReservoir | 2018-10-20 04:00 | 0.90627
HydroReservoir | 2018-10-20 05:00 | 0.90627
HydroReservoir | 2018-10-20 06:00 | 0.90627
HydroReservoir | 2018-10-20 07:00 | 0.90627
HydroReservoir | 2018-10-20 08:00 | 0.90627
HydroReservoir | 2018-10-20 09:00 | 0.90627
HydroReservoir | 2018-10-20 10:00 | 0.90627
HydroReservoir | 2018-10-20 11:00 | 0.90627
HydroReservoir | 2018-10-20 12:00 | 0.90627
HydroReservoir | 2018-10-20 13:00 | 0.90627
HydroReservoir | 2018-10-20 14:00 | 0.90627
HydroReservoir | 2018-10-20 15:00 | 0.90627
HydroReservoir | 2018-10-20 16:00 | 0.90627
HydroReservoir | 2018-10-20 17:00 | 0.90627
HydroReservoir | 2018-10-20 18:00 | 0.90627
HydroReservoir | 2018-10-20 19:00 | 0.90627
HydroReservoir | 2018-10-20 20:00 | 0.90627
HydroReservoir | 2018-10-20 21:00 | 0.90627
HydroReservoir | 2018-10-20 22:00 | 0.90627
HydroReservoir | 2018-10-20 23:00 | 0.90627
HydroReservoir | 2018-10-21 | 0.90627
HydroReservoir | 2018-10-21 01:00 | 0.90627
HydroReservoir | 2018-10-21 02:00 | 0.90627
HydroReservoir | 2018-10-21 03:00 | 0.90627
HydroReservoir | 2018-10-21 04:00 | 0.90627
HydroReservoir | 2018-10-21 05:00 | 0.90627
HydroReservoir | 2018-10-21 06:00 | 0.90627
HydroReservoir | 2018-10-21 07:00 | 0.90627
HydroReservoir | 2018-10-21 08:00 | 0.90627
HydroReservoir | 2018-10-21 09:00 | 0.90627
HydroReservoir | 2018-10-21 10:00 | 0.90627
HydroReservoir | 2018-10-21 11:00 | 0.90627
HydroReservoir | 2018-10-21 12:00 | 0.90627
HydroReservoir | 2018-10-21 13:00 | 0.90627
HydroReservoir | 2018-10-21 14:00 | 0.90627
HydroReservoir | 2018-10-21 15:00 | 0.90627
HydroReservoir | 2018-10-21 16:00 | 0.90627
HydroReservoir | 2018-10-21 17:00 | 0.90627
HydroReservoir | 2018-10-21 18:00 | 0.90627
HydroReservoir | 2018-10-21 19:00 | 0.90627
HydroReservoir | 2018-10-21 20:00 | 0.90627
HydroReservoir | 2018-10-21 21:00 | 0.90627
HydroReservoir | 2018-10-21 22:00 | 0.90627
HydroReservoir | 2018-10-21 23:00 | 0.90627
HydroReservoir | 2018-10-22 | 0.90627
HydroReservoir | 2018-10-22 01:00 | 0.90627
HydroReservoir | 2018-10-22 02:00 | 0.90627
HydroReservoir | 2018-10-22 03:00 | 0.90627
HydroReservoir | 2018-10-22 04:00 | 0.90627
HydroReservoir | 2018-10-22 05:00 | 0.90627
HydroReservoir | 2018-10-22 06:00 | 0.90627
HydroReservoir | 2018-10-22 07:00 | 0.94894
HydroReservoir | 2018-10-22 08:00 | 0.93518
HydroReservoir | 2018-10-22 09:00 | 0.93518
HydroReservoir | 2018-10-22 10:00 | 0.93518
HydroReservoir | 2018-10-22 11:00 | 0.93518
HydroReservoir | 2018-10-22 12:00 | 0.93518
HydroReservoir | 2018-10-22 13:00 | 0.93518
HydroReservoir | 2018-10-22 14:00 | 0.93518
HydroReservoir | 2018-10-22 15:00 | 0.93518
HydroReservoir | 2018-10-22 16:00 | 0.94894
HydroReservoir | 2018-10-22 17:00 | 0.94894
HydroReservoir | 2018-10-22 18:00 | 0.94894
HydroReservoir | 2018-10-22 19:00 | 0.94894
HydroReservoir | 2018-10-22 20:00 | 0.94894
HydroReservoir | 2018-10-22 21:00 | 0.94894
HydroReservoir | 2018-10-22 22:00 | 0.94894
HydroReservoir | 2018-10-22 23:00 | 0.94894
HydroReservoir | 2018-10-23 | 0.89298
HydroReservoir | 2018-10-23 01:00 | 0.89298
HydroReservoir | 2018-10-23 02:00 | 0.89298
HydroReservoir | 2018-10-23 03:00 | 0.89298
HydroReservoir | 2018-10-23 04:00 | 0.89298
HydroReservoir | 2018-10-23 05:00 | 0.89298
HydroReservoir | 2018-10-23 06:00 | 0.89298
HydroReservoir | 2018-10-23 07:00 | 0.89298
HydroReservoir | 2018-10-23 08:00 | 0.87923
HydroReservoir | 2018-10-23 09:00 | 0.87923
HydroReservoir | 2018-10-23 10:00 | 0.87923
HydroReservoir | 2018-10-23 11:00 | 0.87923
HydroReservoir | 2018-10-23 12:00 | 0.87923
HydroReservoir | 2018-10-23 13:00 | 0.87923
HydroReservoir | 2018-10-23 14:00 | 0.87923
HydroReservoir | 2018-10-23 15:00 | 0.87923
HydroReservoir | 2018-10-23 16:00 | 0.89298
HydroReservoir | 2018-10-23 17:00 | 0.89298
HydroReservoir | 2018-10-23 18:00 | 0.89298
HydroReservoir | 2018-10-23 19:00 | 0.89298
HydroReservoir | 2018-10-23 20:00 | 0.89298
HydroReservoir | 2018-10-23 21:00 | 0.89298
HydroReservoir | 2018-10-23 22:00 | 0.94894
HydroReservoir | 2018-10-23 23:00 | 0.94894
HydroReservoir | 2018-10-24 | 0.94894
HydroReservoir | 2018-10-24 01:00 | 0.94894
HydroReservoir | 2018-10-24 02:00 | 0.94894
HydroReservoir | 2018-10-24 03:00 | 0.94894
HydroReservoir | 2018-10-24 04:00 | 0.94894
HydroReservoir | 2018-10-24 05:00 | 0.94894
HydroReservoir | 2018-10-24 06:00 | 0.94894
HydroReservoir | 2018-10-24 07:00 | 0.94894
HydroReservoir | 2018-10-24 08:00 | 0.93518
HydroReservoir | 2018-10-24 09:00 | 0.93518
HydroReservoir | 2018-10-24 10:00 | 0.93518
HydroReservoir | 2018-10-24 11:00 | 0.93518
HydroReservoir | 2018-10-24 12:00 | 0.93518
HydroReservoir | 2018-10-24 13:00 | 0.93518
HydroReservoir | 2018-10-24 14:00 | 0.93518
HydroReservoir | 2018-10-24 15:00 | 0.93518
HydroReservoir | 2018-10-24 16:00 | 0.94894
HydroReservoir | 2018-10-24 17:00 | 0.94894
HydroReservoir | 2018-10-24 18:00 | 0.94894
HydroReservoir | 2018-10-24 19:00 | 0.94894
HydroReservoir | 2018-10-24 20:00 | 0.94894
HydroReservoir | 2018-10-24 21:00 | 0.94894
HydroReservoir | 2018-10-24 22:00 | 0.94894
HydroReservoir | 2018-10-24 23:00 | 0.94894
HydroReservoir | 2018-10-25 | 0.94894
HydroReservoir | 2018-10-25 01:00 | 0.94894
HydroReservoir | 2018-10-25 02:00 | 0.94894
HydroReservoir | 2018-10-25 03:00 | 0.94894
HydroReservoir | 2018-10-25 04:00 | 0.94894
HydroReservoir | 2018-10-25 05:00 | 0.94894
HydroReservoir | 2018-10-25 06:00 | 0.94894
HydroReservoir | 2018-10-25 07:00 | 0.94894
HydroReservoir | 2018-10-25 08:00 | 0.93518
HydroReservoir | 2018-10-25 09:00 | 0.93518
HydroReservoir | 2018-10-25 10:00 | 0.93518
HydroReservoir | 2018-10-25 11:00 | 0.93518
HydroReservoir | 2018-10-25 12:00 | 0.93518
HydroReservoir | 2018-10-25 13:00 | 0.93518
HydroReservoir | 2018-10-25 14:00 | 0.86862
HydroReservoir | 2018-10-25 15:00 | 0.86862
HydroReservoir | 2018-10-25 16:00 | 0.9156
HydroReservoir | 2018-10-25 17:00 | 0.9156
HydroReservoir | 2018-10-25 18:00 | 0.94894
HydroReservoir | 2018-10-25 19:00 | 0.94894
HydroReservoir | 2018-10-25 20:00 | 0.94894
HydroReservoir | 2018-10-25 21:00 | 0.94894
HydroReservoir | 2018-10-25 22:00 | 0.94894
HydroReservoir | 2018-10-25 23:00 | 0.94894
HydroReservoir | 2018-10-26 | 0.94894
HydroReservoir | 2018-10-26 01:00 | 0.94894
HydroReservoir | 2018-10-26 02:00 | 0.94894
HydroReservoir | 2018-10-26 03:00 | 0.94894
HydroReservoir | 2018-10-26 04:00 | 0.94894
HydroReservoir | 2018-10-26 05:00 | 0.94894
HydroReservoir | 2018-10-26 06:00 | 0.94894
HydroReservoir | 2018-10-26 07:00 | 0.94894
HydroReservoir | 2018-10-26 08:00 | 0.94148
HydroReservoir | 2018-10-26 09:00 | 0.94148
HydroReservoir | 2018-10-26 10:00 | 0.94148
HydroReservoir | 2018-10-26 11:00 | 0.94148
HydroReservoir | 2018-10-26 12:00 | 0.94148
HydroReservoir | 2018-10-26 13:00 | 0.94148
HydroReservoir | 2018-10-26 14:00 | 0.94148
HydroReservoir | 2018-10-26 15:00 | 0.94148
HydroReservoir | 2018-10-26 16:00 | 0.94148
HydroReservoir | 2018-10-26 17:00 | 0.94148
HydroReservoir | 2018-10-26 18:00 | 0.94148
HydroReservoir | 2018-10-26 19:00 | 0.94148
HydroReservoir | 2018-10-26 20:00 | 0.94148
HydroReservoir | 2018-10-26 21:00 | 0.94148
HydroReservoir | 2018-10-26 22:00 | 0.94148
HydroReservoir | 2018-10-26 23:00 | 0.94148
HydroReservoir | 2018-10-27 | 0.94148
HydroReservoir | 2018-10-27 01:00 | 0.94148
HydroReservoir | 2018-10-27 02:00 | 0.94148
HydroReservoir | 2018-10-27 03:00 | 0.94148
HydroReservoir | 2018-10-27 04:00 | 0.94148
HydroReservoir | 2018-10-27 05:00 | 0.94148
HydroReservoir | 2018-10-27 06:00 | 0.94148
HydroReservoir | 2018-10-27 07:00 | 0.94148
HydroReservoir | 2018-10-27 08:00 | 0.94148
HydroReservoir | 2018-10-27 09:00 | 0.94148
HydroReservoir | 2018-10-27 10:00 | 0.94148
HydroReservoir | 2018-10-27 11:00 | 0.94148
HydroReservoir | 2018-10-27 12:00 | 0.94148
HydroReservoir | 2018-10-27 13:00 | 0.94148
HydroReservoir | 2018-10-27 14:00 | 0.94148
HydroReservoir | 2018-10-27 15:00 | 0.94148
HydroReservoir | 2018-10-27 16:00 | 0.94148
HydroReservoir | 2018-10-27 17:00 | 0.94148
HydroReservoir | 2018-10-27 18:00 | 0.94148
HydroReservoir | 2018-10-27 19:00 | 0.94148
HydroReservoir | 2018-10-27 20:00 | 0.94148
HydroReservoir | 2018-10-27 21:00 | 0.94148
HydroReservoir | 2018-10-27 22:00 | 0.94148
HydroReservoir | 2018-10-27 23:00 | 0.94148
HydroReservoir | 2018-10-28 | 0.94148
HydroReservoir | 2018-10-28 01:00 | 0.94148
HydroReservoir | 2018-10-28 02:00 | 0.94148
HydroReservoir | 2018-10-28 03:00 | 0.94148
HydroReservoir | 2018-10-28 04:00 | 0.94148
HydroReservoir | 2018-10-28 05:00 | 0.94148
HydroReservoir | 2018-10-28 06:00 | 0.94148
HydroReservoir | 2018-10-28 07:00 | 0.94148
HydroReservoir | 2018-10-28 08:00 | 0.94148
HydroReservoir | 2018-10-28 09:00 | 0.94148
HydroReservoir | 2018-10-28 10:00 | 0.94148
HydroReservoir | 2018-10-28 11:00 | 0.94148
HydroReservoir | 2018-10-28 12:00 | 0.94148
HydroReservoir | 2018-10-28 13:00 | 0.94148
HydroReservoir | 2018-10-28 14:00 | 0.94148
HydroReservoir | 2018-10-28 15:00 | 0.94148
HydroReservoir | 2018-10-28 16:00 | 0.94148
HydroReservoir | 2018-10-28 17:00 | 0.94148
HydroReservoir | 2018-10-28 18:00 | 0.94148
HydroReservoir | 2018-10-28 19:00 | 0.94148
HydroReservoir | 2018-10-28 20:00 | 0.94148
HydroReservoir | 2018-10-28 21:00 | 0.94148
HydroReservoir | 2018-10-28 22:00 | 0.94148
HydroReservoir | 2018-10-28 23:00 | 0.94148
HydroReservoir | 2018-10-29 | 0.94148
HydroReservoir | 2018-10-29 01:00 | 0.94148
HydroReservoir | 2018-10-29 02:00 | 0.94148
HydroReservoir | 2018-10-29 03:00 | 0.94148
HydroReservoir | 2018-10-29 04:00 | 0.94148
HydroReservoir | 2018-10-29 05:00 | 0.94148
HydroReservoir | 2018-10-29 06:00 | 0.94148
HydroReservoir | 2018-10-29 07:00 | 0.94148
HydroReservoir | 2018-10-29 08:00 | 0.94148
HydroReservoir | 2018-10-29 09:00 | 0.94148
HydroReservoir | 2018-10-29 10:00 | 0.94148
HydroReservoir | 2018-10-29 11:00 | 0.94148
HydroReservoir | 2018-10-29 12:00 | 0.94148
HydroReservoir | 2018-10-29 13:00 | 0.92714
HydroReservoir | 2018-10-29 14:00 | 0.91012
HydroReservoir | 2018-10-29 15:00 | 0.91012
HydroReservoir | 2018-10-29 16:00 | 0.91012
HydroReservoir | 2018-10-29 17:00 | 0.92446
HydroReservoir | 2018-10-29 18:00 | 0.92446
HydroReservoir | 2018-10-29 19:00 | 0.92446
HydroReservoir | 2018-10-29 20:00 | 0.92446
HydroReservoir | 2018-10-29 21:00 | 0.92446
HydroReservoir | 2018-10-29 22:00 | 0.92446
HydroReservoir | 2018-10-29 23:00 | 0.92446
HydroReservoir | 2018-10-30 | 0.92446
HydroReservoir | 2018-10-30 01:00 | 0.92446
HydroReservoir | 2018-10-30 02:00 | 0.92446
HydroReservoir | 2018-10-30 03:00 | 0.92446
HydroReservoir | 2018-10-30 04:00 | 0.92446
HydroReservoir | 2018-10-30 05:00 | 0.92446
HydroReservoir | 2018-10-30 06:00 | 0.92446
HydroReservoir | 2018-10-30 07:00 | 0.92446
HydroReservoir | 2018-10-30 08:00 | 0.92446
HydroReservoir | 2018-10-30 09:00 | 0.92446
HydroReservoir | 2018-10-30 10:00 | 0.92446
HydroReservoir | 2018-10-30 11:00 | 0.92446
HydroReservoir | 2018-10-30 12:00 | 0.92446
HydroReservoir | 2018-10-30 13:00 | 0.91012
HydroReservoir | 2018-10-30 14:00 | 0.91012
HydroReservoir | 2018-10-30 15:00 | 0.91012
HydroReservoir | 2018-10-30 16:00 | 0.92714
HydroReservoir | 2018-10-30 17:00 | 0.92714
HydroReservoir | 2018-10-30 18:00 | 0.94148
HydroReservoir | 2018-10-30 19:00 | 0.94148
HydroReservoir | 2018-10-30 20:00 | 0.94148
HydroReservoir | 2018-10-30 21:00 | 0.94148
HydroReservoir | 2018-10-30 22:00 | 0.94148
HydroReservoir | 2018-10-30 23:00 | 0.94148
HydroReservoir | 2018-10-31 | 0.94148
HydroReservoir | 2018-10-31 01:00 | 0.94148
HydroReservoir | 2018-10-31 02:00 | 0.94148
HydroReservoir | 2018-10-31 03:00 | 0.94148
HydroReservoir | 2018-10-31 04:00 | 0.94148
HydroReservoir | 2018-10-31 05:00 | 0.94148
HydroReservoir | 2018-10-31 06:00 | 0.94148
HydroReservoir | 2018-10-31 07:00 | 0.94148
HydroReservoir | 2018-10-31 08:00 | 0.92714
HydroReservoir | 2018-10-31 09:00 | 0.92714
HydroReservoir | 2018-10-31 10:00 | 0.92714
HydroReservoir | 2018-10-31 11:00 | 0.92714
HydroReservoir | 2018-10-31 12:00 | 0.92714
HydroReservoir | 2018-10-31 13:00 | 0.94148
HydroReservoir | 2018-10-31 14:00 | 0.94148
HydroReservoir | 2018-10-31 15:00 | 0.94148
HydroReservoir | 2018-10-31 16:00 | 0.94148
HydroReservoir | 2018-10-31 17:00 | 0.94148
HydroReservoir | 2018-10-31 18:00 | 0.94148
HydroReservoir | 2018-10-31 19:00 | 0.94148
HydroReservoir | 2018-10-31 20:00 | 0.94148
HydroReservoir | 2018-10-31 21:00 | 0.94148
HydroReservoir | 2018-10-31 22:00 | 0.94148
HydroReservoir | 2018-10-31 23:00 | 0.94148
HydroReservoir | 2018-11-01 | 0.94148
HydroReservoir | 2018-11-01 01:00 | 0.94148
HydroReservoir | 2018-11-01 02:00 | 0.94148
HydroReservoir | 2018-11-01 03:00 | 0.94148
HydroReservoir | 2018-11-01 04:00 | 0.94148
HydroReservoir | 2018-11-01 05:00 | 0.94148
HydroReservoir | 2018-11-01 06:00 | 0.94148
HydroReservoir | 2018-11-01 07:00 | 0.94148
HydroReservoir | 2018-11-01 08:00 | 0.94148
HydroReservoir | 2018-11-01 09:00 | 0.94148
HydroReservoir | 2018-11-01 10:00 | 0.94148
HydroReservoir | 2018-11-01 11:00 | 0.94148
HydroReservoir | 2018-11-01 12:00 | 0.94148
HydroReservoir | 2018-11-01 13:00 | 0.94148
HydroReservoir | 2018-11-01 14:00 | 0.94148
HydroReservoir | 2018-11-01 15:00 | 0.94148
HydroReservoir | 2018-11-01 16:00 | 0.94148
HydroReservoir | 2018-11-01 17:00 | 0.94148
HydroReservoir | 2018-11-01 18:00 | 0.94148
HydroReservoir | 2018-11-01 19:00 | 0.94148
HydroReservoir | 2018-11-01 20:00 | 0.94148
HydroReservoir | 2018-11-01 21:00 | 0.94148
HydroReservoir | 2018-11-01 22:00 | 0.94148
HydroReservoir | 2018-11-01 23:00 | 0.94148
HydroReservoir | 2018-11-02 | 0.94148
HydroReservoir | 2018-11-02 01:00 | 0.94148
HydroReservoir | 2018-11-02 02:00 | 0.94148
HydroReservoir | 2018-11-02 03:00 | 0.94148
HydroReservoir | 2018-11-02 04:00 | 0.94148
HydroReservoir | 2018-11-02 05:00 | 0.94148
HydroReservoir | 2018-11-02 06:00 | 0.94148
HydroReservoir | 2018-11-02 07:00 | 0.94148
HydroReservoir | 2018-11-02 08:00 | 0.94148
HydroReservoir | 2018-11-02 09:00 | 0.94148
HydroReservoir | 2018-11-02 10:00 | 0.94148
HydroReservoir | 2018-11-02 11:00 | 0.94148
HydroReservoir | 2018-11-02 12:00 | 0.94148
HydroReservoir | 2018-11-02 13:00 | 0.94148
HydroReservoir | 2018-11-02 14:00 | 0.94148
HydroReservoir | 2018-11-02 15:00 | 0.94148
HydroReservoir | 2018-11-02 16:00 | 0.94148
HydroReservoir | 2018-11-02 17:00 | 0.94148
HydroReservoir | 2018-11-02 18:00 | 0.94148
HydroReservoir | 2018-11-02 19:00 | 0.94148
HydroReservoir | 2018-11-02 20:00 | 0.94148
HydroReservoir | 2018-11-02 21:00 | 0.94148
HydroReservoir | 2018-11-02 22:00 | 0.94148
HydroReservoir | 2018-11-02 23:00 | 0.94148
HydroReservoir | 2018-11-03 | 0.94148
HydroReservoir | 2018-11-03 01:00 | 0.94148
HydroReservoir | 2018-11-03 02:00 | 0.94148
HydroReservoir | 2018-11-03 03:00 | 0.94148
HydroReservoir | 2018-11-03 04:00 | 0.94148
HydroReservoir | 2018-11-03 05:00 | 0.94148
HydroReservoir | 2018-11-03 06:00 | 0.94148
HydroReservoir | 2018-11-03 07:00 | 0.94148
HydroReservoir | 2018-11-03 08:00 | 0.94148
HydroReservoir | 2018-11-03 09:00 | 0.94148
HydroReservoir | 2018-11-03 10:00 | 0.94148
HydroReservoir | 2018-11-03 11:00 | 0.94148
HydroReservoir | 2018-11-03 12:00 | 0.94148
HydroReservoir | 2018-11-03 13:00 | 0.94148
HydroReservoir | 2018-11-03 14:00 | 0.94148
HydroReservoir | 2018-11-03 15:00 | 0.94148
HydroReservoir | 2018-11-03 16:00 | 0.94148
HydroReservoir | 2018-11-03 17:00 | 0.94148
HydroReservoir | 2018-11-03 18:00 | 0.94148
HydroReservoir | 2018-11-03 19:00 | 0.94148
HydroReservoir | 2018-11-03 20:00 | 0.94148
HydroReservoir | 2018-11-03 21:00 | 0.94148
HydroReservoir | 2018-11-03 22:00 | 0.94148
HydroReservoir | 2018-11-03 23:00 | 0.94148
HydroReservoir | 2018-11-04 | 0.94148
HydroReservoir | 2018-11-04 01:00 | 0.94148
HydroReservoir | 2018-11-04 02:00 | 0.94148
HydroReservoir | 2018-11-04 03:00 | 0.94148
HydroReservoir | 2018-11-04 04:00 | 0.94148
HydroReservoir | 2018-11-04 05:00 | 0.94148
HydroReservoir | 2018-11-04 06:00 | 0.94148
HydroReservoir | 2018-11-04 07:00 | 0.94148
HydroReservoir | 2018-11-04 08:00 | 0.94148
HydroReservoir | 2018-11-04 09:00 | 0.94148
HydroReservoir | 2018-11-04 10:00 | 0.94148
HydroReservoir | 2018-11-04 11:00 | 0.94148
HydroReservoir | 2018-11-04 12:00 | 0.94148
HydroReservoir | 2018-11-04 13:00 | 0.94148
HydroReservoir | 2018-11-04 14:00 | 0.94148
HydroReservoir | 2018-11-04 15:00 | 0.94148
HydroReservoir | 2018-11-04 16:00 | 0.94148
HydroReservoir | 2018-11-04 17:00 | 0.94148
HydroReservoir | 2018-11-04 18:00 | 0.94148
HydroReservoir | 2018-11-04 19:00 | 0.94148
HydroReservoir | 2018-11-04 20:00 | 0.94148
HydroReservoir | 2018-11-04 21:00 | 0.94148
HydroReservoir | 2018-11-04 22:00 | 0.94148
HydroReservoir | 2018-11-04 23:00 | 0.94148
HydroReservoir | 2018-11-05 | 0.94148
HydroReservoir | 2018-11-05 01:00 | 0.94148
HydroReservoir | 2018-11-05 02:00 | 0.94148
HydroReservoir | 2018-11-05 03:00 | 0.94148
HydroReservoir | 2018-11-05 04:00 | 0.94148
HydroReservoir | 2018-11-05 05:00 | 0.94148
HydroReservoir | 2018-11-05 06:00 | 0.94148
HydroReservoir | 2018-11-05 07:00 | 0.94148
HydroReservoir | 2018-11-05 08:00 | 0.92714
HydroReservoir | 2018-11-05 09:00 | 0.92714
HydroReservoir | 2018-11-05 10:00 | 0.92714
HydroReservoir | 2018-11-05 11:00 | 0.92714
HydroReservoir | 2018-11-05 12:00 | 0.92714
HydroReservoir | 2018-11-05 13:00 | 0.92714
HydroReservoir | 2018-11-05 14:00 | 0.9128
HydroReservoir | 2018-11-05 15:00 | 0.9128
HydroReservoir | 2018-11-05 16:00 | 0.9128
HydroReservoir | 2018-11-05 17:00 | 0.9346
HydroReservoir | 2018-11-05 18:00 | 0.94894
HydroReservoir | 2018-11-05 19:00 | 0.94894
HydroReservoir | 2018-11-05 20:00 | 0.94894
HydroReservoir | 2018-11-05 21:00 | 0.94894
HydroReservoir | 2018-11-05 22:00 | 0.94894
HydroReservoir | 2018-11-05 23:00 | 0.94894
HydroReservoir | 2018-11-06 | 0.94894
HydroReservoir | 2018-11-06 01:00 | 0.94894
HydroReservoir | 2018-11-06 02:00 | 0.94894
HydroReservoir | 2018-11-06 03:00 | 0.94894
HydroReservoir | 2018-11-06 04:00 | 0.94894
HydroReservoir | 2018-11-06 05:00 | 0.94894
HydroReservoir | 2018-11-06 06:00 | 0.94894
HydroReservoir | 2018-11-06 07:00 | 0.94894
HydroReservoir | 2018-11-06 08:00 | 0.9346
HydroReservoir | 2018-11-06 09:00 | 0.9346
HydroReservoir | 2018-11-06 10:00 | 0.9346
HydroReservoir | 2018-11-06 11:00 | 0.9346
HydroReservoir | 2018-11-06 12:00 | 0.9346
HydroReservoir | 2018-11-06 13:00 | 0.9346
HydroReservoir | 2018-11-06 14:00 | 0.9346
HydroReservoir | 2018-11-06 15:00 | 0.9346
HydroReservoir | 2018-11-06 16:00 | 0.9346
HydroReservoir | 2018-11-06 17:00 | 0.94894
HydroReservoir | 2018-11-06 18:00 | 0.94894
HydroReservoir | 2018-11-06 19:00 | 0.94894
HydroReservoir | 2018-11-06 20:00 | 0.94894
HydroReservoir | 2018-11-06 21:00 | 0.94894
HydroReservoir | 2018-11-06 22:00 | 0.94894
HydroReservoir | 2018-11-06 23:00 | 0.94894
HydroReservoir | 2018-11-07 | 0.94894
HydroReservoir | 2018-11-07 01:00 | 0.94894
HydroReservoir | 2018-11-07 02:00 | 0.94894
HydroReservoir | 2018-11-07 03:00 | 0.94894
HydroReservoir | 2018-11-07 04:00 | 0.94894
HydroReservoir | 2018-11-07 05:00 | 0.94894
HydroReservoir | 2018-11-07 06:00 | 0.94894
HydroReservoir | 2018-11-07 07:00 | 0.88086
HydroReservoir | 2018-11-07 08:00 | 0.86652
HydroReservoir | 2018-11-07 09:00 | 0.86652
HydroReservoir | 2018-11-07 10:00 | 0.86652
HydroReservoir | 2018-11-07 11:00 | 0.86652
HydroReservoir | 2018-11-07 12:00 | 0.9346
HydroReservoir | 2018-11-07 13:00 | 0.9346
HydroReservoir | 2018-11-07 14:00 | 0.92014
HydroReservoir | 2018-11-07 15:00 | 0.92014
HydroReservoir | 2018-11-07 16:00 | 0.9346
HydroReservoir | 2018-11-07 17:00 | 0.94894
HydroReservoir | 2018-11-07 18:00 | 0.94894
HydroReservoir | 2018-11-07 19:00 | 0.94894
HydroReservoir | 2018-11-07 20:00 | 0.94894
HydroReservoir | 2018-11-07 21:00 | 0.94894
HydroReservoir | 2018-11-07 22:00 | 0.94894
HydroReservoir | 2018-11-07 23:00 | 0.94894
HydroReservoir | 2018-11-08 | 0.94894
HydroReservoir | 2018-11-08 01:00 | 0.94894
HydroReservoir | 2018-11-08 02:00 | 0.94894
HydroReservoir | 2018-11-08 03:00 | 0.94894
HydroReservoir | 2018-11-08 04:00 | 0.94894
HydroReservoir | 2018-11-08 05:00 | 0.94894
HydroReservoir | 2018-11-08 06:00 | 0.94894
HydroReservoir | 2018-11-08 07:00 | 0.94894
HydroReservoir | 2018-11-08 08:00 | 0.91128
HydroReservoir | 2018-11-08 09:00 | 0.91128
HydroReservoir | 2018-11-08 10:00 | 0.91128
HydroReservoir | 2018-11-08 11:00 | 0.91128
HydroReservoir | 2018-11-08 12:00 | 0.9346
HydroReservoir | 2018-11-08 13:00 | 0.9346
HydroReservoir | 2018-11-08 14:00 | 0.9346
HydroReservoir | 2018-11-08 15:00 | 0.9346
HydroReservoir | 2018-11-08 16:00 | 0.9346
HydroReservoir | 2018-11-08 17:00 | 0.94894
HydroReservoir | 2018-11-08 18:00 | 0.94894
HydroReservoir | 2018-11-08 19:00 | 0.94894
HydroReservoir | 2018-11-08 20:00 | 0.94894
HydroReservoir | 2018-11-08 21:00 | 0.94894
HydroReservoir | 2018-11-08 22:00 | 0.94894
HydroReservoir | 2018-11-08 23:00 | 0.94894
HydroReservoir | 2018-11-09 | 0.94894
HydroReservoir | 2018-11-09 01:00 | 0.94894
HydroReservoir | 2018-11-09 02:00 | 0.94894
HydroReservoir | 2018-11-09 03:00 | 0.94894
HydroReservoir | 2018-11-09 04:00 | 0.94894
HydroReservoir | 2018-11-09 05:00 | 0.94894
HydroReservoir | 2018-11-09 06:00 | 0.94894
HydroReservoir | 2018-11-09 07:00 | 0.94894
HydroReservoir | 2018-11-09 08:00 | 0.94894
HydroReservoir | 2018-11-09 09:00 | 0.94894
HydroReservoir | 2018-11-09 10:00 | 0.94894
HydroReservoir | 2018-11-09 11:00 | 0.94894
HydroReservoir | 2018-11-09 12:00 | 0.94894
HydroReservoir | 2018-11-09 13:00 | 0.94894
HydroReservoir | 2018-11-09 14:00 | 0.94894
HydroReservoir | 2018-11-09 15:00 | 0.94894
HydroReservoir | 2018-11-09 16:00 | 0.94894
HydroReservoir | 2018-11-09 17:00 | 0.94894
HydroReservoir | 2018-11-09 18:00 | 0.94894
HydroReservoir | 2018-11-09 19:00 | 0.94894
HydroReservoir | 2018-11-09 20:00 | 0.94894
HydroReservoir | 2018-11-09 21:00 | 0.94894
HydroReservoir | 2018-11-09 22:00 | 0.94894
HydroReservoir | 2018-11-09 23:00 | 0.94894
HydroReservoir | 2018-11-10 | 0.94894
HydroReservoir | 2018-11-10 01:00 | 0.94894
HydroReservoir | 2018-11-10 02:00 | 0.94894
HydroReservoir | 2018-11-10 03:00 | 0.94894
HydroReservoir | 2018-11-10 04:00 | 0.94894
HydroReservoir | 2018-11-10 05:00 | 0.94894
HydroReservoir | 2018-11-10 06:00 | 0.94894
HydroReservoir | 2018-11-10 07:00 | 0.94894
HydroReservoir | 2018-11-10 08:00 | 0.94894
HydroReservoir | 2018-11-10 09:00 | 0.94894
HydroReservoir | 2018-11-10 10:00 | 0.94894
HydroReservoir | 2018-11-10 11:00 | 0.94894
HydroReservoir | 2018-11-10 12:00 | 0.94894
HydroReservoir | 2018-11-10 13:00 | 0.94894
HydroReservoir | 2018-11-10 14:00 | 0.94894
HydroReservoir | 2018-11-10 15:00 | 0.94894
HydroReservoir | 2018-11-10 16:00 | 0.94894
HydroReservoir | 2018-11-10 17:00 | 0.94894
HydroReservoir | 2018-11-10 18:00 | 0.94894
HydroReservoir | 2018-11-10 19:00 | 0.94894
HydroReservoir | 2018-11-10 20:00 | 0.94894
HydroReservoir | 2018-11-10 21:00 | 0.94894
HydroReservoir | 2018-11-10 22:00 | 0.94894
HydroReservoir | 2018-11-10 23:00 | 0.94894
HydroReservoir | 2018-11-11 | 0.94894
HydroReservoir | 2018-11-11 01:00 | 0.94894
HydroReservoir | 2018-11-11 02:00 | 0.94894
HydroReservoir | 2018-11-11 03:00 | 0.94894
HydroReservoir | 2018-11-11 04:00 | 0.94894
HydroReservoir | 2018-11-11 05:00 | 0.94894
HydroReservoir | 2018-11-11 06:00 | 0.94894
HydroReservoir | 2018-11-11 07:00 | 0.94894
HydroReservoir | 2018-11-11 08:00 | 0.94894
HydroReservoir | 2018-11-11 09:00 | 0.94894
HydroReservoir | 2018-11-11 10:00 | 0.94894
HydroReservoir | 2018-11-11 11:00 | 0.94894
HydroReservoir | 2018-11-11 12:00 | 0.94894
HydroReservoir | 2018-11-11 13:00 | 0.94894
HydroReservoir | 2018-11-11 14:00 | 0.94894
HydroReservoir | 2018-11-11 15:00 | 0.94894
HydroReservoir | 2018-11-11 16:00 | 0.94894
HydroReservoir | 2018-11-11 17:00 | 0.94894
HydroReservoir | 2018-11-11 18:00 | 0.94894
HydroReservoir | 2018-11-11 19:00 | 0.94894
HydroReservoir | 2018-11-11 20:00 | 0.94894
HydroReservoir | 2018-11-11 21:00 | 0.94894
HydroReservoir | 2018-11-11 22:00 | 0.94894
HydroReservoir | 2018-11-11 23:00 | 0.94894
HydroReservoir | 2018-11-12 | 0.94894
HydroReservoir | 2018-11-12 01:00 | 0.94894
HydroReservoir | 2018-11-12 02:00 | 0.94894
HydroReservoir | 2018-11-12 03:00 | 0.94894
HydroReservoir | 2018-11-12 04:00 | 0.94894
HydroReservoir | 2018-11-12 05:00 | 0.94894
HydroReservoir | 2018-11-12 06:00 | 0.94894
HydroReservoir | 2018-11-12 07:00 | 0.94894
HydroReservoir | 2018-11-12 08:00 | 0.91967
HydroReservoir | 2018-11-12 09:00 | 0.91967
HydroReservoir | 2018-11-12 10:00 | 0.91967
HydroReservoir | 2018-11-12 11:00 | 0.91967
HydroReservoir | 2018-11-12 12:00 | 0.91967
HydroReservoir | 2018-11-12 13:00 | 0.91967
HydroReservoir | 2018-11-12 14:00 | 0.91967
HydroReservoir | 2018-11-12 15:00 | 0.91967
HydroReservoir | 2018-11-12 16:00 | 0.91967
HydroReservoir | 2018-11-12 17:00 | 0.91967
HydroReservoir | 2018-11-12 18:00 | 0.91967
HydroReservoir | 2018-11-12 19:00 | 0.91967
HydroReservoir | 2018-11-12 20:00 | 0.91967
HydroReservoir | 2018-11-12 21:00 | 0.91967
HydroReservoir | 2018-11-12 22:00 | 0.91967
HydroReservoir | 2018-11-12 23:00 | 0.91967
HydroReservoir | 2018-11-13 | 0.91967
HydroReservoir | 2018-11-13 01:00 | 0.91967
HydroReservoir | 2018-11-13 02:00 | 0.91967
HydroReservoir | 2018-11-13 03:00 | 0.91967
HydroReservoir | 2018-11-13 04:00 | 0.91967
HydroReservoir | 2018-11-13 05:00 | 0.91967
HydroReservoir | 2018-11-13 06:00 | 0.91967
HydroReservoir | 2018-11-13 07:00 | 0.91967
HydroReservoir | 2018-11-13 08:00 | 0.90638
HydroReservoir | 2018-11-13 09:00 | 0.90638
HydroReservoir | 2018-11-13 10:00 | 0.90638
HydroReservoir | 2018-11-13 11:00 | 0.90638
HydroReservoir | 2018-11-13 12:00 | 0.90638
HydroReservoir | 2018-11-13 13:00 | 0.88377
HydroReservoir | 2018-11-13 14:00 | 0.88377
HydroReservoir | 2018-11-13 15:00 | 0.88377
HydroReservoir | 2018-11-13 16:00 | 0.91967
HydroReservoir | 2018-11-13 17:00 | 0.91967
HydroReservoir | 2018-11-13 18:00 | 0.91967
HydroReservoir | 2018-11-13 19:00 | 0.91967
HydroReservoir | 2018-11-13 20:00 | 0.91967
HydroReservoir | 2018-11-13 21:00 | 0.91967
HydroReservoir | 2018-11-13 22:00 | 0.91967
HydroReservoir | 2018-11-13 23:00 | 0.91967
HydroReservoir | 2018-11-14 | 0.91967
HydroReservoir | 2018-11-14 01:00 | 0.91967
HydroReservoir | 2018-11-14 02:00 | 0.91967
HydroReservoir | 2018-11-14 03:00 | 0.91967
HydroReservoir | 2018-11-14 04:00 | 0.91967
HydroReservoir | 2018-11-14 05:00 | 0.91967
HydroReservoir | 2018-11-14 06:00 | 0.88505
HydroReservoir | 2018-11-14 07:00 | 0.88505
HydroReservoir | 2018-11-14 08:00 | 0.84973
HydroReservoir | 2018-11-14 09:00 | 0.84973
HydroReservoir | 2018-11-14 10:00 | 0.84973
HydroReservoir | 2018-11-14 11:00 | 0.8594
HydroReservoir | 2018-11-14 12:00 | 0.8594
HydroReservoir | 2018-11-14 13:00 | 0.8594
HydroReservoir | 2018-11-14 14:00 | 0.85241
HydroReservoir | 2018-11-14 15:00 | 0.88039
HydroReservoir | 2018-11-14 16:00 | 0.88039
HydroReservoir | 2018-11-14 17:00 | 0.89473
HydroReservoir | 2018-11-14 18:00 | 0.89473
HydroReservoir | 2018-11-14 19:00 | 0.89473
HydroReservoir | 2018-11-14 20:00 | 0.91967
HydroReservoir | 2018-11-14 21:00 | 0.91967
HydroReservoir | 2018-11-14 22:00 | 0.91967
HydroReservoir | 2018-11-14 23:00 | 0.91967
HydroReservoir | 2018-11-15 | 0.91967
HydroReservoir | 2018-11-15 01:00 | 0.91967
HydroReservoir | 2018-11-15 02:00 | 0.91967
HydroReservoir | 2018-11-15 03:00 | 0.91967
HydroReservoir | 2018-11-15 04:00 | 0.91967
HydroReservoir | 2018-11-15 05:00 | 0.91967
HydroReservoir | 2018-11-15 06:00 | 0.91967
HydroReservoir | 2018-11-15 07:00 | 0.91967
HydroReservoir | 2018-11-15 08:00 | 0.91967
HydroReservoir | 2018-11-15 09:00 | 0.91967
HydroReservoir | 2018-11-15 10:00 | 0.91967
HydroReservoir | 2018-11-15 11:00 | 0.91967
HydroReservoir | 2018-11-15 12:00 | 0.91967
HydroReservoir | 2018-11-15 13:00 | 0.91967
HydroReservoir | 2018-11-15 14:00 | 0.91967
HydroReservoir | 2018-11-15 15:00 | 0.91967
HydroReservoir | 2018-11-15 16:00 | 0.91967
HydroReservoir | 2018-11-15 17:00 | 0.91967
HydroReservoir | 2018-11-15 18:00 | 0.91967
HydroReservoir | 2018-11-15 19:00 | 0.91967
HydroReservoir | 2018-11-15 20:00 | 0.91967
HydroReservoir | 2018-11-15 21:00 | 0.91967
HydroReservoir | 2018-11-15 22:00 | 0.91967
HydroReservoir | 2018-11-15 23:00 | 0.91967
HydroReservoir | 2018-11-16 | 0.91967
HydroReservoir | 2018-11-16 01:00 | 0.91967
HydroReservoir | 2018-11-16 02:00 | 0.91967
HydroReservoir | 2018-11-16 03:00 | 0.91967
HydroReservoir | 2018-11-16 04:00 | 0.91967
HydroReservoir | 2018-11-16 05:00 | 0.91967
HydroReservoir | 2018-11-16 06:00 | 0.91967
HydroReservoir | 2018-11-16 07:00 | 0.91967
HydroReservoir | 2018-11-16 08:00 | 0.91967
HydroReservoir | 2018-11-16 09:00 | 0.91967
HydroReservoir | 2018-11-16 10:00 | 0.91967
HydroReservoir | 2018-11-16 11:00 | 0.91967
HydroReservoir | 2018-11-16 12:00 | 0.91967
HydroReservoir | 2018-11-16 13:00 | 0.91967
HydroReservoir | 2018-11-16 14:00 | 0.94066
HydroReservoir | 2018-11-16 15:00 | 0.94066
HydroReservoir | 2018-11-16 16:00 | 0.95547
HydroReservoir | 2018-11-16 17:00 | 0.95547
HydroReservoir | 2018-11-16 18:00 | 0.95547
HydroReservoir | 2018-11-16 19:00 | 0.95547
HydroReservoir | 2018-11-16 20:00 | 0.95547
HydroReservoir | 2018-11-16 21:00 | 0.95547
HydroReservoir | 2018-11-16 22:00 | 0.95547
HydroReservoir | 2018-11-16 23:00 | 0.95547
HydroReservoir | 2018-11-17 | 0.95547
HydroReservoir | 2018-11-17 01:00 | 0.95547
HydroReservoir | 2018-11-17 02:00 | 0.95547
HydroReservoir | 2018-11-17 03:00 | 0.95547
HydroReservoir | 2018-11-17 04:00 | 0.95547
HydroReservoir | 2018-11-17 05:00 | 0.95547
HydroReservoir | 2018-11-17 06:00 | 0.95547
HydroReservoir | 2018-11-17 07:00 | 0.95547
HydroReservoir | 2018-11-17 08:00 | 0.95547
HydroReservoir | 2018-11-17 09:00 | 0.95547
HydroReservoir | 2018-11-17 10:00 | 0.95547
HydroReservoir | 2018-11-17 11:00 | 0.95547
HydroReservoir | 2018-11-17 12:00 | 0.95547
HydroReservoir | 2018-11-17 13:00 | 0.95547
HydroReservoir | 2018-11-17 14:00 | 0.95547
HydroReservoir | 2018-11-17 15:00 | 0.95547
HydroReservoir | 2018-11-17 16:00 | 0.95547
HydroReservoir | 2018-11-17 17:00 | 0.95547
HydroReservoir | 2018-11-17 18:00 | 0.95547
HydroReservoir | 2018-11-17 19:00 | 0.95547
HydroReservoir | 2018-11-17 20:00 | 0.95547
HydroReservoir | 2018-11-17 21:00 | 0.95547
HydroReservoir | 2018-11-17 22:00 | 0.95547
HydroReservoir | 2018-11-17 23:00 | 0.95547
HydroReservoir | 2018-11-18 | 0.95547
HydroReservoir | 2018-11-18 01:00 | 0.95547
HydroReservoir | 2018-11-18 02:00 | 0.95547
HydroReservoir | 2018-11-18 03:00 | 0.95547
HydroReservoir | 2018-11-18 04:00 | 0.95547
HydroReservoir | 2018-11-18 05:00 | 0.95547
HydroReservoir | 2018-11-18 06:00 | 0.95547
HydroReservoir | 2018-11-18 07:00 | 0.95547
HydroReservoir | 2018-11-18 08:00 | 0.95547
HydroReservoir | 2018-11-18 09:00 | 0.95547
HydroReservoir | 2018-11-18 10:00 | 0.95547
HydroReservoir | 2018-11-18 11:00 | 0.95547
HydroReservoir | 2018-11-18 12:00 | 0.95547
HydroReservoir | 2018-11-18 13:00 | 0.95547
HydroReservoir | 2018-11-18 14:00 | 0.95547
HydroReservoir | 2018-11-18 15:00 | 0.95547
HydroReservoir | 2018-11-18 16:00 | 0.95547
HydroReservoir | 2018-11-18 17:00 | 0.95547
HydroReservoir | 2018-11-18 18:00 | 0.95547
HydroReservoir | 2018-11-18 19:00 | 0.95547
HydroReservoir | 2018-11-18 20:00 | 0.95547
HydroReservoir | 2018-11-18 21:00 | 0.95547
HydroReservoir | 2018-11-18 22:00 | 0.95547
HydroReservoir | 2018-11-18 23:00 | 0.95547
HydroReservoir | 2018-11-19 | 0.95547
HydroReservoir | 2018-11-19 01:00 | 0.95547
HydroReservoir | 2018-11-19 02:00 | 0.95547
HydroReservoir | 2018-11-19 03:00 | 0.95547
HydroReservoir | 2018-11-19 04:00 | 0.95547
HydroReservoir | 2018-11-19 05:00 | 0.95547
HydroReservoir | 2018-11-19 06:00 | 0.95547
HydroReservoir | 2018-11-19 07:00 | 0.95547
HydroReservoir | 2018-11-19 08:00 | 0.95547
HydroReservoir | 2018-11-19 09:00 | 0.95547
HydroReservoir | 2018-11-19 10:00 | 0.95547
HydroReservoir | 2018-11-19 11:00 | 0.95547
HydroReservoir | 2018-11-19 12:00 | 0.95547
HydroReservoir | 2018-11-19 13:00 | 0.95547
HydroReservoir | 2018-11-19 14:00 | 0.95547
HydroReservoir | 2018-11-19 15:00 | 0.95547
HydroReservoir | 2018-11-19 16:00 | 0.95547
HydroReservoir | 2018-11-19 17:00 | 0.95547
HydroReservoir | 2018-11-19 18:00 | 0.95547
HydroReservoir | 2018-11-19 19:00 | 0.95547
HydroReservoir | 2018-11-19 20:00 | 0.95547
HydroReservoir | 2018-11-19 21:00 | 0.96992
HydroReservoir | 2018-11-19 22:00 | 0.96992
HydroReservoir | 2018-11-19 23:00 | 0.96992
HydroReservoir | 2018-11-20 | 0.96992
HydroReservoir | 2018-11-20 01:00 | 0.96992
HydroReservoir | 2018-11-20 02:00 | 0.96992
HydroReservoir | 2018-11-20 03:00 | 0.96992
HydroReservoir | 2018-11-20 04:00 | 0.96992
HydroReservoir | 2018-11-20 05:00 | 0.96992
HydroReservoir | 2018-11-20 06:00 | 0.96992
HydroReservoir | 2018-11-20 07:00 | 0.96992
HydroReservoir | 2018-11-20 08:00 | 0.96992
HydroReservoir | 2018-11-20 09:00 | 0.96992
HydroReservoir | 2018-11-20 10:00 | 0.96992
HydroReservoir | 2018-11-20 11:00 | 0.96992
HydroReservoir | 2018-11-20 12:00 | 0.96992
HydroReservoir | 2018-11-20 13:00 | 0.94847
HydroReservoir | 2018-11-20 14:00 | 0.94847
HydroReservoir | 2018-11-20 15:00 | 0.94847
HydroReservoir | 2018-11-20 16:00 | 0.94847
HydroReservoir | 2018-11-20 17:00 | 0.94847
HydroReservoir | 2018-11-20 18:00 | 0.96992
HydroReservoir | 2018-11-20 19:00 | 0.96992
HydroReservoir | 2018-11-20 20:00 | 0.96992
HydroReservoir | 2018-11-20 21:00 | 0.96992
HydroReservoir | 2018-11-20 22:00 | 0.96992
HydroReservoir | 2018-11-20 23:00 | 0.96992
HydroReservoir | 2018-11-21 | 0.96992
HydroReservoir | 2018-11-21 01:00 | 0.96992
HydroReservoir | 2018-11-21 02:00 | 0.96992
HydroReservoir | 2018-11-21 03:00 | 0.96992
HydroReservoir | 2018-11-21 04:00 | 0.96992
HydroReservoir | 2018-11-21 05:00 | 0.96992
HydroReservoir | 2018-11-21 06:00 | 0.96992
HydroReservoir | 2018-11-21 07:00 | 0.96992
HydroReservoir | 2018-11-21 08:00 | 0.96992
HydroReservoir | 2018-11-21 09:00 | 0.96992
HydroReservoir | 2018-11-21 10:00 | 0.96992
HydroReservoir | 2018-11-21 11:00 | 0.96992
HydroReservoir | 2018-11-21 12:00 | 0.90068
HydroReservoir | 2018-11-21 13:00 | 0.90068
HydroReservoir | 2018-11-21 14:00 | 0.90068
HydroReservoir | 2018-11-21 15:00 | 0.90068
HydroReservoir | 2018-11-21 16:00 | 0.90068
HydroReservoir | 2018-11-21 17:00 | 0.9353
HydroReservoir | 2018-11-21 18:00 | 0.96992
HydroReservoir | 2018-11-21 19:00 | 0.96992
HydroReservoir | 2018-11-21 20:00 | 0.96992
HydroReservoir | 2018-11-21 21:00 | 0.96992
HydroReservoir | 2018-11-21 22:00 | 0.96992
HydroReservoir | 2018-11-21 23:00 | 0.96992
HydroReservoir | 2018-11-22 | 0.96992
HydroReservoir | 2018-11-22 01:00 | 0.96992
HydroReservoir | 2018-11-22 02:00 | 0.96992
HydroReservoir | 2018-11-22 03:00 | 0.96992
HydroReservoir | 2018-11-22 04:00 | 0.96992
HydroReservoir | 2018-11-22 05:00 | 0.96992
HydroReservoir | 2018-11-22 06:00 | 0.96992
HydroReservoir | 2018-11-22 07:00 | 0.93658
HydroReservoir | 2018-11-22 08:00 | 0.88891
HydroReservoir | 2018-11-22 09:00 | 0.88891
HydroReservoir | 2018-11-22 10:00 | 0.88891
HydroReservoir | 2018-11-22 11:00 | 0.88891
HydroReservoir | 2018-11-22 12:00 | 0.88891
HydroReservoir | 2018-11-22 13:00 | 0.88891
HydroReservoir | 2018-11-22 14:00 | 0.88891
HydroReservoir | 2018-11-22 15:00 | 0.88891
HydroReservoir | 2018-11-22 16:00 | 0.88891
HydroReservoir | 2018-11-22 17:00 | 0.93658
HydroReservoir | 2018-11-22 18:00 | 0.96992
HydroReservoir | 2018-11-22 19:00 | 0.93658
HydroReservoir | 2018-11-22 20:00 | 0.96992
HydroReservoir | 2018-11-22 21:00 | 0.96992
HydroReservoir | 2018-11-22 22:00 | 0.96992
HydroReservoir | 2018-11-22 23:00 | 0.96992
HydroReservoir | 2018-11-23 | 0.96992
HydroReservoir | 2018-11-23 01:00 | 0.96992
HydroReservoir | 2018-11-23 02:00 | 0.96992
HydroReservoir | 2018-11-23 03:00 | 0.96992
HydroReservoir | 2018-11-23 04:00 | 0.96992
HydroReservoir | 2018-11-23 05:00 | 0.96992
HydroReservoir | 2018-11-23 06:00 | 0.96992
HydroReservoir | 2018-11-23 07:00 | 0.96992
HydroReservoir | 2018-11-23 08:00 | 0.96992
HydroReservoir | 2018-11-23 09:00 | 0.96992
HydroReservoir | 2018-11-23 10:00 | 0.96992
HydroReservoir | 2018-11-23 11:00 | 0.96992
HydroReservoir | 2018-11-23 12:00 | 0.96992
HydroReservoir | 2018-11-23 13:00 | 0.96992
HydroReservoir | 2018-11-23 14:00 | 0.96992
HydroReservoir | 2018-11-23 15:00 | 0.96992
HydroReservoir | 2018-11-23 16:00 | 0.96992
HydroReservoir | 2018-11-23 17:00 | 0.96992
HydroReservoir | 2018-11-23 18:00 | 0.96992
HydroReservoir | 2018-11-23 19:00 | 0.96992
HydroReservoir | 2018-11-23 20:00 | 0.96992
HydroReservoir | 2018-11-23 21:00 | 0.96992
HydroReservoir | 2018-11-23 22:00 | 0.96992
HydroReservoir | 2018-11-23 23:00 | 0.96992
HydroReservoir | 2018-11-24 | 0.96992
HydroReservoir | 2018-11-24 01:00 | 0.96992
HydroReservoir | 2018-11-24 02:00 | 0.96992
HydroReservoir | 2018-11-24 03:00 | 0.96992
HydroReservoir | 2018-11-24 04:00 | 0.96992
HydroReservoir | 2018-11-24 05:00 | 0.96992
HydroReservoir | 2018-11-24 06:00 | 0.96992
HydroReservoir | 2018-11-24 07:00 | 0.96992
HydroReservoir | 2018-11-24 08:00 | 0.92516
HydroReservoir | 2018-11-24 09:00 | 0.92516
HydroReservoir | 2018-11-24 10:00 | 0.92516
HydroReservoir | 2018-11-24 11:00 | 0.92516
HydroReservoir | 2018-11-24 12:00 | 0.96992
HydroReservoir | 2018-11-24 13:00 | 0.96992
HydroReservoir | 2018-11-24 14:00 | 0.96992
HydroReservoir | 2018-11-24 15:00 | 0.96992
HydroReservoir | 2018-11-24 16:00 | 0.96992
HydroReservoir | 2018-11-24 17:00 | 0.96992
HydroReservoir | 2018-11-24 18:00 | 0.96992
HydroReservoir | 2018-11-24 19:00 | 0.96992
HydroReservoir | 2018-11-24 20:00 | 0.96992
HydroReservoir | 2018-11-24 21:00 | 0.96992
HydroReservoir | 2018-11-24 22:00 | 0.96992
HydroReservoir | 2018-11-24 23:00 | 0.96992
HydroReservoir | 2018-11-25 | 0.96992
HydroReservoir | 2018-11-25 01:00 | 0.96992
HydroReservoir | 2018-11-25 02:00 | 0.96992
HydroReservoir | 2018-11-25 03:00 | 0.96992
HydroReservoir | 2018-11-25 04:00 | 0.96992
HydroReservoir | 2018-11-25 05:00 | 0.96992
HydroReservoir | 2018-11-25 06:00 | 0.96992
HydroReservoir | 2018-11-25 07:00 | 0.96992
HydroReservoir | 2018-11-25 08:00 | 0.96992
HydroReservoir | 2018-11-25 09:00 | 0.96992
HydroReservoir | 2018-11-25 10:00 | 0.96992
HydroReservoir | 2018-11-25 11:00 | 0.96992
HydroReservoir | 2018-11-25 12:00 | 0.96992
HydroReservoir | 2018-11-25 13:00 | 0.96992
HydroReservoir | 2018-11-25 14:00 | 0.96992
HydroReservoir | 2018-11-25 15:00 | 0.96992
HydroReservoir | 2018-11-25 16:00 | 0.96992
HydroReservoir | 2018-11-25 17:00 | 0.96992
HydroReservoir | 2018-11-25 18:00 | 0.96992
HydroReservoir | 2018-11-25 19:00 | 0.96992
HydroReservoir | 2018-11-25 20:00 | 0.96992
HydroReservoir | 2018-11-25 21:00 | 0.96992
HydroReservoir | 2018-11-25 22:00 | 0.96992
HydroReservoir | 2018-11-25 23:00 | 0.96992
HydroReservoir | 2018-11-26 | 0.96992
HydroReservoir | 2018-11-26 01:00 | 0.96992
HydroReservoir | 2018-11-26 02:00 | 0.96992
HydroReservoir | 2018-11-26 03:00 | 0.96992
HydroReservoir | 2018-11-26 04:00 | 0.96992
HydroReservoir | 2018-11-26 05:00 | 0.96992
HydroReservoir | 2018-11-26 06:00 | 0.96992
HydroReservoir | 2018-11-26 07:00 | 0.96992
HydroReservoir | 2018-11-26 08:00 | 0.97122
HydroReservoir | 2018-11-26 09:00 | 0.97122
HydroReservoir | 2018-11-26 10:00 | 0.97122
HydroReservoir | 2018-11-26 11:00 | 0.97122
HydroReservoir | 2018-11-26 12:00 | 0.97122
HydroReservoir | 2018-11-26 13:00 | 0.97122
HydroReservoir | 2018-11-26 14:00 | 0.97122
HydroReservoir | 2018-11-26 15:00 | 0.97122
HydroReservoir | 2018-11-26 16:00 | 0.97122
HydroReservoir | 2018-11-26 17:00 | 0.97122
HydroReservoir | 2018-11-26 18:00 | 0.97122
HydroReservoir | 2018-11-26 19:00 | 0.97122
HydroReservoir | 2018-11-26 20:00 | 0.97122
HydroReservoir | 2018-11-26 21:00 | 0.97122
HydroReservoir | 2018-11-26 22:00 | 0.97122
HydroReservoir | 2018-11-26 23:00 | 0.95956
HydroReservoir | 2018-11-27 | 0.95956
HydroReservoir | 2018-11-27 01:00 | 0.95956
HydroReservoir | 2018-11-27 02:00 | 0.95956
HydroReservoir | 2018-11-27 03:00 | 0.95956
HydroReservoir | 2018-11-27 04:00 | 0.95956
HydroReservoir | 2018-11-27 05:00 | 0.95956
HydroReservoir | 2018-11-27 06:00 | 0.95956
HydroReservoir | 2018-11-27 07:00 | 0.95956
HydroReservoir | 2018-11-27 08:00 | 0.95956
HydroReservoir | 2018-11-27 09:00 | 0.95956
HydroReservoir | 2018-11-27 10:00 | 0.95956
HydroReservoir | 2018-11-27 11:00 | 0.97122
HydroReservoir | 2018-11-27 12:00 | 0.97122
HydroReservoir | 2018-11-27 13:00 | 0.97122
HydroReservoir | 2018-11-27 14:00 | 0.95641
HydroReservoir | 2018-11-27 15:00 | 0.95641
HydroReservoir | 2018-11-27 16:00 | 0.97122
HydroReservoir | 2018-11-27 17:00 | 0.97122
HydroReservoir | 2018-11-27 18:00 | 0.97122
HydroReservoir | 2018-11-27 19:00 | 0.97122
HydroReservoir | 2018-11-27 20:00 | 0.97122
HydroReservoir | 2018-11-27 21:00 | 0.97122
HydroReservoir | 2018-11-27 22:00 | 0.97122
HydroReservoir | 2018-11-27 23:00 | 0.97122
HydroReservoir | 2018-11-28 | 0.97122
HydroReservoir | 2018-11-28 01:00 | 0.97122
HydroReservoir | 2018-11-28 02:00 | 0.97122
HydroReservoir | 2018-11-28 03:00 | 0.97122
HydroReservoir | 2018-11-28 04:00 | 0.97122
HydroReservoir | 2018-11-28 05:00 | 0.97122
HydroReservoir | 2018-11-28 06:00 | 0.97122
HydroReservoir | 2018-11-28 07:00 | 0.97122
HydroReservoir | 2018-11-28 08:00 | 0.97122
HydroReservoir | 2018-11-28 09:00 | 0.97122
HydroReservoir | 2018-11-28 10:00 | 0.97122
HydroReservoir | 2018-11-28 11:00 | 0.97122
HydroReservoir | 2018-11-28 12:00 | 0.97122
HydroReservoir | 2018-11-28 13:00 | 0.97122
HydroReservoir | 2018-11-28 14:00 | 0.93788
HydroReservoir | 2018-11-28 15:00 | 0.93788
HydroReservoir | 2018-11-28 16:00 | 0.97122
HydroReservoir | 2018-11-28 17:00 | 0.97122
HydroReservoir | 2018-11-28 18:00 | 0.97122
HydroReservoir | 2018-11-28 19:00 | 0.97122
HydroReservoir | 2018-11-28 20:00 | 0.97122
HydroReservoir | 2018-11-28 21:00 | 0.97122
HydroReservoir | 2018-11-28 22:00 | 0.97122
HydroReservoir | 2018-11-28 23:00 | 0.97122
HydroReservoir | 2018-11-29 | 0.97122
HydroReservoir | 2018-11-29 01:00 | 0.97122
HydroReservoir | 2018-11-29 02:00 | 0.97122
HydroReservoir | 2018-11-29 03:00 | 0.97122
HydroReservoir | 2018-11-29 04:00 | 0.97122
HydroReservoir | 2018-11-29 05:00 | 0.97122
HydroReservoir | 2018-11-29 06:00 | 0.97122
HydroReservoir | 2018-11-29 07:00 | 0.97122
HydroReservoir | 2018-11-29 08:00 | 0.97122
HydroReservoir | 2018-11-29 09:00 | 0.97122
HydroReservoir | 2018-11-29 10:00 | 0.97122
HydroReservoir | 2018-11-29 11:00 | 0.97122
HydroReservoir | 2018-11-29 12:00 | 0.97122
HydroReservoir | 2018-11-29 13:00 | 0.97122
HydroReservoir | 2018-11-29 14:00 | 0.97122
HydroReservoir | 2018-11-29 15:00 | 0.97122
HydroReservoir | 2018-11-29 16:00 | 0.97122
HydroReservoir | 2018-11-29 17:00 | 0.97122
HydroReservoir | 2018-11-29 18:00 | 0.97122
HydroReservoir | 2018-11-29 19:00 | 0.97122
HydroReservoir | 2018-11-29 20:00 | 0.97122
HydroReservoir | 2018-11-29 21:00 | 0.97122
HydroReservoir | 2018-11-29 22:00 | 0.97122
HydroReservoir | 2018-11-29 23:00 | 0.97122
HydroReservoir | 2018-11-30 | 0.97122
HydroReservoir | 2018-11-30 01:00 | 0.97122
HydroReservoir | 2018-11-30 02:00 | 0.97122
HydroReservoir | 2018-11-30 03:00 | 0.97122
HydroReservoir | 2018-11-30 04:00 | 0.97122
HydroReservoir | 2018-11-30 05:00 | 0.97122
HydroReservoir | 2018-11-30 06:00 | 0.97122
HydroReservoir | 2018-11-30 07:00 | 0.97122
HydroReservoir | 2018-11-30 08:00 | 0.97122
HydroReservoir | 2018-11-30 09:00 | 0.97122
HydroReservoir | 2018-11-30 10:00 | 0.97122
HydroReservoir | 2018-11-30 11:00 | 0.97122
HydroReservoir | 2018-11-30 12:00 | 0.97122
HydroReservoir | 2018-11-30 13:00 | 0.97122
HydroReservoir | 2018-11-30 14:00 | 0.97122
HydroReservoir | 2018-11-30 15:00 | 0.97122
HydroReservoir | 2018-11-30 16:00 | 0.98554
HydroReservoir | 2018-11-30 17:00 | 0.98554
HydroReservoir | 2018-11-30 18:00 | 0.98554
HydroReservoir | 2018-11-30 19:00 | 0.98554
HydroReservoir | 2018-11-30 20:00 | 0.98554
HydroReservoir | 2018-11-30 21:00 | 0.98554
HydroReservoir | 2018-11-30 22:00 | 0.98554
HydroReservoir | 2018-11-30 23:00 | 0.98554
HydroReservoir | 2018-12-01 | 0.98554
HydroReservoir | 2018-12-01 01:00 | 0.98554
HydroReservoir | 2018-12-01 02:00 | 0.98554
HydroReservoir | 2018-12-01 03:00 | 0.98554
HydroReservoir | 2018-12-01 04:00 | 0.98554
HydroReservoir | 2018-12-01 05:00 | 0.98554
HydroReservoir | 2018-12-01 06:00 | 0.98554
HydroReservoir | 2018-12-01 07:00 | 0.98554
HydroReservoir | 2018-12-01 08:00 | 0.98554
HydroReservoir | 2018-12-01 09:00 | 0.98554
HydroReservoir | 2018-12-01 10:00 | 0.98554
HydroReservoir | 2018-12-01 11:00 | 0.98554
HydroReservoir | 2018-12-01 12:00 | 0.98554
HydroReservoir | 2018-12-01 13:00 | 0.98554
HydroReservoir | 2018-12-01 14:00 | 0.98554
HydroReservoir | 2018-12-01 15:00 | 0.98554
HydroReservoir | 2018-12-01 16:00 | 0.98554
HydroReservoir | 2018-12-01 17:00 | 0.98554
HydroReservoir | 2018-12-01 18:00 | 0.98554
HydroReservoir | 2018-12-01 19:00 | 0.98554
HydroReservoir | 2018-12-01 20:00 | 0.98554
HydroReservoir | 2018-12-01 21:00 | 0.98554
HydroReservoir | 2018-12-01 22:00 | 0.98554
HydroReservoir | 2018-12-01 23:00 | 0.98554
HydroReservoir | 2018-12-02 | 0.98554
HydroReservoir | 2018-12-02 01:00 | 0.98554
HydroReservoir | 2018-12-02 02:00 | 0.98554
HydroReservoir | 2018-12-02 03:00 | 0.98554
HydroReservoir | 2018-12-02 04:00 | 0.98554
HydroReservoir | 2018-12-02 05:00 | 0.98554
HydroReservoir | 2018-12-02 06:00 | 0.98554
HydroReservoir | 2018-12-02 07:00 | 0.98554
HydroReservoir | 2018-12-02 08:00 | 0.98554
HydroReservoir | 2018-12-02 09:00 | 0.98554
HydroReservoir | 2018-12-02 10:00 | 0.98554
HydroReservoir | 2018-12-02 11:00 | 0.98554
HydroReservoir | 2018-12-02 12:00 | 0.98554
HydroReservoir | 2018-12-02 13:00 | 0.98554
HydroReservoir | 2018-12-02 14:00 | 0.98554
HydroReservoir | 2018-12-02 15:00 | 0.98554
HydroReservoir | 2018-12-02 16:00 | 0.98554
HydroReservoir | 2018-12-02 17:00 | 0.98554
HydroReservoir | 2018-12-02 18:00 | 0.98554
HydroReservoir | 2018-12-02 19:00 | 0.98554
HydroReservoir | 2018-12-02 20:00 | 0.98554
HydroReservoir | 2018-12-02 21:00 | 0.98554
HydroReservoir | 2018-12-02 22:00 | 0.98554
HydroReservoir | 2018-12-02 23:00 | 0.98554
HydroReservoir | 2018-12-03 | 0.98554
HydroReservoir | 2018-12-03 01:00 | 0.98554
HydroReservoir | 2018-12-03 02:00 | 0.98554
HydroReservoir | 2018-12-03 03:00 | 0.98554
HydroReservoir | 2018-12-03 04:00 | 0.98554
HydroReservoir | 2018-12-03 05:00 | 0.98554
HydroReservoir | 2018-12-03 06:00 | 0.98554
HydroReservoir | 2018-12-03 07:00 | 0.96456
HydroReservoir | 2018-12-03 08:00 | 0.96456
HydroReservoir | 2018-12-03 09:00 | 0.96456
HydroReservoir | 2018-12-03 10:00 | 0.96456
HydroReservoir | 2018-12-03 11:00 | 0.96456
HydroReservoir | 2018-12-03 12:00 | 0.96456
HydroReservoir | 2018-12-03 13:00 | 0.96456
HydroReservoir | 2018-12-03 14:00 | 0.96456
HydroReservoir | 2018-12-03 15:00 | 0.96456
HydroReservoir | 2018-12-03 16:00 | 0.96456
HydroReservoir | 2018-12-03 17:00 | 0.98554
HydroReservoir | 2018-12-03 18:00 | 0.98554
HydroReservoir | 2018-12-03 19:00 | 0.98554
HydroReservoir | 2018-12-03 20:00 | 0.98554
HydroReservoir | 2018-12-03 21:00 | 0.98554
HydroReservoir | 2018-12-03 22:00 | 0.98554
HydroReservoir | 2018-12-03 23:00 | 0.98554
HydroReservoir | 2018-12-04 | 0.97389
HydroReservoir | 2018-12-04 01:00 | 0.98554
HydroReservoir | 2018-12-04 02:00 | 0.98554
HydroReservoir | 2018-12-04 03:00 | 0.98554
HydroReservoir | 2018-12-04 04:00 | 0.98554
HydroReservoir | 2018-12-04 05:00 | 0.98554
HydroReservoir | 2018-12-04 06:00 | 0.98554
HydroReservoir | 2018-12-04 07:00 | 0.98554
HydroReservoir | 2018-12-04 08:00 | 0.95092
HydroReservoir | 2018-12-04 09:00 | 0.95092
HydroReservoir | 2018-12-04 10:00 | 0.95092
HydroReservoir | 2018-12-04 11:00 | 0.95092
HydroReservoir | 2018-12-04 12:00 | 0.95092
HydroReservoir | 2018-12-04 13:00 | 0.90895
HydroReservoir | 2018-12-04 14:00 | 0.88028
HydroReservoir | 2018-12-04 15:00 | 0.88028
HydroReservoir | 2018-12-04 16:00 | 0.88028
HydroReservoir | 2018-12-04 17:00 | 0.98554
HydroReservoir | 2018-12-04 18:00 | 0.98554
HydroReservoir | 2018-12-04 19:00 | 0.98554
HydroReservoir | 2018-12-04 20:00 | 0.98554
HydroReservoir | 2018-12-04 21:00 | 0.97389
HydroReservoir | 2018-12-04 22:00 | 0.98554
HydroReservoir | 2018-12-04 23:00 | 0.98554
HydroReservoir | 2018-12-05 | 0.98554
HydroReservoir | 2018-12-05 01:00 | 0.98554
HydroReservoir | 2018-12-05 02:00 | 0.98554
HydroReservoir | 2018-12-05 03:00 | 0.98554
HydroReservoir | 2018-12-05 04:00 | 0.98554
HydroReservoir | 2018-12-05 05:00 | 0.98554
HydroReservoir | 2018-12-05 06:00 | 0.98554
HydroReservoir | 2018-12-05 07:00 | 0.94393
HydroReservoir | 2018-12-05 08:00 | 0.93136
HydroReservoir | 2018-12-05 09:00 | 0.93136
HydroReservoir | 2018-12-05 10:00 | 0.93136
HydroReservoir | 2018-12-05 11:00 | 0.93136
HydroReservoir | 2018-12-05 12:00 | 0.94393
HydroReservoir | 2018-12-05 13:00 | 0.90196
HydroReservoir | 2018-12-05 14:00 | 0.91667
HydroReservoir | 2018-12-05 15:00 | 0.91667
HydroReservoir | 2018-12-05 16:00 | 0.92924
HydroReservoir | 2018-12-05 17:00 | 0.98554
HydroReservoir | 2018-12-05 18:00 | 0.98554
HydroReservoir | 2018-12-05 19:00 | 0.98554
HydroReservoir | 2018-12-05 20:00 | 0.98554
HydroReservoir | 2018-12-05 21:00 | 0.98554
HydroReservoir | 2018-12-05 22:00 | 0.98554
HydroReservoir | 2018-12-05 23:00 | 0.98554
HydroReservoir | 2018-12-06 | 0.98554
HydroReservoir | 2018-12-06 01:00 | 0.98554
HydroReservoir | 2018-12-06 02:00 | 0.98554
HydroReservoir | 2018-12-06 03:00 | 0.98554
HydroReservoir | 2018-12-06 04:00 | 0.98554
HydroReservoir | 2018-12-06 05:00 | 0.98554
HydroReservoir | 2018-12-06 06:00 | 0.98554
HydroReservoir | 2018-12-06 07:00 | 0.95862
HydroReservoir | 2018-12-06 08:00 | 0.95862
HydroReservoir | 2018-12-06 09:00 | 0.95862
HydroReservoir | 2018-12-06 10:00 | 0.95862
HydroReservoir | 2018-12-06 11:00 | 0.95862
HydroReservoir | 2018-12-06 12:00 | 0.95862
HydroReservoir | 2018-12-06 13:00 | 0.94696
HydroReservoir | 2018-12-06 14:00 | 0.91898
HydroReservoir | 2018-12-06 15:00 | 0.91898
HydroReservoir | 2018-12-06 16:00 | 0.94696
HydroReservoir | 2018-12-06 17:00 | 0.97389
HydroReservoir | 2018-12-06 18:00 | 0.97389
HydroReservoir | 2018-12-06 19:00 | 0.97389
HydroReservoir | 2018-12-06 20:00 | 0.97389
HydroReservoir | 2018-12-06 21:00 | 0.97389
HydroReservoir | 2018-12-06 22:00 | 0.97389
HydroReservoir | 2018-12-06 23:00 | 0.97389
HydroReservoir | 2018-12-07 | 0.97389
HydroReservoir | 2018-12-07 01:00 | 0.97389
HydroReservoir | 2018-12-07 02:00 | 0.97389
HydroReservoir | 2018-12-07 03:00 | 0.97389
HydroReservoir | 2018-12-07 04:00 | 0.97389
HydroReservoir | 2018-12-07 05:00 | 0.97389
HydroReservoir | 2018-12-07 06:00 | 0.97389
HydroReservoir | 2018-12-07 07:00 | 0.97389
HydroReservoir | 2018-12-07 08:00 | 0.97389
HydroReservoir | 2018-12-07 09:00 | 0.97389
HydroReservoir | 2018-12-07 10:00 | 0.96223
HydroReservoir | 2018-12-07 11:00 | 0.96223
HydroReservoir | 2018-12-07 12:00 | 0.96223
HydroReservoir | 2018-12-07 13:00 | 0.96223
HydroReservoir | 2018-12-07 14:00 | 0.96223
HydroReservoir | 2018-12-07 15:00 | 0.96223
HydroReservoir | 2018-12-07 16:00 | 0.96223
HydroReservoir | 2018-12-07 17:00 | 0.97389
HydroReservoir | 2018-12-07 18:00 | 0.97389
HydroReservoir | 2018-12-07 19:00 | 0.97389
HydroReservoir | 2018-12-07 20:00 | 0.97389
HydroReservoir | 2018-12-07 21:00 | 0.97389
HydroReservoir | 2018-12-07 22:00 | 0.97389
HydroReservoir | 2018-12-07 23:00 | 0.97389
HydroReservoir | 2018-12-08 | 0.91793
HydroReservoir | 2018-12-08 01:00 | 0.91793
HydroReservoir | 2018-12-08 02:00 | 0.91793
HydroReservoir | 2018-12-08 03:00 | 0.91793
HydroReservoir | 2018-12-08 04:00 | 0.91793
HydroReservoir | 2018-12-08 05:00 | 0.91793
HydroReservoir | 2018-12-08 06:00 | 0.91793
HydroReservoir | 2018-12-08 07:00 | 0.91793
HydroReservoir | 2018-12-08 08:00 | 0.97389
HydroReservoir | 2018-12-08 09:00 | 0.97389
HydroReservoir | 2018-12-08 10:00 | 0.97389
HydroReservoir | 2018-12-08 11:00 | 0.97389
HydroReservoir | 2018-12-08 12:00 | 0.97389
HydroReservoir | 2018-12-08 13:00 | 0.97389
HydroReservoir | 2018-12-08 14:00 | 0.97389
HydroReservoir | 2018-12-08 15:00 | 0.97389
HydroReservoir | 2018-12-08 16:00 | 0.97389
HydroReservoir | 2018-12-08 17:00 | 0.97389
HydroReservoir | 2018-12-08 18:00 | 0.97389
HydroReservoir | 2018-12-08 19:00 | 0.97389
HydroReservoir | 2018-12-08 20:00 | 0.97389
HydroReservoir | 2018-12-08 21:00 | 0.97389
HydroReservoir | 2018-12-08 22:00 | 0.97389
HydroReservoir | 2018-12-08 23:00 | 0.97389
HydroReservoir | 2018-12-09 | 0.97389
HydroReservoir | 2018-12-09 01:00 | 0.97389
HydroReservoir | 2018-12-09 02:00 | 0.97389
HydroReservoir | 2018-12-09 03:00 | 0.97389
HydroReservoir | 2018-12-09 04:00 | 0.97389
HydroReservoir | 2018-12-09 05:00 | 0.97389
HydroReservoir | 2018-12-09 06:00 | 0.97389
HydroReservoir | 2018-12-09 07:00 | 0.97389
HydroReservoir | 2018-12-09 08:00 | 0.97389
HydroReservoir | 2018-12-09 09:00 | 0.97389
HydroReservoir | 2018-12-09 10:00 | 0.97389
HydroReservoir | 2018-12-09 11:00 | 0.97389
HydroReservoir | 2018-12-09 12:00 | 0.97389
HydroReservoir | 2018-12-09 13:00 | 0.97389
HydroReservoir | 2018-12-09 14:00 | 0.97389
HydroReservoir | 2018-12-09 15:00 | 0.97389
HydroReservoir | 2018-12-09 16:00 | 0.97389
HydroReservoir | 2018-12-09 17:00 | 0.97389
HydroReservoir | 2018-12-09 18:00 | 0.97389
HydroReservoir | 2018-12-09 19:00 | 0.97389
HydroReservoir | 2018-12-09 20:00 | 0.97389
HydroReservoir | 2018-12-09 21:00 | 0.97389
HydroReservoir | 2018-12-09 22:00 | 0.97389
HydroReservoir | 2018-12-09 23:00 | 0.97389
HydroReservoir | 2018-12-10 | 0.97389
HydroReservoir | 2018-12-10 01:00 | 0.97389
HydroReservoir | 2018-12-10 02:00 | 0.97389
HydroReservoir | 2018-12-10 03:00 | 0.97389
HydroReservoir | 2018-12-10 04:00 | 0.97389
HydroReservoir | 2018-12-10 05:00 | 0.97389
HydroReservoir | 2018-12-10 06:00 | 0.97389
HydroReservoir | 2018-12-10 07:00 | 0.97389
HydroReservoir | 2018-12-10 08:00 | 0.97389
HydroReservoir | 2018-12-10 09:00 | 0.97389
HydroReservoir | 2018-12-10 10:00 | 0.97389
HydroReservoir | 2018-12-10 11:00 | 0.97389
HydroReservoir | 2018-12-10 12:00 | 0.97389
HydroReservoir | 2018-12-10 13:00 | 0.97389
HydroReservoir | 2018-12-10 14:00 | 0.97389
HydroReservoir | 2018-12-10 15:00 | 0.97389
HydroReservoir | 2018-12-10 16:00 | 0.97389
HydroReservoir | 2018-12-10 17:00 | 0.97389
HydroReservoir | 2018-12-10 18:00 | 0.97389
HydroReservoir | 2018-12-10 19:00 | 0.97389
HydroReservoir | 2018-12-10 20:00 | 0.97389
HydroReservoir | 2018-12-10 21:00 | 0.97389
HydroReservoir | 2018-12-10 22:00 | 0.97389
HydroReservoir | 2018-12-10 23:00 | 0.97389
HydroReservoir | 2018-12-11 | 0.97389
HydroReservoir | 2018-12-11 01:00 | 0.97389
HydroReservoir | 2018-12-11 02:00 | 0.97389
HydroReservoir | 2018-12-11 03:00 | 0.97389
HydroReservoir | 2018-12-11 04:00 | 0.97389
HydroReservoir | 2018-12-11 05:00 | 0.97389
HydroReservoir | 2018-12-11 06:00 | 0.97389
HydroReservoir | 2018-12-11 07:00 | 0.97389
HydroReservoir | 2018-12-11 08:00 | 0.97389
HydroReservoir | 2018-12-11 09:00 | 0.97389
HydroReservoir | 2018-12-11 10:00 | 0.97389
HydroReservoir | 2018-12-11 11:00 | 0.97389
HydroReservoir | 2018-12-11 12:00 | 0.97389
HydroReservoir | 2018-12-11 13:00 | 0.97389
HydroReservoir | 2018-12-11 14:00 | 0.97389
HydroReservoir | 2018-12-11 15:00 | 0.97389
HydroReservoir | 2018-12-11 16:00 | 0.97389
HydroReservoir | 2018-12-11 17:00 | 0.97389
HydroReservoir | 2018-12-11 18:00 | 0.97389
HydroReservoir | 2018-12-11 19:00 | 0.97389
HydroReservoir | 2018-12-11 20:00 | 0.97389
HydroReservoir | 2018-12-11 21:00 | 0.97389
HydroReservoir | 2018-12-11 22:00 | 0.97389
HydroReservoir | 2018-12-11 23:00 | 0.97389
HydroReservoir | 2018-12-12 | 0.97389
HydroReservoir | 2018-12-12 01:00 | 0.97389
HydroReservoir | 2018-12-12 02:00 | 0.97389
HydroReservoir | 2018-12-12 03:00 | 0.97389
HydroReservoir | 2018-12-12 04:00 | 0.97389
HydroReservoir | 2018-12-12 05:00 | 0.97389
HydroReservoir | 2018-12-12 06:00 | 0.97389
HydroReservoir | 2018-12-12 07:00 | 0.97389
HydroReservoir | 2018-12-12 08:00 | 0.9606
HydroReservoir | 2018-12-12 09:00 | 0.9606
HydroReservoir | 2018-12-12 10:00 | 0.9606
HydroReservoir | 2018-12-12 11:00 | 0.9606
HydroReservoir | 2018-12-12 12:00 | 0.9606
HydroReservoir | 2018-12-12 13:00 | 0.88529
HydroReservoir | 2018-12-12 14:00 | 0.88529
HydroReservoir | 2018-12-12 15:00 | 0.88529
HydroReservoir | 2018-12-12 16:00 | 0.89858
HydroReservoir | 2018-12-12 17:00 | 0.89858
HydroReservoir | 2018-12-12 18:00 | 0.97389
HydroReservoir | 2018-12-12 19:00 | 0.97389
HydroReservoir | 2018-12-12 20:00 | 0.97389
HydroReservoir | 2018-12-12 21:00 | 0.97389
HydroReservoir | 2018-12-12 22:00 | 0.97389
HydroReservoir | 2018-12-12 23:00 | 0.97389
HydroReservoir | 2018-12-13 | 0.97389
HydroReservoir | 2018-12-13 01:00 | 0.97389
HydroReservoir | 2018-12-13 02:00 | 0.97389
HydroReservoir | 2018-12-13 03:00 | 0.97389
HydroReservoir | 2018-12-13 04:00 | 0.97389
HydroReservoir | 2018-12-13 05:00 | 0.97389
HydroReservoir | 2018-12-13 06:00 | 0.97389
HydroReservoir | 2018-12-13 07:00 | 0.93227
HydroReservoir | 2018-12-13 08:00 | 0.93227
HydroReservoir | 2018-12-13 09:00 | 0.97389
HydroReservoir | 2018-12-13 10:00 | 0.97389
HydroReservoir | 2018-12-13 11:00 | 0.97389
HydroReservoir | 2018-12-13 12:00 | 0.93227
HydroReservoir | 2018-12-13 13:00 | 0.93227
HydroReservoir | 2018-12-13 14:00 | 0.93227
HydroReservoir | 2018-12-13 15:00 | 0.97389
HydroReservoir | 2018-12-13 16:00 | 0.98554
HydroReservoir | 2018-12-13 17:00 | 0.98554
HydroReservoir | 2018-12-13 18:00 | 0.98554
HydroReservoir | 2018-12-13 19:00 | 0.98554
HydroReservoir | 2018-12-13 20:00 | 0.98554
HydroReservoir | 2018-12-13 21:00 | 0.98554
HydroReservoir | 2018-12-13 22:00 | 0.98554
HydroReservoir | 2018-12-13 23:00 | 0.98554
HydroReservoir | 2018-12-14 | 0.98554
HydroReservoir | 2018-12-14 01:00 | 0.98554
HydroReservoir | 2018-12-14 02:00 | 0.98554
HydroReservoir | 2018-12-14 03:00 | 0.98554
HydroReservoir | 2018-12-14 04:00 | 0.98554
HydroReservoir | 2018-12-14 05:00 | 0.98554
HydroReservoir | 2018-12-14 06:00 | 0.98554
HydroReservoir | 2018-12-14 07:00 | 0.98554
HydroReservoir | 2018-12-14 08:00 | 0.98554
HydroReservoir | 2018-12-14 09:00 | 0.98554
HydroReservoir | 2018-12-14 10:00 | 0.97389
HydroReservoir | 2018-12-14 11:00 | 0.97389
HydroReservoir | 2018-12-14 12:00 | 0.97389
HydroReservoir | 2018-12-14 13:00 | 0.97389
HydroReservoir | 2018-12-14 14:00 | 0.97389
HydroReservoir | 2018-12-14 15:00 | 0.97389
HydroReservoir | 2018-12-14 16:00 | 0.98554
HydroReservoir | 2018-12-14 17:00 | 1
HydroReservoir | 2018-12-14 18:00 | 1
HydroReservoir | 2018-12-14 19:00 | 1
HydroReservoir | 2018-12-14 20:00 | 1
HydroReservoir | 2018-12-14 21:00 | 1
HydroReservoir | 2018-12-14 22:00 | 1
HydroReservoir | 2018-12-14 23:00 | 1
HydroReservoir | 2018-12-15 | 1
HydroReservoir | 2018-12-15 01:00 | 1
HydroReservoir | 2018-12-15 02:00 | 1
HydroReservoir | 2018-12-15 03:00 | 1
HydroReservoir | 2018-12-15 04:00 | 1
HydroReservoir | 2018-12-15 05:00 | 1
HydroReservoir | 2018-12-15 06:00 | 1
HydroReservoir | 2018-12-15 07:00 | 1
HydroReservoir | 2018-12-15 08:00 | 1
HydroReservoir | 2018-12-15 09:00 | 1
HydroReservoir | 2018-12-15 10:00 | 1
HydroReservoir | 2018-12-15 11:00 | 1
HydroReservoir | 2018-12-15 12:00 | 1
HydroReservoir | 2018-12-15 13:00 | 1
HydroReservoir | 2018-12-15 14:00 | 1
HydroReservoir | 2018-12-15 15:00 | 1
HydroReservoir | 2018-12-15 16:00 | 1
HydroReservoir | 2018-12-15 17:00 | 1
HydroReservoir | 2018-12-15 18:00 | 1
HydroReservoir | 2018-12-15 19:00 | 1
HydroReservoir | 2018-12-15 20:00 | 1
HydroReservoir | 2018-12-15 21:00 | 1
HydroReservoir | 2018-12-15 22:00 | 1
HydroReservoir | 2018-12-15 23:00 | 1
HydroReservoir | 2018-12-16 | 1
HydroReservoir | 2018-12-16 01:00 | 1
HydroReservoir | 2018-12-16 02:00 | 1
HydroReservoir | 2018-12-16 03:00 | 1
HydroReservoir | 2018-12-16 04:00 | 1
HydroReservoir | 2018-12-16 05:00 | 1
HydroReservoir | 2018-12-16 06:00 | 1
HydroReservoir | 2018-12-16 07:00 | 1
HydroReservoir | 2018-12-16 08:00 | 1
HydroReservoir | 2018-12-16 09:00 | 1
HydroReservoir | 2018-12-16 10:00 | 1
HydroReservoir | 2018-12-16 11:00 | 1
HydroReservoir | 2018-12-16 12:00 | 1
HydroReservoir | 2018-12-16 13:00 | 1
HydroReservoir | 2018-12-16 14:00 | 1
HydroReservoir | 2018-12-16 15:00 | 1
HydroReservoir | 2018-12-16 16:00 | 1
HydroReservoir | 2018-12-16 17:00 | 1
HydroReservoir | 2018-12-16 18:00 | 1
HydroReservoir | 2018-12-16 19:00 | 1
HydroReservoir | 2018-12-16 20:00 | 1
HydroReservoir | 2018-12-16 21:00 | 1
HydroReservoir | 2018-12-16 22:00 | 1
HydroReservoir | 2018-12-16 23:00 | 1
HydroReservoir | 2018-12-17 | 1
HydroReservoir | 2018-12-17 01:00 | 1
HydroReservoir | 2018-12-17 02:00 | 1
HydroReservoir | 2018-12-17 03:00 | 1
HydroReservoir | 2018-12-17 04:00 | 1
HydroReservoir | 2018-12-17 05:00 | 1
HydroReservoir | 2018-12-17 06:00 | 1
HydroReservoir | 2018-12-17 07:00 | 1
HydroReservoir | 2018-12-17 08:00 | 0.97902
HydroReservoir | 2018-12-17 09:00 | 0.97902
HydroReservoir | 2018-12-17 10:00 | 0.97902
HydroReservoir | 2018-12-17 11:00 | 0.97902
HydroReservoir | 2018-12-17 12:00 | 1
HydroReservoir | 2018-12-17 13:00 | 1
HydroReservoir | 2018-12-17 14:00 | 1
HydroReservoir | 2018-12-17 15:00 | 1
HydroReservoir | 2018-12-17 16:00 | 1
HydroReservoir | 2018-12-17 17:00 | 1
HydroReservoir | 2018-12-17 18:00 | 1
HydroReservoir | 2018-12-17 19:00 | 1
HydroReservoir | 2018-12-17 20:00 | 1
HydroReservoir | 2018-12-17 21:00 | 1
HydroReservoir | 2018-12-17 22:00 | 1
HydroReservoir | 2018-12-17 23:00 | 1
HydroReservoir | 2018-12-18 | 1
HydroReservoir | 2018-12-18 01:00 | 1
HydroReservoir | 2018-12-18 02:00 | 1
HydroReservoir | 2018-12-18 03:00 | 1
HydroReservoir | 2018-12-18 04:00 | 1
HydroReservoir | 2018-12-18 05:00 | 1
HydroReservoir | 2018-12-18 06:00 | 1
HydroReservoir | 2018-12-18 07:00 | 0.98834
HydroReservoir | 2018-12-18 08:00 | 0.98834
HydroReservoir | 2018-12-18 09:00 | 0.98834
HydroReservoir | 2018-12-18 10:00 | 0.98834
HydroReservoir | 2018-12-18 11:00 | 0.98834
HydroReservoir | 2018-12-18 12:00 | 0.98834
HydroReservoir | 2018-12-18 13:00 | 0.98834
HydroReservoir | 2018-12-18 14:00 | 0.98834
HydroReservoir | 2018-12-18 15:00 | 0.98834
HydroReservoir | 2018-12-18 16:00 | 1
HydroReservoir | 2018-12-18 17:00 | 1
HydroReservoir | 2018-12-18 18:00 | 1
HydroReservoir | 2018-12-18 19:00 | 1
HydroReservoir | 2018-12-18 20:00 | 1
HydroReservoir | 2018-12-18 21:00 | 1
HydroReservoir | 2018-12-18 22:00 | 1
HydroReservoir | 2018-12-18 23:00 | 1
HydroReservoir | 2018-12-19 | 1
HydroReservoir | 2018-12-19 01:00 | 1
HydroReservoir | 2018-12-19 02:00 | 1
HydroReservoir | 2018-12-19 03:00 | 1
HydroReservoir | 2018-12-19 04:00 | 1
HydroReservoir | 2018-12-19 05:00 | 1
HydroReservoir | 2018-12-19 06:00 | 1
HydroReservoir | 2018-12-19 07:00 | 0.95733
HydroReservoir | 2018-12-19 08:00 | 0.88832
HydroReservoir | 2018-12-19 09:00 | 0.88832
HydroReservoir | 2018-12-19 10:00 | 0.88832
HydroReservoir | 2018-12-19 11:00 | 0.88832
HydroReservoir | 2018-12-19 12:00 | 0.95733
HydroReservoir | 2018-12-19 13:00 | 0.91571
HydroReservoir | 2018-12-19 14:00 | 0.91571
HydroReservoir | 2018-12-19 15:00 | 0.91571
HydroReservoir | 2018-12-19 16:00 | 0.91571
HydroReservoir | 2018-12-19 17:00 | 1
HydroReservoir | 2018-12-19 18:00 | 1
HydroReservoir | 2018-12-19 19:00 | 1
HydroReservoir | 2018-12-19 20:00 | 1
HydroReservoir | 2018-12-19 21:00 | 1
HydroReservoir | 2018-12-19 22:00 | 1
HydroReservoir | 2018-12-19 23:00 | 1
HydroReservoir | 2018-12-20 | 1
HydroReservoir | 2018-12-20 01:00 | 1
HydroReservoir | 2018-12-20 02:00 | 1
HydroReservoir | 2018-12-20 03:00 | 1
HydroReservoir | 2018-12-20 04:00 | 1
HydroReservoir | 2018-12-20 05:00 | 1
HydroReservoir | 2018-12-20 06:00 | 1
HydroReservoir | 2018-12-20 07:00 | 0.97902
HydroReservoir | 2018-12-20 08:00 | 0.97902
HydroReservoir | 2018-12-20 09:00 | 0.97902
HydroReservoir | 2018-12-20 10:00 | 0.97902
HydroReservoir | 2018-12-20 11:00 | 0.96374
HydroReservoir | 2018-12-20 12:00 | 0.96374
HydroReservoir | 2018-12-20 13:00 | 0.96374
HydroReservoir | 2018-12-20 14:00 | 0.96374
HydroReservoir | 2018-12-20 15:00 | 0.96374
HydroReservoir | 2018-12-20 16:00 | 0.96374
HydroReservoir | 2018-12-20 17:00 | 0.98473
HydroReservoir | 2018-12-20 18:00 | 0.98473
HydroReservoir | 2018-12-20 19:00 | 0.98473
HydroReservoir | 2018-12-20 20:00 | 0.98473
HydroReservoir | 2018-12-20 21:00 | 0.98473
HydroReservoir | 2018-12-20 22:00 | 0.98473
HydroReservoir | 2018-12-20 23:00 | 0.98473
HydroReservoir | 2018-12-21 | 0.98473
HydroReservoir | 2018-12-21 01:00 | 0.98473
HydroReservoir | 2018-12-21 02:00 | 0.98473
HydroReservoir | 2018-12-21 03:00 | 0.98473
HydroReservoir | 2018-12-21 04:00 | 0.98473
HydroReservoir | 2018-12-21 05:00 | 0.98473
HydroReservoir | 2018-12-21 06:00 | 0.98473
HydroReservoir | 2018-12-21 07:00 | 0.98473
HydroReservoir | 2018-12-21 08:00 | 0.98473
HydroReservoir | 2018-12-21 09:00 | 0.98473
HydroReservoir | 2018-12-21 10:00 | 0.98473
HydroReservoir | 2018-12-21 11:00 | 1
HydroReservoir | 2018-12-21 12:00 | 1
HydroReservoir | 2018-12-21 13:00 | 1
HydroReservoir | 2018-12-21 14:00 | 1
HydroReservoir | 2018-12-21 15:00 | 1
HydroReservoir | 2018-12-21 16:00 | 1
HydroReservoir | 2018-12-21 17:00 | 1
HydroReservoir | 2018-12-21 18:00 | 1
HydroReservoir | 2018-12-21 19:00 | 1
HydroReservoir | 2018-12-21 20:00 | 1
HydroReservoir | 2018-12-21 21:00 | 1
HydroReservoir | 2018-12-21 22:00 | 1
HydroReservoir | 2018-12-21 23:00 | 1
HydroReservoir | 2018-12-22 | 1
HydroReservoir | 2018-12-22 01:00 | 1
HydroReservoir | 2018-12-22 02:00 | 1
HydroReservoir | 2018-12-22 03:00 | 1
HydroReservoir | 2018-12-22 04:00 | 1
HydroReservoir | 2018-12-22 05:00 | 1
HydroReservoir | 2018-12-22 06:00 | 1
HydroReservoir | 2018-12-22 07:00 | 1
HydroReservoir | 2018-12-22 08:00 | 1
HydroReservoir | 2018-12-22 09:00 | 1
HydroReservoir | 2018-12-22 10:00 | 1
HydroReservoir | 2018-12-22 11:00 | 1
HydroReservoir | 2018-12-22 12:00 | 1
HydroReservoir | 2018-12-22 13:00 | 1
HydroReservoir | 2018-12-22 14:00 | 1
HydroReservoir | 2018-12-22 15:00 | 1
HydroReservoir | 2018-12-22 16:00 | 1
HydroReservoir | 2018-12-22 17:00 | 1
HydroReservoir | 2018-12-22 18:00 | 1
HydroReservoir | 2018-12-22 19:00 | 1
HydroReservoir | 2018-12-22 20:00 | 1
HydroReservoir | 2018-12-22 21:00 | 1
HydroReservoir | 2018-12-22 22:00 | 1
HydroReservoir | 2018-12-22 23:00 | 1
HydroReservoir | 2018-12-23 | 1
HydroReservoir | 2018-12-23 01:00 | 1
HydroReservoir | 2018-12-23 02:00 | 1
HydroReservoir | 2018-12-23 03:00 | 1
HydroReservoir | 2018-12-23 04:00 | 1
HydroReservoir | 2018-12-23 05:00 | 1
HydroReservoir | 2018-12-23 06:00 | 1
HydroReservoir | 2018-12-23 07:00 | 1
HydroReservoir | 2018-12-23 08:00 | 1
HydroReservoir | 2018-12-23 09:00 | 1
HydroReservoir | 2018-12-23 10:00 | 1
HydroReservoir | 2018-12-23 11:00 | 1
HydroReservoir | 2018-12-23 12:00 | 1
HydroReservoir | 2018-12-23 13:00 | 1
HydroReservoir | 2018-12-23 14:00 | 1
HydroReservoir | 2018-12-23 15:00 | 1
HydroReservoir | 2018-12-23 16:00 | 1
HydroReservoir | 2018-12-23 17:00 | 1
HydroReservoir | 2018-12-23 18:00 | 1
HydroReservoir | 2018-12-23 19:00 | 1
HydroReservoir | 2018-12-23 20:00 | 1
HydroReservoir | 2018-12-23 21:00 | 1
HydroReservoir | 2018-12-23 22:00 | 1
HydroReservoir | 2018-12-23 23:00 | 1
HydroReservoir | 2018-12-24 | 1
HydroReservoir | 2018-12-24 01:00 | 1
HydroReservoir | 2018-12-24 02:00 | 1
HydroReservoir | 2018-12-24 03:00 | 1
HydroReservoir | 2018-12-24 04:00 | 1
HydroReservoir | 2018-12-24 05:00 | 1
HydroReservoir | 2018-12-24 06:00 | 1
HydroReservoir | 2018-12-24 07:00 | 1
HydroReservoir | 2018-12-24 08:00 | 1
HydroReservoir | 2018-12-24 09:00 | 1
HydroReservoir | 2018-12-24 10:00 | 1
HydroReservoir | 2018-12-24 11:00 | 1
HydroReservoir | 2018-12-24 12:00 | 1
HydroReservoir | 2018-12-24 13:00 | 1
HydroReservoir | 2018-12-24 14:00 | 1
HydroReservoir | 2018-12-24 15:00 | 1
HydroReservoir | 2018-12-24 16:00 | 1
HydroReservoir | 2018-12-24 17:00 | 1
HydroReservoir | 2018-12-24 18:00 | 1
HydroReservoir | 2018-12-24 19:00 | 1
HydroReservoir | 2018-12-24 20:00 | 1
HydroReservoir | 2018-12-24 21:00 | 1
HydroReservoir | 2018-12-24 22:00 | 1
HydroReservoir | 2018-12-24 23:00 | 1
HydroReservoir | 2018-12-25 | 1
HydroReservoir | 2018-12-25 01:00 | 1
HydroReservoir | 2018-12-25 02:00 | 1
HydroReservoir | 2018-12-25 03:00 | 1
HydroReservoir | 2018-12-25 04:00 | 1
HydroReservoir | 2018-12-25 05:00 | 1
HydroReservoir | 2018-12-25 06:00 | 1
HydroReservoir | 2018-12-25 07:00 | 1
HydroReservoir | 2018-12-25 08:00 | 1
HydroReservoir | 2018-12-25 09:00 | 1
HydroReservoir | 2018-12-25 10:00 | 1
HydroReservoir | 2018-12-25 11:00 | 1
HydroReservoir | 2018-12-25 12:00 | 1
HydroReservoir | 2018-12-25 13:00 | 1
HydroReservoir | 2018-12-25 14:00 | 1
HydroReservoir | 2018-12-25 15:00 | 1
HydroReservoir | 2018-12-25 16:00 | 1
HydroReservoir | 2018-12-25 17:00 | 1
HydroReservoir | 2018-12-25 18:00 | 1
HydroReservoir | 2018-12-25 19:00 | 1
HydroReservoir | 2018-12-25 20:00 | 1
HydroReservoir | 2018-12-25 21:00 | 1
HydroReservoir | 2018-12-25 22:00 | 1
HydroReservoir | 2018-12-25 23:00 | 1
HydroReservoir | 2018-12-26 | 1
HydroReservoir | 2018-12-26 01:00 | 1
HydroReservoir | 2018-12-26 02:00 | 1
HydroReservoir | 2018-12-26 03:00 | 1
HydroReservoir | 2018-12-26 04:00 | 1
HydroReservoir | 2018-12-26 05:00 | 1
HydroReservoir | 2018-12-26 06:00 | 1
HydroReservoir | 2018-12-26 07:00 | 1
HydroReservoir | 2018-12-26 08:00 | 0.98566
HydroReservoir | 2018-12-26 09:00 | 0.98566
HydroReservoir | 2018-12-26 10:00 | 0.98566
HydroReservoir | 2018-12-26 11:00 | 0.98566
HydroReservoir | 2018-12-26 12:00 | 1
HydroReservoir | 2018-12-26 13:00 | 1
HydroReservoir | 2018-12-26 14:00 | 1
HydroReservoir | 2018-12-26 15:00 | 1
HydroReservoir | 2018-12-26 16:00 | 1
HydroReservoir | 2018-12-26 17:00 | 1
HydroReservoir | 2018-12-26 18:00 | 1
HydroReservoir | 2018-12-26 19:00 | 1
HydroReservoir | 2018-12-26 20:00 | 1
HydroReservoir | 2018-12-26 21:00 | 1
HydroReservoir | 2018-12-26 22:00 | 1
HydroReservoir | 2018-12-26 23:00 | 1
HydroReservoir | 2018-12-27 | 1
HydroReservoir | 2018-12-27 01:00 | 1
HydroReservoir | 2018-12-27 02:00 | 1
HydroReservoir | 2018-12-27 03:00 | 1
HydroReservoir | 2018-12-27 04:00 | 1
HydroReservoir | 2018-12-27 05:00 | 1
HydroReservoir | 2018-12-27 06:00 | 1
HydroReservoir | 2018-12-27 07:00 | 0.97902
HydroReservoir | 2018-12-27 08:00 | 0.97902
HydroReservoir | 2018-12-27 09:00 | 0.97902
HydroReservoir | 2018-12-27 10:00 | 0.97902
HydroReservoir | 2018-12-27 11:00 | 0.97902
HydroReservoir | 2018-12-27 12:00 | 0.97902
HydroReservoir | 2018-12-27 13:00 | 0.97902
HydroReservoir | 2018-12-27 14:00 | 0.97902
HydroReservoir | 2018-12-27 15:00 | 0.97902
HydroReservoir | 2018-12-27 16:00 | 0.97902
HydroReservoir | 2018-12-27 17:00 | 1
HydroReservoir | 2018-12-27 18:00 | 1
HydroReservoir | 2018-12-27 19:00 | 1
HydroReservoir | 2018-12-27 20:00 | 1
HydroReservoir | 2018-12-27 21:00 | 1
HydroReservoir | 2018-12-27 22:00 | 1
HydroReservoir | 2018-12-27 23:00 | 1
HydroReservoir | 2018-12-28 | 1
HydroReservoir | 2018-12-28 01:00 | 1
HydroReservoir | 2018-12-28 02:00 | 1
HydroReservoir | 2018-12-28 03:00 | 1
HydroReservoir | 2018-12-28 04:00 | 1
HydroReservoir | 2018-12-28 05:00 | 1
HydroReservoir | 2018-12-28 06:00 | 1
HydroReservoir | 2018-12-28 07:00 | 1
HydroReservoir | 2018-12-28 08:00 | 1
HydroReservoir | 2018-12-28 09:00 | 1
HydroReservoir | 2018-12-28 10:00 | 1
HydroReservoir | 2018-12-28 11:00 | 1
HydroReservoir | 2018-12-28 12:00 | 1
HydroReservoir | 2018-12-28 13:00 | 1
HydroReservoir | 2018-12-28 14:00 | 1
HydroReservoir | 2018-12-28 15:00 | 1
HydroReservoir | 2018-12-28 16:00 | 1
HydroReservoir | 2018-12-28 17:00 | 1
HydroReservoir | 2018-12-28 18:00 | 1
HydroReservoir | 2018-12-28 19:00 | 1
HydroReservoir | 2018-12-28 20:00 | 1
HydroReservoir | 2018-12-28 21:00 | 1
HydroReservoir | 2018-12-28 22:00 | 1
HydroReservoir | 2018-12-28 23:00 | 1
HydroReservoir | 2018-12-29 | 1
HydroReservoir | 2018-12-29 01:00 | 1
HydroReservoir | 2018-12-29 02:00 | 1
HydroReservoir | 2018-12-29 03:00 | 1
HydroReservoir | 2018-12-29 04:00 | 1
HydroReservoir | 2018-12-29 05:00 | 1
HydroReservoir | 2018-12-29 06:00 | 1
HydroReservoir | 2018-12-29 07:00 | 1
HydroReservoir | 2018-12-29 08:00 | 1
HydroReservoir | 2018-12-29 09:00 | 1
HydroReservoir | 2018-12-29 10:00 | 1
HydroReservoir | 2018-12-29 11:00 | 1
HydroReservoir | 2018-12-29 12:00 | 1
HydroReservoir | 2018-12-29 13:00 | 1
HydroReservoir | 2018-12-29 14:00 | 1
HydroReservoir | 2018-12-29 15:00 | 1
HydroReservoir | 2018-12-29 16:00 | 1
HydroReservoir | 2018-12-29 17:00 | 1
HydroReservoir | 2018-12-29 18:00 | 1
HydroReservoir | 2018-12-29 19:00 | 1
HydroReservoir | 2018-12-29 20:00 | 1
HydroReservoir | 2018-12-29 21:00 | 1
HydroReservoir | 2018-12-29 22:00 | 1
HydroReservoir | 2018-12-29 23:00 | 1
HydroReservoir | 2018-12-30 | 1
HydroReservoir | 2018-12-30 01:00 | 1
HydroReservoir | 2018-12-30 02:00 | 1
HydroReservoir | 2018-12-30 03:00 | 1
HydroReservoir | 2018-12-30 04:00 | 1
HydroReservoir | 2018-12-30 05:00 | 1
HydroReservoir | 2018-12-30 06:00 | 1
HydroReservoir | 2018-12-30 07:00 | 1
HydroReservoir | 2018-12-30 08:00 | 1
HydroReservoir | 2018-12-30 09:00 | 1
HydroReservoir | 2018-12-30 10:00 | 1
HydroReservoir | 2018-12-30 11:00 | 1
HydroReservoir | 2018-12-30 12:00 | 1
HydroReservoir | 2018-12-30 13:00 | 1
HydroReservoir | 2018-12-30 14:00 | 1
HydroReservoir | 2018-12-30 15:00 | 1
HydroReservoir | 2018-12-30 16:00 | 1
HydroReservoir | 2018-12-30 17:00 | 1
HydroReservoir | 2018-12-30 18:00 | 1
HydroReservoir | 2018-12-30 19:00 | 1
HydroReservoir | 2018-12-30 20:00 | 1
HydroReservoir | 2018-12-30 21:00 | 1
HydroReservoir | 2018-12-30 22:00 | 1
HydroReservoir | 2018-12-30 23:00 | 1
HydroReservoir | 2018-12-31 | 1
HydroReservoir | 2018-12-31 01:00 | 1
HydroReservoir | 2018-12-31 02:00 | 1
HydroReservoir | 2018-12-31 03:00 | 1
HydroReservoir | 2018-12-31 04:00 | 1
HydroReservoir | 2018-12-31 05:00 | 1
HydroReservoir | 2018-12-31 06:00 | 1
HydroReservoir | 2018-12-31 07:00 | 1
HydroReservoir | 2018-12-31 08:00 | 1
HydroReservoir | 2018-12-31 09:00 | 1
HydroReservoir | 2018-12-31 10:00 | 1
HydroReservoir | 2018-12-31 11:00 | 1
HydroReservoir | 2018-12-31 12:00 | 1
HydroReservoir | 2018-12-31 13:00 | 1
HydroReservoir | 2018-12-31 14:00 | 1
HydroReservoir | 2018-12-31 15:00 | 1
HydroReservoir | 2018-12-31 16:00 | 1
HydroReservoir | 2018-12-31 17:00 | 1
HydroReservoir | 2018-12-31 18:00 | 1
HydroReservoir | 2018-12-31 19:00 | 1
HydroReservoir | 2018-12-31 20:00 | 1
HydroReservoir | 2018-12-31 21:00 | 1
HydroReservoir | 2018-12-31 22:00 | 1
HydroReservoir | 2018-12-31 23:00 | 1
OldNuke | 2018-01-01 | 0.78671
OldNuke | 2018-01-01 01:00 | 0.80112
OldNuke | 2018-01-01 02:00 | 0.82219
OldNuke | 2018-01-01 03:00 | 0.82219
OldNuke | 2018-01-01 04:00 | 0.82219
OldNuke | 2018-01-01 05:00 | 0.8298
OldNuke | 2018-01-01 06:00 | 0.8298
OldNuke | 2018-01-01 07:00 | 0.8298
OldNuke | 2018-01-01 08:00 | 0.81728
OldNuke | 2018-01-01 09:00 | 0.80681
OldNuke | 2018-01-01 10:00 | 0.80681
OldNuke | 2018-01-01 11:00 | 0.80681
OldNuke | 2018-01-01 12:00 | 0.81728
OldNuke | 2018-01-01 13:00 | 0.81728
OldNuke | 2018-01-01 14:00 | 0.81728
OldNuke | 2018-01-01 15:00 | 0.81728
OldNuke | 2018-01-01 16:00 | 0.84611
OldNuke | 2018-01-01 17:00 | 0.86061
OldNuke | 2018-01-01 18:00 | 0.86694
OldNuke | 2018-01-01 19:00 | 0.86694
OldNuke | 2018-01-01 20:00 | 0.88136
OldNuke | 2018-01-01 21:00 | 0.88136
OldNuke | 2018-01-01 22:00 | 0.88136
OldNuke | 2018-01-01 23:00 | 0.87011
OldNuke | 2018-01-02 | 0.87011
OldNuke | 2018-01-02 01:00 | 0.88136
OldNuke | 2018-01-02 02:00 | 0.88136
OldNuke | 2018-01-02 03:00 | 0.89165
OldNuke | 2018-01-02 04:00 | 0.89165
OldNuke | 2018-01-02 05:00 | 0.91224
OldNuke | 2018-01-02 06:00 | 0.93601
OldNuke | 2018-01-02 07:00 | 0.93601
OldNuke | 2018-01-02 08:00 | 0.93601
OldNuke | 2018-01-02 09:00 | 0.93601
OldNuke | 2018-01-02 10:00 | 0.93601
OldNuke | 2018-01-02 11:00 | 0.93601
OldNuke | 2018-01-02 12:00 | 0.93601
OldNuke | 2018-01-02 13:00 | 0.93601
OldNuke | 2018-01-02 14:00 | 0.93601
OldNuke | 2018-01-02 15:00 | 0.94852
OldNuke | 2018-01-02 16:00 | 0.94852
OldNuke | 2018-01-02 17:00 | 0.94852
OldNuke | 2018-01-02 18:00 | 0.94852
OldNuke | 2018-01-02 19:00 | 0.94852
OldNuke | 2018-01-02 20:00 | 0.94852
OldNuke | 2018-01-02 21:00 | 0.94852
OldNuke | 2018-01-02 22:00 | 0.94852
OldNuke | 2018-01-02 23:00 | 0.94852
OldNuke | 2018-01-03 | 0.94852
OldNuke | 2018-01-03 01:00 | 0.94852
OldNuke | 2018-01-03 02:00 | 0.94852
OldNuke | 2018-01-03 03:00 | 0.94123
OldNuke | 2018-01-03 04:00 | 0.94852
OldNuke | 2018-01-03 05:00 | 0.94852
OldNuke | 2018-01-03 06:00 | 0.94852
OldNuke | 2018-01-03 07:00 | 0.94852
OldNuke | 2018-01-03 08:00 | 0.94852
OldNuke | 2018-01-03 09:00 | 0.94852
OldNuke | 2018-01-03 10:00 | 0.94852
OldNuke | 2018-01-03 11:00 | 0.93903
OldNuke | 2018-01-03 12:00 | 0.93903
OldNuke | 2018-01-03 13:00 | 0.93903
OldNuke | 2018-01-03 14:00 | 0.93903
OldNuke | 2018-01-03 15:00 | 0.93903
OldNuke | 2018-01-03 16:00 | 0.93903
OldNuke | 2018-01-03 17:00 | 0.93903
OldNuke | 2018-01-03 18:00 | 0.93111
OldNuke | 2018-01-03 19:00 | 0.93111
OldNuke | 2018-01-03 20:00 | 0.93111
OldNuke | 2018-01-03 21:00 | 0.93111
OldNuke | 2018-01-03 22:00 | 0.93111
OldNuke | 2018-01-03 23:00 | 0.93111
OldNuke | 2018-01-04 | 0.93111
OldNuke | 2018-01-04 01:00 | 0.93111
OldNuke | 2018-01-04 02:00 | 0.92913
OldNuke | 2018-01-04 03:00 | 0.92913
OldNuke | 2018-01-04 04:00 | 0.92913
OldNuke | 2018-01-04 05:00 | 0.92913
OldNuke | 2018-01-04 06:00 | 0.93111
OldNuke | 2018-01-04 07:00 | 0.93111
OldNuke | 2018-01-04 08:00 | 0.93111
OldNuke | 2018-01-04 09:00 | 0.93111
OldNuke | 2018-01-04 10:00 | 0.93111
OldNuke | 2018-01-04 11:00 | 0.93111
OldNuke | 2018-01-04 12:00 | 0.93111
OldNuke | 2018-01-04 13:00 | 0.93111
OldNuke | 2018-01-04 14:00 | 0.93111
OldNuke | 2018-01-04 15:00 | 0.93111
OldNuke | 2018-01-04 16:00 | 0.92786
OldNuke | 2018-01-04 17:00 | 0.92786
OldNuke | 2018-01-04 18:00 | 0.92786
OldNuke | 2018-01-04 19:00 | 0.93111
OldNuke | 2018-01-04 20:00 | 0.92208
OldNuke | 2018-01-04 21:00 | 0.92208
OldNuke | 2018-01-04 22:00 | 0.90496
OldNuke | 2018-01-04 23:00 | 0.90496
OldNuke | 2018-01-05 | 0.91399
OldNuke | 2018-01-05 01:00 | 0.91399
OldNuke | 2018-01-05 02:00 | 0.91399
OldNuke | 2018-01-05 03:00 | 0.91399
OldNuke | 2018-01-05 04:00 | 0.91399
OldNuke | 2018-01-05 05:00 | 0.91399
OldNuke | 2018-01-05 06:00 | 0.91399
OldNuke | 2018-01-05 07:00 | 0.93285
OldNuke | 2018-01-05 08:00 | 0.93
OldNuke | 2018-01-05 09:00 | 0.93
OldNuke | 2018-01-05 10:00 | 0.93285
OldNuke | 2018-01-05 11:00 | 0.93285
OldNuke | 2018-01-05 12:00 | 0.93285
OldNuke | 2018-01-05 13:00 | 0.93285
OldNuke | 2018-01-05 14:00 | 0.93285
OldNuke | 2018-01-05 15:00 | 0.93285
OldNuke | 2018-01-05 16:00 | 0.93285
OldNuke | 2018-01-05 17:00 | 0.93285
OldNuke | 2018-01-05 18:00 | 0.93285
OldNuke | 2018-01-05 19:00 | 0.93285
OldNuke | 2018-01-05 20:00 | 0.93285
OldNuke | 2018-01-05 21:00 | 0.93285
OldNuke | 2018-01-05 22:00 | 0.93285
OldNuke | 2018-01-05 23:00 | 0.93285
OldNuke | 2018-01-06 | 0.93285
OldNuke | 2018-01-06 01:00 | 0.93285
OldNuke | 2018-01-06 02:00 | 0.93285
OldNuke | 2018-01-06 03:00 | 0.93285
OldNuke | 2018-01-06 04:00 | 0.93285
OldNuke | 2018-01-06 05:00 | 0.93285
OldNuke | 2018-01-06 06:00 | 0.93285
OldNuke | 2018-01-06 07:00 | 0.93285
OldNuke | 2018-01-06 08:00 | 0.93285
OldNuke | 2018-01-06 09:00 | 0.93285
OldNuke | 2018-01-06 10:00 | 0.93285
OldNuke | 2018-01-06 11:00 | 0.93285
OldNuke | 2018-01-06 12:00 | 0.93285
OldNuke | 2018-01-06 13:00 | 0.93285
OldNuke | 2018-01-06 14:00 | 0.93285
OldNuke | 2018-01-06 15:00 | 0.93285
OldNuke | 2018-01-06 16:00 | 0.93285
OldNuke | 2018-01-06 17:00 | 0.93285
OldNuke | 2018-01-06 18:00 | 0.93285
OldNuke | 2018-01-06 19:00 | 0.93285
OldNuke | 2018-01-06 20:00 | 0.93285
OldNuke | 2018-01-06 21:00 | 0.93285
OldNuke | 2018-01-06 22:00 | 0.93285
OldNuke | 2018-01-06 23:00 | 0.93285
OldNuke | 2018-01-07 | 0.93285
OldNuke | 2018-01-07 01:00 | 0.93285
OldNuke | 2018-01-07 02:00 | 0.93285
OldNuke | 2018-01-07 03:00 | 0.93285
OldNuke | 2018-01-07 04:00 | 0.94521
OldNuke | 2018-01-07 05:00 | 0.93475
OldNuke | 2018-01-07 06:00 | 0.93475
OldNuke | 2018-01-07 07:00 | 0.93475
OldNuke | 2018-01-07 08:00 | 0.94267
OldNuke | 2018-01-07 09:00 | 0.94267
OldNuke | 2018-01-07 10:00 | 0.94267
OldNuke | 2018-01-07 11:00 | 0.94267
OldNuke | 2018-01-07 12:00 | 0.95313
OldNuke | 2018-01-07 13:00 | 0.95313
OldNuke | 2018-01-07 14:00 | 0.95313
OldNuke | 2018-01-07 15:00 | 0.94299
OldNuke | 2018-01-07 16:00 | 0.94299
OldNuke | 2018-01-07 17:00 | 0.94299
OldNuke | 2018-01-07 18:00 | 0.94299
OldNuke | 2018-01-07 19:00 | 0.94299
OldNuke | 2018-01-07 20:00 | 0.94299
OldNuke | 2018-01-07 21:00 | 0.94299
OldNuke | 2018-01-07 22:00 | 0.94299
OldNuke | 2018-01-07 23:00 | 0.94299
OldNuke | 2018-01-08 | 0.94299
OldNuke | 2018-01-08 01:00 | 0.94299
OldNuke | 2018-01-08 02:00 | 0.94299
OldNuke | 2018-01-08 03:00 | 0.94299
OldNuke | 2018-01-08 04:00 | 0.94299
OldNuke | 2018-01-08 05:00 | 0.95248
OldNuke | 2018-01-08 06:00 | 0.95248
OldNuke | 2018-01-08 07:00 | 0.95248
OldNuke | 2018-01-08 08:00 | 0.95248
OldNuke | 2018-01-08 09:00 | 0.95248
OldNuke | 2018-01-08 10:00 | 0.95248
OldNuke | 2018-01-08 11:00 | 0.9467
OldNuke | 2018-01-08 12:00 | 0.9467
OldNuke | 2018-01-08 13:00 | 0.9467
OldNuke | 2018-01-08 14:00 | 0.9467
OldNuke | 2018-01-08 15:00 | 0.9467
OldNuke | 2018-01-08 16:00 | 0.9467
OldNuke | 2018-01-08 17:00 | 0.9467
OldNuke | 2018-01-08 18:00 | 0.9467
OldNuke | 2018-01-08 19:00 | 0.95715
OldNuke | 2018-01-08 20:00 | 0.95715
OldNuke | 2018-01-08 21:00 | 0.95715
OldNuke | 2018-01-08 22:00 | 0.95715
OldNuke | 2018-01-08 23:00 | 0.95715
OldNuke | 2018-01-09 | 0.95715
OldNuke | 2018-01-09 01:00 | 0.95715
OldNuke | 2018-01-09 02:00 | 0.95715
OldNuke | 2018-01-09 03:00 | 0.95715
OldNuke | 2018-01-09 04:00 | 0.95715
OldNuke | 2018-01-09 05:00 | 0.95715
OldNuke | 2018-01-09 06:00 | 0.95715
OldNuke | 2018-01-09 07:00 | 0.95715
OldNuke | 2018-01-09 08:00 | 0.95715
OldNuke | 2018-01-09 09:00 | 0.95715
OldNuke | 2018-01-09 10:00 | 0.95715
OldNuke | 2018-01-09 11:00 | 0.95715
OldNuke | 2018-01-09 12:00 | 0.95715
OldNuke | 2018-01-09 13:00 | 0.95715
OldNuke | 2018-01-09 14:00 | 0.95715
OldNuke | 2018-01-09 15:00 | 0.95715
OldNuke | 2018-01-09 16:00 | 0.95715
OldNuke | 2018-01-09 17:00 | 0.95715
OldNuke | 2018-01-09 18:00 | 0.96262
OldNuke | 2018-01-09 19:00 | 0.96262
OldNuke | 2018-01-09 20:00 | 0.96262
OldNuke | 2018-01-09 21:00 | 0.96262
OldNuke | 2018-01-09 22:00 | 0.96262
OldNuke | 2018-01-09 23:00 | 0.96262
OldNuke | 2018-01-10 | 0.96262
OldNuke | 2018-01-10 01:00 | 0.96262
OldNuke | 2018-01-10 02:00 | 0.96262
OldNuke | 2018-01-10 03:00 | 0.96262
OldNuke | 2018-01-10 04:00 | 0.96262
OldNuke | 2018-01-10 05:00 | 0.96262
OldNuke | 2018-01-10 06:00 | 0.96262
OldNuke | 2018-01-10 07:00 | 0.96262
OldNuke | 2018-01-10 08:00 | 0.96262
OldNuke | 2018-01-10 09:00 | 0.96262
OldNuke | 2018-01-10 10:00 | 0.96262
OldNuke | 2018-01-10 11:00 | 0.96262
OldNuke | 2018-01-10 12:00 | 0.96262
OldNuke | 2018-01-10 13:00 | 0.96262
OldNuke | 2018-01-10 14:00 | 0.96262
OldNuke | 2018-01-10 15:00 | 0.96262
OldNuke | 2018-01-10 16:00 | 0.96262
OldNuke | 2018-01-10 17:00 | 0.96262
OldNuke | 2018-01-10 18:00 | 0.96262
OldNuke | 2018-01-10 19:00 | 0.96262
OldNuke | 2018-01-10 20:00 | 0.96262
OldNuke | 2018-01-10 21:00 | 0.94551
OldNuke | 2018-01-10 22:00 | 0.94551
OldNuke | 2018-01-10 23:00 | 0.94551
OldNuke | 2018-01-11 | 0.94551
OldNuke | 2018-01-11 01:00 | 0.94551
OldNuke | 2018-01-11 02:00 | 0.94551
OldNuke | 2018-01-11 03:00 | 0.94551
OldNuke | 2018-01-11 04:00 | 0.94551
OldNuke | 2018-01-11 05:00 | 0.94551
OldNuke | 2018-01-11 06:00 | 0.94551
OldNuke | 2018-01-11 07:00 | 0.94551
OldNuke | 2018-01-11 08:00 | 0.96262
OldNuke | 2018-01-11 09:00 | 0.96262
OldNuke | 2018-01-11 10:00 | 0.96262
OldNuke | 2018-01-11 11:00 | 0.96262
OldNuke | 2018-01-11 12:00 | 0.96262
OldNuke | 2018-01-11 13:00 | 0.96262
OldNuke | 2018-01-11 14:00 | 0.96262
OldNuke | 2018-01-11 15:00 | 0.96262
OldNuke | 2018-01-11 16:00 | 0.96262
OldNuke | 2018-01-11 17:00 | 0.96262
OldNuke | 2018-01-11 18:00 | 0.96262
OldNuke | 2018-01-11 19:00 | 0.96262
OldNuke | 2018-01-11 20:00 | 0.94812
OldNuke | 2018-01-11 21:00 | 0.94812
OldNuke | 2018-01-11 22:00 | 0.94812
OldNuke | 2018-01-11 23:00 | 0.94812
OldNuke | 2018-01-12 | 0.94812
OldNuke | 2018-01-12 01:00 | 0.94812
OldNuke | 2018-01-12 02:00 | 0.94812
OldNuke | 2018-01-12 03:00 | 0.94812
OldNuke | 2018-01-12 04:00 | 0.94812
OldNuke | 2018-01-12 05:00 | 0.92753
OldNuke | 2018-01-12 06:00 | 0.92753
OldNuke | 2018-01-12 07:00 | 0.92753
OldNuke | 2018-01-12 08:00 | 0.92753
OldNuke | 2018-01-12 09:00 | 0.92753
OldNuke | 2018-01-12 10:00 | 0.92753
OldNuke | 2018-01-12 11:00 | 0.92753
OldNuke | 2018-01-12 12:00 | 0.92753
OldNuke | 2018-01-12 13:00 | 0.92753
OldNuke | 2018-01-12 14:00 | 0.92753
OldNuke | 2018-01-12 15:00 | 0.92753
OldNuke | 2018-01-12 16:00 | 0.92753
OldNuke | 2018-01-12 17:00 | 0.92753
OldNuke | 2018-01-12 18:00 | 0.92753
OldNuke | 2018-01-12 19:00 | 0.92753
OldNuke | 2018-01-12 20:00 | 0.92753
OldNuke | 2018-01-12 21:00 | 0.92753
OldNuke | 2018-01-12 22:00 | 0.92753
OldNuke | 2018-01-12 23:00 | 0.92753
OldNuke | 2018-01-13 | 0.92753
OldNuke | 2018-01-13 01:00 | 0.92753
OldNuke | 2018-01-13 02:00 | 0.90678
OldNuke | 2018-01-13 03:00 | 0.90678
OldNuke | 2018-01-13 04:00 | 0.90678
OldNuke | 2018-01-13 05:00 | 0.90678
OldNuke | 2018-01-13 06:00 | 0.90678
OldNuke | 2018-01-13 07:00 | 0.90678
OldNuke | 2018-01-13 08:00 | 0.90678
OldNuke | 2018-01-13 09:00 | 0.90678
OldNuke | 2018-01-13 10:00 | 0.90678
OldNuke | 2018-01-13 11:00 | 0.90678
OldNuke | 2018-01-13 12:00 | 0.90678
OldNuke | 2018-01-13 13:00 | 0.90678
OldNuke | 2018-01-13 14:00 | 0.90678
OldNuke | 2018-01-13 15:00 | 0.90678
OldNuke | 2018-01-13 16:00 | 0.90678
OldNuke | 2018-01-13 17:00 | 0.90678
OldNuke | 2018-01-13 18:00 | 0.90678
OldNuke | 2018-01-13 19:00 | 0.90678
OldNuke | 2018-01-13 20:00 | 0.90678
OldNuke | 2018-01-13 21:00 | 0.90678
OldNuke | 2018-01-13 22:00 | 0.90678
OldNuke | 2018-01-13 23:00 | 0.90678
OldNuke | 2018-01-14 | 0.90678
OldNuke | 2018-01-14 01:00 | 0.90678
OldNuke | 2018-01-14 02:00 | 0.90678
OldNuke | 2018-01-14 03:00 | 0.90678
OldNuke | 2018-01-14 04:00 | 0.90678
OldNuke | 2018-01-14 05:00 | 0.90678
OldNuke | 2018-01-14 06:00 | 0.90892
OldNuke | 2018-01-14 07:00 | 0.90892
OldNuke | 2018-01-14 08:00 | 0.90892
OldNuke | 2018-01-14 09:00 | 0.90892
OldNuke | 2018-01-14 10:00 | 0.90892
OldNuke | 2018-01-14 11:00 | 0.90892
OldNuke | 2018-01-14 12:00 | 0.90892
OldNuke | 2018-01-14 13:00 | 0.90892
OldNuke | 2018-01-14 14:00 | 0.90892
OldNuke | 2018-01-14 15:00 | 0.90892
OldNuke | 2018-01-14 16:00 | 0.90892
OldNuke | 2018-01-14 17:00 | 0.90892
OldNuke | 2018-01-14 18:00 | 0.90892
OldNuke | 2018-01-14 19:00 | 0.90892
OldNuke | 2018-01-14 20:00 | 0.92951
OldNuke | 2018-01-14 21:00 | 0.92951
OldNuke | 2018-01-14 22:00 | 0.92951
OldNuke | 2018-01-14 23:00 | 0.92951
OldNuke | 2018-01-15 | 0.95026
OldNuke | 2018-01-15 01:00 | 0.95026
OldNuke | 2018-01-15 02:00 | 0.95026
OldNuke | 2018-01-15 03:00 | 0.95026
OldNuke | 2018-01-15 04:00 | 0.93601
OldNuke | 2018-01-15 05:00 | 0.93601
OldNuke | 2018-01-15 06:00 | 0.93601
OldNuke | 2018-01-15 07:00 | 0.93601
OldNuke | 2018-01-15 08:00 | 0.93601
OldNuke | 2018-01-15 09:00 | 0.93601
OldNuke | 2018-01-15 10:00 | 0.93601
OldNuke | 2018-01-15 11:00 | 0.93403
OldNuke | 2018-01-15 12:00 | 0.93403
OldNuke | 2018-01-15 13:00 | 0.93173
OldNuke | 2018-01-15 14:00 | 0.93173
OldNuke | 2018-01-15 15:00 | 0.93173
OldNuke | 2018-01-15 16:00 | 0.93173
OldNuke | 2018-01-15 17:00 | 0.93173
OldNuke | 2018-01-15 18:00 | 0.93371
OldNuke | 2018-01-15 19:00 | 0.93371
OldNuke | 2018-01-15 20:00 | 0.93371
OldNuke | 2018-01-15 21:00 | 0.93371
OldNuke | 2018-01-15 22:00 | 0.93601
OldNuke | 2018-01-15 23:00 | 0.93601
OldNuke | 2018-01-16 | 0.93601
OldNuke | 2018-01-16 01:00 | 0.93601
OldNuke | 2018-01-16 02:00 | 0.93601
OldNuke | 2018-01-16 03:00 | 0.93601
OldNuke | 2018-01-16 04:00 | 0.93601
OldNuke | 2018-01-16 05:00 | 0.95026
OldNuke | 2018-01-16 06:00 | 0.95026
OldNuke | 2018-01-16 07:00 | 0.95026
OldNuke | 2018-01-16 08:00 | 0.95026
OldNuke | 2018-01-16 09:00 | 0.95026
OldNuke | 2018-01-16 10:00 | 0.95026
OldNuke | 2018-01-16 11:00 | 0.95026
OldNuke | 2018-01-16 12:00 | 0.94781
OldNuke | 2018-01-16 13:00 | 0.94781
OldNuke | 2018-01-16 14:00 | 0.94781
OldNuke | 2018-01-16 15:00 | 0.94781
OldNuke | 2018-01-16 16:00 | 0.93775
OldNuke | 2018-01-16 17:00 | 0.9402
OldNuke | 2018-01-16 18:00 | 0.9402
OldNuke | 2018-01-16 19:00 | 0.95026
OldNuke | 2018-01-16 20:00 | 0.95026
OldNuke | 2018-01-16 21:00 | 0.95026
OldNuke | 2018-01-16 22:00 | 0.95026
OldNuke | 2018-01-16 23:00 | 0.95026
OldNuke | 2018-01-17 | 0.95026
OldNuke | 2018-01-17 01:00 | 0.95026
OldNuke | 2018-01-17 02:00 | 0.95026
OldNuke | 2018-01-17 03:00 | 0.95026
OldNuke | 2018-01-17 04:00 | 0.95026
OldNuke | 2018-01-17 05:00 | 0.95026
OldNuke | 2018-01-17 06:00 | 0.95026
OldNuke | 2018-01-17 07:00 | 0.95026
OldNuke | 2018-01-17 08:00 | 0.95026
OldNuke | 2018-01-17 09:00 | 0.95026
OldNuke | 2018-01-17 10:00 | 0.95026
OldNuke | 2018-01-17 11:00 | 0.95026
OldNuke | 2018-01-17 12:00 | 0.95026
OldNuke | 2018-01-17 13:00 | 0.95026
OldNuke | 2018-01-17 14:00 | 0.95026
OldNuke | 2018-01-17 15:00 | 0.95026
OldNuke | 2018-01-17 16:00 | 0.95026
OldNuke | 2018-01-17 17:00 | 0.95026
OldNuke | 2018-01-17 18:00 | 0.95026
OldNuke | 2018-01-17 19:00 | 0.95026
OldNuke | 2018-01-17 20:00 | 0.95026
OldNuke | 2018-01-17 21:00 | 0.95026
OldNuke | 2018-01-17 22:00 | 0.95026
OldNuke | 2018-01-17 23:00 | 0.95026
OldNuke | 2018-01-18 | 0.95026
OldNuke | 2018-01-18 01:00 | 0.95026
OldNuke | 2018-01-18 02:00 | 0.95026
OldNuke | 2018-01-18 03:00 | 0.95026
OldNuke | 2018-01-18 04:00 | 0.95026
OldNuke | 2018-01-18 05:00 | 0.95026
OldNuke | 2018-01-18 06:00 | 0.95026
OldNuke | 2018-01-18 07:00 | 0.95026
OldNuke | 2018-01-18 08:00 | 0.95026
OldNuke | 2018-01-18 09:00 | 0.95026
OldNuke | 2018-01-18 10:00 | 0.95026
OldNuke | 2018-01-18 11:00 | 0.95026
OldNuke | 2018-01-18 12:00 | 0.95026
OldNuke | 2018-01-18 13:00 | 0.95026
OldNuke | 2018-01-18 14:00 | 0.95026
OldNuke | 2018-01-18 15:00 | 0.95026
OldNuke | 2018-01-18 16:00 | 0.95026
OldNuke | 2018-01-18 17:00 | 0.95026
OldNuke | 2018-01-18 18:00 | 0.95026
OldNuke | 2018-01-18 19:00 | 0.95026
OldNuke | 2018-01-18 20:00 | 0.95026
OldNuke | 2018-01-18 21:00 | 0.95026
OldNuke | 2018-01-18 22:00 | 0.95026
OldNuke | 2018-01-18 23:00 | 0.95026
OldNuke | 2018-01-19 | 0.95026
OldNuke | 2018-01-19 01:00 | 0.95026
OldNuke | 2018-01-19 02:00 | 0.95026
OldNuke | 2018-01-19 03:00 | 0.95026
OldNuke | 2018-01-19 04:00 | 0.95026
OldNuke | 2018-01-19 05:00 | 0.95026
OldNuke | 2018-01-19 06:00 | 0.95026
OldNuke | 2018-01-19 07:00 | 0.95026
OldNuke | 2018-01-19 08:00 | 0.95026
OldNuke | 2018-01-19 09:00 | 0.95026
OldNuke | 2018-01-19 10:00 | 0.93577
OldNuke | 2018-01-19 11:00 | 0.93577
OldNuke | 2018-01-19 12:00 | 0.92183
OldNuke | 2018-01-19 13:00 | 0.92183
OldNuke | 2018-01-19 14:00 | 0.92183
OldNuke | 2018-01-19 15:00 | 0.92183
OldNuke | 2018-01-19 16:00 | 0.92183
OldNuke | 2018-01-19 17:00 | 0.92183
OldNuke | 2018-01-19 18:00 | 0.92183
OldNuke | 2018-01-19 19:00 | 0.92183
OldNuke | 2018-01-19 20:00 | 0.92183
OldNuke | 2018-01-19 21:00 | 0.92183
OldNuke | 2018-01-19 22:00 | 0.92183
OldNuke | 2018-01-19 23:00 | 0.92183
OldNuke | 2018-01-20 | 0.92183
OldNuke | 2018-01-20 01:00 | 0.92183
OldNuke | 2018-01-20 02:00 | 0.93632
OldNuke | 2018-01-20 03:00 | 0.9242
OldNuke | 2018-01-20 04:00 | 0.90971
OldNuke | 2018-01-20 05:00 | 0.90971
OldNuke | 2018-01-20 06:00 | 0.92183
OldNuke | 2018-01-20 07:00 | 0.92183
OldNuke | 2018-01-20 08:00 | 0.92183
OldNuke | 2018-01-20 09:00 | 0.92183
OldNuke | 2018-01-20 10:00 | 0.92183
OldNuke | 2018-01-20 11:00 | 0.92183
OldNuke | 2018-01-20 12:00 | 0.92183
OldNuke | 2018-01-20 13:00 | 0.93632
OldNuke | 2018-01-20 14:00 | 0.93632
OldNuke | 2018-01-20 15:00 | 0.93632
OldNuke | 2018-01-20 16:00 | 0.93632
OldNuke | 2018-01-20 17:00 | 0.93632
OldNuke | 2018-01-20 18:00 | 0.93632
OldNuke | 2018-01-20 19:00 | 0.93434
OldNuke | 2018-01-20 20:00 | 0.93434
OldNuke | 2018-01-20 21:00 | 0.93434
OldNuke | 2018-01-20 22:00 | 0.93434
OldNuke | 2018-01-20 23:00 | 0.93434
OldNuke | 2018-01-21 | 0.93434
OldNuke | 2018-01-21 01:00 | 0.93434
OldNuke | 2018-01-21 02:00 | 0.93632
OldNuke | 2018-01-21 03:00 | 0.92761
OldNuke | 2018-01-21 04:00 | 0.92761
OldNuke | 2018-01-21 05:00 | 0.92761
OldNuke | 2018-01-21 06:00 | 0.92761
OldNuke | 2018-01-21 07:00 | 0.92761
OldNuke | 2018-01-21 08:00 | 0.92761
OldNuke | 2018-01-21 09:00 | 0.92761
OldNuke | 2018-01-21 10:00 | 0.92761
OldNuke | 2018-01-21 11:00 | 0.9421
OldNuke | 2018-01-21 12:00 | 0.9421
OldNuke | 2018-01-21 13:00 | 0.93553
OldNuke | 2018-01-21 14:00 | 0.93553
OldNuke | 2018-01-21 15:00 | 0.93553
OldNuke | 2018-01-21 16:00 | 0.93553
OldNuke | 2018-01-21 17:00 | 0.93553
OldNuke | 2018-01-21 18:00 | 0.93553
OldNuke | 2018-01-21 19:00 | 0.93553
OldNuke | 2018-01-21 20:00 | 0.9421
OldNuke | 2018-01-21 21:00 | 0.9421
OldNuke | 2018-01-21 22:00 | 0.9421
OldNuke | 2018-01-21 23:00 | 0.9421
OldNuke | 2018-01-22 | 0.9421
OldNuke | 2018-01-22 01:00 | 0.9421
OldNuke | 2018-01-22 02:00 | 0.9421
OldNuke | 2018-01-22 03:00 | 0.9421
OldNuke | 2018-01-22 04:00 | 0.9421
OldNuke | 2018-01-22 05:00 | 0.9421
OldNuke | 2018-01-22 06:00 | 0.9421
OldNuke | 2018-01-22 07:00 | 0.93973
OldNuke | 2018-01-22 08:00 | 0.93973
OldNuke | 2018-01-22 09:00 | 0.9421
OldNuke | 2018-01-22 10:00 | 0.9421
OldNuke | 2018-01-22 11:00 | 0.9421
OldNuke | 2018-01-22 12:00 | 0.9421
OldNuke | 2018-01-22 13:00 | 0.9421
OldNuke | 2018-01-22 14:00 | 0.9421
OldNuke | 2018-01-22 15:00 | 0.93545
OldNuke | 2018-01-22 16:00 | 0.93545
OldNuke | 2018-01-22 17:00 | 0.93545
OldNuke | 2018-01-22 18:00 | 0.94416
OldNuke | 2018-01-22 19:00 | 0.94416
OldNuke | 2018-01-22 20:00 | 0.94416
OldNuke | 2018-01-22 21:00 | 0.94416
OldNuke | 2018-01-22 22:00 | 0.94416
OldNuke | 2018-01-22 23:00 | 0.94416
OldNuke | 2018-01-23 | 0.94416
OldNuke | 2018-01-23 01:00 | 0.95082
OldNuke | 2018-01-23 02:00 | 0.95082
OldNuke | 2018-01-23 03:00 | 0.95082
OldNuke | 2018-01-23 04:00 | 0.95082
OldNuke | 2018-01-23 05:00 | 0.95082
OldNuke | 2018-01-23 06:00 | 0.95082
OldNuke | 2018-01-23 07:00 | 0.95082
OldNuke | 2018-01-23 08:00 | 0.95082
OldNuke | 2018-01-23 09:00 | 0.95082
OldNuke | 2018-01-23 10:00 | 0.95082
OldNuke | 2018-01-23 11:00 | 0.95082
OldNuke | 2018-01-23 12:00 | 0.95082
OldNuke | 2018-01-23 13:00 | 0.96476
OldNuke | 2018-01-23 14:00 | 0.96476
OldNuke | 2018-01-23 15:00 | 0.96476
OldNuke | 2018-01-23 16:00 | 0.96476
OldNuke | 2018-01-23 17:00 | 0.96476
OldNuke | 2018-01-23 18:00 | 0.96476
OldNuke | 2018-01-23 19:00 | 0.96476
OldNuke | 2018-01-23 20:00 | 0.95913
OldNuke | 2018-01-23 21:00 | 0.95913
OldNuke | 2018-01-23 22:00 | 0.95913
OldNuke | 2018-01-23 23:00 | 0.95913
OldNuke | 2018-01-24 | 0.95913
OldNuke | 2018-01-24 01:00 | 0.95913
OldNuke | 2018-01-24 02:00 | 0.95913
OldNuke | 2018-01-24 03:00 | 0.95913
OldNuke | 2018-01-24 04:00 | 0.95913
OldNuke | 2018-01-24 05:00 | 0.95913
OldNuke | 2018-01-24 06:00 | 0.95913
OldNuke | 2018-01-24 07:00 | 0.95913
OldNuke | 2018-01-24 08:00 | 0.95913
OldNuke | 2018-01-24 09:00 | 0.95913
OldNuke | 2018-01-24 10:00 | 0.95913
OldNuke | 2018-01-24 11:00 | 0.95913
OldNuke | 2018-01-24 12:00 | 0.95913
OldNuke | 2018-01-24 13:00 | 0.95913
OldNuke | 2018-01-24 14:00 | 0.95913
OldNuke | 2018-01-24 15:00 | 0.95913
OldNuke | 2018-01-24 16:00 | 0.95913
OldNuke | 2018-01-24 17:00 | 0.95913
OldNuke | 2018-01-24 18:00 | 0.96476
OldNuke | 2018-01-24 19:00 | 0.96476
OldNuke | 2018-01-24 20:00 | 0.96476
OldNuke | 2018-01-24 21:00 | 0.96476
OldNuke | 2018-01-24 22:00 | 0.96476
OldNuke | 2018-01-24 23:00 | 0.96476
OldNuke | 2018-01-25 | 0.96476
OldNuke | 2018-01-25 01:00 | 0.96476
OldNuke | 2018-01-25 02:00 | 0.96476
OldNuke | 2018-01-25 03:00 | 0.96476
OldNuke | 2018-01-25 04:00 | 0.96476
OldNuke | 2018-01-25 05:00 | 0.96476
OldNuke | 2018-01-25 06:00 | 0.96476
OldNuke | 2018-01-25 07:00 | 0.96476
OldNuke | 2018-01-25 08:00 | 0.96476
OldNuke | 2018-01-25 09:00 | 0.96476
OldNuke | 2018-01-25 10:00 | 0.96476
OldNuke | 2018-01-25 11:00 | 0.96476
OldNuke | 2018-01-25 12:00 | 0.96476
OldNuke | 2018-01-25 13:00 | 0.96476
OldNuke | 2018-01-25 14:00 | 0.96476
OldNuke | 2018-01-25 15:00 | 0.96476
OldNuke | 2018-01-25 16:00 | 0.96476
OldNuke | 2018-01-25 17:00 | 0.96476
OldNuke | 2018-01-25 18:00 | 0.96476
OldNuke | 2018-01-25 19:00 | 0.96476
OldNuke | 2018-01-25 20:00 | 0.96476
OldNuke | 2018-01-25 21:00 | 0.96476
OldNuke | 2018-01-25 22:00 | 0.96476
OldNuke | 2018-01-25 23:00 | 0.96476
OldNuke | 2018-01-26 | 0.96476
OldNuke | 2018-01-26 01:00 | 0.96476
OldNuke | 2018-01-26 02:00 | 0.96476
OldNuke | 2018-01-26 03:00 | 0.96476
OldNuke | 2018-01-26 04:00 | 0.96476
OldNuke | 2018-01-26 05:00 | 0.96476
OldNuke | 2018-01-26 06:00 | 0.96476
OldNuke | 2018-01-26 07:00 | 0.96476
OldNuke | 2018-01-26 08:00 | 0.96476
OldNuke | 2018-01-26 09:00 | 0.96476
OldNuke | 2018-01-26 10:00 | 0.96476
OldNuke | 2018-01-26 11:00 | 0.96476
OldNuke | 2018-01-26 12:00 | 0.96476
OldNuke | 2018-01-26 13:00 | 0.96476
OldNuke | 2018-01-26 14:00 | 0.96476
OldNuke | 2018-01-26 15:00 | 0.96476
OldNuke | 2018-01-26 16:00 | 0.96476
OldNuke | 2018-01-26 17:00 | 0.96476
OldNuke | 2018-01-26 18:00 | 0.96476
OldNuke | 2018-01-26 19:00 | 0.96476
OldNuke | 2018-01-26 20:00 | 0.96476
OldNuke | 2018-01-26 21:00 | 0.96476
OldNuke | 2018-01-26 22:00 | 0.96476
OldNuke | 2018-01-26 23:00 | 0.96476
OldNuke | 2018-01-27 | 0.96476
OldNuke | 2018-01-27 01:00 | 0.96476
OldNuke | 2018-01-27 02:00 | 0.96476
OldNuke | 2018-01-27 03:00 | 0.96476
OldNuke | 2018-01-27 04:00 | 0.96476
OldNuke | 2018-01-27 05:00 | 0.96476
OldNuke | 2018-01-27 06:00 | 0.96476
OldNuke | 2018-01-27 07:00 | 0.96476
OldNuke | 2018-01-27 08:00 | 0.96476
OldNuke | 2018-01-27 09:00 | 0.96476
OldNuke | 2018-01-27 10:00 | 0.96476
OldNuke | 2018-01-27 11:00 | 0.96476
OldNuke | 2018-01-27 12:00 | 0.96476
OldNuke | 2018-01-27 13:00 | 0.96476
OldNuke | 2018-01-27 14:00 | 0.96476
OldNuke | 2018-01-27 15:00 | 0.96476
OldNuke | 2018-01-27 16:00 | 0.96476
OldNuke | 2018-01-27 17:00 | 0.96285
OldNuke | 2018-01-27 18:00 | 0.96285
OldNuke | 2018-01-27 19:00 | 0.96285
OldNuke | 2018-01-27 20:00 | 0.96285
OldNuke | 2018-01-27 21:00 | 0.96285
OldNuke | 2018-01-27 22:00 | 0.96476
OldNuke | 2018-01-27 23:00 | 0.96476
OldNuke | 2018-01-28 | 0.94416
OldNuke | 2018-01-28 01:00 | 0.94416
OldNuke | 2018-01-28 02:00 | 0.94416
OldNuke | 2018-01-28 03:00 | 0.94416
OldNuke | 2018-01-28 04:00 | 0.94416
OldNuke | 2018-01-28 05:00 | 0.94416
OldNuke | 2018-01-28 06:00 | 0.94416
OldNuke | 2018-01-28 07:00 | 0.94416
OldNuke | 2018-01-28 08:00 | 0.94416
OldNuke | 2018-01-28 09:00 | 0.94416
OldNuke | 2018-01-28 10:00 | 0.94416
OldNuke | 2018-01-28 11:00 | 0.94416
OldNuke | 2018-01-28 12:00 | 0.94242
OldNuke | 2018-01-28 13:00 | 0.94242
OldNuke | 2018-01-28 14:00 | 0.94242
OldNuke | 2018-01-28 15:00 | 0.94242
OldNuke | 2018-01-28 16:00 | 0.94242
OldNuke | 2018-01-28 17:00 | 0.94242
OldNuke | 2018-01-28 18:00 | 0.94242
OldNuke | 2018-01-28 19:00 | 0.94242
OldNuke | 2018-01-28 20:00 | 0.94242
OldNuke | 2018-01-28 21:00 | 0.94242
OldNuke | 2018-01-28 22:00 | 0.96301
OldNuke | 2018-01-28 23:00 | 0.96301
OldNuke | 2018-01-29 | 0.96301
OldNuke | 2018-01-29 01:00 | 0.96301
OldNuke | 2018-01-29 02:00 | 0.94195
OldNuke | 2018-01-29 03:00 | 0.94195
OldNuke | 2018-01-29 04:00 | 0.94195
OldNuke | 2018-01-29 05:00 | 0.94195
OldNuke | 2018-01-29 06:00 | 0.9402
OldNuke | 2018-01-29 07:00 | 0.9402
OldNuke | 2018-01-29 08:00 | 0.94195
OldNuke | 2018-01-29 09:00 | 0.94195
OldNuke | 2018-01-29 10:00 | 0.92135
OldNuke | 2018-01-29 11:00 | 0.9231
OldNuke | 2018-01-29 12:00 | 0.9231
OldNuke | 2018-01-29 13:00 | 0.9231
OldNuke | 2018-01-29 14:00 | 0.9231
OldNuke | 2018-01-29 15:00 | 0.9231
OldNuke | 2018-01-29 16:00 | 0.9231
OldNuke | 2018-01-29 17:00 | 0.9231
OldNuke | 2018-01-29 18:00 | 0.9231
OldNuke | 2018-01-29 19:00 | 0.9231
OldNuke | 2018-01-29 20:00 | 0.9231
OldNuke | 2018-01-29 21:00 | 0.9231
OldNuke | 2018-01-29 22:00 | 0.9231
OldNuke | 2018-01-29 23:00 | 0.9231
OldNuke | 2018-01-30 | 0.9231
OldNuke | 2018-01-30 01:00 | 0.9231
OldNuke | 2018-01-30 02:00 | 0.9231
OldNuke | 2018-01-30 03:00 | 0.9231
OldNuke | 2018-01-30 04:00 | 0.9421
OldNuke | 2018-01-30 05:00 | 0.9421
OldNuke | 2018-01-30 06:00 | 0.9421
OldNuke | 2018-01-30 07:00 | 0.9421
OldNuke | 2018-01-30 08:00 | 0.9421
OldNuke | 2018-01-30 09:00 | 0.9421
OldNuke | 2018-01-30 10:00 | 0.9421
OldNuke | 2018-01-30 11:00 | 0.9421
OldNuke | 2018-01-30 12:00 | 0.9421
OldNuke | 2018-01-30 13:00 | 0.9421
OldNuke | 2018-01-30 14:00 | 0.9421
OldNuke | 2018-01-30 15:00 | 0.9421
OldNuke | 2018-01-30 16:00 | 0.9421
OldNuke | 2018-01-30 17:00 | 0.9421
OldNuke | 2018-01-30 18:00 | 0.94416
OldNuke | 2018-01-30 19:00 | 0.94416
OldNuke | 2018-01-30 20:00 | 0.94416
OldNuke | 2018-01-30 21:00 | 0.94416
OldNuke | 2018-01-30 22:00 | 0.94416
OldNuke | 2018-01-30 23:00 | 0.94416
OldNuke | 2018-01-31 | 0.94416
OldNuke | 2018-01-31 01:00 | 0.94416
OldNuke | 2018-01-31 02:00 | 0.94416
OldNuke | 2018-01-31 03:00 | 0.94416
OldNuke | 2018-01-31 04:00 | 0.94416
OldNuke | 2018-01-31 05:00 | 0.94416
OldNuke | 2018-01-31 06:00 | 0.94416
OldNuke | 2018-01-31 07:00 | 0.94416
OldNuke | 2018-01-31 08:00 | 0.94416
OldNuke | 2018-01-31 09:00 | 0.94416
OldNuke | 2018-01-31 10:00 | 0.92983
OldNuke | 2018-01-31 11:00 | 0.92983
OldNuke | 2018-01-31 12:00 | 0.94804
OldNuke | 2018-01-31 13:00 | 0.94804
OldNuke | 2018-01-31 14:00 | 0.94804
OldNuke | 2018-01-31 15:00 | 0.94804
OldNuke | 2018-01-31 16:00 | 0.94804
OldNuke | 2018-01-31 17:00 | 0.94804
OldNuke | 2018-01-31 18:00 | 0.94804
OldNuke | 2018-01-31 19:00 | 0.94804
OldNuke | 2018-01-31 20:00 | 0.94804
OldNuke | 2018-01-31 21:00 | 0.94804
OldNuke | 2018-01-31 22:00 | 0.94804
OldNuke | 2018-01-31 23:00 | 0.94804
OldNuke | 2018-02-01 | 0.94804
OldNuke | 2018-02-01 01:00 | 0.94804
OldNuke | 2018-02-01 02:00 | 0.94804
OldNuke | 2018-02-01 03:00 | 0.94804
OldNuke | 2018-02-01 04:00 | 0.94804
OldNuke | 2018-02-01 05:00 | 0.94804
OldNuke | 2018-02-01 06:00 | 0.94804
OldNuke | 2018-02-01 07:00 | 0.94804
OldNuke | 2018-02-01 08:00 | 0.94804
OldNuke | 2018-02-01 09:00 | 0.94804
OldNuke | 2018-02-01 10:00 | 0.94804
OldNuke | 2018-02-01 11:00 | 0.94804
OldNuke | 2018-02-01 12:00 | 0.94804
OldNuke | 2018-02-01 13:00 | 0.94804
OldNuke | 2018-02-01 14:00 | 0.94804
OldNuke | 2018-02-01 15:00 | 0.94804
OldNuke | 2018-02-01 16:00 | 0.94804
OldNuke | 2018-02-01 17:00 | 0.94804
OldNuke | 2018-02-01 18:00 | 0.94804
OldNuke | 2018-02-01 19:00 | 0.94804
OldNuke | 2018-02-01 20:00 | 0.94804
OldNuke | 2018-02-01 21:00 | 0.94804
OldNuke | 2018-02-01 22:00 | 0.94804
OldNuke | 2018-02-01 23:00 | 0.94804
OldNuke | 2018-02-02 | 0.94804
OldNuke | 2018-02-02 01:00 | 0.94804
OldNuke | 2018-02-02 02:00 | 0.94804
OldNuke | 2018-02-02 03:00 | 0.94804
OldNuke | 2018-02-02 04:00 | 0.95042
OldNuke | 2018-02-02 05:00 | 0.95042
OldNuke | 2018-02-02 06:00 | 0.95042
OldNuke | 2018-02-02 07:00 | 0.95042
OldNuke | 2018-02-02 08:00 | 0.95042
OldNuke | 2018-02-02 09:00 | 0.95042
OldNuke | 2018-02-02 10:00 | 0.95042
OldNuke | 2018-02-02 11:00 | 0.95042
OldNuke | 2018-02-02 12:00 | 0.95042
OldNuke | 2018-02-02 13:00 | 0.95042
OldNuke | 2018-02-02 14:00 | 0.95042
OldNuke | 2018-02-02 15:00 | 0.95042
OldNuke | 2018-02-02 16:00 | 0.95042
OldNuke | 2018-02-02 17:00 | 0.95042
OldNuke | 2018-02-02 18:00 | 0.95042
OldNuke | 2018-02-02 19:00 | 0.92983
OldNuke | 2018-02-02 20:00 | 0.92983
OldNuke | 2018-02-02 21:00 | 0.92983
OldNuke | 2018-02-02 22:00 | 0.90963
OldNuke | 2018-02-02 23:00 | 0.90963
OldNuke | 2018-02-03 | 0.89427
OldNuke | 2018-02-03 01:00 | 0.89427
OldNuke | 2018-02-03 02:00 | 0.88777
OldNuke | 2018-02-03 03:00 | 0.88777
OldNuke | 2018-02-03 04:00 | 0.88777
OldNuke | 2018-02-03 05:00 | 0.88777
OldNuke | 2018-02-03 06:00 | 0.88777
OldNuke | 2018-02-03 07:00 | 0.88777
OldNuke | 2018-02-03 08:00 | 0.89427
OldNuke | 2018-02-03 09:00 | 0.89427
OldNuke | 2018-02-03 10:00 | 0.89427
OldNuke | 2018-02-03 11:00 | 0.89427
OldNuke | 2018-02-03 12:00 | 0.89427
OldNuke | 2018-02-03 13:00 | 0.89427
OldNuke | 2018-02-03 14:00 | 0.89427
OldNuke | 2018-02-03 15:00 | 0.89427
OldNuke | 2018-02-03 16:00 | 0.89427
OldNuke | 2018-02-03 17:00 | 0.89427
OldNuke | 2018-02-03 18:00 | 0.9086
OldNuke | 2018-02-03 19:00 | 0.9086
OldNuke | 2018-02-03 20:00 | 0.9086
OldNuke | 2018-02-03 21:00 | 0.9086
OldNuke | 2018-02-03 22:00 | 0.9086
OldNuke | 2018-02-03 23:00 | 0.9086
OldNuke | 2018-02-04 | 0.90147
OldNuke | 2018-02-04 01:00 | 0.90147
OldNuke | 2018-02-04 02:00 | 0.90147
OldNuke | 2018-02-04 03:00 | 0.92207
OldNuke | 2018-02-04 04:00 | 0.91557
OldNuke | 2018-02-04 05:00 | 0.91557
OldNuke | 2018-02-04 06:00 | 0.91557
OldNuke | 2018-02-04 07:00 | 0.91557
OldNuke | 2018-02-04 08:00 | 0.90821
OldNuke | 2018-02-04 09:00 | 0.90821
OldNuke | 2018-02-04 10:00 | 0.9147
OldNuke | 2018-02-04 11:00 | 0.9147
OldNuke | 2018-02-04 12:00 | 0.9147
OldNuke | 2018-02-04 13:00 | 0.9147
OldNuke | 2018-02-04 14:00 | 0.9147
OldNuke | 2018-02-04 15:00 | 0.9147
OldNuke | 2018-02-04 16:00 | 0.9147
OldNuke | 2018-02-04 17:00 | 0.9147
OldNuke | 2018-02-04 18:00 | 0.9147
OldNuke | 2018-02-04 19:00 | 0.9147
OldNuke | 2018-02-04 20:00 | 0.9147
OldNuke | 2018-02-04 21:00 | 0.9147
OldNuke | 2018-02-04 22:00 | 0.9147
OldNuke | 2018-02-04 23:00 | 0.9147
OldNuke | 2018-02-05 | 0.9147
OldNuke | 2018-02-05 01:00 | 0.9147
OldNuke | 2018-02-05 02:00 | 0.92919
OldNuke | 2018-02-05 03:00 | 0.92919
OldNuke | 2018-02-05 04:00 | 0.92919
OldNuke | 2018-02-05 05:00 | 0.92919
OldNuke | 2018-02-05 06:00 | 0.92919
OldNuke | 2018-02-05 07:00 | 0.92919
OldNuke | 2018-02-05 08:00 | 0.92919
OldNuke | 2018-02-05 09:00 | 0.92919
OldNuke | 2018-02-05 10:00 | 0.92919
OldNuke | 2018-02-05 11:00 | 0.92919
OldNuke | 2018-02-05 12:00 | 0.92919
OldNuke | 2018-02-05 13:00 | 0.92919
OldNuke | 2018-02-05 14:00 | 0.92919
OldNuke | 2018-02-05 15:00 | 0.92674
OldNuke | 2018-02-05 16:00 | 0.92674
OldNuke | 2018-02-05 17:00 | 0.92674
OldNuke | 2018-02-05 18:00 | 0.92674
OldNuke | 2018-02-05 19:00 | 0.92674
OldNuke | 2018-02-05 20:00 | 0.92674
OldNuke | 2018-02-05 21:00 | 0.92674
OldNuke | 2018-02-05 22:00 | 0.92674
OldNuke | 2018-02-05 23:00 | 0.92674
OldNuke | 2018-02-06 | 0.92674
OldNuke | 2018-02-06 01:00 | 0.92674
OldNuke | 2018-02-06 02:00 | 0.92674
OldNuke | 2018-02-06 03:00 | 0.92674
OldNuke | 2018-02-06 04:00 | 0.92674
OldNuke | 2018-02-06 05:00 | 0.92674
OldNuke | 2018-02-06 06:00 | 0.92674
OldNuke | 2018-02-06 07:00 | 0.92674
OldNuke | 2018-02-06 08:00 | 0.92674
OldNuke | 2018-02-06 09:00 | 0.92674
OldNuke | 2018-02-06 10:00 | 0.92674
OldNuke | 2018-02-06 11:00 | 0.92674
OldNuke | 2018-02-06 12:00 | 0.92674
OldNuke | 2018-02-06 13:00 | 0.92674
OldNuke | 2018-02-06 14:00 | 0.92674
OldNuke | 2018-02-06 15:00 | 0.92674
OldNuke | 2018-02-06 16:00 | 0.92674
OldNuke | 2018-02-06 17:00 | 0.92674
OldNuke | 2018-02-06 18:00 | 0.92674
OldNuke | 2018-02-06 19:00 | 0.92674
OldNuke | 2018-02-06 20:00 | 0.92674
OldNuke | 2018-02-06 21:00 | 0.92674
OldNuke | 2018-02-06 22:00 | 0.92674
OldNuke | 2018-02-06 23:00 | 0.92674
OldNuke | 2018-02-07 | 0.92674
OldNuke | 2018-02-07 01:00 | 0.92674
OldNuke | 2018-02-07 02:00 | 0.92674
OldNuke | 2018-02-07 03:00 | 0.92674
OldNuke | 2018-02-07 04:00 | 0.92674
OldNuke | 2018-02-07 05:00 | 0.92674
OldNuke | 2018-02-07 06:00 | 0.92674
OldNuke | 2018-02-07 07:00 | 0.94115
OldNuke | 2018-02-07 08:00 | 0.94115
OldNuke | 2018-02-07 09:00 | 0.94115
OldNuke | 2018-02-07 10:00 | 0.92951
OldNuke | 2018-02-07 11:00 | 0.92951
OldNuke | 2018-02-07 12:00 | 0.92951
OldNuke | 2018-02-07 13:00 | 0.94115
OldNuke | 2018-02-07 14:00 | 0.93331
OldNuke | 2018-02-07 15:00 | 0.93331
OldNuke | 2018-02-07 16:00 | 0.93331
OldNuke | 2018-02-07 17:00 | 0.93331
OldNuke | 2018-02-07 18:00 | 0.94115
OldNuke | 2018-02-07 19:00 | 0.94115
OldNuke | 2018-02-07 20:00 | 0.94115
OldNuke | 2018-02-07 21:00 | 0.94115
OldNuke | 2018-02-07 22:00 | 0.94115
OldNuke | 2018-02-07 23:00 | 0.94115
OldNuke | 2018-02-08 | 0.94115
OldNuke | 2018-02-08 01:00 | 0.94115
OldNuke | 2018-02-08 02:00 | 0.94361
OldNuke | 2018-02-08 03:00 | 0.93862
OldNuke | 2018-02-08 04:00 | 0.93862
OldNuke | 2018-02-08 05:00 | 0.93862
OldNuke | 2018-02-08 06:00 | 0.93862
OldNuke | 2018-02-08 07:00 | 0.93125
OldNuke | 2018-02-08 08:00 | 0.91652
OldNuke | 2018-02-08 09:00 | 0.91652
OldNuke | 2018-02-08 10:00 | 0.91508
OldNuke | 2018-02-08 11:00 | 0.91508
OldNuke | 2018-02-08 12:00 | 0.93084
OldNuke | 2018-02-08 13:00 | 0.93084
OldNuke | 2018-02-08 14:00 | 0.93084
OldNuke | 2018-02-08 15:00 | 0.92039
OldNuke | 2018-02-08 16:00 | 0.91001
OldNuke | 2018-02-08 17:00 | 0.91001
OldNuke | 2018-02-08 18:00 | 0.91001
OldNuke | 2018-02-08 19:00 | 0.91001
OldNuke | 2018-02-08 20:00 | 0.91001
OldNuke | 2018-02-08 21:00 | 0.93718
OldNuke | 2018-02-08 22:00 | 0.93718
OldNuke | 2018-02-08 23:00 | 0.93718
OldNuke | 2018-02-09 | 0.93718
OldNuke | 2018-02-09 01:00 | 0.93718
OldNuke | 2018-02-09 02:00 | 0.93718
OldNuke | 2018-02-09 03:00 | 0.93718
OldNuke | 2018-02-09 04:00 | 0.93718
OldNuke | 2018-02-09 05:00 | 0.93718
OldNuke | 2018-02-09 06:00 | 0.93718
OldNuke | 2018-02-09 07:00 | 0.93718
OldNuke | 2018-02-09 08:00 | 0.93718
OldNuke | 2018-02-09 09:00 | 0.93718
OldNuke | 2018-02-09 10:00 | 0.93718
OldNuke | 2018-02-09 11:00 | 0.93718
OldNuke | 2018-02-09 12:00 | 0.93718
OldNuke | 2018-02-09 13:00 | 0.93718
OldNuke | 2018-02-09 14:00 | 0.93718
OldNuke | 2018-02-09 15:00 | 0.93718
OldNuke | 2018-02-09 16:00 | 0.93718
OldNuke | 2018-02-09 17:00 | 0.93718
OldNuke | 2018-02-09 18:00 | 0.94217
OldNuke | 2018-02-09 19:00 | 0.94217
OldNuke | 2018-02-09 20:00 | 0.94217
OldNuke | 2018-02-09 21:00 | 0.94217
OldNuke | 2018-02-09 22:00 | 0.94217
OldNuke | 2018-02-09 23:00 | 0.94217
OldNuke | 2018-02-10 | 0.94217
OldNuke | 2018-02-10 01:00 | 0.94217
OldNuke | 2018-02-10 02:00 | 0.94217
OldNuke | 2018-02-10 03:00 | 0.94217
OldNuke | 2018-02-10 04:00 | 0.94217
OldNuke | 2018-02-10 05:00 | 0.94217
OldNuke | 2018-02-10 06:00 | 0.94217
OldNuke | 2018-02-10 07:00 | 0.94217
OldNuke | 2018-02-10 08:00 | 0.94217
OldNuke | 2018-02-10 09:00 | 0.94217
OldNuke | 2018-02-10 10:00 | 0.94217
OldNuke | 2018-02-10 11:00 | 0.94217
OldNuke | 2018-02-10 12:00 | 0.94217
OldNuke | 2018-02-10 13:00 | 0.94217
OldNuke | 2018-02-10 14:00 | 0.94217
OldNuke | 2018-02-10 15:00 | 0.94217
OldNuke | 2018-02-10 16:00 | 0.94217
OldNuke | 2018-02-10 17:00 | 0.94217
OldNuke | 2018-02-10 18:00 | 0.94217
OldNuke | 2018-02-10 19:00 | 0.93353
OldNuke | 2018-02-10 20:00 | 0.93353
OldNuke | 2018-02-10 21:00 | 0.93353
OldNuke | 2018-02-10 22:00 | 0.93353
OldNuke | 2018-02-10 23:00 | 0.93353
OldNuke | 2018-02-11 | 0.94361
OldNuke | 2018-02-11 01:00 | 0.94361
OldNuke | 2018-02-11 02:00 | 0.94361
OldNuke | 2018-02-11 03:00 | 0.94361
OldNuke | 2018-02-11 04:00 | 0.94361
OldNuke | 2018-02-11 05:00 | 0.94361
OldNuke | 2018-02-11 06:00 | 0.94361
OldNuke | 2018-02-11 07:00 | 0.94361
OldNuke | 2018-02-11 08:00 | 0.94361
OldNuke | 2018-02-11 09:00 | 0.92919
OldNuke | 2018-02-11 10:00 | 0.92919
OldNuke | 2018-02-11 11:00 | 0.94361
OldNuke | 2018-02-11 12:00 | 0.94361
OldNuke | 2018-02-11 13:00 | 0.94361
OldNuke | 2018-02-11 14:00 | 0.94361
OldNuke | 2018-02-11 15:00 | 0.94361
OldNuke | 2018-02-11 16:00 | 0.94361
OldNuke | 2018-02-11 17:00 | 0.94361
OldNuke | 2018-02-11 18:00 | 0.94361
OldNuke | 2018-02-11 19:00 | 0.94361
OldNuke | 2018-02-11 20:00 | 0.94361
OldNuke | 2018-02-11 21:00 | 0.94361
OldNuke | 2018-02-11 22:00 | 0.94361
OldNuke | 2018-02-11 23:00 | 0.94361
OldNuke | 2018-02-12 | 0.9383
OldNuke | 2018-02-12 01:00 | 0.9383
OldNuke | 2018-02-12 02:00 | 0.9383
OldNuke | 2018-02-12 03:00 | 0.9383
OldNuke | 2018-02-12 04:00 | 0.9383
OldNuke | 2018-02-12 05:00 | 0.9383
OldNuke | 2018-02-12 06:00 | 0.9383
OldNuke | 2018-02-12 07:00 | 0.9383
OldNuke | 2018-02-12 08:00 | 0.9383
OldNuke | 2018-02-12 09:00 | 0.9383
OldNuke | 2018-02-12 10:00 | 0.9383
OldNuke | 2018-02-12 11:00 | 0.9383
OldNuke | 2018-02-12 12:00 | 0.9383
OldNuke | 2018-02-12 13:00 | 0.9383
OldNuke | 2018-02-12 14:00 | 0.9383
OldNuke | 2018-02-12 15:00 | 0.9383
OldNuke | 2018-02-12 16:00 | 0.9383
OldNuke | 2018-02-12 17:00 | 0.9383
OldNuke | 2018-02-12 18:00 | 0.9383
OldNuke | 2018-02-12 19:00 | 0.9383
OldNuke | 2018-02-12 20:00 | 0.9383
OldNuke | 2018-02-12 21:00 | 0.9383
OldNuke | 2018-02-12 22:00 | 0.9383
OldNuke | 2018-02-12 23:00 | 0.9383
OldNuke | 2018-02-13 | 0.93624
OldNuke | 2018-02-13 01:00 | 0.93624
OldNuke | 2018-02-13 02:00 | 0.93624
OldNuke | 2018-02-13 03:00 | 0.93624
OldNuke | 2018-02-13 04:00 | 0.93624
OldNuke | 2018-02-13 05:00 | 0.93624
OldNuke | 2018-02-13 06:00 | 0.93624
OldNuke | 2018-02-13 07:00 | 0.93624
OldNuke | 2018-02-13 08:00 | 0.93624
OldNuke | 2018-02-13 09:00 | 0.93624
OldNuke | 2018-02-13 10:00 | 0.93624
OldNuke | 2018-02-13 11:00 | 0.93624
OldNuke | 2018-02-13 12:00 | 0.93624
OldNuke | 2018-02-13 13:00 | 0.93624
OldNuke | 2018-02-13 14:00 | 0.93624
OldNuke | 2018-02-13 15:00 | 0.93624
OldNuke | 2018-02-13 16:00 | 0.93624
OldNuke | 2018-02-13 17:00 | 0.93624
OldNuke | 2018-02-13 18:00 | 0.93624
OldNuke | 2018-02-13 19:00 | 0.93624
OldNuke | 2018-02-13 20:00 | 0.93624
OldNuke | 2018-02-13 21:00 | 0.93624
OldNuke | 2018-02-13 22:00 | 0.93624
OldNuke | 2018-02-13 23:00 | 0.93624
OldNuke | 2018-02-14 | 0.93624
OldNuke | 2018-02-14 01:00 | 0.93624
OldNuke | 2018-02-14 02:00 | 0.93624
OldNuke | 2018-02-14 03:00 | 0.93624
OldNuke | 2018-02-14 04:00 | 0.93624
OldNuke | 2018-02-14 05:00 | 0.93624
OldNuke | 2018-02-14 06:00 | 0.93624
OldNuke | 2018-02-14 07:00 | 0.93624
OldNuke | 2018-02-14 08:00 | 0.93624
OldNuke | 2018-02-14 09:00 | 0.93624
OldNuke | 2018-02-14 10:00 | 0.93624
OldNuke | 2018-02-14 11:00 | 0.93624
OldNuke | 2018-02-14 12:00 | 0.93624
OldNuke | 2018-02-14 13:00 | 0.93624
OldNuke | 2018-02-14 14:00 | 0.93624
OldNuke | 2018-02-14 15:00 | 0.93624
OldNuke | 2018-02-14 16:00 | 0.93624
OldNuke | 2018-02-14 17:00 | 0.93624
OldNuke | 2018-02-14 18:00 | 0.93624
OldNuke | 2018-02-14 19:00 | 0.93624
OldNuke | 2018-02-14 20:00 | 0.93624
OldNuke | 2018-02-14 21:00 | 0.93624
OldNuke | 2018-02-14 22:00 | 0.93624
OldNuke | 2018-02-14 23:00 | 0.93624
OldNuke | 2018-02-15 | 0.93624
OldNuke | 2018-02-15 01:00 | 0.93624
OldNuke | 2018-02-15 02:00 | 0.93624
OldNuke | 2018-02-15 03:00 | 0.93624
OldNuke | 2018-02-15 04:00 | 0.93624
OldNuke | 2018-02-15 05:00 | 0.93624
OldNuke | 2018-02-15 06:00 | 0.93624
OldNuke | 2018-02-15 07:00 | 0.93624
OldNuke | 2018-02-15 08:00 | 0.93624
OldNuke | 2018-02-15 09:00 | 0.93624
OldNuke | 2018-02-15 10:00 | 0.93624
OldNuke | 2018-02-15 11:00 | 0.93624
OldNuke | 2018-02-15 12:00 | 0.93624
OldNuke | 2018-02-15 13:00 | 0.93624
OldNuke | 2018-02-15 14:00 | 0.93624
OldNuke | 2018-02-15 15:00 | 0.93624
OldNuke | 2018-02-15 16:00 | 0.93624
OldNuke | 2018-02-15 17:00 | 0.93624
OldNuke | 2018-02-15 18:00 | 0.93624
OldNuke | 2018-02-15 19:00 | 0.93624
OldNuke | 2018-02-15 20:00 | 0.93624
OldNuke | 2018-02-15 21:00 | 0.93624
OldNuke | 2018-02-15 22:00 | 0.93624
OldNuke | 2018-02-15 23:00 | 0.93624
OldNuke | 2018-02-16 | 0.93624
OldNuke | 2018-02-16 01:00 | 0.93624
OldNuke | 2018-02-16 02:00 | 0.93624
OldNuke | 2018-02-16 03:00 | 0.93624
OldNuke | 2018-02-16 04:00 | 0.93624
OldNuke | 2018-02-16 05:00 | 0.93624
OldNuke | 2018-02-16 06:00 | 0.93624
OldNuke | 2018-02-16 07:00 | 0.93624
OldNuke | 2018-02-16 08:00 | 0.93624
OldNuke | 2018-02-16 09:00 | 0.93624
OldNuke | 2018-02-16 10:00 | 0.93624
OldNuke | 2018-02-16 11:00 | 0.93624
OldNuke | 2018-02-16 12:00 | 0.93624
OldNuke | 2018-02-16 13:00 | 0.93624
OldNuke | 2018-02-16 14:00 | 0.93624
OldNuke | 2018-02-16 15:00 | 0.93624
OldNuke | 2018-02-16 16:00 | 0.93624
OldNuke | 2018-02-16 17:00 | 0.93624
OldNuke | 2018-02-16 18:00 | 0.93624
OldNuke | 2018-02-16 19:00 | 0.93624
OldNuke | 2018-02-16 20:00 | 0.93624
OldNuke | 2018-02-16 21:00 | 0.93624
OldNuke | 2018-02-16 22:00 | 0.93624
OldNuke | 2018-02-16 23:00 | 0.91628
OldNuke | 2018-02-17 | 0.87771
OldNuke | 2018-02-17 01:00 | 0.87708
OldNuke | 2018-02-17 02:00 | 0.87011
OldNuke | 2018-02-17 03:00 | 0.87011
OldNuke | 2018-02-17 04:00 | 0.87011
OldNuke | 2018-02-17 05:00 | 0.87011
OldNuke | 2018-02-17 06:00 | 0.87011
OldNuke | 2018-02-17 07:00 | 0.87011
OldNuke | 2018-02-17 08:00 | 0.87011
OldNuke | 2018-02-17 09:00 | 0.87011
OldNuke | 2018-02-17 10:00 | 0.87011
OldNuke | 2018-02-17 11:00 | 0.87011
OldNuke | 2018-02-17 12:00 | 0.87011
OldNuke | 2018-02-17 13:00 | 0.87011
OldNuke | 2018-02-17 14:00 | 0.87011
OldNuke | 2018-02-17 15:00 | 0.87011
OldNuke | 2018-02-17 16:00 | 0.87011
OldNuke | 2018-02-17 17:00 | 0.87011
OldNuke | 2018-02-17 18:00 | 0.87011
OldNuke | 2018-02-17 19:00 | 0.87011
OldNuke | 2018-02-17 20:00 | 0.87011
OldNuke | 2018-02-17 21:00 | 0.87011
OldNuke | 2018-02-17 22:00 | 0.87011
OldNuke | 2018-02-17 23:00 | 0.87011
OldNuke | 2018-02-18 | 0.87011
OldNuke | 2018-02-18 01:00 | 0.87011
OldNuke | 2018-02-18 02:00 | 0.87011
OldNuke | 2018-02-18 03:00 | 0.87011
OldNuke | 2018-02-18 04:00 | 0.8755
OldNuke | 2018-02-18 05:00 | 0.8755
OldNuke | 2018-02-18 06:00 | 0.8755
OldNuke | 2018-02-18 07:00 | 0.8755
OldNuke | 2018-02-18 08:00 | 0.8755
OldNuke | 2018-02-18 09:00 | 0.8755
OldNuke | 2018-02-18 10:00 | 0.8755
OldNuke | 2018-02-18 11:00 | 0.8755
OldNuke | 2018-02-18 12:00 | 0.8755
OldNuke | 2018-02-18 13:00 | 0.8755
OldNuke | 2018-02-18 14:00 | 0.8755
OldNuke | 2018-02-18 15:00 | 0.8755
OldNuke | 2018-02-18 16:00 | 0.8755
OldNuke | 2018-02-18 17:00 | 0.8755
OldNuke | 2018-02-18 18:00 | 0.8755
OldNuke | 2018-02-18 19:00 | 0.8755
OldNuke | 2018-02-18 20:00 | 0.8755
OldNuke | 2018-02-18 21:00 | 0.8755
OldNuke | 2018-02-18 22:00 | 0.8755
OldNuke | 2018-02-18 23:00 | 0.8755
OldNuke | 2018-02-19 | 0.8755
OldNuke | 2018-02-19 01:00 | 0.8755
OldNuke | 2018-02-19 02:00 | 0.8755
OldNuke | 2018-02-19 03:00 | 0.8755
OldNuke | 2018-02-19 04:00 | 0.8755
OldNuke | 2018-02-19 05:00 | 0.8755
OldNuke | 2018-02-19 06:00 | 0.8755
OldNuke | 2018-02-19 07:00 | 0.8755
OldNuke | 2018-02-19 08:00 | 0.86504
OldNuke | 2018-02-19 09:00 | 0.84136
OldNuke | 2018-02-19 10:00 | 0.84136
OldNuke | 2018-02-19 11:00 | 0.84136
OldNuke | 2018-02-19 12:00 | 0.84136
OldNuke | 2018-02-19 13:00 | 0.84136
OldNuke | 2018-02-19 14:00 | 0.84136
OldNuke | 2018-02-19 15:00 | 0.84136
OldNuke | 2018-02-19 16:00 | 0.84136
OldNuke | 2018-02-19 17:00 | 0.84136
OldNuke | 2018-02-19 18:00 | 0.84136
OldNuke | 2018-02-19 19:00 | 0.84136
OldNuke | 2018-02-19 20:00 | 0.84136
OldNuke | 2018-02-19 21:00 | 0.84136
OldNuke | 2018-02-19 22:00 | 0.84136
OldNuke | 2018-02-19 23:00 | 0.84136
OldNuke | 2018-02-20 | 0.84136
OldNuke | 2018-02-20 01:00 | 0.84136
OldNuke | 2018-02-20 02:00 | 0.84136
OldNuke | 2018-02-20 03:00 | 0.84136
OldNuke | 2018-02-20 04:00 | 0.84136
OldNuke | 2018-02-20 05:00 | 0.84136
OldNuke | 2018-02-20 06:00 | 0.84136
OldNuke | 2018-02-20 07:00 | 0.84136
OldNuke | 2018-02-20 08:00 | 0.84136
OldNuke | 2018-02-20 09:00 | 0.84136
OldNuke | 2018-02-20 10:00 | 0.84136
OldNuke | 2018-02-20 11:00 | 0.84136
OldNuke | 2018-02-20 12:00 | 0.84136
OldNuke | 2018-02-20 13:00 | 0.84136
OldNuke | 2018-02-20 14:00 | 0.84136
OldNuke | 2018-02-20 15:00 | 0.84136
OldNuke | 2018-02-20 16:00 | 0.84136
OldNuke | 2018-02-20 17:00 | 0.84136
OldNuke | 2018-02-20 18:00 | 0.84136
OldNuke | 2018-02-20 19:00 | 0.84136
OldNuke | 2018-02-20 20:00 | 0.84136
OldNuke | 2018-02-20 21:00 | 0.84136
OldNuke | 2018-02-20 22:00 | 0.84136
OldNuke | 2018-02-20 23:00 | 0.84136
OldNuke | 2018-02-21 | 0.84136
OldNuke | 2018-02-21 01:00 | 0.84136
OldNuke | 2018-02-21 02:00 | 0.83106
OldNuke | 2018-02-21 03:00 | 0.84136
OldNuke | 2018-02-21 04:00 | 0.84136
OldNuke | 2018-02-21 05:00 | 0.84136
OldNuke | 2018-02-21 06:00 | 0.84136
OldNuke | 2018-02-21 07:00 | 0.84136
OldNuke | 2018-02-21 08:00 | 0.84136
OldNuke | 2018-02-21 09:00 | 0.84136
OldNuke | 2018-02-21 10:00 | 0.84136
OldNuke | 2018-02-21 11:00 | 0.84136
OldNuke | 2018-02-21 12:00 | 0.84136
OldNuke | 2018-02-21 13:00 | 0.84136
OldNuke | 2018-02-21 14:00 | 0.84136
OldNuke | 2018-02-21 15:00 | 0.84136
OldNuke | 2018-02-21 16:00 | 0.84136
OldNuke | 2018-02-21 17:00 | 0.84136
OldNuke | 2018-02-21 18:00 | 0.86504
OldNuke | 2018-02-21 19:00 | 0.86504
OldNuke | 2018-02-21 20:00 | 0.86504
OldNuke | 2018-02-21 21:00 | 0.86504
OldNuke | 2018-02-21 22:00 | 0.86504
OldNuke | 2018-02-21 23:00 | 0.86504
OldNuke | 2018-02-22 | 0.86504
OldNuke | 2018-02-22 01:00 | 0.86504
OldNuke | 2018-02-22 02:00 | 0.86504
OldNuke | 2018-02-22 03:00 | 0.86504
OldNuke | 2018-02-22 04:00 | 0.86504
OldNuke | 2018-02-22 05:00 | 0.86504
OldNuke | 2018-02-22 06:00 | 0.86504
OldNuke | 2018-02-22 07:00 | 0.86504
OldNuke | 2018-02-22 08:00 | 0.86504
OldNuke | 2018-02-22 09:00 | 0.86504
OldNuke | 2018-02-22 10:00 | 0.86504
OldNuke | 2018-02-22 11:00 | 0.86504
OldNuke | 2018-02-22 12:00 | 0.86504
OldNuke | 2018-02-22 13:00 | 0.86504
OldNuke | 2018-02-22 14:00 | 0.86504
OldNuke | 2018-02-22 15:00 | 0.86504
OldNuke | 2018-02-22 16:00 | 0.86504
OldNuke | 2018-02-22 17:00 | 0.86504
OldNuke | 2018-02-22 18:00 | 0.86504
OldNuke | 2018-02-22 19:00 | 0.86504
OldNuke | 2018-02-22 20:00 | 0.86504
OldNuke | 2018-02-22 21:00 | 0.86504
OldNuke | 2018-02-22 22:00 | 0.86504
OldNuke | 2018-02-22 23:00 | 0.86504
OldNuke | 2018-02-23 | 0.86504
OldNuke | 2018-02-23 01:00 | 0.86504
OldNuke | 2018-02-23 02:00 | 0.86504
OldNuke | 2018-02-23 03:00 | 0.86504
OldNuke | 2018-02-23 04:00 | 0.86504
OldNuke | 2018-02-23 05:00 | 0.86504
OldNuke | 2018-02-23 06:00 | 0.86504
OldNuke | 2018-02-23 07:00 | 0.86504
OldNuke | 2018-02-23 08:00 | 0.86504
OldNuke | 2018-02-23 09:00 | 0.86504
OldNuke | 2018-02-23 10:00 | 0.86504
OldNuke | 2018-02-23 11:00 | 0.86504
OldNuke | 2018-02-23 12:00 | 0.86504
OldNuke | 2018-02-23 13:00 | 0.86504
OldNuke | 2018-02-23 14:00 | 0.86504
OldNuke | 2018-02-23 15:00 | 0.86504
OldNuke | 2018-02-23 16:00 | 0.86504
OldNuke | 2018-02-23 17:00 | 0.86504
OldNuke | 2018-02-23 18:00 | 0.86504
OldNuke | 2018-02-23 19:00 | 0.86504
OldNuke | 2018-02-23 20:00 | 0.86504
OldNuke | 2018-02-23 21:00 | 0.86504
OldNuke | 2018-02-23 22:00 | 0.86504
OldNuke | 2018-02-23 23:00 | 0.86504
OldNuke | 2018-02-24 | 0.86504
OldNuke | 2018-02-24 01:00 | 0.86504
OldNuke | 2018-02-24 02:00 | 0.86504
OldNuke | 2018-02-24 03:00 | 0.86504
OldNuke | 2018-02-24 04:00 | 0.86504
OldNuke | 2018-02-24 05:00 | 0.86504
OldNuke | 2018-02-24 06:00 | 0.86504
OldNuke | 2018-02-24 07:00 | 0.86504
OldNuke | 2018-02-24 08:00 | 0.86504
OldNuke | 2018-02-24 09:00 | 0.86504
OldNuke | 2018-02-24 10:00 | 0.86504
OldNuke | 2018-02-24 11:00 | 0.86504
OldNuke | 2018-02-24 12:00 | 0.86504
OldNuke | 2018-02-24 13:00 | 0.86504
OldNuke | 2018-02-24 14:00 | 0.86504
OldNuke | 2018-02-24 15:00 | 0.86504
OldNuke | 2018-02-24 16:00 | 0.86504
OldNuke | 2018-02-24 17:00 | 0.8755
OldNuke | 2018-02-24 18:00 | 0.8755
OldNuke | 2018-02-24 19:00 | 0.8755
OldNuke | 2018-02-24 20:00 | 0.8755
OldNuke | 2018-02-24 21:00 | 0.8755
OldNuke | 2018-02-24 22:00 | 0.8755
OldNuke | 2018-02-24 23:00 | 0.8755
OldNuke | 2018-02-25 | 0.8755
OldNuke | 2018-02-25 01:00 | 0.8755
OldNuke | 2018-02-25 02:00 | 0.8755
OldNuke | 2018-02-25 03:00 | 0.8755
OldNuke | 2018-02-25 04:00 | 0.8755
OldNuke | 2018-02-25 05:00 | 0.8755
OldNuke | 2018-02-25 06:00 | 0.8755
OldNuke | 2018-02-25 07:00 | 0.8755
OldNuke | 2018-02-25 08:00 | 0.8755
OldNuke | 2018-02-25 09:00 | 0.8755
OldNuke | 2018-02-25 10:00 | 0.8755
OldNuke | 2018-02-25 11:00 | 0.8755
OldNuke | 2018-02-25 12:00 | 0.8755
OldNuke | 2018-02-25 13:00 | 0.8755
OldNuke | 2018-02-25 14:00 | 0.8755
OldNuke | 2018-02-25 15:00 | 0.86108
OldNuke | 2018-02-25 16:00 | 0.86108
OldNuke | 2018-02-25 17:00 | 0.85902
OldNuke | 2018-02-25 18:00 | 0.85902
OldNuke | 2018-02-25 19:00 | 0.86108
OldNuke | 2018-02-25 20:00 | 0.86108
OldNuke | 2018-02-25 21:00 | 0.86108
OldNuke | 2018-02-25 22:00 | 0.86108
OldNuke | 2018-02-25 23:00 | 0.86108
OldNuke | 2018-02-26 | 0.86108
OldNuke | 2018-02-26 01:00 | 0.86108
OldNuke | 2018-02-26 02:00 | 0.84001
OldNuke | 2018-02-26 03:00 | 0.84001
OldNuke | 2018-02-26 04:00 | 0.84001
OldNuke | 2018-02-26 05:00 | 0.84001
OldNuke | 2018-02-26 06:00 | 0.84001
OldNuke | 2018-02-26 07:00 | 0.84001
OldNuke | 2018-02-26 08:00 | 0.84001
OldNuke | 2018-02-26 09:00 | 0.84001
OldNuke | 2018-02-26 10:00 | 0.84001
OldNuke | 2018-02-26 11:00 | 0.84001
OldNuke | 2018-02-26 12:00 | 0.84001
OldNuke | 2018-02-26 13:00 | 0.84001
OldNuke | 2018-02-26 14:00 | 0.84001
OldNuke | 2018-02-26 15:00 | 0.84001
OldNuke | 2018-02-26 16:00 | 0.85443
OldNuke | 2018-02-26 17:00 | 0.85443
OldNuke | 2018-02-26 18:00 | 0.85443
OldNuke | 2018-02-26 19:00 | 0.85443
OldNuke | 2018-02-26 20:00 | 0.85443
OldNuke | 2018-02-26 21:00 | 0.85443
OldNuke | 2018-02-26 22:00 | 0.85443
OldNuke | 2018-02-26 23:00 | 0.85443
OldNuke | 2018-02-27 | 0.85443
OldNuke | 2018-02-27 01:00 | 0.85443
OldNuke | 2018-02-27 02:00 | 0.85443
OldNuke | 2018-02-27 03:00 | 0.85443
OldNuke | 2018-02-27 04:00 | 0.85443
OldNuke | 2018-02-27 05:00 | 0.85443
OldNuke | 2018-02-27 06:00 | 0.85443
OldNuke | 2018-02-27 07:00 | 0.85443
OldNuke | 2018-02-27 08:00 | 0.85443
OldNuke | 2018-02-27 09:00 | 0.85443
OldNuke | 2018-02-27 10:00 | 0.85443
OldNuke | 2018-02-27 11:00 | 0.85443
OldNuke | 2018-02-27 12:00 | 0.85443
OldNuke | 2018-02-27 13:00 | 0.85443
OldNuke | 2018-02-27 14:00 | 0.85443
OldNuke | 2018-02-27 15:00 | 0.85443
OldNuke | 2018-02-27 16:00 | 0.85443
OldNuke | 2018-02-27 17:00 | 0.85443
OldNuke | 2018-02-27 18:00 | 0.85443
OldNuke | 2018-02-27 19:00 | 0.85443
OldNuke | 2018-02-27 20:00 | 0.85443
OldNuke | 2018-02-27 21:00 | 0.85443
OldNuke | 2018-02-27 22:00 | 0.85443
OldNuke | 2018-02-27 23:00 | 0.85443
OldNuke | 2018-02-28 | 0.85443
OldNuke | 2018-02-28 01:00 | 0.83993
OldNuke | 2018-02-28 02:00 | 0.83993
OldNuke | 2018-02-28 03:00 | 0.83993
OldNuke | 2018-02-28 04:00 | 0.83993
OldNuke | 2018-02-28 05:00 | 0.83993
OldNuke | 2018-02-28 06:00 | 0.83993
OldNuke | 2018-02-28 07:00 | 0.83993
OldNuke | 2018-02-28 08:00 | 0.83993
OldNuke | 2018-02-28 09:00 | 0.83993
OldNuke | 2018-02-28 10:00 | 0.83993
OldNuke | 2018-02-28 11:00 | 0.83993
OldNuke | 2018-02-28 12:00 | 0.83993
OldNuke | 2018-02-28 13:00 | 0.83993
OldNuke | 2018-02-28 14:00 | 0.83993
OldNuke | 2018-02-28 15:00 | 0.85443
OldNuke | 2018-02-28 16:00 | 0.85443
OldNuke | 2018-02-28 17:00 | 0.85443
OldNuke | 2018-02-28 18:00 | 0.85443
OldNuke | 2018-02-28 19:00 | 0.85443
OldNuke | 2018-02-28 20:00 | 0.85443
OldNuke | 2018-02-28 21:00 | 0.85443
OldNuke | 2018-02-28 22:00 | 0.85443
OldNuke | 2018-02-28 23:00 | 0.85443
OldNuke | 2018-03-01 | 0.85443
OldNuke | 2018-03-01 01:00 | 0.87557
OldNuke | 2018-03-01 02:00 | 0.87557
OldNuke | 2018-03-01 03:00 | 0.85641
OldNuke | 2018-03-01 04:00 | 0.85641
OldNuke | 2018-03-01 05:00 | 0.87573
OldNuke | 2018-03-01 06:00 | 0.87573
OldNuke | 2018-03-01 07:00 | 0.87573
OldNuke | 2018-03-01 08:00 | 0.87573
OldNuke | 2018-03-01 09:00 | 0.87573
OldNuke | 2018-03-01 10:00 | 0.87573
OldNuke | 2018-03-01 11:00 | 0.87573
OldNuke | 2018-03-01 12:00 | 0.87573
OldNuke | 2018-03-01 13:00 | 0.87573
OldNuke | 2018-03-01 14:00 | 0.87573
OldNuke | 2018-03-01 15:00 | 0.87573
OldNuke | 2018-03-01 16:00 | 0.87573
OldNuke | 2018-03-01 17:00 | 0.87573
OldNuke | 2018-03-01 18:00 | 0.87573
OldNuke | 2018-03-01 19:00 | 0.87573
OldNuke | 2018-03-01 20:00 | 0.87573
OldNuke | 2018-03-01 21:00 | 0.87573
OldNuke | 2018-03-01 22:00 | 0.87573
OldNuke | 2018-03-01 23:00 | 0.87573
OldNuke | 2018-03-02 | 0.87573
OldNuke | 2018-03-02 01:00 | 0.87573
OldNuke | 2018-03-02 02:00 | 0.87573
OldNuke | 2018-03-02 03:00 | 0.87573
OldNuke | 2018-03-02 04:00 | 0.87573
OldNuke | 2018-03-02 05:00 | 0.87573
OldNuke | 2018-03-02 06:00 | 0.87573
OldNuke | 2018-03-02 07:00 | 0.87573
OldNuke | 2018-03-02 08:00 | 0.87399
OldNuke | 2018-03-02 09:00 | 0.87375
OldNuke | 2018-03-02 10:00 | 0.87375
OldNuke | 2018-03-02 11:00 | 0.87375
OldNuke | 2018-03-02 12:00 | 0.87375
OldNuke | 2018-03-02 13:00 | 0.87375
OldNuke | 2018-03-02 14:00 | 0.87375
OldNuke | 2018-03-02 15:00 | 0.87375
OldNuke | 2018-03-02 16:00 | 0.87375
OldNuke | 2018-03-02 17:00 | 0.87375
OldNuke | 2018-03-02 18:00 | 0.87375
OldNuke | 2018-03-02 19:00 | 0.87375
OldNuke | 2018-03-02 20:00 | 0.87375
OldNuke | 2018-03-02 21:00 | 0.87375
OldNuke | 2018-03-02 22:00 | 0.87375
OldNuke | 2018-03-02 23:00 | 0.87375
OldNuke | 2018-03-03 | 0.85926
OldNuke | 2018-03-03 01:00 | 0.84484
OldNuke | 2018-03-03 02:00 | 0.86599
OldNuke | 2018-03-03 03:00 | 0.85395
OldNuke | 2018-03-03 04:00 | 0.86599
OldNuke | 2018-03-03 05:00 | 0.85831
OldNuke | 2018-03-03 06:00 | 0.85831
OldNuke | 2018-03-03 07:00 | 0.85831
OldNuke | 2018-03-03 08:00 | 0.85831
OldNuke | 2018-03-03 09:00 | 0.85831
OldNuke | 2018-03-03 10:00 | 0.85831
OldNuke | 2018-03-03 11:00 | 0.85831
OldNuke | 2018-03-03 12:00 | 0.85831
OldNuke | 2018-03-03 13:00 | 0.85831
OldNuke | 2018-03-03 14:00 | 0.85831
OldNuke | 2018-03-03 15:00 | 0.85831
OldNuke | 2018-03-03 16:00 | 0.85831
OldNuke | 2018-03-03 17:00 | 0.85831
OldNuke | 2018-03-03 18:00 | 0.85831
OldNuke | 2018-03-03 19:00 | 0.85831
OldNuke | 2018-03-03 20:00 | 0.84484
OldNuke | 2018-03-03 21:00 | 0.84484
OldNuke | 2018-03-03 22:00 | 0.84484
OldNuke | 2018-03-03 23:00 | 0.84484
OldNuke | 2018-03-04 | 0.84484
OldNuke | 2018-03-04 01:00 | 0.84484
OldNuke | 2018-03-04 02:00 | 0.83407
OldNuke | 2018-03-04 03:00 | 0.83407
OldNuke | 2018-03-04 04:00 | 0.83407
OldNuke | 2018-03-04 05:00 | 0.83407
OldNuke | 2018-03-04 06:00 | 0.83407
OldNuke | 2018-03-04 07:00 | 0.83407
OldNuke | 2018-03-04 08:00 | 0.83407
OldNuke | 2018-03-04 09:00 | 0.83407
OldNuke | 2018-03-04 10:00 | 0.83407
OldNuke | 2018-03-04 11:00 | 0.84484
OldNuke | 2018-03-04 12:00 | 0.84484
OldNuke | 2018-03-04 13:00 | 0.84484
OldNuke | 2018-03-04 14:00 | 0.84484
OldNuke | 2018-03-04 15:00 | 0.84484
OldNuke | 2018-03-04 16:00 | 0.84484
OldNuke | 2018-03-04 17:00 | 0.84484
OldNuke | 2018-03-04 18:00 | 0.84484
OldNuke | 2018-03-04 19:00 | 0.84484
OldNuke | 2018-03-04 20:00 | 0.84484
OldNuke | 2018-03-04 21:00 | 0.84484
OldNuke | 2018-03-04 22:00 | 0.84484
OldNuke | 2018-03-04 23:00 | 0.84484
OldNuke | 2018-03-05 | 0.86599
OldNuke | 2018-03-05 01:00 | 0.86599
OldNuke | 2018-03-05 02:00 | 0.84872
OldNuke | 2018-03-05 03:00 | 0.84603
OldNuke | 2018-03-05 04:00 | 0.84603
OldNuke | 2018-03-05 05:00 | 0.84603
OldNuke | 2018-03-05 06:00 | 0.84603
OldNuke | 2018-03-05 07:00 | 0.84603
OldNuke | 2018-03-05 08:00 | 0.84603
OldNuke | 2018-03-05 09:00 | 0.84603
OldNuke | 2018-03-05 10:00 | 0.84603
OldNuke | 2018-03-05 11:00 | 0.84603
OldNuke | 2018-03-05 12:00 | 0.85166
OldNuke | 2018-03-05 13:00 | 0.85166
OldNuke | 2018-03-05 14:00 | 0.85166
OldNuke | 2018-03-05 15:00 | 0.85166
OldNuke | 2018-03-05 16:00 | 0.85166
OldNuke | 2018-03-05 17:00 | 0.85166
OldNuke | 2018-03-05 18:00 | 0.85166
OldNuke | 2018-03-05 19:00 | 0.85166
OldNuke | 2018-03-05 20:00 | 0.85166
OldNuke | 2018-03-05 21:00 | 0.85166
OldNuke | 2018-03-05 22:00 | 0.85166
OldNuke | 2018-03-05 23:00 | 0.85166
OldNuke | 2018-03-06 | 0.85166
OldNuke | 2018-03-06 01:00 | 0.85166
OldNuke | 2018-03-06 02:00 | 0.85166
OldNuke | 2018-03-06 03:00 | 0.85166
OldNuke | 2018-03-06 04:00 | 0.85166
OldNuke | 2018-03-06 05:00 | 0.85166
OldNuke | 2018-03-06 06:00 | 0.85166
OldNuke | 2018-03-06 07:00 | 0.85166
OldNuke | 2018-03-06 08:00 | 0.85166
OldNuke | 2018-03-06 09:00 | 0.85166
OldNuke | 2018-03-06 10:00 | 0.85166
OldNuke | 2018-03-06 11:00 | 0.85166
OldNuke | 2018-03-06 12:00 | 0.85166
OldNuke | 2018-03-06 13:00 | 0.85166
OldNuke | 2018-03-06 14:00 | 0.85166
OldNuke | 2018-03-06 15:00 | 0.85166
OldNuke | 2018-03-06 16:00 | 0.85166
OldNuke | 2018-03-06 17:00 | 0.85166
OldNuke | 2018-03-06 18:00 | 0.85166
OldNuke | 2018-03-06 19:00 | 0.85166
OldNuke | 2018-03-06 20:00 | 0.85166
OldNuke | 2018-03-06 21:00 | 0.85166
OldNuke | 2018-03-06 22:00 | 0.85166
OldNuke | 2018-03-06 23:00 | 0.85166
OldNuke | 2018-03-07 | 0.85166
OldNuke | 2018-03-07 01:00 | 0.85166
OldNuke | 2018-03-07 02:00 | 0.85166
OldNuke | 2018-03-07 03:00 | 0.85166
OldNuke | 2018-03-07 04:00 | 0.85166
OldNuke | 2018-03-07 05:00 | 0.85166
OldNuke | 2018-03-07 06:00 | 0.85166
OldNuke | 2018-03-07 07:00 | 0.85166
OldNuke | 2018-03-07 08:00 | 0.85166
OldNuke | 2018-03-07 09:00 | 0.85166
OldNuke | 2018-03-07 10:00 | 0.85166
OldNuke | 2018-03-07 11:00 | 0.85166
OldNuke | 2018-03-07 12:00 | 0.85166
OldNuke | 2018-03-07 13:00 | 0.85166
OldNuke | 2018-03-07 14:00 | 0.85166
OldNuke | 2018-03-07 15:00 | 0.85166
OldNuke | 2018-03-07 16:00 | 0.85166
OldNuke | 2018-03-07 17:00 | 0.85166
OldNuke | 2018-03-07 18:00 | 0.85166
OldNuke | 2018-03-07 19:00 | 0.85166
OldNuke | 2018-03-07 20:00 | 0.85166
OldNuke | 2018-03-07 21:00 | 0.85166
OldNuke | 2018-03-07 22:00 | 0.85166
OldNuke | 2018-03-07 23:00 | 0.85166
OldNuke | 2018-03-08 | 0.85166
OldNuke | 2018-03-08 01:00 | 0.85166
OldNuke | 2018-03-08 02:00 | 0.85166
OldNuke | 2018-03-08 03:00 | 0.85166
OldNuke | 2018-03-08 04:00 | 0.85166
OldNuke | 2018-03-08 05:00 | 0.85166
OldNuke | 2018-03-08 06:00 | 0.85166
OldNuke | 2018-03-08 07:00 | 0.85166
OldNuke | 2018-03-08 08:00 | 0.85166
OldNuke | 2018-03-08 09:00 | 0.85166
OldNuke | 2018-03-08 10:00 | 0.85166
OldNuke | 2018-03-08 11:00 | 0.85166
OldNuke | 2018-03-08 12:00 | 0.85166
OldNuke | 2018-03-08 13:00 | 0.85166
OldNuke | 2018-03-08 14:00 | 0.85166
OldNuke | 2018-03-08 15:00 | 0.85166
OldNuke | 2018-03-08 16:00 | 0.85166
OldNuke | 2018-03-08 17:00 | 0.85166
OldNuke | 2018-03-08 18:00 | 0.85166
OldNuke | 2018-03-08 19:00 | 0.85166
OldNuke | 2018-03-08 20:00 | 0.85166
OldNuke | 2018-03-08 21:00 | 0.85166
OldNuke | 2018-03-08 22:00 | 0.85166
OldNuke | 2018-03-08 23:00 | 0.85166
OldNuke | 2018-03-09 | 0.85166
OldNuke | 2018-03-09 01:00 | 0.85166
OldNuke | 2018-03-09 02:00 | 0.85166
OldNuke | 2018-03-09 03:00 | 0.85166
OldNuke | 2018-03-09 04:00 | 0.85166
OldNuke | 2018-03-09 05:00 | 0.85166
OldNuke | 2018-03-09 06:00 | 0.84199
OldNuke | 2018-03-09 07:00 | 0.84199
OldNuke | 2018-03-09 08:00 | 0.84199
OldNuke | 2018-03-09 09:00 | 0.84199
OldNuke | 2018-03-09 10:00 | 0.84199
OldNuke | 2018-03-09 11:00 | 0.85166
OldNuke | 2018-03-09 12:00 | 0.85166
OldNuke | 2018-03-09 13:00 | 0.85166
OldNuke | 2018-03-09 14:00 | 0.85166
OldNuke | 2018-03-09 15:00 | 0.85166
OldNuke | 2018-03-09 16:00 | 0.85166
OldNuke | 2018-03-09 17:00 | 0.85166
OldNuke | 2018-03-09 18:00 | 0.85166
OldNuke | 2018-03-09 19:00 | 0.85166
OldNuke | 2018-03-09 20:00 | 0.85166
OldNuke | 2018-03-09 21:00 | 0.85166
OldNuke | 2018-03-09 22:00 | 0.85166
OldNuke | 2018-03-09 23:00 | 0.86599
OldNuke | 2018-03-10 | 0.84326
OldNuke | 2018-03-10 01:00 | 0.84326
OldNuke | 2018-03-10 02:00 | 0.84326
OldNuke | 2018-03-10 03:00 | 0.84326
OldNuke | 2018-03-10 04:00 | 0.83225
OldNuke | 2018-03-10 05:00 | 0.83225
OldNuke | 2018-03-10 06:00 | 0.83225
OldNuke | 2018-03-10 07:00 | 0.83225
OldNuke | 2018-03-10 08:00 | 0.83225
OldNuke | 2018-03-10 09:00 | 0.83225
OldNuke | 2018-03-10 10:00 | 0.82584
OldNuke | 2018-03-10 11:00 | 0.82584
OldNuke | 2018-03-10 12:00 | 0.82584
OldNuke | 2018-03-10 13:00 | 0.82584
OldNuke | 2018-03-10 14:00 | 0.82584
OldNuke | 2018-03-10 15:00 | 0.82584
OldNuke | 2018-03-10 16:00 | 0.82584
OldNuke | 2018-03-10 17:00 | 0.82584
OldNuke | 2018-03-10 18:00 | 0.82584
OldNuke | 2018-03-10 19:00 | 0.82584
OldNuke | 2018-03-10 20:00 | 0.82584
OldNuke | 2018-03-10 21:00 | 0.82584
OldNuke | 2018-03-10 22:00 | 0.82584
OldNuke | 2018-03-10 23:00 | 0.82584
OldNuke | 2018-03-11 | 0.81728
OldNuke | 2018-03-11 01:00 | 0.81728
OldNuke | 2018-03-11 02:00 | 0.81134
OldNuke | 2018-03-11 03:00 | 0.81134
OldNuke | 2018-03-11 04:00 | 0.81134
OldNuke | 2018-03-11 05:00 | 0.81134
OldNuke | 2018-03-11 06:00 | 0.80287
OldNuke | 2018-03-11 07:00 | 0.80287
OldNuke | 2018-03-11 08:00 | 0.80287
OldNuke | 2018-03-11 09:00 | 0.80287
OldNuke | 2018-03-11 10:00 | 0.78639
OldNuke | 2018-03-11 11:00 | 0.78639
OldNuke | 2018-03-11 12:00 | 0.80746
OldNuke | 2018-03-11 13:00 | 0.80746
OldNuke | 2018-03-11 14:00 | 0.8058
OldNuke | 2018-03-11 15:00 | 0.8058
OldNuke | 2018-03-11 16:00 | 0.8058
OldNuke | 2018-03-11 17:00 | 0.81221
OldNuke | 2018-03-11 18:00 | 0.83716
OldNuke | 2018-03-11 19:00 | 0.83716
OldNuke | 2018-03-11 20:00 | 0.83716
OldNuke | 2018-03-11 21:00 | 0.83716
OldNuke | 2018-03-11 22:00 | 0.83716
OldNuke | 2018-03-11 23:00 | 0.83716
OldNuke | 2018-03-12 | 0.83716
OldNuke | 2018-03-12 01:00 | 0.83716
OldNuke | 2018-03-12 02:00 | 0.83716
OldNuke | 2018-03-12 03:00 | 0.85166
OldNuke | 2018-03-12 04:00 | 0.85166
OldNuke | 2018-03-12 05:00 | 0.85166
OldNuke | 2018-03-12 06:00 | 0.85166
OldNuke | 2018-03-12 07:00 | 0.85166
OldNuke | 2018-03-12 08:00 | 0.85166
OldNuke | 2018-03-12 09:00 | 0.85166
OldNuke | 2018-03-12 10:00 | 0.85166
OldNuke | 2018-03-12 11:00 | 0.83716
OldNuke | 2018-03-12 12:00 | 0.83716
OldNuke | 2018-03-12 13:00 | 0.83716
OldNuke | 2018-03-12 14:00 | 0.83716
OldNuke | 2018-03-12 15:00 | 0.83716
OldNuke | 2018-03-12 16:00 | 0.83716
OldNuke | 2018-03-12 17:00 | 0.8317
OldNuke | 2018-03-12 18:00 | 0.8317
OldNuke | 2018-03-12 19:00 | 0.8317
OldNuke | 2018-03-12 20:00 | 0.8317
OldNuke | 2018-03-12 21:00 | 0.8317
OldNuke | 2018-03-12 22:00 | 0.8317
OldNuke | 2018-03-12 23:00 | 0.8317
OldNuke | 2018-03-13 | 0.84619
OldNuke | 2018-03-13 01:00 | 0.84619
OldNuke | 2018-03-13 02:00 | 0.83748
OldNuke | 2018-03-13 03:00 | 0.83748
OldNuke | 2018-03-13 04:00 | 0.83748
OldNuke | 2018-03-13 05:00 | 0.83748
OldNuke | 2018-03-13 06:00 | 0.83748
OldNuke | 2018-03-13 07:00 | 0.83748
OldNuke | 2018-03-13 08:00 | 0.83748
OldNuke | 2018-03-13 09:00 | 0.83748
OldNuke | 2018-03-13 10:00 | 0.84619
OldNuke | 2018-03-13 11:00 | 0.84619
OldNuke | 2018-03-13 12:00 | 0.84619
OldNuke | 2018-03-13 13:00 | 0.84619
OldNuke | 2018-03-13 14:00 | 0.84619
OldNuke | 2018-03-13 15:00 | 0.84619
OldNuke | 2018-03-13 16:00 | 0.84619
OldNuke | 2018-03-13 17:00 | 0.84619
OldNuke | 2018-03-13 18:00 | 0.84619
OldNuke | 2018-03-13 19:00 | 0.84619
OldNuke | 2018-03-13 20:00 | 0.84619
OldNuke | 2018-03-13 21:00 | 0.84619
OldNuke | 2018-03-13 22:00 | 0.84619
OldNuke | 2018-03-13 23:00 | 0.84619
OldNuke | 2018-03-14 | 0.84619
OldNuke | 2018-03-14 01:00 | 0.84619
OldNuke | 2018-03-14 02:00 | 0.84619
OldNuke | 2018-03-14 03:00 | 0.84619
OldNuke | 2018-03-14 04:00 | 0.84619
OldNuke | 2018-03-14 05:00 | 0.84619
OldNuke | 2018-03-14 06:00 | 0.84619
OldNuke | 2018-03-14 07:00 | 0.84619
OldNuke | 2018-03-14 08:00 | 0.84619
OldNuke | 2018-03-14 09:00 | 0.84619
OldNuke | 2018-03-14 10:00 | 0.84619
OldNuke | 2018-03-14 11:00 | 0.84619
OldNuke | 2018-03-14 12:00 | 0.84619
OldNuke | 2018-03-14 13:00 | 0.84619
OldNuke | 2018-03-14 14:00 | 0.84619
OldNuke | 2018-03-14 15:00 | 0.84619
OldNuke | 2018-03-14 16:00 | 0.84619
OldNuke | 2018-03-14 17:00 | 0.84619
OldNuke | 2018-03-14 18:00 | 0.84619
OldNuke | 2018-03-14 19:00 | 0.84785
OldNuke | 2018-03-14 20:00 | 0.84785
OldNuke | 2018-03-14 21:00 | 0.84785
OldNuke | 2018-03-14 22:00 | 0.84785
OldNuke | 2018-03-14 23:00 | 0.84785
OldNuke | 2018-03-15 | 0.84785
OldNuke | 2018-03-15 01:00 | 0.84785
OldNuke | 2018-03-15 02:00 | 0.84785
OldNuke | 2018-03-15 03:00 | 0.84785
OldNuke | 2018-03-15 04:00 | 0.84785
OldNuke | 2018-03-15 05:00 | 0.84785
OldNuke | 2018-03-15 06:00 | 0.84785
OldNuke | 2018-03-15 07:00 | 0.83407
OldNuke | 2018-03-15 08:00 | 0.83407
OldNuke | 2018-03-15 09:00 | 0.813
OldNuke | 2018-03-15 10:00 | 0.813
OldNuke | 2018-03-15 11:00 | 0.813
OldNuke | 2018-03-15 12:00 | 0.813
OldNuke | 2018-03-15 13:00 | 0.813
OldNuke | 2018-03-15 14:00 | 0.813
OldNuke | 2018-03-15 15:00 | 0.813
OldNuke | 2018-03-15 16:00 | 0.813
OldNuke | 2018-03-15 17:00 | 0.83407
OldNuke | 2018-03-15 18:00 | 0.813
OldNuke | 2018-03-15 19:00 | 0.82679
OldNuke | 2018-03-15 20:00 | 0.82679
OldNuke | 2018-03-15 21:00 | 0.82679
OldNuke | 2018-03-15 22:00 | 0.82679
OldNuke | 2018-03-15 23:00 | 0.82679
OldNuke | 2018-03-16 | 0.82679
OldNuke | 2018-03-16 01:00 | 0.82679
OldNuke | 2018-03-16 02:00 | 0.82679
OldNuke | 2018-03-16 03:00 | 0.82679
OldNuke | 2018-03-16 04:00 | 0.82679
OldNuke | 2018-03-16 05:00 | 0.81396
OldNuke | 2018-03-16 06:00 | 0.81396
OldNuke | 2018-03-16 07:00 | 0.81396
OldNuke | 2018-03-16 08:00 | 0.81396
OldNuke | 2018-03-16 09:00 | 0.81396
OldNuke | 2018-03-16 10:00 | 0.81396
OldNuke | 2018-03-16 11:00 | 0.81396
OldNuke | 2018-03-16 12:00 | 0.81396
OldNuke | 2018-03-16 13:00 | 0.81396
OldNuke | 2018-03-16 14:00 | 0.81396
OldNuke | 2018-03-16 15:00 | 0.81396
OldNuke | 2018-03-16 16:00 | 0.81396
OldNuke | 2018-03-16 17:00 | 0.81396
OldNuke | 2018-03-16 18:00 | 0.7917
OldNuke | 2018-03-16 19:00 | 0.7917
OldNuke | 2018-03-16 20:00 | 0.7917
OldNuke | 2018-03-16 21:00 | 0.7917
OldNuke | 2018-03-16 22:00 | 0.7917
OldNuke | 2018-03-16 23:00 | 0.7917
OldNuke | 2018-03-17 | 0.78473
OldNuke | 2018-03-17 01:00 | 0.78473
OldNuke | 2018-03-17 02:00 | 0.78473
OldNuke | 2018-03-17 03:00 | 0.78473
OldNuke | 2018-03-17 04:00 | 0.78473
OldNuke | 2018-03-17 05:00 | 0.78473
OldNuke | 2018-03-17 06:00 | 0.78473
OldNuke | 2018-03-17 07:00 | 0.78473
OldNuke | 2018-03-17 08:00 | 0.78473
OldNuke | 2018-03-17 09:00 | 0.78473
OldNuke | 2018-03-17 10:00 | 0.78473
OldNuke | 2018-03-17 11:00 | 0.78473
OldNuke | 2018-03-17 12:00 | 0.78473
OldNuke | 2018-03-17 13:00 | 0.78473
OldNuke | 2018-03-17 14:00 | 0.78473
OldNuke | 2018-03-17 15:00 | 0.78473
OldNuke | 2018-03-17 16:00 | 0.76604
OldNuke | 2018-03-17 17:00 | 0.76604
OldNuke | 2018-03-17 18:00 | 0.76604
OldNuke | 2018-03-17 19:00 | 0.76604
OldNuke | 2018-03-17 20:00 | 0.76604
OldNuke | 2018-03-17 21:00 | 0.76604
OldNuke | 2018-03-17 22:00 | 0.76604
OldNuke | 2018-03-17 23:00 | 0.77158
OldNuke | 2018-03-18 | 0.77158
OldNuke | 2018-03-18 01:00 | 0.77158
OldNuke | 2018-03-18 02:00 | 0.77158
OldNuke | 2018-03-18 03:00 | 0.77158
OldNuke | 2018-03-18 04:00 | 0.77158
OldNuke | 2018-03-18 05:00 | 0.77158
OldNuke | 2018-03-18 06:00 | 0.79027
OldNuke | 2018-03-18 07:00 | 0.79027
OldNuke | 2018-03-18 08:00 | 0.79027
OldNuke | 2018-03-18 09:00 | 0.79027
OldNuke | 2018-03-18 10:00 | 0.79027
OldNuke | 2018-03-18 11:00 | 0.79027
OldNuke | 2018-03-18 12:00 | 0.79027
OldNuke | 2018-03-18 13:00 | 0.79027
OldNuke | 2018-03-18 14:00 | 0.79027
OldNuke | 2018-03-18 15:00 | 0.79027
OldNuke | 2018-03-18 16:00 | 0.79027
OldNuke | 2018-03-18 17:00 | 0.79027
OldNuke | 2018-03-18 18:00 | 0.79027
OldNuke | 2018-03-18 19:00 | 0.79027
OldNuke | 2018-03-18 20:00 | 0.79027
OldNuke | 2018-03-18 21:00 | 0.79027
OldNuke | 2018-03-18 22:00 | 0.79027
OldNuke | 2018-03-18 23:00 | 0.79027
OldNuke | 2018-03-19 | 0.79027
OldNuke | 2018-03-19 01:00 | 0.79027
OldNuke | 2018-03-19 02:00 | 0.79027
OldNuke | 2018-03-19 03:00 | 0.79027
OldNuke | 2018-03-19 04:00 | 0.79027
OldNuke | 2018-03-19 05:00 | 0.79027
OldNuke | 2018-03-19 06:00 | 0.79027
OldNuke | 2018-03-19 07:00 | 0.79027
OldNuke | 2018-03-19 08:00 | 0.8031
OldNuke | 2018-03-19 09:00 | 0.8031
OldNuke | 2018-03-19 10:00 | 0.8031
OldNuke | 2018-03-19 11:00 | 0.8031
OldNuke | 2018-03-19 12:00 | 0.8031
OldNuke | 2018-03-19 13:00 | 0.8031
OldNuke | 2018-03-19 14:00 | 0.8031
OldNuke | 2018-03-19 15:00 | 0.8031
OldNuke | 2018-03-19 16:00 | 0.8031
OldNuke | 2018-03-19 17:00 | 0.8031
OldNuke | 2018-03-19 18:00 | 0.8031
OldNuke | 2018-03-19 19:00 | 0.8031
OldNuke | 2018-03-19 20:00 | 0.8031
OldNuke | 2018-03-19 21:00 | 0.8031
OldNuke | 2018-03-19 22:00 | 0.8031
OldNuke | 2018-03-19 23:00 | 0.8031
OldNuke | 2018-03-20 | 0.8031
OldNuke | 2018-03-20 01:00 | 0.8031
OldNuke | 2018-03-20 02:00 | 0.8031
OldNuke | 2018-03-20 03:00 | 0.8031
OldNuke | 2018-03-20 04:00 | 0.8031
OldNuke | 2018-03-20 05:00 | 0.8031
OldNuke | 2018-03-20 06:00 | 0.8031
OldNuke | 2018-03-20 07:00 | 0.8031
OldNuke | 2018-03-20 08:00 | 0.8031
OldNuke | 2018-03-20 09:00 | 0.8031
OldNuke | 2018-03-20 10:00 | 0.8031
OldNuke | 2018-03-20 11:00 | 0.8031
OldNuke | 2018-03-20 12:00 | 0.8031
OldNuke | 2018-03-20 13:00 | 0.8031
OldNuke | 2018-03-20 14:00 | 0.8031
OldNuke | 2018-03-20 15:00 | 0.8031
OldNuke | 2018-03-20 16:00 | 0.8031
OldNuke | 2018-03-20 17:00 | 0.8031
OldNuke | 2018-03-20 18:00 | 0.8031
OldNuke | 2018-03-20 19:00 | 0.8031
OldNuke | 2018-03-20 20:00 | 0.8031
OldNuke | 2018-03-20 21:00 | 0.79883
OldNuke | 2018-03-20 22:00 | 0.79883
OldNuke | 2018-03-20 23:00 | 0.79883
OldNuke | 2018-03-21 | 0.79883
OldNuke | 2018-03-21 01:00 | 0.79883
OldNuke | 2018-03-21 02:00 | 0.79883
OldNuke | 2018-03-21 03:00 | 0.79883
OldNuke | 2018-03-21 04:00 | 0.79883
OldNuke | 2018-03-21 05:00 | 0.79883
OldNuke | 2018-03-21 06:00 | 0.79883
OldNuke | 2018-03-21 07:00 | 0.79883
OldNuke | 2018-03-21 08:00 | 0.79883
OldNuke | 2018-03-21 09:00 | 0.79598
OldNuke | 2018-03-21 10:00 | 0.79598
OldNuke | 2018-03-21 11:00 | 0.79598
OldNuke | 2018-03-21 12:00 | 0.79883
OldNuke | 2018-03-21 13:00 | 0.80429
OldNuke | 2018-03-21 14:00 | 0.80247
OldNuke | 2018-03-21 15:00 | 0.80429
OldNuke | 2018-03-21 16:00 | 0.80429
OldNuke | 2018-03-21 17:00 | 0.80429
OldNuke | 2018-03-21 18:00 | 0.80429
OldNuke | 2018-03-21 19:00 | 0.80429
OldNuke | 2018-03-21 20:00 | 0.80429
OldNuke | 2018-03-21 21:00 | 0.80429
OldNuke | 2018-03-21 22:00 | 0.7965
OldNuke | 2018-03-21 23:00 | 0.7965
OldNuke | 2018-03-22 | 0.7965
OldNuke | 2018-03-22 01:00 | 0.7965
OldNuke | 2018-03-22 02:00 | 0.7965
OldNuke | 2018-03-22 03:00 | 0.7965
OldNuke | 2018-03-22 04:00 | 0.7965
OldNuke | 2018-03-22 05:00 | 0.7965
OldNuke | 2018-03-22 06:00 | 0.7965
OldNuke | 2018-03-22 07:00 | 0.80429
OldNuke | 2018-03-22 08:00 | 0.80429
OldNuke | 2018-03-22 09:00 | 0.80429
OldNuke | 2018-03-22 10:00 | 0.80429
OldNuke | 2018-03-22 11:00 | 0.80429
OldNuke | 2018-03-22 12:00 | 0.80429
OldNuke | 2018-03-22 13:00 | 0.80429
OldNuke | 2018-03-22 14:00 | 0.80429
OldNuke | 2018-03-22 15:00 | 0.79415
OldNuke | 2018-03-22 16:00 | 0.79415
OldNuke | 2018-03-22 17:00 | 0.79415
OldNuke | 2018-03-22 18:00 | 0.79415
OldNuke | 2018-03-22 19:00 | 0.79415
OldNuke | 2018-03-22 20:00 | 0.79415
OldNuke | 2018-03-22 21:00 | 0.80429
OldNuke | 2018-03-22 22:00 | 0.80429
OldNuke | 2018-03-22 23:00 | 0.80429
OldNuke | 2018-03-23 | 0.80429
OldNuke | 2018-03-23 01:00 | 0.80429
OldNuke | 2018-03-23 02:00 | 0.80429
OldNuke | 2018-03-23 03:00 | 0.80429
OldNuke | 2018-03-23 04:00 | 0.80429
OldNuke | 2018-03-23 05:00 | 0.80429
OldNuke | 2018-03-23 06:00 | 0.80429
OldNuke | 2018-03-23 07:00 | 0.80429
OldNuke | 2018-03-23 08:00 | 0.80429
OldNuke | 2018-03-23 09:00 | 0.80429
OldNuke | 2018-03-23 10:00 | 0.80429
OldNuke | 2018-03-23 11:00 | 0.80429
OldNuke | 2018-03-23 12:00 | 0.80429
OldNuke | 2018-03-23 13:00 | 0.80429
OldNuke | 2018-03-23 14:00 | 0.80429
OldNuke | 2018-03-23 15:00 | 0.80429
OldNuke | 2018-03-23 16:00 | 0.80429
OldNuke | 2018-03-23 17:00 | 0.80429
OldNuke | 2018-03-23 18:00 | 0.80429
OldNuke | 2018-03-23 19:00 | 0.80429
OldNuke | 2018-03-23 20:00 | 0.80429
OldNuke | 2018-03-23 21:00 | 0.80429
OldNuke | 2018-03-23 22:00 | 0.80429
OldNuke | 2018-03-23 23:00 | 0.79724
OldNuke | 2018-03-24 | 0.77348
OldNuke | 2018-03-24 01:00 | 0.75234
OldNuke | 2018-03-24 02:00 | 0.73174
OldNuke | 2018-03-24 03:00 | 0.72485
OldNuke | 2018-03-24 04:00 | 0.72485
OldNuke | 2018-03-24 05:00 | 0.72485
OldNuke | 2018-03-24 06:00 | 0.72485
OldNuke | 2018-03-24 07:00 | 0.72485
OldNuke | 2018-03-24 08:00 | 0.72485
OldNuke | 2018-03-24 09:00 | 0.72485
OldNuke | 2018-03-24 10:00 | 0.72485
OldNuke | 2018-03-24 11:00 | 0.72485
OldNuke | 2018-03-24 12:00 | 0.72485
OldNuke | 2018-03-24 13:00 | 0.72485
OldNuke | 2018-03-24 14:00 | 0.71841
OldNuke | 2018-03-24 15:00 | 0.71841
OldNuke | 2018-03-24 16:00 | 0.71841
OldNuke | 2018-03-24 17:00 | 0.71841
OldNuke | 2018-03-24 18:00 | 0.71841
OldNuke | 2018-03-24 19:00 | 0.71841
OldNuke | 2018-03-24 20:00 | 0.71841
OldNuke | 2018-03-24 21:00 | 0.71841
OldNuke | 2018-03-24 22:00 | 0.71841
OldNuke | 2018-03-24 23:00 | 0.71841
OldNuke | 2018-03-25 | 0.71841
OldNuke | 2018-03-25 01:00 | 0.71841
OldNuke | 2018-03-25 02:00 | 0.71841
OldNuke | 2018-03-25 03:00 | 0.71841
OldNuke | 2018-03-25 04:00 | 0.71841
OldNuke | 2018-03-25 05:00 | 0.71841
OldNuke | 2018-03-25 06:00 | 0.71841
OldNuke | 2018-03-25 07:00 | 0.71841
OldNuke | 2018-03-25 08:00 | 0.71841
OldNuke | 2018-03-25 09:00 | 0.71841
OldNuke | 2018-03-25 10:00 | 0.71714
OldNuke | 2018-03-25 11:00 | 0.71714
OldNuke | 2018-03-25 12:00 | 0.7009
OldNuke | 2018-03-25 13:00 | 0.70363
OldNuke | 2018-03-25 14:00 | 0.70363
OldNuke | 2018-03-25 15:00 | 0.70363
OldNuke | 2018-03-25 16:00 | 0.70363
OldNuke | 2018-03-25 17:00 | 0.70363
OldNuke | 2018-03-25 18:00 | 0.7361
OldNuke | 2018-03-25 19:00 | 0.7361
OldNuke | 2018-03-25 20:00 | 0.73982
OldNuke | 2018-03-25 21:00 | 0.73982
OldNuke | 2018-03-25 22:00 | 0.73982
OldNuke | 2018-03-25 23:00 | 0.746
OldNuke | 2018-03-26 | 0.76976
OldNuke | 2018-03-26 01:00 | 0.76976
OldNuke | 2018-03-26 02:00 | 0.76976
OldNuke | 2018-03-26 03:00 | 0.76976
OldNuke | 2018-03-26 04:00 | 0.76976
OldNuke | 2018-03-26 05:00 | 0.76976
OldNuke | 2018-03-26 06:00 | 0.76976
OldNuke | 2018-03-26 07:00 | 0.76976
OldNuke | 2018-03-26 08:00 | 0.76976
OldNuke | 2018-03-26 09:00 | 0.76976
OldNuke | 2018-03-26 10:00 | 0.76976
OldNuke | 2018-03-26 11:00 | 0.76976
OldNuke | 2018-03-26 12:00 | 0.76976
OldNuke | 2018-03-26 13:00 | 0.76976
OldNuke | 2018-03-26 14:00 | 0.76976
OldNuke | 2018-03-26 15:00 | 0.76976
OldNuke | 2018-03-26 16:00 | 0.76976
OldNuke | 2018-03-26 17:00 | 0.76976
OldNuke | 2018-03-26 18:00 | 0.76976
OldNuke | 2018-03-26 19:00 | 0.76976
OldNuke | 2018-03-26 20:00 | 0.76976
OldNuke | 2018-03-26 21:00 | 0.76976
OldNuke | 2018-03-26 22:00 | 0.76976
OldNuke | 2018-03-26 23:00 | 0.76976
OldNuke | 2018-03-27 | 0.76976
OldNuke | 2018-03-27 01:00 | 0.76976
OldNuke | 2018-03-27 02:00 | 0.76976
OldNuke | 2018-03-27 03:00 | 0.76976
OldNuke | 2018-03-27 04:00 | 0.76976
OldNuke | 2018-03-27 05:00 | 0.76976
OldNuke | 2018-03-27 06:00 | 0.76976
OldNuke | 2018-03-27 07:00 | 0.76976
OldNuke | 2018-03-27 08:00 | 0.76976
OldNuke | 2018-03-27 09:00 | 0.76976
OldNuke | 2018-03-27 10:00 | 0.76659
OldNuke | 2018-03-27 11:00 | 0.76659
OldNuke | 2018-03-27 12:00 | 0.76976
OldNuke | 2018-03-27 13:00 | 0.76976
OldNuke | 2018-03-27 14:00 | 0.76976
OldNuke | 2018-03-27 15:00 | 0.76976
OldNuke | 2018-03-27 16:00 | 0.76976
OldNuke | 2018-03-27 17:00 | 0.76976
OldNuke | 2018-03-27 18:00 | 0.76976
OldNuke | 2018-03-27 19:00 | 0.76976
OldNuke | 2018-03-27 20:00 | 0.76976
OldNuke | 2018-03-27 21:00 | 0.76976
OldNuke | 2018-03-27 22:00 | 0.76976
OldNuke | 2018-03-27 23:00 | 0.76976
OldNuke | 2018-03-28 | 0.76976
OldNuke | 2018-03-28 01:00 | 0.76976
OldNuke | 2018-03-28 02:00 | 0.76976
OldNuke | 2018-03-28 03:00 | 0.76731
OldNuke | 2018-03-28 04:00 | 0.76731
OldNuke | 2018-03-28 05:00 | 0.76731
OldNuke | 2018-03-28 06:00 | 0.76731
OldNuke | 2018-03-28 07:00 | 0.76026
OldNuke | 2018-03-28 08:00 | 0.76026
OldNuke | 2018-03-28 09:00 | 0.76026
OldNuke | 2018-03-28 10:00 | 0.76026
OldNuke | 2018-03-28 11:00 | 0.76026
OldNuke | 2018-03-28 12:00 | 0.76026
OldNuke | 2018-03-28 13:00 | 0.76026
OldNuke | 2018-03-28 14:00 | 0.76026
OldNuke | 2018-03-28 15:00 | 0.76026
OldNuke | 2018-03-28 16:00 | 0.76026
OldNuke | 2018-03-28 17:00 | 0.76026
OldNuke | 2018-03-28 18:00 | 0.76026
OldNuke | 2018-03-28 19:00 | 0.76026
OldNuke | 2018-03-28 20:00 | 0.76026
OldNuke | 2018-03-28 21:00 | 0.76026
OldNuke | 2018-03-28 22:00 | 0.76026
OldNuke | 2018-03-28 23:00 | 0.76026
OldNuke | 2018-03-29 | 0.76026
OldNuke | 2018-03-29 01:00 | 0.76026
OldNuke | 2018-03-29 02:00 | 0.76026
OldNuke | 2018-03-29 03:00 | 0.76026
OldNuke | 2018-03-29 04:00 | 0.76026
OldNuke | 2018-03-29 05:00 | 0.76026
OldNuke | 2018-03-29 06:00 | 0.76026
OldNuke | 2018-03-29 07:00 | 0.76026
OldNuke | 2018-03-29 08:00 | 0.76026
OldNuke | 2018-03-29 09:00 | 0.76026
OldNuke | 2018-03-29 10:00 | 0.76026
OldNuke | 2018-03-29 11:00 | 0.76026
OldNuke | 2018-03-29 12:00 | 0.76026
OldNuke | 2018-03-29 13:00 | 0.76026
OldNuke | 2018-03-29 14:00 | 0.76026
OldNuke | 2018-03-29 15:00 | 0.76026
OldNuke | 2018-03-29 16:00 | 0.76026
OldNuke | 2018-03-29 17:00 | 0.76026
OldNuke | 2018-03-29 18:00 | 0.76026
OldNuke | 2018-03-29 19:00 | 0.76026
OldNuke | 2018-03-29 20:00 | 0.76026
OldNuke | 2018-03-29 21:00 | 0.76026
OldNuke | 2018-03-29 22:00 | 0.76026
OldNuke | 2018-03-29 23:00 | 0.76026
OldNuke | 2018-03-30 | 0.76026
OldNuke | 2018-03-30 01:00 | 0.76026
OldNuke | 2018-03-30 02:00 | 0.76026
OldNuke | 2018-03-30 03:00 | 0.76026
OldNuke | 2018-03-30 04:00 | 0.76026
OldNuke | 2018-03-30 05:00 | 0.77562
OldNuke | 2018-03-30 06:00 | 0.77562
OldNuke | 2018-03-30 07:00 | 0.77562
OldNuke | 2018-03-30 08:00 | 0.77562
OldNuke | 2018-03-30 09:00 | 0.77562
OldNuke | 2018-03-30 10:00 | 0.77562
OldNuke | 2018-03-30 11:00 | 0.77562
OldNuke | 2018-03-30 12:00 | 0.77808
OldNuke | 2018-03-30 13:00 | 0.77808
OldNuke | 2018-03-30 14:00 | 0.77808
OldNuke | 2018-03-30 15:00 | 0.77808
OldNuke | 2018-03-30 16:00 | 0.77808
OldNuke | 2018-03-30 17:00 | 0.78513
OldNuke | 2018-03-30 18:00 | 0.78513
OldNuke | 2018-03-30 19:00 | 0.78513
OldNuke | 2018-03-30 20:00 | 0.78513
OldNuke | 2018-03-30 21:00 | 0.78513
OldNuke | 2018-03-30 22:00 | 0.78513
OldNuke | 2018-03-30 23:00 | 0.78513
OldNuke | 2018-03-31 | 0.77103
OldNuke | 2018-03-31 01:00 | 0.77103
OldNuke | 2018-03-31 02:00 | 0.75661
OldNuke | 2018-03-31 03:00 | 0.75661
OldNuke | 2018-03-31 04:00 | 0.75661
OldNuke | 2018-03-31 05:00 | 0.75661
OldNuke | 2018-03-31 06:00 | 0.75661
OldNuke | 2018-03-31 07:00 | 0.75661
OldNuke | 2018-03-31 08:00 | 0.75661
OldNuke | 2018-03-31 09:00 | 0.75661
OldNuke | 2018-03-31 10:00 | 0.75661
OldNuke | 2018-03-31 11:00 | 0.75661
OldNuke | 2018-03-31 12:00 | 0.75661
OldNuke | 2018-03-31 13:00 | 0.75661
OldNuke | 2018-03-31 14:00 | 0.75661
OldNuke | 2018-03-31 15:00 | 0.75661
OldNuke | 2018-03-31 16:00 | 0.75661
OldNuke | 2018-03-31 17:00 | 0.75661
OldNuke | 2018-03-31 18:00 | 0.75661
OldNuke | 2018-03-31 19:00 | 0.75661
OldNuke | 2018-03-31 20:00 | 0.75661
OldNuke | 2018-03-31 21:00 | 0.75661
OldNuke | 2018-03-31 22:00 | 0.75661
OldNuke | 2018-03-31 23:00 | 0.75661
OldNuke | 2018-04-01 | 0.75661
OldNuke | 2018-04-01 01:00 | 0.75661
OldNuke | 2018-04-01 02:00 | 0.75661
OldNuke | 2018-04-01 03:00 | 0.75661
OldNuke | 2018-04-01 04:00 | 0.75661
OldNuke | 2018-04-01 05:00 | 0.75661
OldNuke | 2018-04-01 06:00 | 0.75661
OldNuke | 2018-04-01 07:00 | 0.75661
OldNuke | 2018-04-01 08:00 | 0.74014
OldNuke | 2018-04-01 09:00 | 0.74014
OldNuke | 2018-04-01 10:00 | 0.74014
OldNuke | 2018-04-01 11:00 | 0.74014
OldNuke | 2018-04-01 12:00 | 0.74014
OldNuke | 2018-04-01 13:00 | 0.74014
OldNuke | 2018-04-01 14:00 | 0.74014
OldNuke | 2018-04-01 15:00 | 0.74014
OldNuke | 2018-04-01 16:00 | 0.74014
OldNuke | 2018-04-01 17:00 | 0.74014
OldNuke | 2018-04-01 18:00 | 0.738
OldNuke | 2018-04-01 19:00 | 0.74014
OldNuke | 2018-04-01 20:00 | 0.75661
OldNuke | 2018-04-01 21:00 | 0.75661
OldNuke | 2018-04-01 22:00 | 0.75661
OldNuke | 2018-04-01 23:00 | 0.75661
OldNuke | 2018-04-02 | 0.75661
OldNuke | 2018-04-02 01:00 | 0.75661
OldNuke | 2018-04-02 02:00 | 0.75661
OldNuke | 2018-04-02 03:00 | 0.75661
OldNuke | 2018-04-02 04:00 | 0.75661
OldNuke | 2018-04-02 05:00 | 0.75661
OldNuke | 2018-04-02 06:00 | 0.77768
OldNuke | 2018-04-02 07:00 | 0.77768
OldNuke | 2018-04-02 08:00 | 0.77768
OldNuke | 2018-04-02 09:00 | 0.77768
OldNuke | 2018-04-02 10:00 | 0.77768
OldNuke | 2018-04-02 11:00 | 0.77768
OldNuke | 2018-04-02 12:00 | 0.77768
OldNuke | 2018-04-02 13:00 | 0.77768
OldNuke | 2018-04-02 14:00 | 0.77768
OldNuke | 2018-04-02 15:00 | 0.78338
OldNuke | 2018-04-02 16:00 | 0.77483
OldNuke | 2018-04-02 17:00 | 0.78338
OldNuke | 2018-04-02 18:00 | 0.77618
OldNuke | 2018-04-02 19:00 | 0.77618
OldNuke | 2018-04-02 20:00 | 0.77618
OldNuke | 2018-04-02 21:00 | 0.77618
OldNuke | 2018-04-02 22:00 | 0.77618
OldNuke | 2018-04-02 23:00 | 0.77618
OldNuke | 2018-04-03 | 0.77618
OldNuke | 2018-04-03 01:00 | 0.77618
OldNuke | 2018-04-03 02:00 | 0.77618
OldNuke | 2018-04-03 03:00 | 0.77618
OldNuke | 2018-04-03 04:00 | 0.77618
OldNuke | 2018-04-03 05:00 | 0.77618
OldNuke | 2018-04-03 06:00 | 0.77618
OldNuke | 2018-04-03 07:00 | 0.77618
OldNuke | 2018-04-03 08:00 | 0.76818
OldNuke | 2018-04-03 09:00 | 0.76818
OldNuke | 2018-04-03 10:00 | 0.77618
OldNuke | 2018-04-03 11:00 | 0.77618
OldNuke | 2018-04-03 12:00 | 0.77618
OldNuke | 2018-04-03 13:00 | 0.77618
OldNuke | 2018-04-03 14:00 | 0.77618
OldNuke | 2018-04-03 15:00 | 0.77618
OldNuke | 2018-04-03 16:00 | 0.77618
OldNuke | 2018-04-03 17:00 | 0.77618
OldNuke | 2018-04-03 18:00 | 0.77618
OldNuke | 2018-04-03 19:00 | 0.77618
OldNuke | 2018-04-03 20:00 | 0.77618
OldNuke | 2018-04-03 21:00 | 0.77618
OldNuke | 2018-04-03 22:00 | 0.77618
OldNuke | 2018-04-03 23:00 | 0.77618
OldNuke | 2018-04-04 | 0.77618
OldNuke | 2018-04-04 01:00 | 0.77618
OldNuke | 2018-04-04 02:00 | 0.77618
OldNuke | 2018-04-04 03:00 | 0.77618
OldNuke | 2018-04-04 04:00 | 0.77618
OldNuke | 2018-04-04 05:00 | 0.77618
OldNuke | 2018-04-04 06:00 | 0.77618
OldNuke | 2018-04-04 07:00 | 0.77618
OldNuke | 2018-04-04 08:00 | 0.77618
OldNuke | 2018-04-04 09:00 | 0.77618
OldNuke | 2018-04-04 10:00 | 0.77618
OldNuke | 2018-04-04 11:00 | 0.77618
OldNuke | 2018-04-04 12:00 | 0.77618
OldNuke | 2018-04-04 13:00 | 0.77618
OldNuke | 2018-04-04 14:00 | 0.77618
OldNuke | 2018-04-04 15:00 | 0.77618
OldNuke | 2018-04-04 16:00 | 0.77618
OldNuke | 2018-04-04 17:00 | 0.77618
OldNuke | 2018-04-04 18:00 | 0.77404
OldNuke | 2018-04-04 19:00 | 0.77404
OldNuke | 2018-04-04 20:00 | 0.77404
OldNuke | 2018-04-04 21:00 | 0.77404
OldNuke | 2018-04-04 22:00 | 0.77404
OldNuke | 2018-04-04 23:00 | 0.77404
OldNuke | 2018-04-05 | 0.77404
OldNuke | 2018-04-05 01:00 | 0.77404
OldNuke | 2018-04-05 02:00 | 0.77404
OldNuke | 2018-04-05 03:00 | 0.77404
OldNuke | 2018-04-05 04:00 | 0.77404
OldNuke | 2018-04-05 05:00 | 0.77404
OldNuke | 2018-04-05 06:00 | 0.77404
OldNuke | 2018-04-05 07:00 | 0.77404
OldNuke | 2018-04-05 08:00 | 0.77404
OldNuke | 2018-04-05 09:00 | 0.77404
OldNuke | 2018-04-05 10:00 | 0.77404
OldNuke | 2018-04-05 11:00 | 0.77404
OldNuke | 2018-04-05 12:00 | 0.77404
OldNuke | 2018-04-05 13:00 | 0.77404
OldNuke | 2018-04-05 14:00 | 0.77404
OldNuke | 2018-04-05 15:00 | 0.77404
OldNuke | 2018-04-05 16:00 | 0.77404
OldNuke | 2018-04-05 17:00 | 0.77177
OldNuke | 2018-04-05 18:00 | 0.77177
OldNuke | 2018-04-05 19:00 | 0.77177
OldNuke | 2018-04-05 20:00 | 0.77404
OldNuke | 2018-04-05 21:00 | 0.77404
OldNuke | 2018-04-05 22:00 | 0.77404
OldNuke | 2018-04-05 23:00 | 0.77404
OldNuke | 2018-04-06 | 0.77404
OldNuke | 2018-04-06 01:00 | 0.77404
OldNuke | 2018-04-06 02:00 | 0.77618
OldNuke | 2018-04-06 03:00 | 0.77618
OldNuke | 2018-04-06 04:00 | 0.76232
OldNuke | 2018-04-06 05:00 | 0.76232
OldNuke | 2018-04-06 06:00 | 0.76232
OldNuke | 2018-04-06 07:00 | 0.76232
OldNuke | 2018-04-06 08:00 | 0.76232
OldNuke | 2018-04-06 09:00 | 0.76232
OldNuke | 2018-04-06 10:00 | 0.76232
OldNuke | 2018-04-06 11:00 | 0.76232
OldNuke | 2018-04-06 12:00 | 0.76232
OldNuke | 2018-04-06 13:00 | 0.76232
OldNuke | 2018-04-06 14:00 | 0.76232
OldNuke | 2018-04-06 15:00 | 0.76232
OldNuke | 2018-04-06 16:00 | 0.76232
OldNuke | 2018-04-06 17:00 | 0.76232
OldNuke | 2018-04-06 18:00 | 0.76232
OldNuke | 2018-04-06 19:00 | 0.76232
OldNuke | 2018-04-06 20:00 | 0.76232
OldNuke | 2018-04-06 21:00 | 0.76232
OldNuke | 2018-04-06 22:00 | 0.76232
OldNuke | 2018-04-06 23:00 | 0.74956
OldNuke | 2018-04-07 | 0.73586
OldNuke | 2018-04-07 01:00 | 0.73428
OldNuke | 2018-04-07 02:00 | 0.73269
OldNuke | 2018-04-07 03:00 | 0.73269
OldNuke | 2018-04-07 04:00 | 0.70862
OldNuke | 2018-04-07 05:00 | 0.70862
OldNuke | 2018-04-07 06:00 | 0.70862
OldNuke | 2018-04-07 07:00 | 0.70117
OldNuke | 2018-04-07 08:00 | 0.70117
OldNuke | 2018-04-07 09:00 | 0.70862
OldNuke | 2018-04-07 10:00 | 0.70862
OldNuke | 2018-04-07 11:00 | 0.70862
OldNuke | 2018-04-07 12:00 | 0.70862
OldNuke | 2018-04-07 13:00 | 0.70862
OldNuke | 2018-04-07 14:00 | 0.70862
OldNuke | 2018-04-07 15:00 | 0.70862
OldNuke | 2018-04-07 16:00 | 0.70862
OldNuke | 2018-04-07 17:00 | 0.70862
OldNuke | 2018-04-07 18:00 | 0.70862
OldNuke | 2018-04-07 19:00 | 0.70862
OldNuke | 2018-04-07 20:00 | 0.70862
OldNuke | 2018-04-07 21:00 | 0.70862
OldNuke | 2018-04-07 22:00 | 0.70862
OldNuke | 2018-04-07 23:00 | 0.70862
OldNuke | 2018-04-08 | 0.68755
OldNuke | 2018-04-08 01:00 | 0.68755
OldNuke | 2018-04-08 02:00 | 0.70862
OldNuke | 2018-04-08 03:00 | 0.70862
OldNuke | 2018-04-08 04:00 | 0.70862
OldNuke | 2018-04-08 05:00 | 0.70862
OldNuke | 2018-04-08 06:00 | 0.70862
OldNuke | 2018-04-08 07:00 | 0.70862
OldNuke | 2018-04-08 08:00 | 0.70862
OldNuke | 2018-04-08 09:00 | 0.70862
OldNuke | 2018-04-08 10:00 | 0.70862
OldNuke | 2018-04-08 11:00 | 0.70862
OldNuke | 2018-04-08 12:00 | 0.70862
OldNuke | 2018-04-08 13:00 | 0.70862
OldNuke | 2018-04-08 14:00 | 0.70862
OldNuke | 2018-04-08 15:00 | 0.70604
OldNuke | 2018-04-08 16:00 | 0.70604
OldNuke | 2018-04-08 17:00 | 0.70604
OldNuke | 2018-04-08 18:00 | 0.70862
OldNuke | 2018-04-08 19:00 | 0.70862
OldNuke | 2018-04-08 20:00 | 0.7182
OldNuke | 2018-04-08 21:00 | 0.7182
OldNuke | 2018-04-08 22:00 | 0.7182
OldNuke | 2018-04-08 23:00 | 0.7182
OldNuke | 2018-04-09 | 0.7182
OldNuke | 2018-04-09 01:00 | 0.7182
OldNuke | 2018-04-09 02:00 | 0.7182
OldNuke | 2018-04-09 03:00 | 0.7182
OldNuke | 2018-04-09 04:00 | 0.7182
OldNuke | 2018-04-09 05:00 | 0.7182
OldNuke | 2018-04-09 06:00 | 0.7182
OldNuke | 2018-04-09 07:00 | 0.7182
OldNuke | 2018-04-09 08:00 | 0.7182
OldNuke | 2018-04-09 09:00 | 0.7182
OldNuke | 2018-04-09 10:00 | 0.7182
OldNuke | 2018-04-09 11:00 | 0.7182
OldNuke | 2018-04-09 12:00 | 0.71614
OldNuke | 2018-04-09 13:00 | 0.71614
OldNuke | 2018-04-09 14:00 | 0.71614
OldNuke | 2018-04-09 15:00 | 0.71614
OldNuke | 2018-04-09 16:00 | 0.71614
OldNuke | 2018-04-09 17:00 | 0.71614
OldNuke | 2018-04-09 18:00 | 0.71614
OldNuke | 2018-04-09 19:00 | 0.71614
OldNuke | 2018-04-09 20:00 | 0.73064
OldNuke | 2018-04-09 21:00 | 0.73064
OldNuke | 2018-04-09 22:00 | 0.73064
OldNuke | 2018-04-09 23:00 | 0.73064
OldNuke | 2018-04-10 | 0.73064
OldNuke | 2018-04-10 01:00 | 0.73064
OldNuke | 2018-04-10 02:00 | 0.73064
OldNuke | 2018-04-10 03:00 | 0.73064
OldNuke | 2018-04-10 04:00 | 0.73064
OldNuke | 2018-04-10 05:00 | 0.73064
OldNuke | 2018-04-10 06:00 | 0.73064
OldNuke | 2018-04-10 07:00 | 0.73064
OldNuke | 2018-04-10 08:00 | 0.73064
OldNuke | 2018-04-10 09:00 | 0.73064
OldNuke | 2018-04-10 10:00 | 0.73064
OldNuke | 2018-04-10 11:00 | 0.73064
OldNuke | 2018-04-10 12:00 | 0.73064
OldNuke | 2018-04-10 13:00 | 0.73064
OldNuke | 2018-04-10 14:00 | 0.73064
OldNuke | 2018-04-10 15:00 | 0.73064
OldNuke | 2018-04-10 16:00 | 0.73064
OldNuke | 2018-04-10 17:00 | 0.73064
OldNuke | 2018-04-10 18:00 | 0.73064
OldNuke | 2018-04-10 19:00 | 0.73064
OldNuke | 2018-04-10 20:00 | 0.73064
OldNuke | 2018-04-10 21:00 | 0.73064
OldNuke | 2018-04-10 22:00 | 0.73064
OldNuke | 2018-04-10 23:00 | 0.73064
OldNuke | 2018-04-11 | 0.73064
OldNuke | 2018-04-11 01:00 | 0.73064
OldNuke | 2018-04-11 02:00 | 0.73064
OldNuke | 2018-04-11 03:00 | 0.73064
OldNuke | 2018-04-11 04:00 | 0.73064
OldNuke | 2018-04-11 05:00 | 0.73064
OldNuke | 2018-04-11 06:00 | 0.73064
OldNuke | 2018-04-11 07:00 | 0.73064
OldNuke | 2018-04-11 08:00 | 0.73064
OldNuke | 2018-04-11 09:00 | 0.73064
OldNuke | 2018-04-11 10:00 | 0.73064
OldNuke | 2018-04-11 11:00 | 0.73064
OldNuke | 2018-04-11 12:00 | 0.73064
OldNuke | 2018-04-11 13:00 | 0.73064
OldNuke | 2018-04-11 14:00 | 0.73064
OldNuke | 2018-04-11 15:00 | 0.73064
OldNuke | 2018-04-11 16:00 | 0.72858
OldNuke | 2018-04-11 17:00 | 0.72858
OldNuke | 2018-04-11 18:00 | 0.72858
OldNuke | 2018-04-11 19:00 | 0.72858
OldNuke | 2018-04-11 20:00 | 0.73064
OldNuke | 2018-04-11 21:00 | 0.73064
OldNuke | 2018-04-11 22:00 | 0.71194
OldNuke | 2018-04-11 23:00 | 0.71194
OldNuke | 2018-04-12 | 0.71194
OldNuke | 2018-04-12 01:00 | 0.71194
OldNuke | 2018-04-12 02:00 | 0.71194
OldNuke | 2018-04-12 03:00 | 0.71194
OldNuke | 2018-04-12 04:00 | 0.71194
OldNuke | 2018-04-12 05:00 | 0.71194
OldNuke | 2018-04-12 06:00 | 0.71194
OldNuke | 2018-04-12 07:00 | 0.71194
OldNuke | 2018-04-12 08:00 | 0.71194
OldNuke | 2018-04-12 09:00 | 0.71194
OldNuke | 2018-04-12 10:00 | 0.71194
OldNuke | 2018-04-12 11:00 | 0.71194
OldNuke | 2018-04-12 12:00 | 0.71194
OldNuke | 2018-04-12 13:00 | 0.71194
OldNuke | 2018-04-12 14:00 | 0.71194
OldNuke | 2018-04-12 15:00 | 0.7304
OldNuke | 2018-04-12 16:00 | 0.72707
OldNuke | 2018-04-12 17:00 | 0.72937
OldNuke | 2018-04-12 18:00 | 0.72778
OldNuke | 2018-04-12 19:00 | 0.74648
OldNuke | 2018-04-12 20:00 | 0.73586
OldNuke | 2018-04-12 21:00 | 0.73586
OldNuke | 2018-04-12 22:00 | 0.73586
OldNuke | 2018-04-12 23:00 | 0.73586
OldNuke | 2018-04-13 | 0.74648
OldNuke | 2018-04-13 01:00 | 0.74648
OldNuke | 2018-04-13 02:00 | 0.74648
OldNuke | 2018-04-13 03:00 | 0.74648
OldNuke | 2018-04-13 04:00 | 0.74648
OldNuke | 2018-04-13 05:00 | 0.74648
OldNuke | 2018-04-13 06:00 | 0.74648
OldNuke | 2018-04-13 07:00 | 0.74648
OldNuke | 2018-04-13 08:00 | 0.74648
OldNuke | 2018-04-13 09:00 | 0.74648
OldNuke | 2018-04-13 10:00 | 0.74648
OldNuke | 2018-04-13 11:00 | 0.74806
OldNuke | 2018-04-13 12:00 | 0.74806
OldNuke | 2018-04-13 13:00 | 0.74806
OldNuke | 2018-04-13 14:00 | 0.74806
OldNuke | 2018-04-13 15:00 | 0.74806
OldNuke | 2018-04-13 16:00 | 0.74806
OldNuke | 2018-04-13 17:00 | 0.74806
OldNuke | 2018-04-13 18:00 | 0.74806
OldNuke | 2018-04-13 19:00 | 0.74806
OldNuke | 2018-04-13 20:00 | 0.74806
OldNuke | 2018-04-13 21:00 | 0.74806
OldNuke | 2018-04-13 22:00 | 0.74806
OldNuke | 2018-04-13 23:00 | 0.74806
OldNuke | 2018-04-14 | 0.74806
OldNuke | 2018-04-14 01:00 | 0.74806
OldNuke | 2018-04-14 02:00 | 0.74806
OldNuke | 2018-04-14 03:00 | 0.74806
OldNuke | 2018-04-14 04:00 | 0.74806
OldNuke | 2018-04-14 05:00 | 0.74806
OldNuke | 2018-04-14 06:00 | 0.74806
OldNuke | 2018-04-14 07:00 | 0.74806
OldNuke | 2018-04-14 08:00 | 0.74806
OldNuke | 2018-04-14 09:00 | 0.74806
OldNuke | 2018-04-14 10:00 | 0.75012
OldNuke | 2018-04-14 11:00 | 0.75012
OldNuke | 2018-04-14 12:00 | 0.75012
OldNuke | 2018-04-14 13:00 | 0.73174
OldNuke | 2018-04-14 14:00 | 0.73174
OldNuke | 2018-04-14 15:00 | 0.73174
OldNuke | 2018-04-14 16:00 | 0.73174
OldNuke | 2018-04-14 17:00 | 0.73174
OldNuke | 2018-04-14 18:00 | 0.73174
OldNuke | 2018-04-14 19:00 | 0.73174
OldNuke | 2018-04-14 20:00 | 0.73174
OldNuke | 2018-04-14 21:00 | 0.73174
OldNuke | 2018-04-14 22:00 | 0.73174
OldNuke | 2018-04-14 23:00 | 0.73174
OldNuke | 2018-04-15 | 0.73174
OldNuke | 2018-04-15 01:00 | 0.73174
OldNuke | 2018-04-15 02:00 | 0.73174
OldNuke | 2018-04-15 03:00 | 0.73174
OldNuke | 2018-04-15 04:00 | 0.72073
OldNuke | 2018-04-15 05:00 | 0.72073
OldNuke | 2018-04-15 06:00 | 0.72073
OldNuke | 2018-04-15 07:00 | 0.72073
OldNuke | 2018-04-15 08:00 | 0.72073
OldNuke | 2018-04-15 09:00 | 0.72073
OldNuke | 2018-04-15 10:00 | 0.73174
OldNuke | 2018-04-15 11:00 | 0.73174
OldNuke | 2018-04-15 12:00 | 0.73174
OldNuke | 2018-04-15 13:00 | 0.73174
OldNuke | 2018-04-15 14:00 | 0.73174
OldNuke | 2018-04-15 15:00 | 0.73174
OldNuke | 2018-04-15 16:00 | 0.73174
OldNuke | 2018-04-15 17:00 | 0.73174
OldNuke | 2018-04-15 18:00 | 0.73174
OldNuke | 2018-04-15 19:00 | 0.73174
OldNuke | 2018-04-15 20:00 | 0.75012
OldNuke | 2018-04-15 21:00 | 0.75012
OldNuke | 2018-04-15 22:00 | 0.73562
OldNuke | 2018-04-15 23:00 | 0.73562
OldNuke | 2018-04-16 | 0.73562
OldNuke | 2018-04-16 01:00 | 0.73562
OldNuke | 2018-04-16 02:00 | 0.73562
OldNuke | 2018-04-16 03:00 | 0.73562
OldNuke | 2018-04-16 04:00 | 0.73562
OldNuke | 2018-04-16 05:00 | 0.73562
OldNuke | 2018-04-16 06:00 | 0.73562
OldNuke | 2018-04-16 07:00 | 0.73562
OldNuke | 2018-04-16 08:00 | 0.73562
OldNuke | 2018-04-16 09:00 | 0.73562
OldNuke | 2018-04-16 10:00 | 0.73562
OldNuke | 2018-04-16 11:00 | 0.73562
OldNuke | 2018-04-16 12:00 | 0.73562
OldNuke | 2018-04-16 13:00 | 0.73562
OldNuke | 2018-04-16 14:00 | 0.73562
OldNuke | 2018-04-16 15:00 | 0.73562
OldNuke | 2018-04-16 16:00 | 0.73562
OldNuke | 2018-04-16 17:00 | 0.73562
OldNuke | 2018-04-16 18:00 | 0.73562
OldNuke | 2018-04-16 19:00 | 0.73562
OldNuke | 2018-04-16 20:00 | 0.73562
OldNuke | 2018-04-16 21:00 | 0.73562
OldNuke | 2018-04-16 22:00 | 0.73562
OldNuke | 2018-04-16 23:00 | 0.73562
OldNuke | 2018-04-17 | 0.73562
OldNuke | 2018-04-17 01:00 | 0.73562
OldNuke | 2018-04-17 02:00 | 0.73562
OldNuke | 2018-04-17 03:00 | 0.73562
OldNuke | 2018-04-17 04:00 | 0.73562
OldNuke | 2018-04-17 05:00 | 0.73562
OldNuke | 2018-04-17 06:00 | 0.73562
OldNuke | 2018-04-17 07:00 | 0.73562
OldNuke | 2018-04-17 08:00 | 0.73562
OldNuke | 2018-04-17 09:00 | 0.73562
OldNuke | 2018-04-17 10:00 | 0.73562
OldNuke | 2018-04-17 11:00 | 0.73562
OldNuke | 2018-04-17 12:00 | 0.73562
OldNuke | 2018-04-17 13:00 | 0.73562
OldNuke | 2018-04-17 14:00 | 0.73562
OldNuke | 2018-04-17 15:00 | 0.73562
OldNuke | 2018-04-17 16:00 | 0.72121
OldNuke | 2018-04-17 17:00 | 0.72121
OldNuke | 2018-04-17 18:00 | 0.72121
OldNuke | 2018-04-17 19:00 | 0.72121
OldNuke | 2018-04-17 20:00 | 0.72121
OldNuke | 2018-04-17 21:00 | 0.72121
OldNuke | 2018-04-17 22:00 | 0.72121
OldNuke | 2018-04-17 23:00 | 0.72121
OldNuke | 2018-04-18 | 0.73412
OldNuke | 2018-04-18 01:00 | 0.73412
OldNuke | 2018-04-18 02:00 | 0.73412
OldNuke | 2018-04-18 03:00 | 0.73412
OldNuke | 2018-04-18 04:00 | 0.73412
OldNuke | 2018-04-18 05:00 | 0.73412
OldNuke | 2018-04-18 06:00 | 0.73412
OldNuke | 2018-04-18 07:00 | 0.73412
OldNuke | 2018-04-18 08:00 | 0.73412
OldNuke | 2018-04-18 09:00 | 0.73412
OldNuke | 2018-04-18 10:00 | 0.73412
OldNuke | 2018-04-18 11:00 | 0.73412
OldNuke | 2018-04-18 12:00 | 0.73412
OldNuke | 2018-04-18 13:00 | 0.73412
OldNuke | 2018-04-18 14:00 | 0.73412
OldNuke | 2018-04-18 15:00 | 0.73412
OldNuke | 2018-04-18 16:00 | 0.73412
OldNuke | 2018-04-18 17:00 | 0.73412
OldNuke | 2018-04-18 18:00 | 0.74853
OldNuke | 2018-04-18 19:00 | 0.76303
OldNuke | 2018-04-18 20:00 | 0.76303
OldNuke | 2018-04-18 21:00 | 0.76303
OldNuke | 2018-04-18 22:00 | 0.74378
OldNuke | 2018-04-18 23:00 | 0.73404
OldNuke | 2018-04-19 | 0.73404
OldNuke | 2018-04-19 01:00 | 0.73404
OldNuke | 2018-04-19 02:00 | 0.73713
OldNuke | 2018-04-19 03:00 | 0.73713
OldNuke | 2018-04-19 04:00 | 0.73713
OldNuke | 2018-04-19 05:00 | 0.73713
OldNuke | 2018-04-19 06:00 | 0.73713
OldNuke | 2018-04-19 07:00 | 0.73713
OldNuke | 2018-04-19 08:00 | 0.71638
OldNuke | 2018-04-19 09:00 | 0.71638
OldNuke | 2018-04-19 10:00 | 0.71638
OldNuke | 2018-04-19 11:00 | 0.71638
OldNuke | 2018-04-19 12:00 | 0.71638
OldNuke | 2018-04-19 13:00 | 0.72604
OldNuke | 2018-04-19 14:00 | 0.73713
OldNuke | 2018-04-19 15:00 | 0.72774
OldNuke | 2018-04-19 16:00 | 0.72774
OldNuke | 2018-04-19 17:00 | 0.73713
OldNuke | 2018-04-19 18:00 | 0.73056
OldNuke | 2018-04-19 19:00 | 0.73056
OldNuke | 2018-04-19 20:00 | 0.72929
OldNuke | 2018-04-19 21:00 | 0.75685
OldNuke | 2018-04-19 22:00 | 0.7361
OldNuke | 2018-04-19 23:00 | 0.74228
OldNuke | 2018-04-20 | 0.74228
OldNuke | 2018-04-20 01:00 | 0.74228
OldNuke | 2018-04-20 02:00 | 0.72786
OldNuke | 2018-04-20 03:00 | 0.72786
OldNuke | 2018-04-20 04:00 | 0.72786
OldNuke | 2018-04-20 05:00 | 0.72786
OldNuke | 2018-04-20 06:00 | 0.72786
OldNuke | 2018-04-20 07:00 | 0.72786
OldNuke | 2018-04-20 08:00 | 0.72786
OldNuke | 2018-04-20 09:00 | 0.72786
OldNuke | 2018-04-20 10:00 | 0.72786
OldNuke | 2018-04-20 11:00 | 0.72786
OldNuke | 2018-04-20 12:00 | 0.72786
OldNuke | 2018-04-20 13:00 | 0.72786
OldNuke | 2018-04-20 14:00 | 0.72786
OldNuke | 2018-04-20 15:00 | 0.72786
OldNuke | 2018-04-20 16:00 | 0.72786
OldNuke | 2018-04-20 17:00 | 0.72786
OldNuke | 2018-04-20 18:00 | 0.72786
OldNuke | 2018-04-20 19:00 | 0.72786
OldNuke | 2018-04-20 20:00 | 0.72786
OldNuke | 2018-04-20 21:00 | 0.72786
OldNuke | 2018-04-20 22:00 | 0.72786
OldNuke | 2018-04-20 23:00 | 0.72786
OldNuke | 2018-04-21 | 0.73119
OldNuke | 2018-04-21 01:00 | 0.73119
OldNuke | 2018-04-21 02:00 | 0.71044
OldNuke | 2018-04-21 03:00 | 0.71044
OldNuke | 2018-04-21 04:00 | 0.69175
OldNuke | 2018-04-21 05:00 | 0.69175
OldNuke | 2018-04-21 06:00 | 0.69175
OldNuke | 2018-04-21 07:00 | 0.69175
OldNuke | 2018-04-21 08:00 | 0.69175
OldNuke | 2018-04-21 09:00 | 0.69175
OldNuke | 2018-04-21 10:00 | 0.69175
OldNuke | 2018-04-21 11:00 | 0.69175
OldNuke | 2018-04-21 12:00 | 0.73119
OldNuke | 2018-04-21 13:00 | 0.73119
OldNuke | 2018-04-21 14:00 | 0.71733
OldNuke | 2018-04-21 15:00 | 0.71733
OldNuke | 2018-04-21 16:00 | 0.71733
OldNuke | 2018-04-21 17:00 | 0.71733
OldNuke | 2018-04-21 18:00 | 0.71955
OldNuke | 2018-04-21 19:00 | 0.71955
OldNuke | 2018-04-21 20:00 | 0.73119
OldNuke | 2018-04-21 21:00 | 0.73119
OldNuke | 2018-04-21 22:00 | 0.73119
OldNuke | 2018-04-21 23:00 | 0.74655
OldNuke | 2018-04-22 | 0.74655
OldNuke | 2018-04-22 01:00 | 0.74655
OldNuke | 2018-04-22 02:00 | 0.74655
OldNuke | 2018-04-22 03:00 | 0.74655
OldNuke | 2018-04-22 04:00 | 0.74655
OldNuke | 2018-04-22 05:00 | 0.74655
OldNuke | 2018-04-22 06:00 | 0.74655
OldNuke | 2018-04-22 07:00 | 0.74655
OldNuke | 2018-04-22 08:00 | 0.74655
OldNuke | 2018-04-22 09:00 | 0.74359
OldNuke | 2018-04-22 10:00 | 0.74655
OldNuke | 2018-04-22 11:00 | 0.74655
OldNuke | 2018-04-22 12:00 | 0.74655
OldNuke | 2018-04-22 13:00 | 0.74655
OldNuke | 2018-04-22 14:00 | 0.72652
OldNuke | 2018-04-22 15:00 | 0.72652
OldNuke | 2018-04-22 16:00 | 0.72652
OldNuke | 2018-04-22 17:00 | 0.72652
OldNuke | 2018-04-22 18:00 | 0.74465
OldNuke | 2018-04-22 19:00 | 0.74465
OldNuke | 2018-04-22 20:00 | 0.74465
OldNuke | 2018-04-22 21:00 | 0.74465
OldNuke | 2018-04-22 22:00 | 0.74727
OldNuke | 2018-04-22 23:00 | 0.74727
OldNuke | 2018-04-23 | 0.74727
OldNuke | 2018-04-23 01:00 | 0.74877
OldNuke | 2018-04-23 02:00 | 0.75432
OldNuke | 2018-04-23 03:00 | 0.74877
OldNuke | 2018-04-23 04:00 | 0.75432
OldNuke | 2018-04-23 05:00 | 0.75432
OldNuke | 2018-04-23 06:00 | 0.74133
OldNuke | 2018-04-23 07:00 | 0.74133
OldNuke | 2018-04-23 08:00 | 0.74133
OldNuke | 2018-04-23 09:00 | 0.74133
OldNuke | 2018-04-23 10:00 | 0.74133
OldNuke | 2018-04-23 11:00 | 0.74133
OldNuke | 2018-04-23 12:00 | 0.74133
OldNuke | 2018-04-23 13:00 | 0.74133
OldNuke | 2018-04-23 14:00 | 0.74133
OldNuke | 2018-04-23 15:00 | 0.74133
OldNuke | 2018-04-23 16:00 | 0.73886
OldNuke | 2018-04-23 17:00 | 0.73886
OldNuke | 2018-04-23 18:00 | 0.75432
OldNuke | 2018-04-23 19:00 | 0.75432
OldNuke | 2018-04-23 20:00 | 0.75432
OldNuke | 2018-04-23 21:00 | 0.75432
OldNuke | 2018-04-23 22:00 | 0.75432
OldNuke | 2018-04-23 23:00 | 0.75432
OldNuke | 2018-04-24 | 0.75432
OldNuke | 2018-04-24 01:00 | 0.75432
OldNuke | 2018-04-24 02:00 | 0.75432
OldNuke | 2018-04-24 03:00 | 0.75432
OldNuke | 2018-04-24 04:00 | 0.75432
OldNuke | 2018-04-24 05:00 | 0.75432
OldNuke | 2018-04-24 06:00 | 0.75432
OldNuke | 2018-04-24 07:00 | 0.75432
OldNuke | 2018-04-24 08:00 | 0.75432
OldNuke | 2018-04-24 09:00 | 0.75432
OldNuke | 2018-04-24 10:00 | 0.75432
OldNuke | 2018-04-24 11:00 | 0.75432
OldNuke | 2018-04-24 12:00 | 0.75432
OldNuke | 2018-04-24 13:00 | 0.75432
OldNuke | 2018-04-24 14:00 | 0.75432
OldNuke | 2018-04-24 15:00 | 0.75432
OldNuke | 2018-04-24 16:00 | 0.75432
OldNuke | 2018-04-24 17:00 | 0.75432
OldNuke | 2018-04-24 18:00 | 0.75432
OldNuke | 2018-04-24 19:00 | 0.75432
OldNuke | 2018-04-24 20:00 | 0.75432
OldNuke | 2018-04-24 21:00 | 0.75432
OldNuke | 2018-04-24 22:00 | 0.75432
OldNuke | 2018-04-24 23:00 | 0.75432
OldNuke | 2018-04-25 | 0.75432
OldNuke | 2018-04-25 01:00 | 0.75432
OldNuke | 2018-04-25 02:00 | 0.75432
OldNuke | 2018-04-25 03:00 | 0.75432
OldNuke | 2018-04-25 04:00 | 0.75432
OldNuke | 2018-04-25 05:00 | 0.75432
OldNuke | 2018-04-25 06:00 | 0.75432
OldNuke | 2018-04-25 07:00 | 0.75432
OldNuke | 2018-04-25 08:00 | 0.75432
OldNuke | 2018-04-25 09:00 | 0.75432
OldNuke | 2018-04-25 10:00 | 0.75432
OldNuke | 2018-04-25 11:00 | 0.75432
OldNuke | 2018-04-25 12:00 | 0.75432
OldNuke | 2018-04-25 13:00 | 0.75432
OldNuke | 2018-04-25 14:00 | 0.75432
OldNuke | 2018-04-25 15:00 | 0.75432
OldNuke | 2018-04-25 16:00 | 0.75432
OldNuke | 2018-04-25 17:00 | 0.75432
OldNuke | 2018-04-25 18:00 | 0.7399
OldNuke | 2018-04-25 19:00 | 0.7399
OldNuke | 2018-04-25 20:00 | 0.7399
OldNuke | 2018-04-25 21:00 | 0.7399
OldNuke | 2018-04-25 22:00 | 0.7399
OldNuke | 2018-04-25 23:00 | 0.7399
OldNuke | 2018-04-26 | 0.7399
OldNuke | 2018-04-26 01:00 | 0.7399
OldNuke | 2018-04-26 02:00 | 0.7399
OldNuke | 2018-04-26 03:00 | 0.7399
OldNuke | 2018-04-26 04:00 | 0.7399
OldNuke | 2018-04-26 05:00 | 0.75432
OldNuke | 2018-04-26 06:00 | 0.75432
OldNuke | 2018-04-26 07:00 | 0.75432
OldNuke | 2018-04-26 08:00 | 0.74624
OldNuke | 2018-04-26 09:00 | 0.74624
OldNuke | 2018-04-26 10:00 | 0.74624
OldNuke | 2018-04-26 11:00 | 0.74624
OldNuke | 2018-04-26 12:00 | 0.74624
OldNuke | 2018-04-26 13:00 | 0.74117
OldNuke | 2018-04-26 14:00 | 0.74925
OldNuke | 2018-04-26 15:00 | 0.74925
OldNuke | 2018-04-26 16:00 | 0.74925
OldNuke | 2018-04-26 17:00 | 0.74925
OldNuke | 2018-04-26 18:00 | 0.74925
OldNuke | 2018-04-26 19:00 | 0.76374
OldNuke | 2018-04-26 20:00 | 0.76374
OldNuke | 2018-04-26 21:00 | 0.76374
OldNuke | 2018-04-26 22:00 | 0.76374
OldNuke | 2018-04-26 23:00 | 0.76374
OldNuke | 2018-04-27 | 0.76374
OldNuke | 2018-04-27 01:00 | 0.76374
OldNuke | 2018-04-27 02:00 | 0.76881
OldNuke | 2018-04-27 03:00 | 0.76881
OldNuke | 2018-04-27 04:00 | 0.76881
OldNuke | 2018-04-27 05:00 | 0.76881
OldNuke | 2018-04-27 06:00 | 0.76881
OldNuke | 2018-04-27 07:00 | 0.76881
OldNuke | 2018-04-27 08:00 | 0.76605
OldNuke | 2018-04-27 09:00 | 0.77809
OldNuke | 2018-04-27 10:00 | 0.78085
OldNuke | 2018-04-27 11:00 | 0.78085
OldNuke | 2018-04-27 12:00 | 0.78085
OldNuke | 2018-04-27 13:00 | 0.78085
OldNuke | 2018-04-27 14:00 | 0.78085
OldNuke | 2018-04-27 15:00 | 0.78085
OldNuke | 2018-04-27 16:00 | 0.78085
OldNuke | 2018-04-27 17:00 | 0.78085
OldNuke | 2018-04-27 18:00 | 0.78085
OldNuke | 2018-04-27 19:00 | 0.78085
OldNuke | 2018-04-27 20:00 | 0.78085
OldNuke | 2018-04-27 21:00 | 0.78085
OldNuke | 2018-04-27 22:00 | 0.78085
OldNuke | 2018-04-27 23:00 | 0.78085
OldNuke | 2018-04-28 | 0.75562
OldNuke | 2018-04-28 01:00 | 0.75562
OldNuke | 2018-04-28 02:00 | 0.73201
OldNuke | 2018-04-28 03:00 | 0.71087
OldNuke | 2018-04-28 04:00 | 0.71609
OldNuke | 2018-04-28 05:00 | 0.71609
OldNuke | 2018-04-28 06:00 | 0.72362
OldNuke | 2018-04-28 07:00 | 0.72362
OldNuke | 2018-04-28 08:00 | 0.72362
OldNuke | 2018-04-28 09:00 | 0.72362
OldNuke | 2018-04-28 10:00 | 0.72362
OldNuke | 2018-04-28 11:00 | 0.72362
OldNuke | 2018-04-28 12:00 | 0.70287
OldNuke | 2018-04-28 13:00 | 0.70287
OldNuke | 2018-04-28 14:00 | 0.70287
OldNuke | 2018-04-28 15:00 | 0.70287
OldNuke | 2018-04-28 16:00 | 0.70287
OldNuke | 2018-04-28 17:00 | 0.70287
OldNuke | 2018-04-28 18:00 | 0.70287
OldNuke | 2018-04-28 19:00 | 0.70287
OldNuke | 2018-04-28 20:00 | 0.70287
OldNuke | 2018-04-28 21:00 | 0.70287
OldNuke | 2018-04-28 22:00 | 0.70287
OldNuke | 2018-04-28 23:00 | 0.70287
OldNuke | 2018-04-29 | 0.70287
OldNuke | 2018-04-29 01:00 | 0.70287
OldNuke | 2018-04-29 02:00 | 0.70287
OldNuke | 2018-04-29 03:00 | 0.70287
OldNuke | 2018-04-29 04:00 | 0.6993
OldNuke | 2018-04-29 05:00 | 0.6993
OldNuke | 2018-04-29 06:00 | 0.70287
OldNuke | 2018-04-29 07:00 | 0.69732
OldNuke | 2018-04-29 08:00 | 0.69732
OldNuke | 2018-04-29 09:00 | 0.69732
OldNuke | 2018-04-29 10:00 | 0.68623
OldNuke | 2018-04-29 11:00 | 0.68623
OldNuke | 2018-04-29 12:00 | 0.68623
OldNuke | 2018-04-29 13:00 | 0.68623
OldNuke | 2018-04-29 14:00 | 0.68623
OldNuke | 2018-04-29 15:00 | 0.69732
OldNuke | 2018-04-29 16:00 | 0.69732
OldNuke | 2018-04-29 17:00 | 0.69732
OldNuke | 2018-04-29 18:00 | 0.71847
OldNuke | 2018-04-29 19:00 | 0.71847
OldNuke | 2018-04-29 20:00 | 0.71847
OldNuke | 2018-04-29 21:00 | 0.71847
OldNuke | 2018-04-29 22:00 | 0.71847
OldNuke | 2018-04-29 23:00 | 0.71847
OldNuke | 2018-04-30 | 0.71847
OldNuke | 2018-04-30 01:00 | 0.71847
OldNuke | 2018-04-30 02:00 | 0.72401
OldNuke | 2018-04-30 03:00 | 0.72401
OldNuke | 2018-04-30 04:00 | 0.72401
OldNuke | 2018-04-30 05:00 | 0.72401
OldNuke | 2018-04-30 06:00 | 0.72401
OldNuke | 2018-04-30 07:00 | 0.72401
OldNuke | 2018-04-30 08:00 | 0.72401
OldNuke | 2018-04-30 09:00 | 0.72401
OldNuke | 2018-04-30 10:00 | 0.72401
OldNuke | 2018-04-30 11:00 | 0.72401
OldNuke | 2018-04-30 12:00 | 0.72401
OldNuke | 2018-04-30 13:00 | 0.72401
OldNuke | 2018-04-30 14:00 | 0.72401
OldNuke | 2018-04-30 15:00 | 0.72401
OldNuke | 2018-04-30 16:00 | 0.72401
OldNuke | 2018-04-30 17:00 | 0.72401
OldNuke | 2018-04-30 18:00 | 0.72401
OldNuke | 2018-04-30 19:00 | 0.72401
OldNuke | 2018-04-30 20:00 | 0.72401
OldNuke | 2018-04-30 21:00 | 0.72401
OldNuke | 2018-04-30 22:00 | 0.72401
OldNuke | 2018-04-30 23:00 | 0.72401
OldNuke | 2018-05-01 | 0.72401
OldNuke | 2018-05-01 01:00 | 0.72401
OldNuke | 2018-05-01 02:00 | 0.72401
OldNuke | 2018-05-01 03:00 | 0.72401
OldNuke | 2018-05-01 04:00 | 0.72401
OldNuke | 2018-05-01 05:00 | 0.72401
OldNuke | 2018-05-01 06:00 | 0.72401
OldNuke | 2018-05-01 07:00 | 0.72401
OldNuke | 2018-05-01 08:00 | 0.72401
OldNuke | 2018-05-01 09:00 | 0.72401
OldNuke | 2018-05-01 10:00 | 0.72401
OldNuke | 2018-05-01 11:00 | 0.72401
OldNuke | 2018-05-01 12:00 | 0.72401
OldNuke | 2018-05-01 13:00 | 0.72401
OldNuke | 2018-05-01 14:00 | 0.72401
OldNuke | 2018-05-01 15:00 | 0.7195
OldNuke | 2018-05-01 16:00 | 0.7195
OldNuke | 2018-05-01 17:00 | 0.7195
OldNuke | 2018-05-01 18:00 | 0.7195
OldNuke | 2018-05-01 19:00 | 0.7195
OldNuke | 2018-05-01 20:00 | 0.74716
OldNuke | 2018-05-01 21:00 | 0.74716
OldNuke | 2018-05-01 22:00 | 0.75028
OldNuke | 2018-05-01 23:00 | 0.75028
OldNuke | 2018-05-02 | 0.75028
OldNuke | 2018-05-02 01:00 | 0.75028
OldNuke | 2018-05-02 02:00 | 0.75028
OldNuke | 2018-05-02 03:00 | 0.75028
OldNuke | 2018-05-02 04:00 | 0.75028
OldNuke | 2018-05-02 05:00 | 0.75028
OldNuke | 2018-05-02 06:00 | 0.75028
OldNuke | 2018-05-02 07:00 | 0.75028
OldNuke | 2018-05-02 08:00 | 0.75028
OldNuke | 2018-05-02 09:00 | 0.75028
OldNuke | 2018-05-02 10:00 | 0.75028
OldNuke | 2018-05-02 11:00 | 0.75028
OldNuke | 2018-05-02 12:00 | 0.75479
OldNuke | 2018-05-02 13:00 | 0.75479
OldNuke | 2018-05-02 14:00 | 0.75479
OldNuke | 2018-05-02 15:00 | 0.75479
OldNuke | 2018-05-02 16:00 | 0.75479
OldNuke | 2018-05-02 17:00 | 0.75479
OldNuke | 2018-05-02 18:00 | 0.75479
OldNuke | 2018-05-02 19:00 | 0.75479
OldNuke | 2018-05-02 20:00 | 0.75479
OldNuke | 2018-05-02 21:00 | 0.75479
OldNuke | 2018-05-02 22:00 | 0.75479
OldNuke | 2018-05-02 23:00 | 0.77538
OldNuke | 2018-05-03 | 0.77538
OldNuke | 2018-05-03 01:00 | 0.76319
OldNuke | 2018-05-03 02:00 | 0.76319
OldNuke | 2018-05-03 03:00 | 0.76319
OldNuke | 2018-05-03 04:00 | 0.76319
OldNuke | 2018-05-03 05:00 | 0.76319
OldNuke | 2018-05-03 06:00 | 0.76319
OldNuke | 2018-05-03 07:00 | 0.76319
OldNuke | 2018-05-03 08:00 | 0.7464
OldNuke | 2018-05-03 09:00 | 0.7464
OldNuke | 2018-05-03 10:00 | 0.7464
OldNuke | 2018-05-03 11:00 | 0.7464
OldNuke | 2018-05-03 12:00 | 0.7464
OldNuke | 2018-05-03 13:00 | 0.7464
OldNuke | 2018-05-03 14:00 | 0.7464
OldNuke | 2018-05-03 15:00 | 0.7464
OldNuke | 2018-05-03 16:00 | 0.7464
OldNuke | 2018-05-03 17:00 | 0.75859
OldNuke | 2018-05-03 18:00 | 0.754
OldNuke | 2018-05-03 19:00 | 0.754
OldNuke | 2018-05-03 20:00 | 0.75859
OldNuke | 2018-05-03 21:00 | 0.77538
OldNuke | 2018-05-03 22:00 | 0.77538
OldNuke | 2018-05-03 23:00 | 0.77538
OldNuke | 2018-05-04 | 0.77538
OldNuke | 2018-05-04 01:00 | 0.77538
OldNuke | 2018-05-04 02:00 | 0.77538
OldNuke | 2018-05-04 03:00 | 0.77538
OldNuke | 2018-05-04 04:00 | 0.77538
OldNuke | 2018-05-04 05:00 | 0.77538
OldNuke | 2018-05-04 06:00 | 0.77538
OldNuke | 2018-05-04 07:00 | 0.77538
OldNuke | 2018-05-04 08:00 | 0.77538
OldNuke | 2018-05-04 09:00 | 0.77538
OldNuke | 2018-05-04 10:00 | 0.77263
OldNuke | 2018-05-04 11:00 | 0.77263
OldNuke | 2018-05-04 12:00 | 0.77538
OldNuke | 2018-05-04 13:00 | 0.77538
OldNuke | 2018-05-04 14:00 | 0.77538
OldNuke | 2018-05-04 15:00 | 0.77538
OldNuke | 2018-05-04 16:00 | 0.77538
OldNuke | 2018-05-04 17:00 | 0.77538
OldNuke | 2018-05-04 18:00 | 0.77538
OldNuke | 2018-05-04 19:00 | 0.77538
OldNuke | 2018-05-04 20:00 | 0.77538
OldNuke | 2018-05-04 21:00 | 0.77538
OldNuke | 2018-05-04 22:00 | 0.77538
OldNuke | 2018-05-04 23:00 | 0.77538
OldNuke | 2018-05-05 | 0.70196
OldNuke | 2018-05-05 01:00 | 0.70196
OldNuke | 2018-05-05 02:00 | 0.68121
OldNuke | 2018-05-05 03:00 | 0.68121
OldNuke | 2018-05-05 04:00 | 0.66015
OldNuke | 2018-05-05 05:00 | 0.66015
OldNuke | 2018-05-05 06:00 | 0.64811
OldNuke | 2018-05-05 07:00 | 0.64811
OldNuke | 2018-05-05 08:00 | 0.64811
OldNuke | 2018-05-05 09:00 | 0.64811
OldNuke | 2018-05-05 10:00 | 0.64811
OldNuke | 2018-05-05 11:00 | 0.64811
OldNuke | 2018-05-05 12:00 | 0.64811
OldNuke | 2018-05-05 13:00 | 0.64811
OldNuke | 2018-05-05 14:00 | 0.64811
OldNuke | 2018-05-05 15:00 | 0.64811
OldNuke | 2018-05-05 16:00 | 0.64811
OldNuke | 2018-05-05 17:00 | 0.6626
OldNuke | 2018-05-05 18:00 | 0.6626
OldNuke | 2018-05-05 19:00 | 0.6626
OldNuke | 2018-05-05 20:00 | 0.6626
OldNuke | 2018-05-05 21:00 | 0.6626
OldNuke | 2018-05-05 22:00 | 0.6626
OldNuke | 2018-05-05 23:00 | 0.65151
OldNuke | 2018-05-06 | 0.65151
OldNuke | 2018-05-06 01:00 | 0.65151
OldNuke | 2018-05-06 02:00 | 0.65151
OldNuke | 2018-05-06 03:00 | 0.65151
OldNuke | 2018-05-06 04:00 | 0.65151
OldNuke | 2018-05-06 05:00 | 0.65151
OldNuke | 2018-05-06 06:00 | 0.65151
OldNuke | 2018-05-06 07:00 | 0.65151
OldNuke | 2018-05-06 08:00 | 0.65151
OldNuke | 2018-05-06 09:00 | 0.65151
OldNuke | 2018-05-06 10:00 | 0.65151
OldNuke | 2018-05-06 11:00 | 0.65151
OldNuke | 2018-05-06 12:00 | 0.65151
OldNuke | 2018-05-06 13:00 | 0.67527
OldNuke | 2018-05-06 14:00 | 0.67527
OldNuke | 2018-05-06 15:00 | 0.67527
OldNuke | 2018-05-06 16:00 | 0.67812
OldNuke | 2018-05-06 17:00 | 0.68636
OldNuke | 2018-05-06 18:00 | 0.68636
OldNuke | 2018-05-06 19:00 | 0.68636
OldNuke | 2018-05-06 20:00 | 0.68636
OldNuke | 2018-05-06 21:00 | 0.68636
OldNuke | 2018-05-06 22:00 | 0.68636
OldNuke | 2018-05-06 23:00 | 0.68636
OldNuke | 2018-05-07 | 0.68636
OldNuke | 2018-05-07 01:00 | 0.68636
OldNuke | 2018-05-07 02:00 | 0.68636
OldNuke | 2018-05-07 03:00 | 0.68636
OldNuke | 2018-05-07 04:00 | 0.68636
OldNuke | 2018-05-07 05:00 | 0.68636
OldNuke | 2018-05-07 06:00 | 0.68636
OldNuke | 2018-05-07 07:00 | 0.68636
OldNuke | 2018-05-07 08:00 | 0.68636
OldNuke | 2018-05-07 09:00 | 0.68636
OldNuke | 2018-05-07 10:00 | 0.68636
OldNuke | 2018-05-07 11:00 | 0.68636
OldNuke | 2018-05-07 12:00 | 0.67955
OldNuke | 2018-05-07 13:00 | 0.67955
OldNuke | 2018-05-07 14:00 | 0.67955
OldNuke | 2018-05-07 15:00 | 0.67955
OldNuke | 2018-05-07 16:00 | 0.67955
OldNuke | 2018-05-07 17:00 | 0.67955
OldNuke | 2018-05-07 18:00 | 0.67955
OldNuke | 2018-05-07 19:00 | 0.67955
OldNuke | 2018-05-07 20:00 | 0.68636
OldNuke | 2018-05-07 21:00 | 0.68636
OldNuke | 2018-05-07 22:00 | 0.68636
OldNuke | 2018-05-07 23:00 | 0.68636
OldNuke | 2018-05-08 | 0.68636
OldNuke | 2018-05-08 01:00 | 0.66529
OldNuke | 2018-05-08 02:00 | 0.68636
OldNuke | 2018-05-08 03:00 | 0.68636
OldNuke | 2018-05-08 04:00 | 0.68636
OldNuke | 2018-05-08 05:00 | 0.68636
OldNuke | 2018-05-08 06:00 | 0.68636
OldNuke | 2018-05-08 07:00 | 0.68636
OldNuke | 2018-05-08 08:00 | 0.68636
OldNuke | 2018-05-08 09:00 | 0.68636
OldNuke | 2018-05-08 10:00 | 0.68636
OldNuke | 2018-05-08 11:00 | 0.68636
OldNuke | 2018-05-08 12:00 | 0.68636
OldNuke | 2018-05-08 13:00 | 0.68636
OldNuke | 2018-05-08 14:00 | 0.68636
OldNuke | 2018-05-08 15:00 | 0.68636
OldNuke | 2018-05-08 16:00 | 0.68636
OldNuke | 2018-05-08 17:00 | 0.68636
OldNuke | 2018-05-08 18:00 | 0.68636
OldNuke | 2018-05-08 19:00 | 0.68636
OldNuke | 2018-05-08 20:00 | 0.68636
OldNuke | 2018-05-08 21:00 | 0.68636
OldNuke | 2018-05-08 22:00 | 0.68636
OldNuke | 2018-05-08 23:00 | 0.68636
OldNuke | 2018-05-09 | 0.68636
OldNuke | 2018-05-09 01:00 | 0.68636
OldNuke | 2018-05-09 02:00 | 0.68636
OldNuke | 2018-05-09 03:00 | 0.68636
OldNuke | 2018-05-09 04:00 | 0.68636
OldNuke | 2018-05-09 05:00 | 0.68636
OldNuke | 2018-05-09 06:00 | 0.68636
OldNuke | 2018-05-09 07:00 | 0.68636
OldNuke | 2018-05-09 08:00 | 0.68636
OldNuke | 2018-05-09 09:00 | 0.68636
OldNuke | 2018-05-09 10:00 | 0.68636
OldNuke | 2018-05-09 11:00 | 0.68636
OldNuke | 2018-05-09 12:00 | 0.68636
OldNuke | 2018-05-09 13:00 | 0.68636
OldNuke | 2018-05-09 14:00 | 0.68636
OldNuke | 2018-05-09 15:00 | 0.68636
OldNuke | 2018-05-09 16:00 | 0.68636
OldNuke | 2018-05-09 17:00 | 0.68636
OldNuke | 2018-05-09 18:00 | 0.68636
OldNuke | 2018-05-09 19:00 | 0.68636
OldNuke | 2018-05-09 20:00 | 0.68636
OldNuke | 2018-05-09 21:00 | 0.68636
OldNuke | 2018-05-09 22:00 | 0.68636
OldNuke | 2018-05-09 23:00 | 0.68636
OldNuke | 2018-05-10 | 0.6843
OldNuke | 2018-05-10 01:00 | 0.67095
OldNuke | 2018-05-10 02:00 | 0.65645
OldNuke | 2018-05-10 03:00 | 0.66981
OldNuke | 2018-05-10 04:00 | 0.66981
OldNuke | 2018-05-10 05:00 | 0.66981
OldNuke | 2018-05-10 06:00 | 0.66981
OldNuke | 2018-05-10 07:00 | 0.66981
OldNuke | 2018-05-10 08:00 | 0.66981
OldNuke | 2018-05-10 09:00 | 0.66981
OldNuke | 2018-05-10 10:00 | 0.66981
OldNuke | 2018-05-10 11:00 | 0.66981
OldNuke | 2018-05-10 12:00 | 0.66981
OldNuke | 2018-05-10 13:00 | 0.66981
OldNuke | 2018-05-10 14:00 | 0.68256
OldNuke | 2018-05-10 15:00 | 0.68256
OldNuke | 2018-05-10 16:00 | 0.68256
OldNuke | 2018-05-10 17:00 | 0.68256
OldNuke | 2018-05-10 18:00 | 0.68256
OldNuke | 2018-05-10 19:00 | 0.68256
OldNuke | 2018-05-10 20:00 | 0.68256
OldNuke | 2018-05-10 21:00 | 0.68256
OldNuke | 2018-05-10 22:00 | 0.68256
OldNuke | 2018-05-10 23:00 | 0.68256
OldNuke | 2018-05-11 | 0.69705
OldNuke | 2018-05-11 01:00 | 0.69705
OldNuke | 2018-05-11 02:00 | 0.69705
OldNuke | 2018-05-11 03:00 | 0.69705
OldNuke | 2018-05-11 04:00 | 0.69705
OldNuke | 2018-05-11 05:00 | 0.69705
OldNuke | 2018-05-11 06:00 | 0.69705
OldNuke | 2018-05-11 07:00 | 0.69705
OldNuke | 2018-05-11 08:00 | 0.69705
OldNuke | 2018-05-11 09:00 | 0.69705
OldNuke | 2018-05-11 10:00 | 0.69705
OldNuke | 2018-05-11 11:00 | 0.69705
OldNuke | 2018-05-11 12:00 | 0.69705
OldNuke | 2018-05-11 13:00 | 0.69705
OldNuke | 2018-05-11 14:00 | 0.69705
OldNuke | 2018-05-11 15:00 | 0.69705
OldNuke | 2018-05-11 16:00 | 0.69705
OldNuke | 2018-05-11 17:00 | 0.69705
OldNuke | 2018-05-11 18:00 | 0.69705
OldNuke | 2018-05-11 19:00 | 0.69705
OldNuke | 2018-05-11 20:00 | 0.69705
OldNuke | 2018-05-11 21:00 | 0.69705
OldNuke | 2018-05-11 22:00 | 0.69705
OldNuke | 2018-05-11 23:00 | 0.69705
OldNuke | 2018-05-12 | 0.69705
OldNuke | 2018-05-12 01:00 | 0.69705
OldNuke | 2018-05-12 02:00 | 0.69705
OldNuke | 2018-05-12 03:00 | 0.69705
OldNuke | 2018-05-12 04:00 | 0.69705
OldNuke | 2018-05-12 05:00 | 0.69705
OldNuke | 2018-05-12 06:00 | 0.69705
OldNuke | 2018-05-12 07:00 | 0.69705
OldNuke | 2018-05-12 08:00 | 0.69705
OldNuke | 2018-05-12 09:00 | 0.69705
OldNuke | 2018-05-12 10:00 | 0.69705
OldNuke | 2018-05-12 11:00 | 0.69705
OldNuke | 2018-05-12 12:00 | 0.69705
OldNuke | 2018-05-12 13:00 | 0.68573
OldNuke | 2018-05-12 14:00 | 0.68573
OldNuke | 2018-05-12 15:00 | 0.68573
OldNuke | 2018-05-12 16:00 | 0.69705
OldNuke | 2018-05-12 17:00 | 0.69705
OldNuke | 2018-05-12 18:00 | 0.69705
OldNuke | 2018-05-12 19:00 | 0.69705
OldNuke | 2018-05-12 20:00 | 0.69705
OldNuke | 2018-05-12 21:00 | 0.69705
OldNuke | 2018-05-12 22:00 | 0.6942
OldNuke | 2018-05-12 23:00 | 0.6942
OldNuke | 2018-05-13 | 0.69705
OldNuke | 2018-05-13 01:00 | 0.69705
OldNuke | 2018-05-13 02:00 | 0.69705
OldNuke | 2018-05-13 03:00 | 0.69705
OldNuke | 2018-05-13 04:00 | 0.68319
OldNuke | 2018-05-13 05:00 | 0.68319
OldNuke | 2018-05-13 06:00 | 0.68319
OldNuke | 2018-05-13 07:00 | 0.68319
OldNuke | 2018-05-13 08:00 | 0.68319
OldNuke | 2018-05-13 09:00 | 0.68319
OldNuke | 2018-05-13 10:00 | 0.69705
OldNuke | 2018-05-13 11:00 | 0.69705
OldNuke | 2018-05-13 12:00 | 0.69705
OldNuke | 2018-05-13 13:00 | 0.69705
OldNuke | 2018-05-13 14:00 | 0.69705
OldNuke | 2018-05-13 15:00 | 0.69705
OldNuke | 2018-05-13 16:00 | 0.69705
OldNuke | 2018-05-13 17:00 | 0.69705
OldNuke | 2018-05-13 18:00 | 0.68589
OldNuke | 2018-05-13 19:00 | 0.68589
OldNuke | 2018-05-13 20:00 | 0.68589
OldNuke | 2018-05-13 21:00 | 0.68589
OldNuke | 2018-05-13 22:00 | 0.68589
OldNuke | 2018-05-13 23:00 | 0.68589
OldNuke | 2018-05-14 | 0.71281
OldNuke | 2018-05-14 01:00 | 0.71281
OldNuke | 2018-05-14 02:00 | 0.74806
OldNuke | 2018-05-14 03:00 | 0.75044
OldNuke | 2018-05-14 04:00 | 0.75044
OldNuke | 2018-05-14 05:00 | 0.75044
OldNuke | 2018-05-14 06:00 | 0.75044
OldNuke | 2018-05-14 07:00 | 0.75044
OldNuke | 2018-05-14 08:00 | 0.73333
OldNuke | 2018-05-14 09:00 | 0.73333
OldNuke | 2018-05-14 10:00 | 0.73333
OldNuke | 2018-05-14 11:00 | 0.73333
OldNuke | 2018-05-14 12:00 | 0.73333
OldNuke | 2018-05-14 13:00 | 0.73333
OldNuke | 2018-05-14 14:00 | 0.76216
OldNuke | 2018-05-14 15:00 | 0.76216
OldNuke | 2018-05-14 16:00 | 0.76216
OldNuke | 2018-05-14 17:00 | 0.76216
OldNuke | 2018-05-14 18:00 | 0.76216
OldNuke | 2018-05-14 19:00 | 0.76216
OldNuke | 2018-05-14 20:00 | 0.76216
OldNuke | 2018-05-14 21:00 | 0.76216
OldNuke | 2018-05-14 22:00 | 0.76216
OldNuke | 2018-05-14 23:00 | 0.76216
OldNuke | 2018-05-15 | 0.76216
OldNuke | 2018-05-15 01:00 | 0.76216
OldNuke | 2018-05-15 02:00 | 0.76216
OldNuke | 2018-05-15 03:00 | 0.76216
OldNuke | 2018-05-15 04:00 | 0.76216
OldNuke | 2018-05-15 05:00 | 0.76216
OldNuke | 2018-05-15 06:00 | 0.76216
OldNuke | 2018-05-15 07:00 | 0.76216
OldNuke | 2018-05-15 08:00 | 0.76382
OldNuke | 2018-05-15 09:00 | 0.76382
OldNuke | 2018-05-15 10:00 | 0.76382
OldNuke | 2018-05-15 11:00 | 0.76382
OldNuke | 2018-05-15 12:00 | 0.76382
OldNuke | 2018-05-15 13:00 | 0.76382
OldNuke | 2018-05-15 14:00 | 0.76097
OldNuke | 2018-05-15 15:00 | 0.76097
OldNuke | 2018-05-15 16:00 | 0.76097
OldNuke | 2018-05-15 17:00 | 0.76097
OldNuke | 2018-05-15 18:00 | 0.76097
OldNuke | 2018-05-15 19:00 | 0.76097
OldNuke | 2018-05-15 20:00 | 0.76097
OldNuke | 2018-05-15 21:00 | 0.76097
OldNuke | 2018-05-15 22:00 | 0.76097
OldNuke | 2018-05-15 23:00 | 0.76097
OldNuke | 2018-05-16 | 0.76097
OldNuke | 2018-05-16 01:00 | 0.76097
OldNuke | 2018-05-16 02:00 | 0.76097
OldNuke | 2018-05-16 03:00 | 0.76097
OldNuke | 2018-05-16 04:00 | 0.76097
OldNuke | 2018-05-16 05:00 | 0.76097
OldNuke | 2018-05-16 06:00 | 0.76097
OldNuke | 2018-05-16 07:00 | 0.76097
OldNuke | 2018-05-16 08:00 | 0.76097
OldNuke | 2018-05-16 09:00 | 0.76097
OldNuke | 2018-05-16 10:00 | 0.76097
OldNuke | 2018-05-16 11:00 | 0.76097
OldNuke | 2018-05-16 12:00 | 0.76097
OldNuke | 2018-05-16 13:00 | 0.76097
OldNuke | 2018-05-16 14:00 | 0.76097
OldNuke | 2018-05-16 15:00 | 0.76097
OldNuke | 2018-05-16 16:00 | 0.76097
OldNuke | 2018-05-16 17:00 | 0.76097
OldNuke | 2018-05-16 18:00 | 0.76097
OldNuke | 2018-05-16 19:00 | 0.76097
OldNuke | 2018-05-16 20:00 | 0.76097
OldNuke | 2018-05-16 21:00 | 0.76097
OldNuke | 2018-05-16 22:00 | 0.76097
OldNuke | 2018-05-16 23:00 | 0.76097
OldNuke | 2018-05-17 | 0.75931
OldNuke | 2018-05-17 01:00 | 0.75931
OldNuke | 2018-05-17 02:00 | 0.75931
OldNuke | 2018-05-17 03:00 | 0.75931
OldNuke | 2018-05-17 04:00 | 0.75931
OldNuke | 2018-05-17 05:00 | 0.75931
OldNuke | 2018-05-17 06:00 | 0.75931
OldNuke | 2018-05-17 07:00 | 0.75931
OldNuke | 2018-05-17 08:00 | 0.75931
OldNuke | 2018-05-17 09:00 | 0.75931
OldNuke | 2018-05-17 10:00 | 0.75931
OldNuke | 2018-05-17 11:00 | 0.75931
OldNuke | 2018-05-17 12:00 | 0.75931
OldNuke | 2018-05-17 13:00 | 0.75931
OldNuke | 2018-05-17 14:00 | 0.75234
OldNuke | 2018-05-17 15:00 | 0.75234
OldNuke | 2018-05-17 16:00 | 0.75234
OldNuke | 2018-05-17 17:00 | 0.75234
OldNuke | 2018-05-17 18:00 | 0.75234
OldNuke | 2018-05-17 19:00 | 0.75234
OldNuke | 2018-05-17 20:00 | 0.75234
OldNuke | 2018-05-17 21:00 | 0.75234
OldNuke | 2018-05-17 22:00 | 0.75234
OldNuke | 2018-05-17 23:00 | 0.75234
OldNuke | 2018-05-18 | 0.75234
OldNuke | 2018-05-18 01:00 | 0.75234
OldNuke | 2018-05-18 02:00 | 0.75234
OldNuke | 2018-05-18 03:00 | 0.75234
OldNuke | 2018-05-18 04:00 | 0.75234
OldNuke | 2018-05-18 05:00 | 0.75234
OldNuke | 2018-05-18 06:00 | 0.75234
OldNuke | 2018-05-18 07:00 | 0.75234
OldNuke | 2018-05-18 08:00 | 0.7563
OldNuke | 2018-05-18 09:00 | 0.7563
OldNuke | 2018-05-18 10:00 | 0.7563
OldNuke | 2018-05-18 11:00 | 0.7563
OldNuke | 2018-05-18 12:00 | 0.7544
OldNuke | 2018-05-18 13:00 | 0.7544
OldNuke | 2018-05-18 14:00 | 0.7515
OldNuke | 2018-05-18 15:00 | 0.7515
OldNuke | 2018-05-18 16:00 | 0.7544
OldNuke | 2018-05-18 17:00 | 0.7563
OldNuke | 2018-05-18 18:00 | 0.7563
OldNuke | 2018-05-18 19:00 | 0.7563
OldNuke | 2018-05-18 20:00 | 0.7563
OldNuke | 2018-05-18 21:00 | 0.7563
OldNuke | 2018-05-18 22:00 | 0.7563
OldNuke | 2018-05-18 23:00 | 0.73523
OldNuke | 2018-05-19 | 0.72279
OldNuke | 2018-05-19 01:00 | 0.72279
OldNuke | 2018-05-19 02:00 | 0.70173
OldNuke | 2018-05-19 03:00 | 0.70474
OldNuke | 2018-05-19 04:00 | 0.70474
OldNuke | 2018-05-19 05:00 | 0.70474
OldNuke | 2018-05-19 06:00 | 0.70474
OldNuke | 2018-05-19 07:00 | 0.70227
OldNuke | 2018-05-19 08:00 | 0.70227
OldNuke | 2018-05-19 09:00 | 0.70227
OldNuke | 2018-05-19 10:00 | 0.68151
OldNuke | 2018-05-19 11:00 | 0.68151
OldNuke | 2018-05-19 12:00 | 0.68151
OldNuke | 2018-05-19 13:00 | 0.68399
OldNuke | 2018-05-19 14:00 | 0.68399
OldNuke | 2018-05-19 15:00 | 0.68399
OldNuke | 2018-05-19 16:00 | 0.68399
OldNuke | 2018-05-19 17:00 | 0.68399
OldNuke | 2018-05-19 18:00 | 0.68399
OldNuke | 2018-05-19 19:00 | 0.68399
OldNuke | 2018-05-19 20:00 | 0.68399
OldNuke | 2018-05-19 21:00 | 0.68399
OldNuke | 2018-05-19 22:00 | 0.68399
OldNuke | 2018-05-19 23:00 | 0.68399
OldNuke | 2018-05-20 | 0.68399
OldNuke | 2018-05-20 01:00 | 0.68399
OldNuke | 2018-05-20 02:00 | 0.66339
OldNuke | 2018-05-20 03:00 | 0.66339
OldNuke | 2018-05-20 04:00 | 0.64898
OldNuke | 2018-05-20 05:00 | 0.64898
OldNuke | 2018-05-20 06:00 | 0.64898
OldNuke | 2018-05-20 07:00 | 0.64898
OldNuke | 2018-05-20 08:00 | 0.64082
OldNuke | 2018-05-20 09:00 | 0.64082
OldNuke | 2018-05-20 10:00 | 0.64082
OldNuke | 2018-05-20 11:00 | 0.64082
OldNuke | 2018-05-20 12:00 | 0.64082
OldNuke | 2018-05-20 13:00 | 0.62387
OldNuke | 2018-05-20 14:00 | 0.62387
OldNuke | 2018-05-20 15:00 | 0.62387
OldNuke | 2018-05-20 16:00 | 0.62387
OldNuke | 2018-05-20 17:00 | 0.62387
OldNuke | 2018-05-20 18:00 | 0.62387
OldNuke | 2018-05-20 19:00 | 0.62387
OldNuke | 2018-05-20 20:00 | 0.62387
OldNuke | 2018-05-20 21:00 | 0.62387
OldNuke | 2018-05-20 22:00 | 0.62387
OldNuke | 2018-05-20 23:00 | 0.62387
OldNuke | 2018-05-21 | 0.62387
OldNuke | 2018-05-21 01:00 | 0.62387
OldNuke | 2018-05-21 02:00 | 0.62387
OldNuke | 2018-05-21 03:00 | 0.62387
OldNuke | 2018-05-21 04:00 | 0.62387
OldNuke | 2018-05-21 05:00 | 0.62387
OldNuke | 2018-05-21 06:00 | 0.62498
OldNuke | 2018-05-21 07:00 | 0.62498
OldNuke | 2018-05-21 08:00 | 0.63583
OldNuke | 2018-05-21 09:00 | 0.63583
OldNuke | 2018-05-21 10:00 | 0.63583
OldNuke | 2018-05-21 11:00 | 0.63583
OldNuke | 2018-05-21 12:00 | 0.63583
OldNuke | 2018-05-21 13:00 | 0.64399
OldNuke | 2018-05-21 14:00 | 0.64399
OldNuke | 2018-05-21 15:00 | 0.63005
OldNuke | 2018-05-21 16:00 | 0.62815
OldNuke | 2018-05-21 17:00 | 0.66363
OldNuke | 2018-05-21 18:00 | 0.68454
OldNuke | 2018-05-21 19:00 | 0.68628
OldNuke | 2018-05-21 20:00 | 0.69895
OldNuke | 2018-05-21 21:00 | 0.69895
OldNuke | 2018-05-21 22:00 | 0.69895
OldNuke | 2018-05-21 23:00 | 0.7159
OldNuke | 2018-05-22 | 0.7159
OldNuke | 2018-05-22 01:00 | 0.7159
OldNuke | 2018-05-22 02:00 | 0.7365
OldNuke | 2018-05-22 03:00 | 0.73079
OldNuke | 2018-05-22 04:00 | 0.73079
OldNuke | 2018-05-22 05:00 | 0.73079
OldNuke | 2018-05-22 06:00 | 0.73079
OldNuke | 2018-05-22 07:00 | 0.72921
OldNuke | 2018-05-22 08:00 | 0.72921
OldNuke | 2018-05-22 09:00 | 0.72921
OldNuke | 2018-05-22 10:00 | 0.70204
OldNuke | 2018-05-22 11:00 | 0.6961
OldNuke | 2018-05-22 12:00 | 0.6961
OldNuke | 2018-05-22 13:00 | 0.68058
OldNuke | 2018-05-22 14:00 | 0.67084
OldNuke | 2018-05-22 15:00 | 0.67084
OldNuke | 2018-05-22 16:00 | 0.67084
OldNuke | 2018-05-22 17:00 | 0.68636
OldNuke | 2018-05-22 18:00 | 0.68636
OldNuke | 2018-05-22 19:00 | 0.68636
OldNuke | 2018-05-22 20:00 | 0.68636
OldNuke | 2018-05-22 21:00 | 0.70204
OldNuke | 2018-05-22 22:00 | 0.68525
OldNuke | 2018-05-22 23:00 | 0.68525
OldNuke | 2018-05-23 | 0.68525
OldNuke | 2018-05-23 01:00 | 0.68525
OldNuke | 2018-05-23 02:00 | 0.6969
OldNuke | 2018-05-23 03:00 | 0.6969
OldNuke | 2018-05-23 04:00 | 0.6969
OldNuke | 2018-05-23 05:00 | 0.6969
OldNuke | 2018-05-23 06:00 | 0.73079
OldNuke | 2018-05-23 07:00 | 0.73079
OldNuke | 2018-05-23 08:00 | 0.73079
OldNuke | 2018-05-23 09:00 | 0.73079
OldNuke | 2018-05-23 10:00 | 0.73079
OldNuke | 2018-05-23 11:00 | 0.73079
OldNuke | 2018-05-23 12:00 | 0.73079
OldNuke | 2018-05-23 13:00 | 0.73079
OldNuke | 2018-05-23 14:00 | 0.73079
OldNuke | 2018-05-23 15:00 | 0.73079
OldNuke | 2018-05-23 16:00 | 0.73079
OldNuke | 2018-05-23 17:00 | 0.73079
OldNuke | 2018-05-23 18:00 | 0.73079
OldNuke | 2018-05-23 19:00 | 0.73079
OldNuke | 2018-05-23 20:00 | 0.73079
OldNuke | 2018-05-23 21:00 | 0.73079
OldNuke | 2018-05-23 22:00 | 0.73079
OldNuke | 2018-05-23 23:00 | 0.73079
OldNuke | 2018-05-24 | 0.73079
OldNuke | 2018-05-24 01:00 | 0.73079
OldNuke | 2018-05-24 02:00 | 0.73079
OldNuke | 2018-05-24 03:00 | 0.73079
OldNuke | 2018-05-24 04:00 | 0.73079
OldNuke | 2018-05-24 05:00 | 0.73079
OldNuke | 2018-05-24 06:00 | 0.73079
OldNuke | 2018-05-24 07:00 | 0.73079
OldNuke | 2018-05-24 08:00 | 0.73079
OldNuke | 2018-05-24 09:00 | 0.73079
OldNuke | 2018-05-24 10:00 | 0.73079
OldNuke | 2018-05-24 11:00 | 0.73079
OldNuke | 2018-05-24 12:00 | 0.73079
OldNuke | 2018-05-24 13:00 | 0.73079
OldNuke | 2018-05-24 14:00 | 0.73079
OldNuke | 2018-05-24 15:00 | 0.73079
OldNuke | 2018-05-24 16:00 | 0.73079
OldNuke | 2018-05-24 17:00 | 0.73079
OldNuke | 2018-05-24 18:00 | 0.73079
OldNuke | 2018-05-24 19:00 | 0.73079
OldNuke | 2018-05-24 20:00 | 0.73079
OldNuke | 2018-05-24 21:00 | 0.73079
OldNuke | 2018-05-24 22:00 | 0.73079
OldNuke | 2018-05-24 23:00 | 0.73079
OldNuke | 2018-05-25 | 0.73079
OldNuke | 2018-05-25 01:00 | 0.7167
OldNuke | 2018-05-25 02:00 | 0.7167
OldNuke | 2018-05-25 03:00 | 0.7167
OldNuke | 2018-05-25 04:00 | 0.7167
OldNuke | 2018-05-25 05:00 | 0.7167
OldNuke | 2018-05-25 06:00 | 0.7167
OldNuke | 2018-05-25 07:00 | 0.7167
OldNuke | 2018-05-25 08:00 | 0.7167
OldNuke | 2018-05-25 09:00 | 0.7167
OldNuke | 2018-05-25 10:00 | 0.71388
OldNuke | 2018-05-25 11:00 | 0.71388
OldNuke | 2018-05-25 12:00 | 0.7167
OldNuke | 2018-05-25 13:00 | 0.7167
OldNuke | 2018-05-25 14:00 | 0.7167
OldNuke | 2018-05-25 15:00 | 0.7167
OldNuke | 2018-05-25 16:00 | 0.7167
OldNuke | 2018-05-25 17:00 | 0.7167
OldNuke | 2018-05-25 18:00 | 0.7167
OldNuke | 2018-05-25 19:00 | 0.7167
OldNuke | 2018-05-25 20:00 | 0.7167
OldNuke | 2018-05-25 21:00 | 0.7167
OldNuke | 2018-05-25 22:00 | 0.69674
OldNuke | 2018-05-25 23:00 | 0.69674
OldNuke | 2018-05-26 | 0.65611
OldNuke | 2018-05-26 01:00 | 0.63496
OldNuke | 2018-05-26 02:00 | 0.63409
OldNuke | 2018-05-26 03:00 | 0.63409
OldNuke | 2018-05-26 04:00 | 0.62284
OldNuke | 2018-05-26 05:00 | 0.62284
OldNuke | 2018-05-26 06:00 | 0.62284
OldNuke | 2018-05-26 07:00 | 0.62284
OldNuke | 2018-05-26 08:00 | 0.60835
OldNuke | 2018-05-26 09:00 | 0.58776
OldNuke | 2018-05-26 10:00 | 0.58776
OldNuke | 2018-05-26 11:00 | 0.58776
OldNuke | 2018-05-26 12:00 | 0.58776
OldNuke | 2018-05-26 13:00 | 0.58776
OldNuke | 2018-05-26 14:00 | 0.58776
OldNuke | 2018-05-26 15:00 | 0.58776
OldNuke | 2018-05-26 16:00 | 0.58776
OldNuke | 2018-05-26 17:00 | 0.58776
OldNuke | 2018-05-26 18:00 | 0.599
OldNuke | 2018-05-26 19:00 | 0.599
OldNuke | 2018-05-26 20:00 | 0.599
OldNuke | 2018-05-26 21:00 | 0.599
OldNuke | 2018-05-26 22:00 | 0.599
OldNuke | 2018-05-26 23:00 | 0.599
OldNuke | 2018-05-27 | 0.599
OldNuke | 2018-05-27 01:00 | 0.599
OldNuke | 2018-05-27 02:00 | 0.599
OldNuke | 2018-05-27 03:00 | 0.599
OldNuke | 2018-05-27 04:00 | 0.62015
OldNuke | 2018-05-27 05:00 | 0.59956
OldNuke | 2018-05-27 06:00 | 0.61096
OldNuke | 2018-05-27 07:00 | 0.61096
OldNuke | 2018-05-27 08:00 | 0.61096
OldNuke | 2018-05-27 09:00 | 0.61096
OldNuke | 2018-05-27 10:00 | 0.61096
OldNuke | 2018-05-27 11:00 | 0.59528
OldNuke | 2018-05-27 12:00 | 0.60098
OldNuke | 2018-05-27 13:00 | 0.60098
OldNuke | 2018-05-27 14:00 | 0.60098
OldNuke | 2018-05-27 15:00 | 0.60098
OldNuke | 2018-05-27 16:00 | 0.60098
OldNuke | 2018-05-27 17:00 | 0.64217
OldNuke | 2018-05-27 18:00 | 0.67741
OldNuke | 2018-05-27 19:00 | 0.67741
OldNuke | 2018-05-27 20:00 | 0.66688
OldNuke | 2018-05-27 21:00 | 0.6702
OldNuke | 2018-05-27 22:00 | 0.6702
OldNuke | 2018-05-27 23:00 | 0.67741
OldNuke | 2018-05-28 | 0.67741
OldNuke | 2018-05-28 01:00 | 0.67741
OldNuke | 2018-05-28 02:00 | 0.69183
OldNuke | 2018-05-28 03:00 | 0.69183
OldNuke | 2018-05-28 04:00 | 0.69183
OldNuke | 2018-05-28 05:00 | 0.69183
OldNuke | 2018-05-28 06:00 | 0.69183
OldNuke | 2018-05-28 07:00 | 0.69183
OldNuke | 2018-05-28 08:00 | 0.69183
OldNuke | 2018-05-28 09:00 | 0.69183
OldNuke | 2018-05-28 10:00 | 0.69183
OldNuke | 2018-05-28 11:00 | 0.69183
OldNuke | 2018-05-28 12:00 | 0.69183
OldNuke | 2018-05-28 13:00 | 0.70592
OldNuke | 2018-05-28 14:00 | 0.70592
OldNuke | 2018-05-28 15:00 | 0.70592
OldNuke | 2018-05-28 16:00 | 0.71147
OldNuke | 2018-05-28 17:00 | 0.71147
OldNuke | 2018-05-28 18:00 | 0.71147
OldNuke | 2018-05-28 19:00 | 0.71147
OldNuke | 2018-05-28 20:00 | 0.71147
OldNuke | 2018-05-28 21:00 | 0.71147
OldNuke | 2018-05-28 22:00 | 0.71147
OldNuke | 2018-05-28 23:00 | 0.71147
OldNuke | 2018-05-29 | 0.71147
OldNuke | 2018-05-29 01:00 | 0.71147
OldNuke | 2018-05-29 02:00 | 0.71147
OldNuke | 2018-05-29 03:00 | 0.71147
OldNuke | 2018-05-29 04:00 | 0.71147
OldNuke | 2018-05-29 05:00 | 0.71147
OldNuke | 2018-05-29 06:00 | 0.71147
OldNuke | 2018-05-29 07:00 | 0.71147
OldNuke | 2018-05-29 08:00 | 0.71147
OldNuke | 2018-05-29 09:00 | 0.71147
OldNuke | 2018-05-29 10:00 | 0.71147
OldNuke | 2018-05-29 11:00 | 0.71147
OldNuke | 2018-05-29 12:00 | 0.71147
OldNuke | 2018-05-29 13:00 | 0.71147
OldNuke | 2018-05-29 14:00 | 0.71147
OldNuke | 2018-05-29 15:00 | 0.71147
OldNuke | 2018-05-29 16:00 | 0.71147
OldNuke | 2018-05-29 17:00 | 0.71147
OldNuke | 2018-05-29 18:00 | 0.71147
OldNuke | 2018-05-29 19:00 | 0.71147
OldNuke | 2018-05-29 20:00 | 0.71147
OldNuke | 2018-05-29 21:00 | 0.71147
OldNuke | 2018-05-29 22:00 | 0.71147
OldNuke | 2018-05-29 23:00 | 0.71147
OldNuke | 2018-05-30 | 0.71147
OldNuke | 2018-05-30 01:00 | 0.71147
OldNuke | 2018-05-30 02:00 | 0.71147
OldNuke | 2018-05-30 03:00 | 0.71147
OldNuke | 2018-05-30 04:00 | 0.71147
OldNuke | 2018-05-30 05:00 | 0.71147
OldNuke | 2018-05-30 06:00 | 0.71147
OldNuke | 2018-05-30 07:00 | 0.71147
OldNuke | 2018-05-30 08:00 | 0.71147
OldNuke | 2018-05-30 09:00 | 0.71147
OldNuke | 2018-05-30 10:00 | 0.71147
OldNuke | 2018-05-30 11:00 | 0.71147
OldNuke | 2018-05-30 12:00 | 0.71147
OldNuke | 2018-05-30 13:00 | 0.71147
OldNuke | 2018-05-30 14:00 | 0.71147
OldNuke | 2018-05-30 15:00 | 0.71147
OldNuke | 2018-05-30 16:00 | 0.71147
OldNuke | 2018-05-30 17:00 | 0.71147
OldNuke | 2018-05-30 18:00 | 0.71147
OldNuke | 2018-05-30 19:00 | 0.71147
OldNuke | 2018-05-30 20:00 | 0.71147
OldNuke | 2018-05-30 21:00 | 0.71147
OldNuke | 2018-05-30 22:00 | 0.71147
OldNuke | 2018-05-30 23:00 | 0.71147
OldNuke | 2018-05-31 | 0.71147
OldNuke | 2018-05-31 01:00 | 0.71147
OldNuke | 2018-05-31 02:00 | 0.71147
OldNuke | 2018-05-31 03:00 | 0.71147
OldNuke | 2018-05-31 04:00 | 0.71147
OldNuke | 2018-05-31 05:00 | 0.71147
OldNuke | 2018-05-31 06:00 | 0.71147
OldNuke | 2018-05-31 07:00 | 0.71147
OldNuke | 2018-05-31 08:00 | 0.71147
OldNuke | 2018-05-31 09:00 | 0.71147
OldNuke | 2018-05-31 10:00 | 0.71147
OldNuke | 2018-05-31 11:00 | 0.71147
OldNuke | 2018-05-31 12:00 | 0.71147
OldNuke | 2018-05-31 13:00 | 0.72541
OldNuke | 2018-05-31 14:00 | 0.72541
OldNuke | 2018-05-31 15:00 | 0.72541
OldNuke | 2018-05-31 16:00 | 0.72541
OldNuke | 2018-05-31 17:00 | 0.72541
OldNuke | 2018-05-31 18:00 | 0.72541
OldNuke | 2018-05-31 19:00 | 0.72541
OldNuke | 2018-05-31 20:00 | 0.72541
OldNuke | 2018-05-31 21:00 | 0.72541
OldNuke | 2018-05-31 22:00 | 0.72541
OldNuke | 2018-05-31 23:00 | 0.72541
OldNuke | 2018-06-01 | 0.71099
OldNuke | 2018-06-01 01:00 | 0.71099
OldNuke | 2018-06-01 02:00 | 0.71099
OldNuke | 2018-06-01 03:00 | 0.71099
OldNuke | 2018-06-01 04:00 | 0.71099
OldNuke | 2018-06-01 05:00 | 0.71099
OldNuke | 2018-06-01 06:00 | 0.71099
OldNuke | 2018-06-01 07:00 | 0.71099
OldNuke | 2018-06-01 08:00 | 0.71099
OldNuke | 2018-06-01 09:00 | 0.70809
OldNuke | 2018-06-01 10:00 | 0.70809
OldNuke | 2018-06-01 11:00 | 0.70809
OldNuke | 2018-06-01 12:00 | 0.71099
OldNuke | 2018-06-01 13:00 | 0.71099
OldNuke | 2018-06-01 14:00 | 0.71099
OldNuke | 2018-06-01 15:00 | 0.71099
OldNuke | 2018-06-01 16:00 | 0.71099
OldNuke | 2018-06-01 17:00 | 0.71099
OldNuke | 2018-06-01 18:00 | 0.71099
OldNuke | 2018-06-01 19:00 | 0.71099
OldNuke | 2018-06-01 20:00 | 0.71099
OldNuke | 2018-06-01 21:00 | 0.71099
OldNuke | 2018-06-01 22:00 | 0.71099
OldNuke | 2018-06-01 23:00 | 0.69808
OldNuke | 2018-06-02 | 0.68367
OldNuke | 2018-06-02 01:00 | 0.68367
OldNuke | 2018-06-02 02:00 | 0.66767
OldNuke | 2018-06-02 03:00 | 0.66767
OldNuke | 2018-06-02 04:00 | 0.68208
OldNuke | 2018-06-02 05:00 | 0.68023
OldNuke | 2018-06-02 06:00 | 0.68023
OldNuke | 2018-06-02 07:00 | 0.67152
OldNuke | 2018-06-02 08:00 | 0.66851
OldNuke | 2018-06-02 09:00 | 0.67152
OldNuke | 2018-06-02 10:00 | 0.67152
OldNuke | 2018-06-02 11:00 | 0.68023
OldNuke | 2018-06-02 12:00 | 0.68023
OldNuke | 2018-06-02 13:00 | 0.68023
OldNuke | 2018-06-02 14:00 | 0.68023
OldNuke | 2018-06-02 15:00 | 0.68023
OldNuke | 2018-06-02 16:00 | 0.68023
OldNuke | 2018-06-02 17:00 | 0.6965
OldNuke | 2018-06-02 18:00 | 0.6965
OldNuke | 2018-06-02 19:00 | 0.6965
OldNuke | 2018-06-02 20:00 | 0.69492
OldNuke | 2018-06-02 21:00 | 0.69492
OldNuke | 2018-06-02 22:00 | 0.69492
OldNuke | 2018-06-02 23:00 | 0.69187
OldNuke | 2018-06-03 | 0.69346
OldNuke | 2018-06-03 01:00 | 0.69346
OldNuke | 2018-06-03 02:00 | 0.69346
OldNuke | 2018-06-03 03:00 | 0.69346
OldNuke | 2018-06-03 04:00 | 0.69346
OldNuke | 2018-06-03 05:00 | 0.69346
OldNuke | 2018-06-03 06:00 | 0.69346
OldNuke | 2018-06-03 07:00 | 0.69346
OldNuke | 2018-06-03 08:00 | 0.69346
OldNuke | 2018-06-03 09:00 | 0.69346
OldNuke | 2018-06-03 10:00 | 0.69346
OldNuke | 2018-06-03 11:00 | 0.69346
OldNuke | 2018-06-03 12:00 | 0.69346
OldNuke | 2018-06-03 13:00 | 0.69346
OldNuke | 2018-06-03 14:00 | 0.69346
OldNuke | 2018-06-03 15:00 | 0.69346
OldNuke | 2018-06-03 16:00 | 0.69346
OldNuke | 2018-06-03 17:00 | 0.69346
OldNuke | 2018-06-03 18:00 | 0.69346
OldNuke | 2018-06-03 19:00 | 0.69346
OldNuke | 2018-06-03 20:00 | 0.69346
OldNuke | 2018-06-03 21:00 | 0.69346
OldNuke | 2018-06-03 22:00 | 0.69346
OldNuke | 2018-06-03 23:00 | 0.69346
OldNuke | 2018-06-04 | 0.69346
OldNuke | 2018-06-04 01:00 | 0.69346
OldNuke | 2018-06-04 02:00 | 0.67271
OldNuke | 2018-06-04 03:00 | 0.67271
OldNuke | 2018-06-04 04:00 | 0.67271
OldNuke | 2018-06-04 05:00 | 0.67575
OldNuke | 2018-06-04 06:00 | 0.67575
OldNuke | 2018-06-04 07:00 | 0.67575
OldNuke | 2018-06-04 08:00 | 0.67733
OldNuke | 2018-06-04 09:00 | 0.67733
OldNuke | 2018-06-04 10:00 | 0.67733
OldNuke | 2018-06-04 11:00 | 0.67733
OldNuke | 2018-06-04 12:00 | 0.67733
OldNuke | 2018-06-04 13:00 | 0.67733
OldNuke | 2018-06-04 14:00 | 0.67733
OldNuke | 2018-06-04 15:00 | 0.67733
OldNuke | 2018-06-04 16:00 | 0.67733
OldNuke | 2018-06-04 17:00 | 0.67733
OldNuke | 2018-06-04 18:00 | 0.67733
OldNuke | 2018-06-04 19:00 | 0.67733
OldNuke | 2018-06-04 20:00 | 0.67733
OldNuke | 2018-06-04 21:00 | 0.67733
OldNuke | 2018-06-04 22:00 | 0.67733
OldNuke | 2018-06-04 23:00 | 0.67733
OldNuke | 2018-06-05 | 0.67733
OldNuke | 2018-06-05 01:00 | 0.67733
OldNuke | 2018-06-05 02:00 | 0.67733
OldNuke | 2018-06-05 03:00 | 0.67733
OldNuke | 2018-06-05 04:00 | 0.67733
OldNuke | 2018-06-05 05:00 | 0.67733
OldNuke | 2018-06-05 06:00 | 0.67733
OldNuke | 2018-06-05 07:00 | 0.67733
OldNuke | 2018-06-05 08:00 | 0.67733
OldNuke | 2018-06-05 09:00 | 0.67733
OldNuke | 2018-06-05 10:00 | 0.67733
OldNuke | 2018-06-05 11:00 | 0.67733
OldNuke | 2018-06-05 12:00 | 0.67733
OldNuke | 2018-06-05 13:00 | 0.67733
OldNuke | 2018-06-05 14:00 | 0.67733
OldNuke | 2018-06-05 15:00 | 0.67733
OldNuke | 2018-06-05 16:00 | 0.67733
OldNuke | 2018-06-05 17:00 | 0.67733
OldNuke | 2018-06-05 18:00 | 0.67733
OldNuke | 2018-06-05 19:00 | 0.67733
OldNuke | 2018-06-05 20:00 | 0.67733
OldNuke | 2018-06-05 21:00 | 0.67733
OldNuke | 2018-06-05 22:00 | 0.67733
OldNuke | 2018-06-05 23:00 | 0.67733
OldNuke | 2018-06-06 | 0.67733
OldNuke | 2018-06-06 01:00 | 0.67733
OldNuke | 2018-06-06 02:00 | 0.67733
OldNuke | 2018-06-06 03:00 | 0.69808
OldNuke | 2018-06-06 04:00 | 0.67812
OldNuke | 2018-06-06 05:00 | 0.67812
OldNuke | 2018-06-06 06:00 | 0.67812
OldNuke | 2018-06-06 07:00 | 0.67812
OldNuke | 2018-06-06 08:00 | 0.67812
OldNuke | 2018-06-06 09:00 | 0.67812
OldNuke | 2018-06-06 10:00 | 0.67812
OldNuke | 2018-06-06 11:00 | 0.67812
OldNuke | 2018-06-06 12:00 | 0.67812
OldNuke | 2018-06-06 13:00 | 0.67812
OldNuke | 2018-06-06 14:00 | 0.67812
OldNuke | 2018-06-06 15:00 | 0.69808
OldNuke | 2018-06-06 16:00 | 0.69808
OldNuke | 2018-06-06 17:00 | 0.69808
OldNuke | 2018-06-06 18:00 | 0.69808
OldNuke | 2018-06-06 19:00 | 0.69808
OldNuke | 2018-06-06 20:00 | 0.69808
OldNuke | 2018-06-06 21:00 | 0.69808
OldNuke | 2018-06-06 22:00 | 0.69808
OldNuke | 2018-06-06 23:00 | 0.69808
OldNuke | 2018-06-07 | 0.69808
OldNuke | 2018-06-07 01:00 | 0.69808
OldNuke | 2018-06-07 02:00 | 0.68993
OldNuke | 2018-06-07 03:00 | 0.68993
OldNuke | 2018-06-07 04:00 | 0.68993
OldNuke | 2018-06-07 05:00 | 0.6878
OldNuke | 2018-06-07 06:00 | 0.6878
OldNuke | 2018-06-07 07:00 | 0.6878
OldNuke | 2018-06-07 08:00 | 0.6878
OldNuke | 2018-06-07 09:00 | 0.68993
OldNuke | 2018-06-07 10:00 | 0.68565
OldNuke | 2018-06-07 11:00 | 0.68565
OldNuke | 2018-06-07 12:00 | 0.68565
OldNuke | 2018-06-07 13:00 | 0.68565
OldNuke | 2018-06-07 14:00 | 0.68565
OldNuke | 2018-06-07 15:00 | 0.68391
OldNuke | 2018-06-07 16:00 | 0.68391
OldNuke | 2018-06-07 17:00 | 0.68391
OldNuke | 2018-06-07 18:00 | 0.68391
OldNuke | 2018-06-07 19:00 | 0.68391
OldNuke | 2018-06-07 20:00 | 0.68391
OldNuke | 2018-06-07 21:00 | 0.68391
OldNuke | 2018-06-07 22:00 | 0.68391
OldNuke | 2018-06-07 23:00 | 0.68715
OldNuke | 2018-06-08 | 0.68715
OldNuke | 2018-06-08 01:00 | 0.68715
OldNuke | 2018-06-08 02:00 | 0.68715
OldNuke | 2018-06-08 03:00 | 0.68715
OldNuke | 2018-06-08 04:00 | 0.68715
OldNuke | 2018-06-08 05:00 | 0.68715
OldNuke | 2018-06-08 06:00 | 0.68715
OldNuke | 2018-06-08 07:00 | 0.68715
OldNuke | 2018-06-08 08:00 | 0.68715
OldNuke | 2018-06-08 09:00 | 0.68715
OldNuke | 2018-06-08 10:00 | 0.68715
OldNuke | 2018-06-08 11:00 | 0.68715
OldNuke | 2018-06-08 12:00 | 0.69032
OldNuke | 2018-06-08 13:00 | 0.69032
OldNuke | 2018-06-08 14:00 | 0.69032
OldNuke | 2018-06-08 15:00 | 0.68747
OldNuke | 2018-06-08 16:00 | 0.69064
OldNuke | 2018-06-08 17:00 | 0.69064
OldNuke | 2018-06-08 18:00 | 0.69349
OldNuke | 2018-06-08 19:00 | 0.6828
OldNuke | 2018-06-08 20:00 | 0.6828
OldNuke | 2018-06-08 21:00 | 0.6828
OldNuke | 2018-06-08 22:00 | 0.6828
OldNuke | 2018-06-08 23:00 | 0.67607
OldNuke | 2018-06-09 | 0.66482
OldNuke | 2018-06-09 01:00 | 0.66482
OldNuke | 2018-06-09 02:00 | 0.66482
OldNuke | 2018-06-09 03:00 | 0.66482
OldNuke | 2018-06-09 04:00 | 0.66482
OldNuke | 2018-06-09 05:00 | 0.66482
OldNuke | 2018-06-09 06:00 | 0.66482
OldNuke | 2018-06-09 07:00 | 0.66482
OldNuke | 2018-06-09 08:00 | 0.6511
OldNuke | 2018-06-09 09:00 | 0.6511
OldNuke | 2018-06-09 10:00 | 0.66482
OldNuke | 2018-06-09 11:00 | 0.66482
OldNuke | 2018-06-09 12:00 | 0.66482
OldNuke | 2018-06-09 13:00 | 0.65032
OldNuke | 2018-06-09 14:00 | 0.65032
OldNuke | 2018-06-09 15:00 | 0.65032
OldNuke | 2018-06-09 16:00 | 0.65032
OldNuke | 2018-06-09 17:00 | 0.65032
OldNuke | 2018-06-09 18:00 | 0.65032
OldNuke | 2018-06-09 19:00 | 0.65032
OldNuke | 2018-06-09 20:00 | 0.66482
OldNuke | 2018-06-09 21:00 | 0.66482
OldNuke | 2018-06-09 22:00 | 0.66482
OldNuke | 2018-06-09 23:00 | 0.66482
OldNuke | 2018-06-10 | 0.66482
OldNuke | 2018-06-10 01:00 | 0.66482
OldNuke | 2018-06-10 02:00 | 0.66482
OldNuke | 2018-06-10 03:00 | 0.66482
OldNuke | 2018-06-10 04:00 | 0.65817
OldNuke | 2018-06-10 05:00 | 0.65817
OldNuke | 2018-06-10 06:00 | 0.65817
OldNuke | 2018-06-10 07:00 | 0.65555
OldNuke | 2018-06-10 08:00 | 0.64827
OldNuke | 2018-06-10 09:00 | 0.67155
OldNuke | 2018-06-10 10:00 | 0.67155
OldNuke | 2018-06-10 11:00 | 0.66922
OldNuke | 2018-06-10 12:00 | 0.66922
OldNuke | 2018-06-10 13:00 | 0.67104
OldNuke | 2018-06-10 14:00 | 0.67104
OldNuke | 2018-06-10 15:00 | 0.67104
OldNuke | 2018-06-10 16:00 | 0.66727
OldNuke | 2018-06-10 17:00 | 0.67472
OldNuke | 2018-06-10 18:00 | 0.67472
OldNuke | 2018-06-10 19:00 | 0.67705
OldNuke | 2018-06-10 20:00 | 0.6643
OldNuke | 2018-06-10 21:00 | 0.6643
OldNuke | 2018-06-10 22:00 | 0.6643
OldNuke | 2018-06-10 23:00 | 0.6643
OldNuke | 2018-06-11 | 0.6643
OldNuke | 2018-06-11 01:00 | 0.6643
OldNuke | 2018-06-11 02:00 | 0.6643
OldNuke | 2018-06-11 03:00 | 0.6643
OldNuke | 2018-06-11 04:00 | 0.65836
OldNuke | 2018-06-11 05:00 | 0.65836
OldNuke | 2018-06-11 06:00 | 0.65836
OldNuke | 2018-06-11 07:00 | 0.65836
OldNuke | 2018-06-11 08:00 | 0.65836
OldNuke | 2018-06-11 09:00 | 0.65836
OldNuke | 2018-06-11 10:00 | 0.65836
OldNuke | 2018-06-11 11:00 | 0.65836
OldNuke | 2018-06-11 12:00 | 0.65836
OldNuke | 2018-06-11 13:00 | 0.67705
OldNuke | 2018-06-11 14:00 | 0.67523
OldNuke | 2018-06-11 15:00 | 0.67523
OldNuke | 2018-06-11 16:00 | 0.67705
OldNuke | 2018-06-11 17:00 | 0.67705
OldNuke | 2018-06-11 18:00 | 0.67705
OldNuke | 2018-06-11 19:00 | 0.67705
OldNuke | 2018-06-11 20:00 | 0.67705
OldNuke | 2018-06-11 21:00 | 0.67705
OldNuke | 2018-06-11 22:00 | 0.67705
OldNuke | 2018-06-11 23:00 | 0.67705
OldNuke | 2018-06-12 | 0.67705
OldNuke | 2018-06-12 01:00 | 0.67705
OldNuke | 2018-06-12 02:00 | 0.67705
OldNuke | 2018-06-12 03:00 | 0.67705
OldNuke | 2018-06-12 04:00 | 0.67705
OldNuke | 2018-06-12 05:00 | 0.67705
OldNuke | 2018-06-12 06:00 | 0.67705
OldNuke | 2018-06-12 07:00 | 0.67705
OldNuke | 2018-06-12 08:00 | 0.67705
OldNuke | 2018-06-12 09:00 | 0.67705
OldNuke | 2018-06-12 10:00 | 0.67705
OldNuke | 2018-06-12 11:00 | 0.67705
OldNuke | 2018-06-12 12:00 | 0.67705
OldNuke | 2018-06-12 13:00 | 0.67705
OldNuke | 2018-06-12 14:00 | 0.67705
OldNuke | 2018-06-12 15:00 | 0.67705
OldNuke | 2018-06-12 16:00 | 0.67705
OldNuke | 2018-06-12 17:00 | 0.67705
OldNuke | 2018-06-12 18:00 | 0.68082
OldNuke | 2018-06-12 19:00 | 0.68082
OldNuke | 2018-06-12 20:00 | 0.68082
OldNuke | 2018-06-12 21:00 | 0.68082
OldNuke | 2018-06-12 22:00 | 0.67432
OldNuke | 2018-06-12 23:00 | 0.67432
OldNuke | 2018-06-13 | 0.67432
OldNuke | 2018-06-13 01:00 | 0.67432
OldNuke | 2018-06-13 02:00 | 0.67432
OldNuke | 2018-06-13 03:00 | 0.67432
OldNuke | 2018-06-13 04:00 | 0.67432
OldNuke | 2018-06-13 05:00 | 0.67432
OldNuke | 2018-06-13 06:00 | 0.67432
OldNuke | 2018-06-13 07:00 | 0.67432
OldNuke | 2018-06-13 08:00 | 0.66331
OldNuke | 2018-06-13 09:00 | 0.65484
OldNuke | 2018-06-13 10:00 | 0.65484
OldNuke | 2018-06-13 11:00 | 0.65484
OldNuke | 2018-06-13 12:00 | 0.65484
OldNuke | 2018-06-13 13:00 | 0.65484
OldNuke | 2018-06-13 14:00 | 0.65484
OldNuke | 2018-06-13 15:00 | 0.66331
OldNuke | 2018-06-13 16:00 | 0.66331
OldNuke | 2018-06-13 17:00 | 0.66331
OldNuke | 2018-06-13 18:00 | 0.66331
OldNuke | 2018-06-13 19:00 | 0.66331
OldNuke | 2018-06-13 20:00 | 0.66331
OldNuke | 2018-06-13 21:00 | 0.66331
OldNuke | 2018-06-13 22:00 | 0.67432
OldNuke | 2018-06-13 23:00 | 0.67432
OldNuke | 2018-06-14 | 0.67432
OldNuke | 2018-06-14 01:00 | 0.67432
OldNuke | 2018-06-14 02:00 | 0.67432
OldNuke | 2018-06-14 03:00 | 0.67432
OldNuke | 2018-06-14 04:00 | 0.67432
OldNuke | 2018-06-14 05:00 | 0.67432
OldNuke | 2018-06-14 06:00 | 0.67432
OldNuke | 2018-06-14 07:00 | 0.66347
OldNuke | 2018-06-14 08:00 | 0.65452
OldNuke | 2018-06-14 09:00 | 0.65452
OldNuke | 2018-06-14 10:00 | 0.65452
OldNuke | 2018-06-14 11:00 | 0.65452
OldNuke | 2018-06-14 12:00 | 0.65452
OldNuke | 2018-06-14 13:00 | 0.65452
OldNuke | 2018-06-14 14:00 | 0.66347
OldNuke | 2018-06-14 15:00 | 0.67432
OldNuke | 2018-06-14 16:00 | 0.67432
OldNuke | 2018-06-14 17:00 | 0.67258
OldNuke | 2018-06-14 18:00 | 0.67432
OldNuke | 2018-06-14 19:00 | 0.66466
OldNuke | 2018-06-14 20:00 | 0.66466
OldNuke | 2018-06-14 21:00 | 0.66466
OldNuke | 2018-06-14 22:00 | 0.66466
OldNuke | 2018-06-14 23:00 | 0.66466
OldNuke | 2018-06-15 | 0.66466
OldNuke | 2018-06-15 01:00 | 0.66466
OldNuke | 2018-06-15 02:00 | 0.66466
OldNuke | 2018-06-15 03:00 | 0.66466
OldNuke | 2018-06-15 04:00 | 0.66466
OldNuke | 2018-06-15 05:00 | 0.66466
OldNuke | 2018-06-15 06:00 | 0.66466
OldNuke | 2018-06-15 07:00 | 0.66466
OldNuke | 2018-06-15 08:00 | 0.66466
OldNuke | 2018-06-15 09:00 | 0.66466
OldNuke | 2018-06-15 10:00 | 0.66466
OldNuke | 2018-06-15 11:00 | 0.66466
OldNuke | 2018-06-15 12:00 | 0.66466
OldNuke | 2018-06-15 13:00 | 0.66466
OldNuke | 2018-06-15 14:00 | 0.66181
OldNuke | 2018-06-15 15:00 | 0.66181
OldNuke | 2018-06-15 16:00 | 0.66466
OldNuke | 2018-06-15 17:00 | 0.66466
OldNuke | 2018-06-15 18:00 | 0.67068
OldNuke | 2018-06-15 19:00 | 0.66466
OldNuke | 2018-06-15 20:00 | 0.66466
OldNuke | 2018-06-15 21:00 | 0.66466
OldNuke | 2018-06-15 22:00 | 0.66466
OldNuke | 2018-06-15 23:00 | 0.67432
OldNuke | 2018-06-16 | 0.6702
OldNuke | 2018-06-16 01:00 | 0.65571
OldNuke | 2018-06-16 02:00 | 0.64177
OldNuke | 2018-06-16 03:00 | 0.62482
OldNuke | 2018-06-16 04:00 | 0.62482
OldNuke | 2018-06-16 05:00 | 0.62482
OldNuke | 2018-06-16 06:00 | 0.62482
OldNuke | 2018-06-16 07:00 | 0.6112
OldNuke | 2018-06-16 08:00 | 0.58783
OldNuke | 2018-06-16 09:00 | 0.58783
OldNuke | 2018-06-16 10:00 | 0.59195
OldNuke | 2018-06-16 11:00 | 0.59195
OldNuke | 2018-06-16 12:00 | 0.59195
OldNuke | 2018-06-16 13:00 | 0.59195
OldNuke | 2018-06-16 14:00 | 0.6009
OldNuke | 2018-06-16 15:00 | 0.6009
OldNuke | 2018-06-16 16:00 | 0.6009
OldNuke | 2018-06-16 17:00 | 0.6009
OldNuke | 2018-06-16 18:00 | 0.6009
OldNuke | 2018-06-16 19:00 | 0.6009
OldNuke | 2018-06-16 20:00 | 0.6009
OldNuke | 2018-06-16 21:00 | 0.6009
OldNuke | 2018-06-16 22:00 | 0.6009
OldNuke | 2018-06-16 23:00 | 0.6009
OldNuke | 2018-06-17 | 0.61785
OldNuke | 2018-06-17 01:00 | 0.61785
OldNuke | 2018-06-17 02:00 | 0.61785
OldNuke | 2018-06-17 03:00 | 0.61785
OldNuke | 2018-06-17 04:00 | 0.60138
OldNuke | 2018-06-17 05:00 | 0.60138
OldNuke | 2018-06-17 06:00 | 0.60138
OldNuke | 2018-06-17 07:00 | 0.60138
OldNuke | 2018-06-17 08:00 | 0.62197
OldNuke | 2018-06-17 09:00 | 0.62197
OldNuke | 2018-06-17 10:00 | 0.60787
OldNuke | 2018-06-17 11:00 | 0.60787
OldNuke | 2018-06-17 12:00 | 0.63844
OldNuke | 2018-06-17 13:00 | 0.63844
OldNuke | 2018-06-17 14:00 | 0.63844
OldNuke | 2018-06-17 15:00 | 0.63844
OldNuke | 2018-06-17 16:00 | 0.62474
OldNuke | 2018-06-17 17:00 | 0.62474
OldNuke | 2018-06-17 18:00 | 0.62474
OldNuke | 2018-06-17 19:00 | 0.62474
OldNuke | 2018-06-17 20:00 | 0.63916
OldNuke | 2018-06-17 21:00 | 0.63916
OldNuke | 2018-06-17 22:00 | 0.63916
OldNuke | 2018-06-17 23:00 | 0.65278
OldNuke | 2018-06-18 | 0.66648
OldNuke | 2018-06-18 01:00 | 0.66648
OldNuke | 2018-06-18 02:00 | 0.66648
OldNuke | 2018-06-18 03:00 | 0.66648
OldNuke | 2018-06-18 04:00 | 0.67155
OldNuke | 2018-06-18 05:00 | 0.67155
OldNuke | 2018-06-18 06:00 | 0.67155
OldNuke | 2018-06-18 07:00 | 0.68502
OldNuke | 2018-06-18 08:00 | 0.67654
OldNuke | 2018-06-18 09:00 | 0.67654
OldNuke | 2018-06-18 10:00 | 0.67654
OldNuke | 2018-06-18 11:00 | 0.67654
OldNuke | 2018-06-18 12:00 | 0.67654
OldNuke | 2018-06-18 13:00 | 0.67654
OldNuke | 2018-06-18 14:00 | 0.68502
OldNuke | 2018-06-18 15:00 | 0.68502
OldNuke | 2018-06-18 16:00 | 0.68502
OldNuke | 2018-06-18 17:00 | 0.68502
OldNuke | 2018-06-18 18:00 | 0.68502
OldNuke | 2018-06-18 19:00 | 0.68502
OldNuke | 2018-06-18 20:00 | 0.69151
OldNuke | 2018-06-18 21:00 | 0.69151
OldNuke | 2018-06-18 22:00 | 0.69151
OldNuke | 2018-06-18 23:00 | 0.69151
OldNuke | 2018-06-19 | 0.69151
OldNuke | 2018-06-19 01:00 | 0.69124
OldNuke | 2018-06-19 02:00 | 0.69124
OldNuke | 2018-06-19 03:00 | 0.69124
OldNuke | 2018-06-19 04:00 | 0.69124
OldNuke | 2018-06-19 05:00 | 0.69124
OldNuke | 2018-06-19 06:00 | 0.69124
OldNuke | 2018-06-19 07:00 | 0.69124
OldNuke | 2018-06-19 08:00 | 0.68335
OldNuke | 2018-06-19 09:00 | 0.68335
OldNuke | 2018-06-19 10:00 | 0.68335
OldNuke | 2018-06-19 11:00 | 0.68335
OldNuke | 2018-06-19 12:00 | 0.68335
OldNuke | 2018-06-19 13:00 | 0.68335
OldNuke | 2018-06-19 14:00 | 0.69151
OldNuke | 2018-06-19 15:00 | 0.69151
OldNuke | 2018-06-19 16:00 | 0.69151
OldNuke | 2018-06-19 17:00 | 0.69151
OldNuke | 2018-06-19 18:00 | 0.69151
OldNuke | 2018-06-19 19:00 | 0.69151
OldNuke | 2018-06-19 20:00 | 0.69151
OldNuke | 2018-06-19 21:00 | 0.69151
OldNuke | 2018-06-19 22:00 | 0.69151
OldNuke | 2018-06-19 23:00 | 0.69151
OldNuke | 2018-06-20 | 0.69151
OldNuke | 2018-06-20 01:00 | 0.69151
OldNuke | 2018-06-20 02:00 | 0.69151
OldNuke | 2018-06-20 03:00 | 0.67709
OldNuke | 2018-06-20 04:00 | 0.67709
OldNuke | 2018-06-20 05:00 | 0.67709
OldNuke | 2018-06-20 06:00 | 0.67709
OldNuke | 2018-06-20 07:00 | 0.67709
OldNuke | 2018-06-20 08:00 | 0.66815
OldNuke | 2018-06-20 09:00 | 0.66815
OldNuke | 2018-06-20 10:00 | 0.66815
OldNuke | 2018-06-20 11:00 | 0.66815
OldNuke | 2018-06-20 12:00 | 0.66815
OldNuke | 2018-06-20 13:00 | 0.66815
OldNuke | 2018-06-20 14:00 | 0.66815
OldNuke | 2018-06-20 15:00 | 0.66815
OldNuke | 2018-06-20 16:00 | 0.67709
OldNuke | 2018-06-20 17:00 | 0.67709
OldNuke | 2018-06-20 18:00 | 0.67709
OldNuke | 2018-06-20 19:00 | 0.67709
OldNuke | 2018-06-20 20:00 | 0.67709
OldNuke | 2018-06-20 21:00 | 0.67709
OldNuke | 2018-06-20 22:00 | 0.67709
OldNuke | 2018-06-20 23:00 | 0.67709
OldNuke | 2018-06-21 | 0.67709
OldNuke | 2018-06-21 01:00 | 0.67709
OldNuke | 2018-06-21 02:00 | 0.67709
OldNuke | 2018-06-21 03:00 | 0.67709
OldNuke | 2018-06-21 04:00 | 0.67709
OldNuke | 2018-06-21 05:00 | 0.67709
OldNuke | 2018-06-21 06:00 | 0.67709
OldNuke | 2018-06-21 07:00 | 0.67709
OldNuke | 2018-06-21 08:00 | 0.66815
OldNuke | 2018-06-21 09:00 | 0.66815
OldNuke | 2018-06-21 10:00 | 0.68256
OldNuke | 2018-06-21 11:00 | 0.68256
OldNuke | 2018-06-21 12:00 | 0.68256
OldNuke | 2018-06-21 13:00 | 0.67543
OldNuke | 2018-06-21 14:00 | 0.67543
OldNuke | 2018-06-21 15:00 | 0.68438
OldNuke | 2018-06-21 16:00 | 0.69151
OldNuke | 2018-06-21 17:00 | 0.69151
OldNuke | 2018-06-21 18:00 | 0.69151
OldNuke | 2018-06-21 19:00 | 0.69151
OldNuke | 2018-06-21 20:00 | 0.69151
OldNuke | 2018-06-21 21:00 | 0.69151
OldNuke | 2018-06-21 22:00 | 0.69151
OldNuke | 2018-06-21 23:00 | 0.69151
OldNuke | 2018-06-22 | 0.69151
OldNuke | 2018-06-22 01:00 | 0.69151
OldNuke | 2018-06-22 02:00 | 0.69151
OldNuke | 2018-06-22 03:00 | 0.69151
OldNuke | 2018-06-22 04:00 | 0.69151
OldNuke | 2018-06-22 05:00 | 0.69151
OldNuke | 2018-06-22 06:00 | 0.69151
OldNuke | 2018-06-22 07:00 | 0.69198
OldNuke | 2018-06-22 08:00 | 0.68399
OldNuke | 2018-06-22 09:00 | 0.68399
OldNuke | 2018-06-22 10:00 | 0.68399
OldNuke | 2018-06-22 11:00 | 0.68399
OldNuke | 2018-06-22 12:00 | 0.68399
OldNuke | 2018-06-22 13:00 | 0.68399
OldNuke | 2018-06-22 14:00 | 0.69198
OldNuke | 2018-06-22 15:00 | 0.69198
OldNuke | 2018-06-22 16:00 | 0.69198
OldNuke | 2018-06-22 17:00 | 0.69198
OldNuke | 2018-06-22 18:00 | 0.69198
OldNuke | 2018-06-22 19:00 | 0.69198
OldNuke | 2018-06-22 20:00 | 0.69198
OldNuke | 2018-06-22 21:00 | 0.69198
OldNuke | 2018-06-22 22:00 | 0.69198
OldNuke | 2018-06-22 23:00 | 0.69198
OldNuke | 2018-06-23 | 0.64104
OldNuke | 2018-06-23 01:00 | 0.6199
OldNuke | 2018-06-23 02:00 | 0.6199
OldNuke | 2018-06-23 03:00 | 0.6199
OldNuke | 2018-06-23 04:00 | 0.6199
OldNuke | 2018-06-23 05:00 | 0.6199
OldNuke | 2018-06-23 06:00 | 0.59914
OldNuke | 2018-06-23 07:00 | 0.59914
OldNuke | 2018-06-23 08:00 | 0.59914
OldNuke | 2018-06-23 09:00 | 0.59408
OldNuke | 2018-06-23 10:00 | 0.59408
OldNuke | 2018-06-23 11:00 | 0.59408
OldNuke | 2018-06-23 12:00 | 0.59408
OldNuke | 2018-06-23 13:00 | 0.59408
OldNuke | 2018-06-23 14:00 | 0.59408
OldNuke | 2018-06-23 15:00 | 0.59408
OldNuke | 2018-06-23 16:00 | 0.59408
OldNuke | 2018-06-23 17:00 | 0.59408
OldNuke | 2018-06-23 18:00 | 0.59408
OldNuke | 2018-06-23 19:00 | 0.59408
OldNuke | 2018-06-23 20:00 | 0.59408
OldNuke | 2018-06-23 21:00 | 0.59408
OldNuke | 2018-06-23 22:00 | 0.61231
OldNuke | 2018-06-23 23:00 | 0.61231
OldNuke | 2018-06-24 | 0.61231
OldNuke | 2018-06-24 01:00 | 0.61231
OldNuke | 2018-06-24 02:00 | 0.61231
OldNuke | 2018-06-24 03:00 | 0.61231
OldNuke | 2018-06-24 04:00 | 0.61231
OldNuke | 2018-06-24 05:00 | 0.61231
OldNuke | 2018-06-24 06:00 | 0.60542
OldNuke | 2018-06-24 07:00 | 0.60542
OldNuke | 2018-06-24 08:00 | 0.60542
OldNuke | 2018-06-24 09:00 | 0.60542
OldNuke | 2018-06-24 10:00 | 0.60542
OldNuke | 2018-06-24 11:00 | 0.60542
OldNuke | 2018-06-24 12:00 | 0.60542
OldNuke | 2018-06-24 13:00 | 0.60542
OldNuke | 2018-06-24 14:00 | 0.61785
OldNuke | 2018-06-24 15:00 | 0.61785
OldNuke | 2018-06-24 16:00 | 0.61785
OldNuke | 2018-06-24 17:00 | 0.61785
OldNuke | 2018-06-24 18:00 | 0.63892
OldNuke | 2018-06-24 19:00 | 0.63892
OldNuke | 2018-06-24 20:00 | 0.63892
OldNuke | 2018-06-24 21:00 | 0.63892
OldNuke | 2018-06-24 22:00 | 0.63892
OldNuke | 2018-06-24 23:00 | 0.63892
OldNuke | 2018-06-25 | 0.64581
OldNuke | 2018-06-25 01:00 | 0.64581
OldNuke | 2018-06-25 02:00 | 0.64581
OldNuke | 2018-06-25 03:00 | 0.65587
OldNuke | 2018-06-25 04:00 | 0.65587
OldNuke | 2018-06-25 05:00 | 0.65587
OldNuke | 2018-06-25 06:00 | 0.65587
OldNuke | 2018-06-25 07:00 | 0.66379
OldNuke | 2018-06-25 08:00 | 0.65935
OldNuke | 2018-06-25 09:00 | 0.65935
OldNuke | 2018-06-25 10:00 | 0.65935
OldNuke | 2018-06-25 11:00 | 0.65935
OldNuke | 2018-06-25 12:00 | 0.65935
OldNuke | 2018-06-25 13:00 | 0.65935
OldNuke | 2018-06-25 14:00 | 0.65935
OldNuke | 2018-06-25 15:00 | 0.66379
OldNuke | 2018-06-25 16:00 | 0.66379
OldNuke | 2018-06-25 17:00 | 0.66379
OldNuke | 2018-06-25 18:00 | 0.66379
OldNuke | 2018-06-25 19:00 | 0.66379
OldNuke | 2018-06-25 20:00 | 0.6493
OldNuke | 2018-06-25 21:00 | 0.64945
OldNuke | 2018-06-25 22:00 | 0.64945
OldNuke | 2018-06-25 23:00 | 0.64945
OldNuke | 2018-06-26 | 0.65531
OldNuke | 2018-06-26 01:00 | 0.65531
OldNuke | 2018-06-26 02:00 | 0.65531
OldNuke | 2018-06-26 03:00 | 0.65531
OldNuke | 2018-06-26 04:00 | 0.65531
OldNuke | 2018-06-26 05:00 | 0.66379
OldNuke | 2018-06-26 06:00 | 0.66379
OldNuke | 2018-06-26 07:00 | 0.65927
OldNuke | 2018-06-26 08:00 | 0.65927
OldNuke | 2018-06-26 09:00 | 0.65927
OldNuke | 2018-06-26 10:00 | 0.65927
OldNuke | 2018-06-26 11:00 | 0.65927
OldNuke | 2018-06-26 12:00 | 0.65927
OldNuke | 2018-06-26 13:00 | 0.65927
OldNuke | 2018-06-26 14:00 | 0.65904
OldNuke | 2018-06-26 15:00 | 0.65904
OldNuke | 2018-06-26 16:00 | 0.65904
OldNuke | 2018-06-26 17:00 | 0.65745
OldNuke | 2018-06-26 18:00 | 0.65745
OldNuke | 2018-06-26 19:00 | 0.65745
OldNuke | 2018-06-26 20:00 | 0.65745
OldNuke | 2018-06-26 21:00 | 0.65745
OldNuke | 2018-06-26 22:00 | 0.65745
OldNuke | 2018-06-26 23:00 | 0.65745
OldNuke | 2018-06-27 | 0.65745
OldNuke | 2018-06-27 01:00 | 0.65745
OldNuke | 2018-06-27 02:00 | 0.65745
OldNuke | 2018-06-27 03:00 | 0.65745
OldNuke | 2018-06-27 04:00 | 0.65745
OldNuke | 2018-06-27 05:00 | 0.65745
OldNuke | 2018-06-27 06:00 | 0.65745
OldNuke | 2018-06-27 07:00 | 0.65745
OldNuke | 2018-06-27 08:00 | 0.65745
OldNuke | 2018-06-27 09:00 | 0.65745
OldNuke | 2018-06-27 10:00 | 0.65745
OldNuke | 2018-06-27 11:00 | 0.65745
OldNuke | 2018-06-27 12:00 | 0.65745
OldNuke | 2018-06-27 13:00 | 0.65745
OldNuke | 2018-06-27 14:00 | 0.65745
OldNuke | 2018-06-27 15:00 | 0.65745
OldNuke | 2018-06-27 16:00 | 0.65745
OldNuke | 2018-06-27 17:00 | 0.6786
OldNuke | 2018-06-27 18:00 | 0.66624
OldNuke | 2018-06-27 19:00 | 0.67876
OldNuke | 2018-06-27 20:00 | 0.67876
OldNuke | 2018-06-27 21:00 | 0.67876
OldNuke | 2018-06-27 22:00 | 0.68351
OldNuke | 2018-06-27 23:00 | 0.68351
OldNuke | 2018-06-28 | 0.65975
OldNuke | 2018-06-28 01:00 | 0.65975
OldNuke | 2018-06-28 02:00 | 0.66141
OldNuke | 2018-06-28 03:00 | 0.66141
OldNuke | 2018-06-28 04:00 | 0.66141
OldNuke | 2018-06-28 05:00 | 0.66141
OldNuke | 2018-06-28 06:00 | 0.66141
OldNuke | 2018-06-28 07:00 | 0.65262
OldNuke | 2018-06-28 08:00 | 0.64644
OldNuke | 2018-06-28 09:00 | 0.64644
OldNuke | 2018-06-28 10:00 | 0.64644
OldNuke | 2018-06-28 11:00 | 0.64644
OldNuke | 2018-06-28 12:00 | 0.65223
OldNuke | 2018-06-28 13:00 | 0.65223
OldNuke | 2018-06-28 14:00 | 0.65223
OldNuke | 2018-06-28 15:00 | 0.65223
OldNuke | 2018-06-28 16:00 | 0.65223
OldNuke | 2018-06-28 17:00 | 0.65223
OldNuke | 2018-06-28 18:00 | 0.65223
OldNuke | 2018-06-28 19:00 | 0.65223
OldNuke | 2018-06-28 20:00 | 0.65223
OldNuke | 2018-06-28 21:00 | 0.66141
OldNuke | 2018-06-28 22:00 | 0.65959
OldNuke | 2018-06-28 23:00 | 0.65959
OldNuke | 2018-06-29 | 0.65959
OldNuke | 2018-06-29 01:00 | 0.65959
OldNuke | 2018-06-29 02:00 | 0.65959
OldNuke | 2018-06-29 03:00 | 0.65959
OldNuke | 2018-06-29 04:00 | 0.65959
OldNuke | 2018-06-29 05:00 | 0.65959
OldNuke | 2018-06-29 06:00 | 0.65959
OldNuke | 2018-06-29 07:00 | 0.66141
OldNuke | 2018-06-29 08:00 | 0.65737
OldNuke | 2018-06-29 09:00 | 0.65737
OldNuke | 2018-06-29 10:00 | 0.67131
OldNuke | 2018-06-29 11:00 | 0.65927
OldNuke | 2018-06-29 12:00 | 0.65927
OldNuke | 2018-06-29 13:00 | 0.67131
OldNuke | 2018-06-29 14:00 | 0.67535
OldNuke | 2018-06-29 15:00 | 0.67535
OldNuke | 2018-06-29 16:00 | 0.67535
OldNuke | 2018-06-29 17:00 | 0.67535
OldNuke | 2018-06-29 18:00 | 0.67535
OldNuke | 2018-06-29 19:00 | 0.67535
OldNuke | 2018-06-29 20:00 | 0.65318
OldNuke | 2018-06-29 21:00 | 0.65318
OldNuke | 2018-06-29 22:00 | 0.62823
OldNuke | 2018-06-29 23:00 | 0.61345
OldNuke | 2018-06-30 | 0.6125
OldNuke | 2018-06-30 01:00 | 0.6125
OldNuke | 2018-06-30 02:00 | 0.59983
OldNuke | 2018-06-30 03:00 | 0.59983
OldNuke | 2018-06-30 04:00 | 0.59983
OldNuke | 2018-06-30 05:00 | 0.59983
OldNuke | 2018-06-30 06:00 | 0.59983
OldNuke | 2018-06-30 07:00 | 0.59983
OldNuke | 2018-06-30 08:00 | 0.59983
OldNuke | 2018-06-30 09:00 | 0.59983
OldNuke | 2018-06-30 10:00 | 0.59983
OldNuke | 2018-06-30 11:00 | 0.59983
OldNuke | 2018-06-30 12:00 | 0.59983
OldNuke | 2018-06-30 13:00 | 0.59983
OldNuke | 2018-06-30 14:00 | 0.59713
OldNuke | 2018-06-30 15:00 | 0.59713
OldNuke | 2018-06-30 16:00 | 0.59983
OldNuke | 2018-06-30 17:00 | 0.59983
OldNuke | 2018-06-30 18:00 | 0.59983
OldNuke | 2018-06-30 19:00 | 0.6146
OldNuke | 2018-06-30 20:00 | 0.6146
OldNuke | 2018-06-30 21:00 | 0.6146
OldNuke | 2018-06-30 22:00 | 0.6146
OldNuke | 2018-06-30 23:00 | 0.6146
OldNuke | 2018-07-01 | 0.6146
OldNuke | 2018-07-01 01:00 | 0.6146
OldNuke | 2018-07-01 02:00 | 0.6146
OldNuke | 2018-07-01 03:00 | 0.6146
OldNuke | 2018-07-01 04:00 | 0.6146
OldNuke | 2018-07-01 05:00 | 0.6146
OldNuke | 2018-07-01 06:00 | 0.6146
OldNuke | 2018-07-01 07:00 | 0.6146
OldNuke | 2018-07-01 08:00 | 0.6146
OldNuke | 2018-07-01 09:00 | 0.6146
OldNuke | 2018-07-01 10:00 | 0.6146
OldNuke | 2018-07-01 11:00 | 0.6146
OldNuke | 2018-07-01 12:00 | 0.6146
OldNuke | 2018-07-01 13:00 | 0.6146
OldNuke | 2018-07-01 14:00 | 0.6146
OldNuke | 2018-07-01 15:00 | 0.6146
OldNuke | 2018-07-01 16:00 | 0.6146
OldNuke | 2018-07-01 17:00 | 0.6146
OldNuke | 2018-07-01 18:00 | 0.6146
OldNuke | 2018-07-01 19:00 | 0.6146
OldNuke | 2018-07-01 20:00 | 0.6146
OldNuke | 2018-07-01 21:00 | 0.6146
OldNuke | 2018-07-01 22:00 | 0.6146
OldNuke | 2018-07-01 23:00 | 0.63029
OldNuke | 2018-07-02 | 0.63029
OldNuke | 2018-07-02 01:00 | 0.63029
OldNuke | 2018-07-02 02:00 | 0.63599
OldNuke | 2018-07-02 03:00 | 0.63599
OldNuke | 2018-07-02 04:00 | 0.63599
OldNuke | 2018-07-02 05:00 | 0.63599
OldNuke | 2018-07-02 06:00 | 0.63599
OldNuke | 2018-07-02 07:00 | 0.63599
OldNuke | 2018-07-02 08:00 | 0.63599
OldNuke | 2018-07-02 09:00 | 0.63599
OldNuke | 2018-07-02 10:00 | 0.63599
OldNuke | 2018-07-02 11:00 | 0.63599
OldNuke | 2018-07-02 12:00 | 0.63599
OldNuke | 2018-07-02 13:00 | 0.6504
OldNuke | 2018-07-02 14:00 | 0.64915
OldNuke | 2018-07-02 15:00 | 0.64915
OldNuke | 2018-07-02 16:00 | 0.64915
OldNuke | 2018-07-02 17:00 | 0.64915
OldNuke | 2018-07-02 18:00 | 0.64915
OldNuke | 2018-07-02 19:00 | 0.65343
OldNuke | 2018-07-02 20:00 | 0.65343
OldNuke | 2018-07-02 21:00 | 0.63696
OldNuke | 2018-07-02 22:00 | 0.63821
OldNuke | 2018-07-02 23:00 | 0.63821
OldNuke | 2018-07-03 | 0.63821
OldNuke | 2018-07-03 01:00 | 0.63821
OldNuke | 2018-07-03 02:00 | 0.64011
OldNuke | 2018-07-03 03:00 | 0.64011
OldNuke | 2018-07-03 04:00 | 0.64011
OldNuke | 2018-07-03 05:00 | 0.64011
OldNuke | 2018-07-03 06:00 | 0.64011
OldNuke | 2018-07-03 07:00 | 0.64011
OldNuke | 2018-07-03 08:00 | 0.64011
OldNuke | 2018-07-03 09:00 | 0.63848
OldNuke | 2018-07-03 10:00 | 0.63848
OldNuke | 2018-07-03 11:00 | 0.63848
OldNuke | 2018-07-03 12:00 | 0.63848
OldNuke | 2018-07-03 13:00 | 0.63848
OldNuke | 2018-07-03 14:00 | 0.63848
OldNuke | 2018-07-03 15:00 | 0.63848
OldNuke | 2018-07-03 16:00 | 0.63848
OldNuke | 2018-07-03 17:00 | 0.64011
OldNuke | 2018-07-03 18:00 | 0.64011
OldNuke | 2018-07-03 19:00 | 0.64011
OldNuke | 2018-07-03 20:00 | 0.64011
OldNuke | 2018-07-03 21:00 | 0.64011
OldNuke | 2018-07-03 22:00 | 0.64011
OldNuke | 2018-07-03 23:00 | 0.64011
OldNuke | 2018-07-04 | 0.64011
OldNuke | 2018-07-04 01:00 | 0.64011
OldNuke | 2018-07-04 02:00 | 0.65737
OldNuke | 2018-07-04 03:00 | 0.65737
OldNuke | 2018-07-04 04:00 | 0.65737
OldNuke | 2018-07-04 05:00 | 0.65737
OldNuke | 2018-07-04 06:00 | 0.65737
OldNuke | 2018-07-04 07:00 | 0.65737
OldNuke | 2018-07-04 08:00 | 0.65737
OldNuke | 2018-07-04 09:00 | 0.65737
OldNuke | 2018-07-04 10:00 | 0.65737
OldNuke | 2018-07-04 11:00 | 0.65737
OldNuke | 2018-07-04 12:00 | 0.65737
OldNuke | 2018-07-04 13:00 | 0.65737
OldNuke | 2018-07-04 14:00 | 0.65737
OldNuke | 2018-07-04 15:00 | 0.65737
OldNuke | 2018-07-04 16:00 | 0.65737
OldNuke | 2018-07-04 17:00 | 0.65737
OldNuke | 2018-07-04 18:00 | 0.65737
OldNuke | 2018-07-04 19:00 | 0.65737
OldNuke | 2018-07-04 20:00 | 0.65737
OldNuke | 2018-07-04 21:00 | 0.65737
OldNuke | 2018-07-04 22:00 | 0.65737
OldNuke | 2018-07-04 23:00 | 0.65737
OldNuke | 2018-07-05 | 0.65737
OldNuke | 2018-07-05 01:00 | 0.65737
OldNuke | 2018-07-05 02:00 | 0.65737
OldNuke | 2018-07-05 03:00 | 0.65737
OldNuke | 2018-07-05 04:00 | 0.65737
OldNuke | 2018-07-05 05:00 | 0.65737
OldNuke | 2018-07-05 06:00 | 0.65737
OldNuke | 2018-07-05 07:00 | 0.65737
OldNuke | 2018-07-05 08:00 | 0.65737
OldNuke | 2018-07-05 09:00 | 0.65737
OldNuke | 2018-07-05 10:00 | 0.65737
OldNuke | 2018-07-05 11:00 | 0.65737
OldNuke | 2018-07-05 12:00 | 0.65737
OldNuke | 2018-07-05 13:00 | 0.65737
OldNuke | 2018-07-05 14:00 | 0.66276
OldNuke | 2018-07-05 15:00 | 0.66276
OldNuke | 2018-07-05 16:00 | 0.66276
OldNuke | 2018-07-05 17:00 | 0.68652
OldNuke | 2018-07-05 18:00 | 0.68652
OldNuke | 2018-07-05 19:00 | 0.68652
OldNuke | 2018-07-05 20:00 | 0.68652
OldNuke | 2018-07-05 21:00 | 0.68652
OldNuke | 2018-07-05 22:00 | 0.68652
OldNuke | 2018-07-05 23:00 | 0.68652
OldNuke | 2018-07-06 | 0.68652
OldNuke | 2018-07-06 01:00 | 0.68652
OldNuke | 2018-07-06 02:00 | 0.68652
OldNuke | 2018-07-06 03:00 | 0.68652
OldNuke | 2018-07-06 04:00 | 0.68652
OldNuke | 2018-07-06 05:00 | 0.68652
OldNuke | 2018-07-06 06:00 | 0.68652
OldNuke | 2018-07-06 07:00 | 0.68652
OldNuke | 2018-07-06 08:00 | 0.68652
OldNuke | 2018-07-06 09:00 | 0.68652
OldNuke | 2018-07-06 10:00 | 0.68652
OldNuke | 2018-07-06 11:00 | 0.68652
OldNuke | 2018-07-06 12:00 | 0.68652
OldNuke | 2018-07-06 13:00 | 0.68652
OldNuke | 2018-07-06 14:00 | 0.68652
OldNuke | 2018-07-06 15:00 | 0.68652
OldNuke | 2018-07-06 16:00 | 0.68652
OldNuke | 2018-07-06 17:00 | 0.68652
OldNuke | 2018-07-06 18:00 | 0.68652
OldNuke | 2018-07-06 19:00 | 0.68652
OldNuke | 2018-07-06 20:00 | 0.68652
OldNuke | 2018-07-06 21:00 | 0.68652
OldNuke | 2018-07-06 22:00 | 0.68652
OldNuke | 2018-07-06 23:00 | 0.68652
OldNuke | 2018-07-07 | 0.67242
OldNuke | 2018-07-07 01:00 | 0.67242
OldNuke | 2018-07-07 02:00 | 0.65809
OldNuke | 2018-07-07 03:00 | 0.64549
OldNuke | 2018-07-07 04:00 | 0.60946
OldNuke | 2018-07-07 05:00 | 0.60946
OldNuke | 2018-07-07 06:00 | 0.60946
OldNuke | 2018-07-07 07:00 | 0.60946
OldNuke | 2018-07-07 08:00 | 0.60946
OldNuke | 2018-07-07 09:00 | 0.59496
OldNuke | 2018-07-07 10:00 | 0.60193
OldNuke | 2018-07-07 11:00 | 0.60193
OldNuke | 2018-07-07 12:00 | 0.59671
OldNuke | 2018-07-07 13:00 | 0.59671
OldNuke | 2018-07-07 14:00 | 0.59671
OldNuke | 2018-07-07 15:00 | 0.59671
OldNuke | 2018-07-07 16:00 | 0.59671
OldNuke | 2018-07-07 17:00 | 0.59671
OldNuke | 2018-07-07 18:00 | 0.59671
OldNuke | 2018-07-07 19:00 | 0.59671
OldNuke | 2018-07-07 20:00 | 0.59671
OldNuke | 2018-07-07 21:00 | 0.59671
OldNuke | 2018-07-07 22:00 | 0.59671
OldNuke | 2018-07-07 23:00 | 0.59671
OldNuke | 2018-07-08 | 0.59671
OldNuke | 2018-07-08 01:00 | 0.60874
OldNuke | 2018-07-08 02:00 | 0.60874
OldNuke | 2018-07-08 03:00 | 0.58768
OldNuke | 2018-07-08 04:00 | 0.58768
OldNuke | 2018-07-08 05:00 | 0.58768
OldNuke | 2018-07-08 06:00 | 0.58768
OldNuke | 2018-07-08 07:00 | 0.58768
OldNuke | 2018-07-08 08:00 | 0.58768
OldNuke | 2018-07-08 09:00 | 0.58768
OldNuke | 2018-07-08 10:00 | 0.59908
OldNuke | 2018-07-08 11:00 | 0.58459
OldNuke | 2018-07-08 12:00 | 0.58459
OldNuke | 2018-07-08 13:00 | 0.58459
OldNuke | 2018-07-08 14:00 | 0.58459
OldNuke | 2018-07-08 15:00 | 0.60565
OldNuke | 2018-07-08 16:00 | 0.62015
OldNuke | 2018-07-08 17:00 | 0.62015
OldNuke | 2018-07-08 18:00 | 0.62015
OldNuke | 2018-07-08 19:00 | 0.62015
OldNuke | 2018-07-08 20:00 | 0.62015
OldNuke | 2018-07-08 21:00 | 0.62015
OldNuke | 2018-07-08 22:00 | 0.62015
OldNuke | 2018-07-08 23:00 | 0.62015
OldNuke | 2018-07-09 | 0.62015
OldNuke | 2018-07-09 01:00 | 0.62015
OldNuke | 2018-07-09 02:00 | 0.64122
OldNuke | 2018-07-09 03:00 | 0.64122
OldNuke | 2018-07-09 04:00 | 0.64233
OldNuke | 2018-07-09 05:00 | 0.64233
OldNuke | 2018-07-09 06:00 | 0.66308
OldNuke | 2018-07-09 07:00 | 0.64486
OldNuke | 2018-07-09 08:00 | 0.64605
OldNuke | 2018-07-09 09:00 | 0.64605
OldNuke | 2018-07-09 10:00 | 0.66434
OldNuke | 2018-07-09 11:00 | 0.66434
OldNuke | 2018-07-09 12:00 | 0.66434
OldNuke | 2018-07-09 13:00 | 0.66434
OldNuke | 2018-07-09 14:00 | 0.66434
OldNuke | 2018-07-09 15:00 | 0.66434
OldNuke | 2018-07-09 16:00 | 0.66704
OldNuke | 2018-07-09 17:00 | 0.66704
OldNuke | 2018-07-09 18:00 | 0.66704
OldNuke | 2018-07-09 19:00 | 0.66704
OldNuke | 2018-07-09 20:00 | 0.66704
OldNuke | 2018-07-09 21:00 | 0.66704
OldNuke | 2018-07-09 22:00 | 0.66704
OldNuke | 2018-07-09 23:00 | 0.66704
OldNuke | 2018-07-10 | 0.66704
OldNuke | 2018-07-10 01:00 | 0.66704
OldNuke | 2018-07-10 02:00 | 0.68525
OldNuke | 2018-07-10 03:00 | 0.68525
OldNuke | 2018-07-10 04:00 | 0.68525
OldNuke | 2018-07-10 05:00 | 0.68525
OldNuke | 2018-07-10 06:00 | 0.68525
OldNuke | 2018-07-10 07:00 | 0.68525
OldNuke | 2018-07-10 08:00 | 0.68525
OldNuke | 2018-07-10 09:00 | 0.68525
OldNuke | 2018-07-10 10:00 | 0.68525
OldNuke | 2018-07-10 11:00 | 0.68525
OldNuke | 2018-07-10 12:00 | 0.68525
OldNuke | 2018-07-10 13:00 | 0.68525
OldNuke | 2018-07-10 14:00 | 0.68525
OldNuke | 2018-07-10 15:00 | 0.68525
OldNuke | 2018-07-10 16:00 | 0.68525
OldNuke | 2018-07-10 17:00 | 0.68525
OldNuke | 2018-07-10 18:00 | 0.68525
OldNuke | 2018-07-10 19:00 | 0.68525
OldNuke | 2018-07-10 20:00 | 0.67076
OldNuke | 2018-07-10 21:00 | 0.67076
OldNuke | 2018-07-10 22:00 | 0.67076
OldNuke | 2018-07-10 23:00 | 0.67076
OldNuke | 2018-07-11 | 0.67076
OldNuke | 2018-07-11 01:00 | 0.67076
OldNuke | 2018-07-11 02:00 | 0.6523
OldNuke | 2018-07-11 03:00 | 0.6523
OldNuke | 2018-07-11 04:00 | 0.6523
OldNuke | 2018-07-11 05:00 | 0.6523
OldNuke | 2018-07-11 06:00 | 0.6523
OldNuke | 2018-07-11 07:00 | 0.6523
OldNuke | 2018-07-11 08:00 | 0.6523
OldNuke | 2018-07-11 09:00 | 0.6523
OldNuke | 2018-07-11 10:00 | 0.6523
OldNuke | 2018-07-11 11:00 | 0.6523
OldNuke | 2018-07-11 12:00 | 0.6523
OldNuke | 2018-07-11 13:00 | 0.6523
OldNuke | 2018-07-11 14:00 | 0.6523
OldNuke | 2018-07-11 15:00 | 0.6523
OldNuke | 2018-07-11 16:00 | 0.6523
OldNuke | 2018-07-11 17:00 | 0.6523
OldNuke | 2018-07-11 18:00 | 0.6523
OldNuke | 2018-07-11 19:00 | 0.6523
OldNuke | 2018-07-11 20:00 | 0.6523
OldNuke | 2018-07-11 21:00 | 0.6523
OldNuke | 2018-07-11 22:00 | 0.6523
OldNuke | 2018-07-11 23:00 | 0.6523
OldNuke | 2018-07-12 | 0.65066
OldNuke | 2018-07-12 01:00 | 0.67434
OldNuke | 2018-07-12 02:00 | 0.67599
OldNuke | 2018-07-12 03:00 | 0.67599
OldNuke | 2018-07-12 04:00 | 0.67599
OldNuke | 2018-07-12 05:00 | 0.67599
OldNuke | 2018-07-12 06:00 | 0.66521
OldNuke | 2018-07-12 07:00 | 0.66521
OldNuke | 2018-07-12 08:00 | 0.67599
OldNuke | 2018-07-12 09:00 | 0.67599
OldNuke | 2018-07-12 10:00 | 0.67599
OldNuke | 2018-07-12 11:00 | 0.67599
OldNuke | 2018-07-12 12:00 | 0.67599
OldNuke | 2018-07-12 13:00 | 0.67599
OldNuke | 2018-07-12 14:00 | 0.67599
OldNuke | 2018-07-12 15:00 | 0.67599
OldNuke | 2018-07-12 16:00 | 0.67599
OldNuke | 2018-07-12 17:00 | 0.67599
OldNuke | 2018-07-12 18:00 | 0.67599
OldNuke | 2018-07-12 19:00 | 0.67599
OldNuke | 2018-07-12 20:00 | 0.67599
OldNuke | 2018-07-12 21:00 | 0.67599
OldNuke | 2018-07-12 22:00 | 0.65492
OldNuke | 2018-07-12 23:00 | 0.65492
OldNuke | 2018-07-13 | 0.65492
OldNuke | 2018-07-13 01:00 | 0.65492
OldNuke | 2018-07-13 02:00 | 0.65492
OldNuke | 2018-07-13 03:00 | 0.65492
OldNuke | 2018-07-13 04:00 | 0.65492
OldNuke | 2018-07-13 05:00 | 0.65492
OldNuke | 2018-07-13 06:00 | 0.65492
OldNuke | 2018-07-13 07:00 | 0.65492
OldNuke | 2018-07-13 08:00 | 0.65492
OldNuke | 2018-07-13 09:00 | 0.65492
OldNuke | 2018-07-13 10:00 | 0.65492
OldNuke | 2018-07-13 11:00 | 0.65492
OldNuke | 2018-07-13 12:00 | 0.65492
OldNuke | 2018-07-13 13:00 | 0.65492
OldNuke | 2018-07-13 14:00 | 0.65492
OldNuke | 2018-07-13 15:00 | 0.65492
OldNuke | 2018-07-13 16:00 | 0.65492
OldNuke | 2018-07-13 17:00 | 0.65492
OldNuke | 2018-07-13 18:00 | 0.67298
OldNuke | 2018-07-13 19:00 | 0.65183
OldNuke | 2018-07-13 20:00 | 0.67298
OldNuke | 2018-07-13 21:00 | 0.67298
OldNuke | 2018-07-13 22:00 | 0.65191
OldNuke | 2018-07-13 23:00 | 0.63797
OldNuke | 2018-07-14 | 0.60819
OldNuke | 2018-07-14 01:00 | 0.60819
OldNuke | 2018-07-14 02:00 | 0.5937
OldNuke | 2018-07-14 03:00 | 0.60518
OldNuke | 2018-07-14 04:00 | 0.60518
OldNuke | 2018-07-14 05:00 | 0.60518
OldNuke | 2018-07-14 06:00 | 0.60518
OldNuke | 2018-07-14 07:00 | 0.60518
OldNuke | 2018-07-14 08:00 | 0.60518
OldNuke | 2018-07-14 09:00 | 0.60518
OldNuke | 2018-07-14 10:00 | 0.60518
OldNuke | 2018-07-14 11:00 | 0.60518
OldNuke | 2018-07-14 12:00 | 0.60518
OldNuke | 2018-07-14 13:00 | 0.60518
OldNuke | 2018-07-14 14:00 | 0.60518
OldNuke | 2018-07-14 15:00 | 0.60518
OldNuke | 2018-07-14 16:00 | 0.60518
OldNuke | 2018-07-14 17:00 | 0.60518
OldNuke | 2018-07-14 18:00 | 0.60748
OldNuke | 2018-07-14 19:00 | 0.60748
OldNuke | 2018-07-14 20:00 | 0.60748
OldNuke | 2018-07-14 21:00 | 0.60748
OldNuke | 2018-07-14 22:00 | 0.60748
OldNuke | 2018-07-14 23:00 | 0.60748
OldNuke | 2018-07-15 | 0.59306
OldNuke | 2018-07-15 01:00 | 0.59306
OldNuke | 2018-07-15 02:00 | 0.61413
OldNuke | 2018-07-15 03:00 | 0.61413
OldNuke | 2018-07-15 04:00 | 0.61413
OldNuke | 2018-07-15 05:00 | 0.61413
OldNuke | 2018-07-15 06:00 | 0.60581
OldNuke | 2018-07-15 07:00 | 0.60581
OldNuke | 2018-07-15 08:00 | 0.60581
OldNuke | 2018-07-15 09:00 | 0.61912
OldNuke | 2018-07-15 10:00 | 0.61389
OldNuke | 2018-07-15 11:00 | 0.61389
OldNuke | 2018-07-15 12:00 | 0.62015
OldNuke | 2018-07-15 13:00 | 0.62015
OldNuke | 2018-07-15 14:00 | 0.62221
OldNuke | 2018-07-15 15:00 | 0.62221
OldNuke | 2018-07-15 16:00 | 0.62221
OldNuke | 2018-07-15 17:00 | 0.62221
OldNuke | 2018-07-15 18:00 | 0.63615
OldNuke | 2018-07-15 19:00 | 0.63615
OldNuke | 2018-07-15 20:00 | 0.63615
OldNuke | 2018-07-15 21:00 | 0.63615
OldNuke | 2018-07-15 22:00 | 0.63615
OldNuke | 2018-07-15 23:00 | 0.65722
OldNuke | 2018-07-16 | 0.65611
OldNuke | 2018-07-16 01:00 | 0.65611
OldNuke | 2018-07-16 02:00 | 0.67052
OldNuke | 2018-07-16 03:00 | 0.67052
OldNuke | 2018-07-16 04:00 | 0.67052
OldNuke | 2018-07-16 05:00 | 0.6881
OldNuke | 2018-07-16 06:00 | 0.6881
OldNuke | 2018-07-16 07:00 | 0.6881
OldNuke | 2018-07-16 08:00 | 0.6881
OldNuke | 2018-07-16 09:00 | 0.6881
OldNuke | 2018-07-16 10:00 | 0.6881
OldNuke | 2018-07-16 11:00 | 0.69333
OldNuke | 2018-07-16 12:00 | 0.69333
OldNuke | 2018-07-16 13:00 | 0.69333
OldNuke | 2018-07-16 14:00 | 0.69333
OldNuke | 2018-07-16 15:00 | 0.69333
OldNuke | 2018-07-16 16:00 | 0.69333
OldNuke | 2018-07-16 17:00 | 0.69333
OldNuke | 2018-07-16 18:00 | 0.68003
OldNuke | 2018-07-16 19:00 | 0.68003
OldNuke | 2018-07-16 20:00 | 0.68003
OldNuke | 2018-07-16 21:00 | 0.68003
OldNuke | 2018-07-16 22:00 | 0.69333
OldNuke | 2018-07-16 23:00 | 0.69333
OldNuke | 2018-07-17 | 0.69333
OldNuke | 2018-07-17 01:00 | 0.69333
OldNuke | 2018-07-17 02:00 | 0.69333
OldNuke | 2018-07-17 03:00 | 0.69333
OldNuke | 2018-07-17 04:00 | 0.69333
OldNuke | 2018-07-17 05:00 | 0.69333
OldNuke | 2018-07-17 06:00 | 0.69333
OldNuke | 2018-07-17 07:00 | 0.69333
OldNuke | 2018-07-17 08:00 | 0.69333
OldNuke | 2018-07-17 09:00 | 0.69333
OldNuke | 2018-07-17 10:00 | 0.69333
OldNuke | 2018-07-17 11:00 | 0.69333
OldNuke | 2018-07-17 12:00 | 0.69333
OldNuke | 2018-07-17 13:00 | 0.69333
OldNuke | 2018-07-17 14:00 | 0.69333
OldNuke | 2018-07-17 15:00 | 0.69333
OldNuke | 2018-07-17 16:00 | 0.69333
OldNuke | 2018-07-17 17:00 | 0.69333
OldNuke | 2018-07-17 18:00 | 0.69333
OldNuke | 2018-07-17 19:00 | 0.69333
OldNuke | 2018-07-17 20:00 | 0.69333
OldNuke | 2018-07-17 21:00 | 0.69333
OldNuke | 2018-07-17 22:00 | 0.69333
OldNuke | 2018-07-17 23:00 | 0.69333
OldNuke | 2018-07-18 | 0.69333
OldNuke | 2018-07-18 01:00 | 0.69333
OldNuke | 2018-07-18 02:00 | 0.69333
OldNuke | 2018-07-18 03:00 | 0.69333
OldNuke | 2018-07-18 04:00 | 0.69333
OldNuke | 2018-07-18 05:00 | 0.69333
OldNuke | 2018-07-18 06:00 | 0.69333
OldNuke | 2018-07-18 07:00 | 0.69333
OldNuke | 2018-07-18 08:00 | 0.69333
OldNuke | 2018-07-18 09:00 | 0.69333
OldNuke | 2018-07-18 10:00 | 0.69333
OldNuke | 2018-07-18 11:00 | 0.69333
OldNuke | 2018-07-18 12:00 | 0.69333
OldNuke | 2018-07-18 13:00 | 0.69333
OldNuke | 2018-07-18 14:00 | 0.69634
OldNuke | 2018-07-18 15:00 | 0.69634
OldNuke | 2018-07-18 16:00 | 0.69634
OldNuke | 2018-07-18 17:00 | 0.69634
OldNuke | 2018-07-18 18:00 | 0.69634
OldNuke | 2018-07-18 19:00 | 0.69634
OldNuke | 2018-07-18 20:00 | 0.69634
OldNuke | 2018-07-18 21:00 | 0.69941
OldNuke | 2018-07-18 22:00 | 0.69634
OldNuke | 2018-07-18 23:00 | 0.69634
OldNuke | 2018-07-19 | 0.69634
OldNuke | 2018-07-19 01:00 | 0.69634
OldNuke | 2018-07-19 02:00 | 0.69634
OldNuke | 2018-07-19 03:00 | 0.71083
OldNuke | 2018-07-19 04:00 | 0.71083
OldNuke | 2018-07-19 05:00 | 0.71083
OldNuke | 2018-07-19 06:00 | 0.71083
OldNuke | 2018-07-19 07:00 | 0.71083
OldNuke | 2018-07-19 08:00 | 0.71083
OldNuke | 2018-07-19 09:00 | 0.71083
OldNuke | 2018-07-19 10:00 | 0.71083
OldNuke | 2018-07-19 11:00 | 0.71083
OldNuke | 2018-07-19 12:00 | 0.71083
OldNuke | 2018-07-19 13:00 | 0.71083
OldNuke | 2018-07-19 14:00 | 0.71083
OldNuke | 2018-07-19 15:00 | 0.71083
OldNuke | 2018-07-19 16:00 | 0.71083
OldNuke | 2018-07-19 17:00 | 0.71083
OldNuke | 2018-07-19 18:00 | 0.71083
OldNuke | 2018-07-19 19:00 | 0.71083
OldNuke | 2018-07-19 20:00 | 0.71083
OldNuke | 2018-07-19 21:00 | 0.71083
OldNuke | 2018-07-19 22:00 | 0.71083
OldNuke | 2018-07-19 23:00 | 0.71083
OldNuke | 2018-07-20 | 0.71083
OldNuke | 2018-07-20 01:00 | 0.6965
OldNuke | 2018-07-20 02:00 | 0.6965
OldNuke | 2018-07-20 03:00 | 0.6965
OldNuke | 2018-07-20 04:00 | 0.6965
OldNuke | 2018-07-20 05:00 | 0.6965
OldNuke | 2018-07-20 06:00 | 0.6965
OldNuke | 2018-07-20 07:00 | 0.6965
OldNuke | 2018-07-20 08:00 | 0.6965
OldNuke | 2018-07-20 09:00 | 0.6965
OldNuke | 2018-07-20 10:00 | 0.6965
OldNuke | 2018-07-20 11:00 | 0.6965
OldNuke | 2018-07-20 12:00 | 0.6965
OldNuke | 2018-07-20 13:00 | 0.6965
OldNuke | 2018-07-20 14:00 | 0.6965
OldNuke | 2018-07-20 15:00 | 0.6965
OldNuke | 2018-07-20 16:00 | 0.6965
OldNuke | 2018-07-20 17:00 | 0.6965
OldNuke | 2018-07-20 18:00 | 0.6965
OldNuke | 2018-07-20 19:00 | 0.6965
OldNuke | 2018-07-20 20:00 | 0.6965
OldNuke | 2018-07-20 21:00 | 0.6965
OldNuke | 2018-07-20 22:00 | 0.6965
OldNuke | 2018-07-20 23:00 | 0.6965
OldNuke | 2018-07-21 | 0.64431
OldNuke | 2018-07-21 01:00 | 0.63718
OldNuke | 2018-07-21 02:00 | 0.62276
OldNuke | 2018-07-21 03:00 | 0.60843
OldNuke | 2018-07-21 04:00 | 0.61248
OldNuke | 2018-07-21 05:00 | 0.614
OldNuke | 2018-07-21 06:00 | 0.61716
OldNuke | 2018-07-21 07:00 | 0.61758
OldNuke | 2018-07-21 08:00 | 0.61796
OldNuke | 2018-07-21 09:00 | 0.61858
OldNuke | 2018-07-21 10:00 | 0.61639
OldNuke | 2018-07-21 11:00 | 0.61415
OldNuke | 2018-07-21 12:00 | 0.61264
OldNuke | 2018-07-21 13:00 | 0.61196
OldNuke | 2018-07-21 14:00 | 0.61476
OldNuke | 2018-07-21 15:00 | 0.61635
OldNuke | 2018-07-21 16:00 | 0.61847
OldNuke | 2018-07-21 17:00 | 0.61868
OldNuke | 2018-07-21 18:00 | 0.62202
OldNuke | 2018-07-21 19:00 | 0.62631
OldNuke | 2018-07-21 20:00 | 0.62772
OldNuke | 2018-07-21 21:00 | 0.62897
OldNuke | 2018-07-21 22:00 | 0.62492
OldNuke | 2018-07-21 23:00 | 0.62519
OldNuke | 2018-07-22 | 0.62284
OldNuke | 2018-07-22 01:00 | 0.62284
OldNuke | 2018-07-22 02:00 | 0.62284
OldNuke | 2018-07-22 03:00 | 0.62113
OldNuke | 2018-07-22 04:00 | 0.6269
OldNuke | 2018-07-22 05:00 | 0.62807
OldNuke | 2018-07-22 06:00 | 0.63746
OldNuke | 2018-07-22 07:00 | 0.64602
OldNuke | 2018-07-22 08:00 | 0.6488
OldNuke | 2018-07-22 09:00 | 0.64963
OldNuke | 2018-07-22 10:00 | 0.64747
OldNuke | 2018-07-22 11:00 | 0.64521
OldNuke | 2018-07-22 12:00 | 0.64602
OldNuke | 2018-07-22 13:00 | 0.64643
OldNuke | 2018-07-22 14:00 | 0.64399
OldNuke | 2018-07-22 15:00 | 0.64399
OldNuke | 2018-07-22 16:00 | 0.65134
OldNuke | 2018-07-22 17:00 | 0.65175
OldNuke | 2018-07-22 18:00 | 0.66767
OldNuke | 2018-07-22 19:00 | 0.65113
OldNuke | 2018-07-22 20:00 | 0.65085
OldNuke | 2018-07-22 21:00 | 0.65147
OldNuke | 2018-07-22 22:00 | 0.64858
OldNuke | 2018-07-22 23:00 | 0.64912
OldNuke | 2018-07-23 | 0.6584
OldNuke | 2018-07-23 01:00 | 0.67282
OldNuke | 2018-07-23 02:00 | 0.67282
OldNuke | 2018-07-23 03:00 | 0.67282
OldNuke | 2018-07-23 04:00 | 0.67282
OldNuke | 2018-07-23 05:00 | 0.67282
OldNuke | 2018-07-23 06:00 | 0.67282
OldNuke | 2018-07-23 07:00 | 0.67282
OldNuke | 2018-07-23 08:00 | 0.67282
OldNuke | 2018-07-23 09:00 | 0.67282
OldNuke | 2018-07-23 10:00 | 0.67282
OldNuke | 2018-07-23 11:00 | 0.67282
OldNuke | 2018-07-23 12:00 | 0.67282
OldNuke | 2018-07-23 13:00 | 0.67282
OldNuke | 2018-07-23 14:00 | 0.67282
OldNuke | 2018-07-23 15:00 | 0.66989
OldNuke | 2018-07-23 16:00 | 0.67282
OldNuke | 2018-07-23 17:00 | 0.6584
OldNuke | 2018-07-23 18:00 | 0.6584
OldNuke | 2018-07-23 19:00 | 0.6584
OldNuke | 2018-07-23 20:00 | 0.6584
OldNuke | 2018-07-23 21:00 | 0.6584
OldNuke | 2018-07-23 22:00 | 0.6584
OldNuke | 2018-07-23 23:00 | 0.6584
OldNuke | 2018-07-24 | 0.65096
OldNuke | 2018-07-24 01:00 | 0.65156
OldNuke | 2018-07-24 02:00 | 0.65238
OldNuke | 2018-07-24 03:00 | 0.65188
OldNuke | 2018-07-24 04:00 | 0.65392
OldNuke | 2018-07-24 05:00 | 0.65628
OldNuke | 2018-07-24 06:00 | 0.6559
OldNuke | 2018-07-24 07:00 | 0.65349
OldNuke | 2018-07-24 08:00 | 0.65131
OldNuke | 2018-07-24 09:00 | 0.65028
OldNuke | 2018-07-24 10:00 | 0.64958
OldNuke | 2018-07-24 11:00 | 0.64901
OldNuke | 2018-07-24 12:00 | 0.64853
OldNuke | 2018-07-24 13:00 | 0.64782
OldNuke | 2018-07-24 14:00 | 0.65067
OldNuke | 2018-07-24 15:00 | 0.65722
OldNuke | 2018-07-24 16:00 | 0.66292
OldNuke | 2018-07-24 17:00 | 0.66485
OldNuke | 2018-07-24 18:00 | 0.66987
OldNuke | 2018-07-24 19:00 | 0.67036
OldNuke | 2018-07-24 20:00 | 0.67046
OldNuke | 2018-07-24 21:00 | 0.67092
OldNuke | 2018-07-24 22:00 | 0.66925
OldNuke | 2018-07-24 23:00 | 0.67146
OldNuke | 2018-07-25 | 0.67683
OldNuke | 2018-07-25 01:00 | 0.68218
OldNuke | 2018-07-25 02:00 | 0.68956
OldNuke | 2018-07-25 03:00 | 0.69221
OldNuke | 2018-07-25 04:00 | 0.69876
OldNuke | 2018-07-25 05:00 | 0.70322
OldNuke | 2018-07-25 06:00 | 0.70559
OldNuke | 2018-07-25 07:00 | 0.70428
OldNuke | 2018-07-25 08:00 | 0.70231
OldNuke | 2018-07-25 09:00 | 0.70062
OldNuke | 2018-07-25 10:00 | 0.69992
OldNuke | 2018-07-25 11:00 | 0.7001
OldNuke | 2018-07-25 12:00 | 0.69959
OldNuke | 2018-07-25 13:00 | 0.69924
OldNuke | 2018-07-25 14:00 | 0.69878
OldNuke | 2018-07-25 15:00 | 0.69819
OldNuke | 2018-07-25 16:00 | 0.69845
OldNuke | 2018-07-25 17:00 | 0.69873
OldNuke | 2018-07-25 18:00 | 0.69876
OldNuke | 2018-07-25 19:00 | 0.69872
OldNuke | 2018-07-25 20:00 | 0.69604
OldNuke | 2018-07-25 21:00 | 0.69621
OldNuke | 2018-07-25 22:00 | 0.69531
OldNuke | 2018-07-25 23:00 | 0.69531
OldNuke | 2018-07-26 | 0.6822
OldNuke | 2018-07-26 01:00 | 0.68323
OldNuke | 2018-07-26 02:00 | 0.68175
OldNuke | 2018-07-26 03:00 | 0.68644
OldNuke | 2018-07-26 04:00 | 0.69808
OldNuke | 2018-07-26 05:00 | 0.69134
OldNuke | 2018-07-26 06:00 | 0.68798
OldNuke | 2018-07-26 07:00 | 0.68726
OldNuke | 2018-07-26 08:00 | 0.68641
OldNuke | 2018-07-26 09:00 | 0.68522
OldNuke | 2018-07-26 10:00 | 0.68487
OldNuke | 2018-07-26 11:00 | 0.6833
OldNuke | 2018-07-26 12:00 | 0.68052
OldNuke | 2018-07-26 13:00 | 0.68082
OldNuke | 2018-07-26 14:00 | 0.67245
OldNuke | 2018-07-26 15:00 | 0.67052
OldNuke | 2018-07-26 16:00 | 0.67052
OldNuke | 2018-07-26 17:00 | 0.67196
OldNuke | 2018-07-26 18:00 | 0.67228
OldNuke | 2018-07-26 19:00 | 0.67196
OldNuke | 2018-07-26 20:00 | 0.67095
OldNuke | 2018-07-26 21:00 | 0.67166
OldNuke | 2018-07-26 22:00 | 0.66694
OldNuke | 2018-07-26 23:00 | 0.66637
OldNuke | 2018-07-27 | 0.66656
OldNuke | 2018-07-27 01:00 | 0.67077
OldNuke | 2018-07-27 02:00 | 0.67404
OldNuke | 2018-07-27 03:00 | 0.67256
OldNuke | 2018-07-27 04:00 | 0.67323
OldNuke | 2018-07-27 05:00 | 0.67697
OldNuke | 2018-07-27 06:00 | 0.67885
OldNuke | 2018-07-27 07:00 | 0.6783
OldNuke | 2018-07-27 08:00 | 0.67645
OldNuke | 2018-07-27 09:00 | 0.67502
OldNuke | 2018-07-27 10:00 | 0.66848
OldNuke | 2018-07-27 11:00 | 0.66396
OldNuke | 2018-07-27 12:00 | 0.66195
OldNuke | 2018-07-27 13:00 | 0.65867
OldNuke | 2018-07-27 14:00 | 0.65631
OldNuke | 2018-07-27 15:00 | 0.65406
OldNuke | 2018-07-27 16:00 | 0.65249
OldNuke | 2018-07-27 17:00 | 0.65265
OldNuke | 2018-07-27 18:00 | 0.65308
OldNuke | 2018-07-27 19:00 | 0.6493
OldNuke | 2018-07-27 20:00 | 0.64462
OldNuke | 2018-07-27 21:00 | 0.63856
OldNuke | 2018-07-27 22:00 | 0.63338
OldNuke | 2018-07-27 23:00 | 0.63344
OldNuke | 2018-07-28 | 0.63494
OldNuke | 2018-07-28 01:00 | 0.62899
OldNuke | 2018-07-28 02:00 | 0.63284
OldNuke | 2018-07-28 03:00 | 0.63637
OldNuke | 2018-07-28 04:00 | 0.63768
OldNuke | 2018-07-28 05:00 | 0.63531
OldNuke | 2018-07-28 06:00 | 0.6364
OldNuke | 2018-07-28 07:00 | 0.63876
OldNuke | 2018-07-28 08:00 | 0.63751
OldNuke | 2018-07-28 09:00 | 0.63805
OldNuke | 2018-07-28 10:00 | 0.63816
OldNuke | 2018-07-28 11:00 | 0.6393
OldNuke | 2018-07-28 12:00 | 0.63528
OldNuke | 2018-07-28 13:00 | 0.62815
OldNuke | 2018-07-28 14:00 | 0.62997
OldNuke | 2018-07-28 15:00 | 0.62997
OldNuke | 2018-07-28 16:00 | 0.63486
OldNuke | 2018-07-28 17:00 | 0.62997
OldNuke | 2018-07-28 18:00 | 0.63376
OldNuke | 2018-07-28 19:00 | 0.63425
OldNuke | 2018-07-28 20:00 | 0.62997
OldNuke | 2018-07-28 21:00 | 0.61902
OldNuke | 2018-07-28 22:00 | 0.61929
OldNuke | 2018-07-28 23:00 | 0.61334
OldNuke | 2018-07-29 | 0.60946
OldNuke | 2018-07-29 01:00 | 0.60946
OldNuke | 2018-07-29 02:00 | 0.60946
OldNuke | 2018-07-29 03:00 | 0.60946
OldNuke | 2018-07-29 04:00 | 0.59713
OldNuke | 2018-07-29 05:00 | 0.59282
OldNuke | 2018-07-29 06:00 | 0.59282
OldNuke | 2018-07-29 07:00 | 0.59282
OldNuke | 2018-07-29 08:00 | 0.59282
OldNuke | 2018-07-29 09:00 | 0.59853
OldNuke | 2018-07-29 10:00 | 0.59309
OldNuke | 2018-07-29 11:00 | 0.58966
OldNuke | 2018-07-29 12:00 | 0.58966
OldNuke | 2018-07-29 13:00 | 0.58966
OldNuke | 2018-07-29 14:00 | 0.58966
OldNuke | 2018-07-29 15:00 | 0.58966
OldNuke | 2018-07-29 16:00 | 0.60515
OldNuke | 2018-07-29 17:00 | 0.61478
OldNuke | 2018-07-29 18:00 | 0.61692
OldNuke | 2018-07-29 19:00 | 0.61639
OldNuke | 2018-07-29 20:00 | 0.61658
OldNuke | 2018-07-29 21:00 | 0.61624
OldNuke | 2018-07-29 22:00 | 0.61486
OldNuke | 2018-07-29 23:00 | 0.61145
OldNuke | 2018-07-30 | 0.60936
OldNuke | 2018-07-30 01:00 | 0.61625
OldNuke | 2018-07-30 02:00 | 0.61771
OldNuke | 2018-07-30 03:00 | 0.62131
OldNuke | 2018-07-30 04:00 | 0.63417
OldNuke | 2018-07-30 05:00 | 0.63786
OldNuke | 2018-07-30 06:00 | 0.63924
OldNuke | 2018-07-30 07:00 | 0.63727
OldNuke | 2018-07-30 08:00 | 0.63539
OldNuke | 2018-07-30 09:00 | 0.63353
OldNuke | 2018-07-30 10:00 | 0.63114
OldNuke | 2018-07-30 11:00 | 0.63149
OldNuke | 2018-07-30 12:00 | 0.63144
OldNuke | 2018-07-30 13:00 | 0.62908
OldNuke | 2018-07-30 14:00 | 0.62864
OldNuke | 2018-07-30 15:00 | 0.62816
OldNuke | 2018-07-30 16:00 | 0.62891
OldNuke | 2018-07-30 17:00 | 0.63417
OldNuke | 2018-07-30 18:00 | 0.64809
OldNuke | 2018-07-30 19:00 | 0.6495
OldNuke | 2018-07-30 20:00 | 0.64949
OldNuke | 2018-07-30 21:00 | 0.65593
OldNuke | 2018-07-30 22:00 | 0.64736
OldNuke | 2018-07-30 23:00 | 0.64337
OldNuke | 2018-07-31 | 0.64402
OldNuke | 2018-07-31 01:00 | 0.63997
OldNuke | 2018-07-31 02:00 | 0.63963
OldNuke | 2018-07-31 03:00 | 0.64221
OldNuke | 2018-07-31 04:00 | 0.65536
OldNuke | 2018-07-31 05:00 | 0.66411
OldNuke | 2018-07-31 06:00 | 0.66384
OldNuke | 2018-07-31 07:00 | 0.6638
OldNuke | 2018-07-31 08:00 | 0.66254
OldNuke | 2018-07-31 09:00 | 0.66086
OldNuke | 2018-07-31 10:00 | 0.6608
OldNuke | 2018-07-31 11:00 | 0.66026
OldNuke | 2018-07-31 12:00 | 0.66027
OldNuke | 2018-07-31 13:00 | 0.66087
OldNuke | 2018-07-31 14:00 | 0.66133
OldNuke | 2018-07-31 15:00 | 0.66566
OldNuke | 2018-07-31 16:00 | 0.67104
OldNuke | 2018-07-31 17:00 | 0.67185
OldNuke | 2018-07-31 18:00 | 0.67206
OldNuke | 2018-07-31 19:00 | 0.67241
OldNuke | 2018-07-31 20:00 | 0.67211
OldNuke | 2018-07-31 21:00 | 0.67231
OldNuke | 2018-07-31 22:00 | 0.65878
OldNuke | 2018-07-31 23:00 | 0.65927
OldNuke | 2018-08-01 | 0.66059
OldNuke | 2018-08-01 01:00 | 0.66198
OldNuke | 2018-08-01 02:00 | 0.68034
OldNuke | 2018-08-01 03:00 | 0.68034
OldNuke | 2018-08-01 04:00 | 0.68034
OldNuke | 2018-08-01 05:00 | 0.68034
OldNuke | 2018-08-01 06:00 | 0.67412
OldNuke | 2018-08-01 07:00 | 0.66856
OldNuke | 2018-08-01 08:00 | 0.66784
OldNuke | 2018-08-01 09:00 | 0.66235
OldNuke | 2018-08-01 10:00 | 0.65901
OldNuke | 2018-08-01 11:00 | 0.66609
OldNuke | 2018-08-01 12:00 | 0.66609
OldNuke | 2018-08-01 13:00 | 0.66236
OldNuke | 2018-08-01 14:00 | 0.65151
OldNuke | 2018-08-01 15:00 | 0.6511
OldNuke | 2018-08-01 16:00 | 0.64454
OldNuke | 2018-08-01 17:00 | 0.6416
OldNuke | 2018-08-01 18:00 | 0.65192
OldNuke | 2018-08-01 19:00 | 0.65192
OldNuke | 2018-08-01 20:00 | 0.65192
OldNuke | 2018-08-01 21:00 | 0.65192
OldNuke | 2018-08-01 22:00 | 0.65192
OldNuke | 2018-08-01 23:00 | 0.65192
OldNuke | 2018-08-02 | 0.6528
OldNuke | 2018-08-02 01:00 | 0.6528
OldNuke | 2018-08-02 02:00 | 0.62191
OldNuke | 2018-08-02 03:00 | 0.62191
OldNuke | 2018-08-02 04:00 | 0.62259
OldNuke | 2018-08-02 05:00 | 0.6258
OldNuke | 2018-08-02 06:00 | 0.62668
OldNuke | 2018-08-02 07:00 | 0.62617
OldNuke | 2018-08-02 08:00 | 0.62563
OldNuke | 2018-08-02 09:00 | 0.6245
OldNuke | 2018-08-02 10:00 | 0.62672
OldNuke | 2018-08-02 11:00 | 0.62672
OldNuke | 2018-08-02 12:00 | 0.62672
OldNuke | 2018-08-02 13:00 | 0.62672
OldNuke | 2018-08-02 14:00 | 0.63075
OldNuke | 2018-08-02 15:00 | 0.63075
OldNuke | 2018-08-02 16:00 | 0.63075
OldNuke | 2018-08-02 17:00 | 0.63075
OldNuke | 2018-08-02 18:00 | 0.63075
OldNuke | 2018-08-02 19:00 | 0.63029
OldNuke | 2018-08-02 20:00 | 0.62807
OldNuke | 2018-08-02 21:00 | 0.62807
OldNuke | 2018-08-02 22:00 | 0.62807
OldNuke | 2018-08-02 23:00 | 0.62807
OldNuke | 2018-08-03 | 0.62062
OldNuke | 2018-08-03 01:00 | 0.62062
OldNuke | 2018-08-03 02:00 | 0.62062
OldNuke | 2018-08-03 03:00 | 0.62663
OldNuke | 2018-08-03 04:00 | 0.62666
OldNuke | 2018-08-03 05:00 | 0.63092
OldNuke | 2018-08-03 06:00 | 0.63092
OldNuke | 2018-08-03 07:00 | 0.63092
OldNuke | 2018-08-03 08:00 | 0.63092
OldNuke | 2018-08-03 09:00 | 0.63092
OldNuke | 2018-08-03 10:00 | 0.63092
OldNuke | 2018-08-03 11:00 | 0.63092
OldNuke | 2018-08-03 12:00 | 0.62379
OldNuke | 2018-08-03 13:00 | 0.62379
OldNuke | 2018-08-03 14:00 | 0.62379
OldNuke | 2018-08-03 15:00 | 0.6269
OldNuke | 2018-08-03 16:00 | 0.62341
OldNuke | 2018-08-03 17:00 | 0.6204
OldNuke | 2018-08-03 18:00 | 0.59427
OldNuke | 2018-08-03 19:00 | 0.59728
OldNuke | 2018-08-03 20:00 | 0.59294
OldNuke | 2018-08-03 21:00 | 0.59294
OldNuke | 2018-08-03 22:00 | 0.59737
OldNuke | 2018-08-03 23:00 | 0.59737
OldNuke | 2018-08-04 | 0.59571
OldNuke | 2018-08-04 01:00 | 0.59571
OldNuke | 2018-08-04 02:00 | 0.58357
OldNuke | 2018-08-04 03:00 | 0.58357
OldNuke | 2018-08-04 04:00 | 0.57985
OldNuke | 2018-08-04 05:00 | 0.57985
OldNuke | 2018-08-04 06:00 | 0.57985
OldNuke | 2018-08-04 07:00 | 0.57985
OldNuke | 2018-08-04 08:00 | 0.57985
OldNuke | 2018-08-04 09:00 | 0.57985
OldNuke | 2018-08-04 10:00 | 0.5686
OldNuke | 2018-08-04 11:00 | 0.57605
OldNuke | 2018-08-04 12:00 | 0.57605
OldNuke | 2018-08-04 13:00 | 0.57605
OldNuke | 2018-08-04 14:00 | 0.57605
OldNuke | 2018-08-04 15:00 | 0.58611
OldNuke | 2018-08-04 16:00 | 0.59735
OldNuke | 2018-08-04 17:00 | 0.59735
OldNuke | 2018-08-04 18:00 | 0.61185
OldNuke | 2018-08-04 19:00 | 0.61185
OldNuke | 2018-08-04 20:00 | 0.61185
OldNuke | 2018-08-04 21:00 | 0.61185
OldNuke | 2018-08-04 22:00 | 0.61185
OldNuke | 2018-08-04 23:00 | 0.61185
OldNuke | 2018-08-05 | 0.59181
OldNuke | 2018-08-05 01:00 | 0.59181
OldNuke | 2018-08-05 02:00 | 0.59181
OldNuke | 2018-08-05 03:00 | 0.57256
OldNuke | 2018-08-05 04:00 | 0.57256
OldNuke | 2018-08-05 05:00 | 0.57256
OldNuke | 2018-08-05 06:00 | 0.57256
OldNuke | 2018-08-05 07:00 | 0.59181
OldNuke | 2018-08-05 08:00 | 0.59181
OldNuke | 2018-08-05 09:00 | 0.59181
OldNuke | 2018-08-05 10:00 | 0.59181
OldNuke | 2018-08-05 11:00 | 0.59181
OldNuke | 2018-08-05 12:00 | 0.57573
OldNuke | 2018-08-05 13:00 | 0.57573
OldNuke | 2018-08-05 14:00 | 0.57573
OldNuke | 2018-08-05 15:00 | 0.57573
OldNuke | 2018-08-05 16:00 | 0.57573
OldNuke | 2018-08-05 17:00 | 0.57573
OldNuke | 2018-08-05 18:00 | 0.5549
OldNuke | 2018-08-05 19:00 | 0.5549
OldNuke | 2018-08-05 20:00 | 0.57874
OldNuke | 2018-08-05 21:00 | 0.57874
OldNuke | 2018-08-05 22:00 | 0.58413
OldNuke | 2018-08-05 23:00 | 0.59046
OldNuke | 2018-08-06 | 0.59221
OldNuke | 2018-08-06 01:00 | 0.59221
OldNuke | 2018-08-06 02:00 | 0.59221
OldNuke | 2018-08-06 03:00 | 0.59221
OldNuke | 2018-08-06 04:00 | 0.57811
OldNuke | 2018-08-06 05:00 | 0.57811
OldNuke | 2018-08-06 06:00 | 0.57811
OldNuke | 2018-08-06 07:00 | 0.57811
OldNuke | 2018-08-06 08:00 | 0.57811
OldNuke | 2018-08-06 09:00 | 0.57811
OldNuke | 2018-08-06 10:00 | 0.57811
OldNuke | 2018-08-06 11:00 | 0.57811
OldNuke | 2018-08-06 12:00 | 0.57811
OldNuke | 2018-08-06 13:00 | 0.57811
OldNuke | 2018-08-06 14:00 | 0.57811
OldNuke | 2018-08-06 15:00 | 0.57811
OldNuke | 2018-08-06 16:00 | 0.57811
OldNuke | 2018-08-06 17:00 | 0.5732
OldNuke | 2018-08-06 18:00 | 0.56788
OldNuke | 2018-08-06 19:00 | 0.57407
OldNuke | 2018-08-06 20:00 | 0.57407
OldNuke | 2018-08-06 21:00 | 0.57407
OldNuke | 2018-08-06 22:00 | 0.57407
OldNuke | 2018-08-06 23:00 | 0.58033
OldNuke | 2018-08-07 | 0.57256
OldNuke | 2018-08-07 01:00 | 0.57256
OldNuke | 2018-08-07 02:00 | 0.57589
OldNuke | 2018-08-07 03:00 | 0.57589
OldNuke | 2018-08-07 04:00 | 0.57589
OldNuke | 2018-08-07 05:00 | 0.57717
OldNuke | 2018-08-07 06:00 | 0.5798
OldNuke | 2018-08-07 07:00 | 0.58053
OldNuke | 2018-08-07 08:00 | 0.58041
OldNuke | 2018-08-07 09:00 | 0.58041
OldNuke | 2018-08-07 10:00 | 0.58041
OldNuke | 2018-08-07 11:00 | 0.58041
OldNuke | 2018-08-07 12:00 | 0.58041
OldNuke | 2018-08-07 13:00 | 0.58041
OldNuke | 2018-08-07 14:00 | 0.58041
OldNuke | 2018-08-07 15:00 | 0.58041
OldNuke | 2018-08-07 16:00 | 0.58041
OldNuke | 2018-08-07 17:00 | 0.58041
OldNuke | 2018-08-07 18:00 | 0.58041
OldNuke | 2018-08-07 19:00 | 0.57645
OldNuke | 2018-08-07 20:00 | 0.57645
OldNuke | 2018-08-07 21:00 | 0.57645
OldNuke | 2018-08-07 22:00 | 0.57681
OldNuke | 2018-08-07 23:00 | 0.57727
OldNuke | 2018-08-08 | 0.58041
OldNuke | 2018-08-08 01:00 | 0.58041
OldNuke | 2018-08-08 02:00 | 0.59149
OldNuke | 2018-08-08 03:00 | 0.59149
OldNuke | 2018-08-08 04:00 | 0.59587
OldNuke | 2018-08-08 05:00 | 0.61264
OldNuke | 2018-08-08 06:00 | 0.61264
OldNuke | 2018-08-08 07:00 | 0.61264
OldNuke | 2018-08-08 08:00 | 0.61264
OldNuke | 2018-08-08 09:00 | 0.61522
OldNuke | 2018-08-08 10:00 | 0.61758
OldNuke | 2018-08-08 11:00 | 0.6348
OldNuke | 2018-08-08 12:00 | 0.6333
OldNuke | 2018-08-08 13:00 | 0.63235
OldNuke | 2018-08-08 14:00 | 0.63235
OldNuke | 2018-08-08 15:00 | 0.64684
OldNuke | 2018-08-08 16:00 | 0.64684
OldNuke | 2018-08-08 17:00 | 0.64684
OldNuke | 2018-08-08 18:00 | 0.64684
OldNuke | 2018-08-08 19:00 | 0.64684
OldNuke | 2018-08-08 20:00 | 0.64684
OldNuke | 2018-08-08 21:00 | 0.64684
OldNuke | 2018-08-08 22:00 | 0.64684
OldNuke | 2018-08-08 23:00 | 0.64684
OldNuke | 2018-08-09 | 0.65175
OldNuke | 2018-08-09 01:00 | 0.65175
OldNuke | 2018-08-09 02:00 | 0.65175
OldNuke | 2018-08-09 03:00 | 0.63765
OldNuke | 2018-08-09 04:00 | 0.63765
OldNuke | 2018-08-09 05:00 | 0.63765
OldNuke | 2018-08-09 06:00 | 0.63765
OldNuke | 2018-08-09 07:00 | 0.63765
OldNuke | 2018-08-09 08:00 | 0.63765
OldNuke | 2018-08-09 09:00 | 0.63765
OldNuke | 2018-08-09 10:00 | 0.65207
OldNuke | 2018-08-09 11:00 | 0.65207
OldNuke | 2018-08-09 12:00 | 0.631
OldNuke | 2018-08-09 13:00 | 0.631
OldNuke | 2018-08-09 14:00 | 0.631
OldNuke | 2018-08-09 15:00 | 0.631
OldNuke | 2018-08-09 16:00 | 0.63279
OldNuke | 2018-08-09 17:00 | 0.63482
OldNuke | 2018-08-09 18:00 | 0.63764
OldNuke | 2018-08-09 19:00 | 0.63406
OldNuke | 2018-08-09 20:00 | 0.63204
OldNuke | 2018-08-09 21:00 | 0.64431
OldNuke | 2018-08-09 22:00 | 0.64431
OldNuke | 2018-08-09 23:00 | 0.64431
OldNuke | 2018-08-10 | 0.64763
OldNuke | 2018-08-10 01:00 | 0.64763
OldNuke | 2018-08-10 02:00 | 0.64763
OldNuke | 2018-08-10 03:00 | 0.64763
OldNuke | 2018-08-10 04:00 | 0.64763
OldNuke | 2018-08-10 05:00 | 0.64763
OldNuke | 2018-08-10 06:00 | 0.64763
OldNuke | 2018-08-10 07:00 | 0.64763
OldNuke | 2018-08-10 08:00 | 0.64763
OldNuke | 2018-08-10 09:00 | 0.64763
OldNuke | 2018-08-10 10:00 | 0.64763
OldNuke | 2018-08-10 11:00 | 0.64763
OldNuke | 2018-08-10 12:00 | 0.64763
OldNuke | 2018-08-10 13:00 | 0.64763
OldNuke | 2018-08-10 14:00 | 0.64763
OldNuke | 2018-08-10 15:00 | 0.64763
OldNuke | 2018-08-10 16:00 | 0.64467
OldNuke | 2018-08-10 17:00 | 0.64467
OldNuke | 2018-08-10 18:00 | 0.64763
OldNuke | 2018-08-10 19:00 | 0.64763
OldNuke | 2018-08-10 20:00 | 0.64763
OldNuke | 2018-08-10 21:00 | 0.64763
OldNuke | 2018-08-10 22:00 | 0.62799
OldNuke | 2018-08-10 23:00 | 0.62799
OldNuke | 2018-08-11 | 0.61358
OldNuke | 2018-08-11 01:00 | 0.63829
OldNuke | 2018-08-11 02:00 | 0.59029
OldNuke | 2018-08-11 03:00 | 0.59029
OldNuke | 2018-08-11 04:00 | 0.58419
OldNuke | 2018-08-11 05:00 | 0.58419
OldNuke | 2018-08-11 06:00 | 0.5758
OldNuke | 2018-08-11 07:00 | 0.57302
OldNuke | 2018-08-11 08:00 | 0.57153
OldNuke | 2018-08-11 09:00 | 0.57153
OldNuke | 2018-08-11 10:00 | 0.57153
OldNuke | 2018-08-11 11:00 | 0.57153
OldNuke | 2018-08-11 12:00 | 0.57153
OldNuke | 2018-08-11 13:00 | 0.57153
OldNuke | 2018-08-11 14:00 | 0.57153
OldNuke | 2018-08-11 15:00 | 0.57153
OldNuke | 2018-08-11 16:00 | 0.57779
OldNuke | 2018-08-11 17:00 | 0.57779
OldNuke | 2018-08-11 18:00 | 0.57952
OldNuke | 2018-08-11 19:00 | 0.57952
OldNuke | 2018-08-11 20:00 | 0.57952
OldNuke | 2018-08-11 21:00 | 0.57952
OldNuke | 2018-08-11 22:00 | 0.57952
OldNuke | 2018-08-11 23:00 | 0.57952
OldNuke | 2018-08-12 | 0.57952
OldNuke | 2018-08-12 01:00 | 0.59362
OldNuke | 2018-08-12 02:00 | 0.59362
OldNuke | 2018-08-12 03:00 | 0.59362
OldNuke | 2018-08-12 04:00 | 0.59362
OldNuke | 2018-08-12 05:00 | 0.59362
OldNuke | 2018-08-12 06:00 | 0.59362
OldNuke | 2018-08-12 07:00 | 0.59362
OldNuke | 2018-08-12 08:00 | 0.59362
OldNuke | 2018-08-12 09:00 | 0.59362
OldNuke | 2018-08-12 10:00 | 0.59362
OldNuke | 2018-08-12 11:00 | 0.59362
OldNuke | 2018-08-12 12:00 | 0.59362
OldNuke | 2018-08-12 13:00 | 0.59362
OldNuke | 2018-08-12 14:00 | 0.59362
OldNuke | 2018-08-12 15:00 | 0.59362
OldNuke | 2018-08-12 16:00 | 0.59615
OldNuke | 2018-08-12 17:00 | 0.59615
OldNuke | 2018-08-12 18:00 | 0.59615
OldNuke | 2018-08-12 19:00 | 0.59615
OldNuke | 2018-08-12 20:00 | 0.59615
OldNuke | 2018-08-12 21:00 | 0.59615
OldNuke | 2018-08-12 22:00 | 0.59615
OldNuke | 2018-08-12 23:00 | 0.59615
OldNuke | 2018-08-13 | 0.59615
OldNuke | 2018-08-13 01:00 | 0.59615
OldNuke | 2018-08-13 02:00 | 0.59615
OldNuke | 2018-08-13 03:00 | 0.59615
OldNuke | 2018-08-13 04:00 | 0.59615
OldNuke | 2018-08-13 05:00 | 0.59615
OldNuke | 2018-08-13 06:00 | 0.59615
OldNuke | 2018-08-13 07:00 | 0.59442
OldNuke | 2018-08-13 08:00 | 0.59615
OldNuke | 2018-08-13 09:00 | 0.59615
OldNuke | 2018-08-13 10:00 | 0.59365
OldNuke | 2018-08-13 11:00 | 0.59471
OldNuke | 2018-08-13 12:00 | 0.59468
OldNuke | 2018-08-13 13:00 | 0.60173
OldNuke | 2018-08-13 14:00 | 0.60998
OldNuke | 2018-08-13 15:00 | 0.61012
OldNuke | 2018-08-13 16:00 | 0.61278
OldNuke | 2018-08-13 17:00 | 0.61278
OldNuke | 2018-08-13 18:00 | 0.61278
OldNuke | 2018-08-13 19:00 | 0.61278
OldNuke | 2018-08-13 20:00 | 0.61278
OldNuke | 2018-08-13 21:00 | 0.61278
OldNuke | 2018-08-13 22:00 | 0.61278
OldNuke | 2018-08-13 23:00 | 0.61278
OldNuke | 2018-08-14 | 0.60977
OldNuke | 2018-08-14 01:00 | 0.60977
OldNuke | 2018-08-14 02:00 | 0.59504
OldNuke | 2018-08-14 03:00 | 0.59504
OldNuke | 2018-08-14 04:00 | 0.59544
OldNuke | 2018-08-14 05:00 | 0.59702
OldNuke | 2018-08-14 06:00 | 0.59826
OldNuke | 2018-08-14 07:00 | 0.59856
OldNuke | 2018-08-14 08:00 | 0.59892
OldNuke | 2018-08-14 09:00 | 0.59745
OldNuke | 2018-08-14 10:00 | 0.59753
OldNuke | 2018-08-14 11:00 | 0.59775
OldNuke | 2018-08-14 12:00 | 0.598
OldNuke | 2018-08-14 13:00 | 0.59962
OldNuke | 2018-08-14 14:00 | 0.60954
OldNuke | 2018-08-14 15:00 | 0.60954
OldNuke | 2018-08-14 16:00 | 0.60954
OldNuke | 2018-08-14 17:00 | 0.60149
OldNuke | 2018-08-14 18:00 | 0.60691
OldNuke | 2018-08-14 19:00 | 0.61649
OldNuke | 2018-08-14 20:00 | 0.62774
OldNuke | 2018-08-14 21:00 | 0.63338
OldNuke | 2018-08-14 22:00 | 0.63338
OldNuke | 2018-08-14 23:00 | 0.63338
OldNuke | 2018-08-15 | 0.62384
OldNuke | 2018-08-15 01:00 | 0.62181
OldNuke | 2018-08-15 02:00 | 0.62181
OldNuke | 2018-08-15 03:00 | 0.62181
OldNuke | 2018-08-15 04:00 | 0.62188
OldNuke | 2018-08-15 05:00 | 0.62466
OldNuke | 2018-08-15 06:00 | 0.62932
OldNuke | 2018-08-15 07:00 | 0.63181
OldNuke | 2018-08-15 08:00 | 0.63062
OldNuke | 2018-08-15 09:00 | 0.63002
OldNuke | 2018-08-15 10:00 | 0.6287
OldNuke | 2018-08-15 11:00 | 0.62636
OldNuke | 2018-08-15 12:00 | 0.6288
OldNuke | 2018-08-15 13:00 | 0.62954
OldNuke | 2018-08-15 14:00 | 0.62935
OldNuke | 2018-08-15 15:00 | 0.62569
OldNuke | 2018-08-15 16:00 | 0.62618
OldNuke | 2018-08-15 17:00 | 0.62687
OldNuke | 2018-08-15 18:00 | 0.62633
OldNuke | 2018-08-15 19:00 | 0.62515
OldNuke | 2018-08-15 20:00 | 0.62419
OldNuke | 2018-08-15 21:00 | 0.62419
OldNuke | 2018-08-15 22:00 | 0.62419
OldNuke | 2018-08-15 23:00 | 0.62553
OldNuke | 2018-08-16 | 0.62709
OldNuke | 2018-08-16 01:00 | 0.62839
OldNuke | 2018-08-16 02:00 | 0.63868
OldNuke | 2018-08-16 03:00 | 0.63868
OldNuke | 2018-08-16 04:00 | 0.63868
OldNuke | 2018-08-16 05:00 | 0.63868
OldNuke | 2018-08-16 06:00 | 0.63868
OldNuke | 2018-08-16 07:00 | 0.63868
OldNuke | 2018-08-16 08:00 | 0.63868
OldNuke | 2018-08-16 09:00 | 0.63868
OldNuke | 2018-08-16 10:00 | 0.63868
OldNuke | 2018-08-16 11:00 | 0.63868
OldNuke | 2018-08-16 12:00 | 0.63868
OldNuke | 2018-08-16 13:00 | 0.63868
OldNuke | 2018-08-16 14:00 | 0.63868
OldNuke | 2018-08-16 15:00 | 0.63868
OldNuke | 2018-08-16 16:00 | 0.63868
OldNuke | 2018-08-16 17:00 | 0.63868
OldNuke | 2018-08-16 18:00 | 0.63868
OldNuke | 2018-08-16 19:00 | 0.63868
OldNuke | 2018-08-16 20:00 | 0.63868
OldNuke | 2018-08-16 21:00 | 0.63868
OldNuke | 2018-08-16 22:00 | 0.63868
OldNuke | 2018-08-16 23:00 | 0.63868
OldNuke | 2018-08-17 | 0.61793
OldNuke | 2018-08-17 01:00 | 0.61793
OldNuke | 2018-08-17 02:00 | 0.61793
OldNuke | 2018-08-17 03:00 | 0.61793
OldNuke | 2018-08-17 04:00 | 0.61793
OldNuke | 2018-08-17 05:00 | 0.61793
OldNuke | 2018-08-17 06:00 | 0.61793
OldNuke | 2018-08-17 07:00 | 0.61793
OldNuke | 2018-08-17 08:00 | 0.61793
OldNuke | 2018-08-17 09:00 | 0.61793
OldNuke | 2018-08-17 10:00 | 0.61793
OldNuke | 2018-08-17 11:00 | 0.61793
OldNuke | 2018-08-17 12:00 | 0.61793
OldNuke | 2018-08-17 13:00 | 0.61793
OldNuke | 2018-08-17 14:00 | 0.61793
OldNuke | 2018-08-17 15:00 | 0.61793
OldNuke | 2018-08-17 16:00 | 0.61793
OldNuke | 2018-08-17 17:00 | 0.61793
OldNuke | 2018-08-17 18:00 | 0.61793
OldNuke | 2018-08-17 19:00 | 0.61793
OldNuke | 2018-08-17 20:00 | 0.61793
OldNuke | 2018-08-17 21:00 | 0.61793
OldNuke | 2018-08-17 22:00 | 0.61793
OldNuke | 2018-08-17 23:00 | 0.61793
OldNuke | 2018-08-18 | 0.60067
OldNuke | 2018-08-18 01:00 | 0.60067
OldNuke | 2018-08-18 02:00 | 0.57134
OldNuke | 2018-08-18 03:00 | 0.57134
OldNuke | 2018-08-18 04:00 | 0.57697
OldNuke | 2018-08-18 05:00 | 0.57697
OldNuke | 2018-08-18 06:00 | 0.57697
OldNuke | 2018-08-18 07:00 | 0.57697
OldNuke | 2018-08-18 08:00 | 0.57697
OldNuke | 2018-08-18 09:00 | 0.57697
OldNuke | 2018-08-18 10:00 | 0.57697
OldNuke | 2018-08-18 11:00 | 0.57697
OldNuke | 2018-08-18 12:00 | 0.57697
OldNuke | 2018-08-18 13:00 | 0.5654
OldNuke | 2018-08-18 14:00 | 0.5654
OldNuke | 2018-08-18 15:00 | 0.5654
OldNuke | 2018-08-18 16:00 | 0.5654
OldNuke | 2018-08-18 17:00 | 0.5654
OldNuke | 2018-08-18 18:00 | 0.5654
OldNuke | 2018-08-18 19:00 | 0.5654
OldNuke | 2018-08-18 20:00 | 0.57697
OldNuke | 2018-08-18 21:00 | 0.57697
OldNuke | 2018-08-18 22:00 | 0.57697
OldNuke | 2018-08-18 23:00 | 0.57697
OldNuke | 2018-08-19 | 0.57073
OldNuke | 2018-08-19 01:00 | 0.55916
OldNuke | 2018-08-19 02:00 | 0.55916
OldNuke | 2018-08-19 03:00 | 0.55916
OldNuke | 2018-08-19 04:00 | 0.55916
OldNuke | 2018-08-19 05:00 | 0.55916
OldNuke | 2018-08-19 06:00 | 0.55916
OldNuke | 2018-08-19 07:00 | 0.55916
OldNuke | 2018-08-19 08:00 | 0.55916
OldNuke | 2018-08-19 09:00 | 0.55916
OldNuke | 2018-08-19 10:00 | 0.54248
OldNuke | 2018-08-19 11:00 | 0.55916
OldNuke | 2018-08-19 12:00 | 0.57358
OldNuke | 2018-08-19 13:00 | 0.57358
OldNuke | 2018-08-19 14:00 | 0.57358
OldNuke | 2018-08-19 15:00 | 0.57358
OldNuke | 2018-08-19 16:00 | 0.58514
OldNuke | 2018-08-19 17:00 | 0.58514
OldNuke | 2018-08-19 18:00 | 0.58514
OldNuke | 2018-08-19 19:00 | 0.58514
OldNuke | 2018-08-19 20:00 | 0.58514
OldNuke | 2018-08-19 21:00 | 0.58514
OldNuke | 2018-08-19 22:00 | 0.58514
OldNuke | 2018-08-19 23:00 | 0.58514
OldNuke | 2018-08-20 | 0.59987
OldNuke | 2018-08-20 01:00 | 0.57619
OldNuke | 2018-08-20 02:00 | 0.57619
OldNuke | 2018-08-20 03:00 | 0.57619
OldNuke | 2018-08-20 04:00 | 0.57619
OldNuke | 2018-08-20 05:00 | 0.57619
OldNuke | 2018-08-20 06:00 | 0.57619
OldNuke | 2018-08-20 07:00 | 0.57619
OldNuke | 2018-08-20 08:00 | 0.57963
OldNuke | 2018-08-20 09:00 | 0.59734
OldNuke | 2018-08-20 10:00 | 0.59734
OldNuke | 2018-08-20 11:00 | 0.59734
OldNuke | 2018-08-20 12:00 | 0.59734
OldNuke | 2018-08-20 13:00 | 0.59734
OldNuke | 2018-08-20 14:00 | 0.59734
OldNuke | 2018-08-20 15:00 | 0.59734
OldNuke | 2018-08-20 16:00 | 0.59734
OldNuke | 2018-08-20 17:00 | 0.59734
OldNuke | 2018-08-20 18:00 | 0.59734
OldNuke | 2018-08-20 19:00 | 0.59734
OldNuke | 2018-08-20 20:00 | 0.5933
OldNuke | 2018-08-20 21:00 | 0.5933
OldNuke | 2018-08-20 22:00 | 0.5933
OldNuke | 2018-08-20 23:00 | 0.5933
OldNuke | 2018-08-21 | 0.5933
OldNuke | 2018-08-21 01:00 | 0.5933
OldNuke | 2018-08-21 02:00 | 0.5933
OldNuke | 2018-08-21 03:00 | 0.5933
OldNuke | 2018-08-21 04:00 | 0.5933
OldNuke | 2018-08-21 05:00 | 0.5933
OldNuke | 2018-08-21 06:00 | 0.5933
OldNuke | 2018-08-21 07:00 | 0.5933
OldNuke | 2018-08-21 08:00 | 0.5933
OldNuke | 2018-08-21 09:00 | 0.5933
OldNuke | 2018-08-21 10:00 | 0.5933
OldNuke | 2018-08-21 11:00 | 0.5933
OldNuke | 2018-08-21 12:00 | 0.5933
OldNuke | 2018-08-21 13:00 | 0.5933
OldNuke | 2018-08-21 14:00 | 0.5933
OldNuke | 2018-08-21 15:00 | 0.5933
OldNuke | 2018-08-21 16:00 | 0.5933
OldNuke | 2018-08-21 17:00 | 0.5933
OldNuke | 2018-08-21 18:00 | 0.5933
OldNuke | 2018-08-21 19:00 | 0.5933
OldNuke | 2018-08-21 20:00 | 0.5933
OldNuke | 2018-08-21 21:00 | 0.5933
OldNuke | 2018-08-21 22:00 | 0.5933
OldNuke | 2018-08-21 23:00 | 0.5933
OldNuke | 2018-08-22 | 0.5933
OldNuke | 2018-08-22 01:00 | 0.5933
OldNuke | 2018-08-22 02:00 | 0.5933
OldNuke | 2018-08-22 03:00 | 0.5933
OldNuke | 2018-08-22 04:00 | 0.58593
OldNuke | 2018-08-22 05:00 | 0.58593
OldNuke | 2018-08-22 06:00 | 0.58593
OldNuke | 2018-08-22 07:00 | 0.58593
OldNuke | 2018-08-22 08:00 | 0.58593
OldNuke | 2018-08-22 09:00 | 0.58593
OldNuke | 2018-08-22 10:00 | 0.58593
OldNuke | 2018-08-22 11:00 | 0.58593
OldNuke | 2018-08-22 12:00 | 0.58593
OldNuke | 2018-08-22 13:00 | 0.58593
OldNuke | 2018-08-22 14:00 | 0.58593
OldNuke | 2018-08-22 15:00 | 0.58593
OldNuke | 2018-08-22 16:00 | 0.58593
OldNuke | 2018-08-22 17:00 | 0.58593
OldNuke | 2018-08-22 18:00 | 0.58593
OldNuke | 2018-08-22 19:00 | 0.58593
OldNuke | 2018-08-22 20:00 | 0.58593
OldNuke | 2018-08-22 21:00 | 0.5933
OldNuke | 2018-08-22 22:00 | 0.5933
OldNuke | 2018-08-22 23:00 | 0.5933
OldNuke | 2018-08-23 | 0.5933
OldNuke | 2018-08-23 01:00 | 0.5933
OldNuke | 2018-08-23 02:00 | 0.5933
OldNuke | 2018-08-23 03:00 | 0.5933
OldNuke | 2018-08-23 04:00 | 0.5933
OldNuke | 2018-08-23 05:00 | 0.5933
OldNuke | 2018-08-23 06:00 | 0.5933
OldNuke | 2018-08-23 07:00 | 0.5933
OldNuke | 2018-08-23 08:00 | 0.5933
OldNuke | 2018-08-23 09:00 | 0.5933
OldNuke | 2018-08-23 10:00 | 0.5933
OldNuke | 2018-08-23 11:00 | 0.5933
OldNuke | 2018-08-23 12:00 | 0.5933
OldNuke | 2018-08-23 13:00 | 0.5933
OldNuke | 2018-08-23 14:00 | 0.5933
OldNuke | 2018-08-23 15:00 | 0.5933
OldNuke | 2018-08-23 16:00 | 0.5933
OldNuke | 2018-08-23 17:00 | 0.5933
OldNuke | 2018-08-23 18:00 | 0.5933
OldNuke | 2018-08-23 19:00 | 0.5933
OldNuke | 2018-08-23 20:00 | 0.5933
OldNuke | 2018-08-23 21:00 | 0.5933
OldNuke | 2018-08-23 22:00 | 0.5933
OldNuke | 2018-08-23 23:00 | 0.5933
OldNuke | 2018-08-24 | 0.5933
OldNuke | 2018-08-24 01:00 | 0.5933
OldNuke | 2018-08-24 02:00 | 0.57627
OldNuke | 2018-08-24 03:00 | 0.57627
OldNuke | 2018-08-24 04:00 | 0.57627
OldNuke | 2018-08-24 05:00 | 0.57627
OldNuke | 2018-08-24 06:00 | 0.5796
OldNuke | 2018-08-24 07:00 | 0.58139
OldNuke | 2018-08-24 08:00 | 0.58094
OldNuke | 2018-08-24 09:00 | 0.5933
OldNuke | 2018-08-24 10:00 | 0.5933
OldNuke | 2018-08-24 11:00 | 0.5933
OldNuke | 2018-08-24 12:00 | 0.5933
OldNuke | 2018-08-24 13:00 | 0.5933
OldNuke | 2018-08-24 14:00 | 0.59029
OldNuke | 2018-08-24 15:00 | 0.59029
OldNuke | 2018-08-24 16:00 | 0.57223
OldNuke | 2018-08-24 17:00 | 0.57223
OldNuke | 2018-08-24 18:00 | 0.57223
OldNuke | 2018-08-24 19:00 | 0.57223
OldNuke | 2018-08-24 20:00 | 0.57223
OldNuke | 2018-08-24 21:00 | 0.57223
OldNuke | 2018-08-24 22:00 | 0.57223
OldNuke | 2018-08-24 23:00 | 0.57223
OldNuke | 2018-08-25 | 0.54332
OldNuke | 2018-08-25 01:00 | 0.52218
OldNuke | 2018-08-25 02:00 | 0.50768
OldNuke | 2018-08-25 03:00 | 0.50768
OldNuke | 2018-08-25 04:00 | 0.48661
OldNuke | 2018-08-25 05:00 | 0.48661
OldNuke | 2018-08-25 06:00 | 0.48661
OldNuke | 2018-08-25 07:00 | 0.49091
OldNuke | 2018-08-25 08:00 | 0.49113
OldNuke | 2018-08-25 09:00 | 0.49037
OldNuke | 2018-08-25 10:00 | 0.48997
OldNuke | 2018-08-25 11:00 | 0.49
OldNuke | 2018-08-25 12:00 | 0.48891
OldNuke | 2018-08-25 13:00 | 0.48661
OldNuke | 2018-08-25 14:00 | 0.48661
OldNuke | 2018-08-25 15:00 | 0.48661
OldNuke | 2018-08-25 16:00 | 0.48511
OldNuke | 2018-08-25 17:00 | 0.48463
OldNuke | 2018-08-25 18:00 | 0.4825
OldNuke | 2018-08-25 19:00 | 0.4825
OldNuke | 2018-08-25 20:00 | 0.48156
OldNuke | 2018-08-25 21:00 | 0.47822
OldNuke | 2018-08-25 22:00 | 0.47616
OldNuke | 2018-08-25 23:00 | 0.47616
OldNuke | 2018-08-26 | 0.47616
OldNuke | 2018-08-26 01:00 | 0.47616
OldNuke | 2018-08-26 02:00 | 0.47616
OldNuke | 2018-08-26 03:00 | 0.47616
OldNuke | 2018-08-26 04:00 | 0.47616
OldNuke | 2018-08-26 05:00 | 0.47616
OldNuke | 2018-08-26 06:00 | 0.47616
OldNuke | 2018-08-26 07:00 | 0.47616
OldNuke | 2018-08-26 08:00 | 0.47616
OldNuke | 2018-08-26 09:00 | 0.47616
OldNuke | 2018-08-26 10:00 | 0.47616
OldNuke | 2018-08-26 11:00 | 0.47616
OldNuke | 2018-08-26 12:00 | 0.47616
OldNuke | 2018-08-26 13:00 | 0.49723
OldNuke | 2018-08-26 14:00 | 0.48281
OldNuke | 2018-08-26 15:00 | 0.48281
OldNuke | 2018-08-26 16:00 | 0.49528
OldNuke | 2018-08-26 17:00 | 0.50086
OldNuke | 2018-08-26 18:00 | 0.50103
OldNuke | 2018-08-26 19:00 | 0.50103
OldNuke | 2018-08-26 20:00 | 0.52986
OldNuke | 2018-08-26 21:00 | 0.51283
OldNuke | 2018-08-26 22:00 | 0.51283
OldNuke | 2018-08-26 23:00 | 0.53398
OldNuke | 2018-08-27 | 0.53398
OldNuke | 2018-08-27 01:00 | 0.53398
OldNuke | 2018-08-27 02:00 | 0.53398
OldNuke | 2018-08-27 03:00 | 0.53398
OldNuke | 2018-08-27 04:00 | 0.53398
OldNuke | 2018-08-27 05:00 | 0.53398
OldNuke | 2018-08-27 06:00 | 0.53398
OldNuke | 2018-08-27 07:00 | 0.53398
OldNuke | 2018-08-27 08:00 | 0.54115
OldNuke | 2018-08-27 09:00 | 0.55101
OldNuke | 2018-08-27 10:00 | 0.55101
OldNuke | 2018-08-27 11:00 | 0.55101
OldNuke | 2018-08-27 12:00 | 0.55101
OldNuke | 2018-08-27 13:00 | 0.55101
OldNuke | 2018-08-27 14:00 | 0.55101
OldNuke | 2018-08-27 15:00 | 0.55101
OldNuke | 2018-08-27 16:00 | 0.55101
OldNuke | 2018-08-27 17:00 | 0.55101
OldNuke | 2018-08-27 18:00 | 0.55101
OldNuke | 2018-08-27 19:00 | 0.55101
OldNuke | 2018-08-27 20:00 | 0.5651
OldNuke | 2018-08-27 21:00 | 0.5651
OldNuke | 2018-08-27 22:00 | 0.5651
OldNuke | 2018-08-27 23:00 | 0.5651
OldNuke | 2018-08-28 | 0.5651
OldNuke | 2018-08-28 01:00 | 0.5651
OldNuke | 2018-08-28 02:00 | 0.5651
OldNuke | 2018-08-28 03:00 | 0.5651
OldNuke | 2018-08-28 04:00 | 0.5651
OldNuke | 2018-08-28 05:00 | 0.5651
OldNuke | 2018-08-28 06:00 | 0.56737
OldNuke | 2018-08-28 07:00 | 0.56784
OldNuke | 2018-08-28 08:00 | 0.56797
OldNuke | 2018-08-28 09:00 | 0.5674
OldNuke | 2018-08-28 10:00 | 0.56694
OldNuke | 2018-08-28 11:00 | 0.56666
OldNuke | 2018-08-28 12:00 | 0.56637
OldNuke | 2018-08-28 13:00 | 0.56604
OldNuke | 2018-08-28 14:00 | 0.56604
OldNuke | 2018-08-28 15:00 | 0.56796
OldNuke | 2018-08-28 16:00 | 0.56796
OldNuke | 2018-08-28 17:00 | 0.56796
OldNuke | 2018-08-28 18:00 | 0.56796
OldNuke | 2018-08-28 19:00 | 0.55093
OldNuke | 2018-08-28 20:00 | 0.55115
OldNuke | 2018-08-28 21:00 | 0.55535
OldNuke | 2018-08-28 22:00 | 0.56796
OldNuke | 2018-08-28 23:00 | 0.55939
OldNuke | 2018-08-29 | 0.59401
OldNuke | 2018-08-29 01:00 | 0.59401
OldNuke | 2018-08-29 02:00 | 0.59401
OldNuke | 2018-08-29 03:00 | 0.59401
OldNuke | 2018-08-29 04:00 | 0.59401
OldNuke | 2018-08-29 05:00 | 0.59401
OldNuke | 2018-08-29 06:00 | 0.59401
OldNuke | 2018-08-29 07:00 | 0.59401
OldNuke | 2018-08-29 08:00 | 0.59401
OldNuke | 2018-08-29 09:00 | 0.59401
OldNuke | 2018-08-29 10:00 | 0.59401
OldNuke | 2018-08-29 11:00 | 0.59401
OldNuke | 2018-08-29 12:00 | 0.59401
OldNuke | 2018-08-29 13:00 | 0.59401
OldNuke | 2018-08-29 14:00 | 0.59401
OldNuke | 2018-08-29 15:00 | 0.59401
OldNuke | 2018-08-29 16:00 | 0.59401
OldNuke | 2018-08-29 17:00 | 0.58871
OldNuke | 2018-08-29 18:00 | 0.58871
OldNuke | 2018-08-29 19:00 | 0.58871
OldNuke | 2018-08-29 20:00 | 0.58871
OldNuke | 2018-08-29 21:00 | 0.58871
OldNuke | 2018-08-29 22:00 | 0.58871
OldNuke | 2018-08-29 23:00 | 0.58871
OldNuke | 2018-08-30 | 0.58871
OldNuke | 2018-08-30 01:00 | 0.58871
OldNuke | 2018-08-30 02:00 | 0.58871
OldNuke | 2018-08-30 03:00 | 0.58871
OldNuke | 2018-08-30 04:00 | 0.58871
OldNuke | 2018-08-30 05:00 | 0.58883
OldNuke | 2018-08-30 06:00 | 0.59075
OldNuke | 2018-08-30 07:00 | 0.59173
OldNuke | 2018-08-30 08:00 | 0.5911
OldNuke | 2018-08-30 09:00 | 0.59013
OldNuke | 2018-08-30 10:00 | 0.5901
OldNuke | 2018-08-30 11:00 | 0.59086
OldNuke | 2018-08-30 12:00 | 0.59116
OldNuke | 2018-08-30 13:00 | 0.59172
OldNuke | 2018-08-30 14:00 | 0.59151
OldNuke | 2018-08-30 15:00 | 0.59134
OldNuke | 2018-08-30 16:00 | 0.59116
OldNuke | 2018-08-30 17:00 | 0.59343
OldNuke | 2018-08-30 18:00 | 0.6032
OldNuke | 2018-08-30 19:00 | 0.6032
OldNuke | 2018-08-30 20:00 | 0.6032
OldNuke | 2018-08-30 21:00 | 0.6032
OldNuke | 2018-08-30 22:00 | 0.6032
OldNuke | 2018-08-30 23:00 | 0.6032
OldNuke | 2018-08-31 | 0.6032
OldNuke | 2018-08-31 01:00 | 0.6032
OldNuke | 2018-08-31 02:00 | 0.61714
OldNuke | 2018-08-31 03:00 | 0.61714
OldNuke | 2018-08-31 04:00 | 0.61714
OldNuke | 2018-08-31 05:00 | 0.61714
OldNuke | 2018-08-31 06:00 | 0.61714
OldNuke | 2018-08-31 07:00 | 0.61714
OldNuke | 2018-08-31 08:00 | 0.61714
OldNuke | 2018-08-31 09:00 | 0.61714
OldNuke | 2018-08-31 10:00 | 0.61714
OldNuke | 2018-08-31 11:00 | 0.61714
OldNuke | 2018-08-31 12:00 | 0.61714
OldNuke | 2018-08-31 13:00 | 0.61714
OldNuke | 2018-08-31 14:00 | 0.61421
OldNuke | 2018-08-31 15:00 | 0.61421
OldNuke | 2018-08-31 16:00 | 0.64082
OldNuke | 2018-08-31 17:00 | 0.64082
OldNuke | 2018-08-31 18:00 | 0.64082
OldNuke | 2018-08-31 19:00 | 0.64082
OldNuke | 2018-08-31 20:00 | 0.64613
OldNuke | 2018-08-31 21:00 | 0.64613
OldNuke | 2018-08-31 22:00 | 0.64613
OldNuke | 2018-08-31 23:00 | 0.63496
OldNuke | 2018-09-01 | 0.63496
OldNuke | 2018-09-01 01:00 | 0.62205
OldNuke | 2018-09-01 02:00 | 0.57397
OldNuke | 2018-09-01 03:00 | 0.57397
OldNuke | 2018-09-01 04:00 | 0.57397
OldNuke | 2018-09-01 05:00 | 0.57397
OldNuke | 2018-09-01 06:00 | 0.57397
OldNuke | 2018-09-01 07:00 | 0.57397
OldNuke | 2018-09-01 08:00 | 0.57231
OldNuke | 2018-09-01 09:00 | 0.55975
OldNuke | 2018-09-01 10:00 | 0.56056
OldNuke | 2018-09-01 11:00 | 0.55821
OldNuke | 2018-09-01 12:00 | 0.57231
OldNuke | 2018-09-01 13:00 | 0.57397
OldNuke | 2018-09-01 14:00 | 0.57397
OldNuke | 2018-09-01 15:00 | 0.57435
OldNuke | 2018-09-01 16:00 | 0.5773
OldNuke | 2018-09-01 17:00 | 0.58105
OldNuke | 2018-09-01 18:00 | 0.6089
OldNuke | 2018-09-01 19:00 | 0.6089
OldNuke | 2018-09-01 20:00 | 0.62949
OldNuke | 2018-09-01 21:00 | 0.62949
OldNuke | 2018-09-01 22:00 | 0.62949
OldNuke | 2018-09-01 23:00 | 0.62523
OldNuke | 2018-09-02 | 0.60569
OldNuke | 2018-09-02 01:00 | 0.59824
OldNuke | 2018-09-02 02:00 | 0.59824
OldNuke | 2018-09-02 03:00 | 0.59824
OldNuke | 2018-09-02 04:00 | 0.59824
OldNuke | 2018-09-02 05:00 | 0.60569
OldNuke | 2018-09-02 06:00 | 0.60569
OldNuke | 2018-09-02 07:00 | 0.60569
OldNuke | 2018-09-02 08:00 | 0.60569
OldNuke | 2018-09-02 09:00 | 0.60569
OldNuke | 2018-09-02 10:00 | 0.60569
OldNuke | 2018-09-02 11:00 | 0.60569
OldNuke | 2018-09-02 12:00 | 0.60569
OldNuke | 2018-09-02 13:00 | 0.58509
OldNuke | 2018-09-02 14:00 | 0.58509
OldNuke | 2018-09-02 15:00 | 0.58509
OldNuke | 2018-09-02 16:00 | 0.59951
OldNuke | 2018-09-02 17:00 | 0.59951
OldNuke | 2018-09-02 18:00 | 0.59951
OldNuke | 2018-09-02 19:00 | 0.59951
OldNuke | 2018-09-02 20:00 | 0.59951
OldNuke | 2018-09-02 21:00 | 0.59951
OldNuke | 2018-09-02 22:00 | 0.59951
OldNuke | 2018-09-02 23:00 | 0.59951
OldNuke | 2018-09-03 | 0.62118
OldNuke | 2018-09-03 01:00 | 0.62118
OldNuke | 2018-09-03 02:00 | 0.64193
OldNuke | 2018-09-03 03:00 | 0.64193
OldNuke | 2018-09-03 04:00 | 0.65397
OldNuke | 2018-09-03 05:00 | 0.65397
OldNuke | 2018-09-03 06:00 | 0.65397
OldNuke | 2018-09-03 07:00 | 0.65397
OldNuke | 2018-09-03 08:00 | 0.66442
OldNuke | 2018-09-03 09:00 | 0.66442
OldNuke | 2018-09-03 10:00 | 0.66442
OldNuke | 2018-09-03 11:00 | 0.66442
OldNuke | 2018-09-03 12:00 | 0.66442
OldNuke | 2018-09-03 13:00 | 0.66442
OldNuke | 2018-09-03 14:00 | 0.66442
OldNuke | 2018-09-03 15:00 | 0.66442
OldNuke | 2018-09-03 16:00 | 0.671
OldNuke | 2018-09-03 17:00 | 0.69159
OldNuke | 2018-09-03 18:00 | 0.69159
OldNuke | 2018-09-03 19:00 | 0.69159
OldNuke | 2018-09-03 20:00 | 0.68003
OldNuke | 2018-09-03 21:00 | 0.68003
OldNuke | 2018-09-03 22:00 | 0.68003
OldNuke | 2018-09-03 23:00 | 0.68003
OldNuke | 2018-09-04 | 0.66022
OldNuke | 2018-09-04 01:00 | 0.66022
OldNuke | 2018-09-04 02:00 | 0.66022
OldNuke | 2018-09-04 03:00 | 0.66022
OldNuke | 2018-09-04 04:00 | 0.66022
OldNuke | 2018-09-04 05:00 | 0.63916
OldNuke | 2018-09-04 06:00 | 0.63916
OldNuke | 2018-09-04 07:00 | 0.63916
OldNuke | 2018-09-04 08:00 | 0.64514
OldNuke | 2018-09-04 09:00 | 0.65072
OldNuke | 2018-09-04 10:00 | 0.66775
OldNuke | 2018-09-04 11:00 | 0.66775
OldNuke | 2018-09-04 12:00 | 0.66775
OldNuke | 2018-09-04 13:00 | 0.66775
OldNuke | 2018-09-04 14:00 | 0.68006
OldNuke | 2018-09-04 15:00 | 0.68006
OldNuke | 2018-09-04 16:00 | 0.70112
OldNuke | 2018-09-04 17:00 | 0.70112
OldNuke | 2018-09-04 18:00 | 0.7039
OldNuke | 2018-09-04 19:00 | 0.7039
OldNuke | 2018-09-04 20:00 | 0.68899
OldNuke | 2018-09-04 21:00 | 0.68899
OldNuke | 2018-09-04 22:00 | 0.68899
OldNuke | 2018-09-04 23:00 | 0.68899
OldNuke | 2018-09-05 | 0.68899
OldNuke | 2018-09-05 01:00 | 0.68899
OldNuke | 2018-09-05 02:00 | 0.68701
OldNuke | 2018-09-05 03:00 | 0.68701
OldNuke | 2018-09-05 04:00 | 0.68368
OldNuke | 2018-09-05 05:00 | 0.68368
OldNuke | 2018-09-05 06:00 | 0.68701
OldNuke | 2018-09-05 07:00 | 0.68899
OldNuke | 2018-09-05 08:00 | 0.68899
OldNuke | 2018-09-05 09:00 | 0.68899
OldNuke | 2018-09-05 10:00 | 0.68899
OldNuke | 2018-09-05 11:00 | 0.68899
OldNuke | 2018-09-05 12:00 | 0.68899
OldNuke | 2018-09-05 13:00 | 0.68899
OldNuke | 2018-09-05 14:00 | 0.68899
OldNuke | 2018-09-05 15:00 | 0.68899
OldNuke | 2018-09-05 16:00 | 0.68899
OldNuke | 2018-09-05 17:00 | 0.68361
OldNuke | 2018-09-05 18:00 | 0.68646
OldNuke | 2018-09-05 19:00 | 0.68646
OldNuke | 2018-09-05 20:00 | 0.70136
OldNuke | 2018-09-05 21:00 | 0.70485
OldNuke | 2018-09-05 22:00 | 0.70485
OldNuke | 2018-09-05 23:00 | 0.70485
OldNuke | 2018-09-06 | 0.70485
OldNuke | 2018-09-06 01:00 | 0.68994
OldNuke | 2018-09-06 02:00 | 0.68994
OldNuke | 2018-09-06 03:00 | 0.68994
OldNuke | 2018-09-06 04:00 | 0.68994
OldNuke | 2018-09-06 05:00 | 0.68994
OldNuke | 2018-09-06 06:00 | 0.68994
OldNuke | 2018-09-06 07:00 | 0.68994
OldNuke | 2018-09-06 08:00 | 0.68994
OldNuke | 2018-09-06 09:00 | 0.68994
OldNuke | 2018-09-06 10:00 | 0.70485
OldNuke | 2018-09-06 11:00 | 0.70485
OldNuke | 2018-09-06 12:00 | 0.70485
OldNuke | 2018-09-06 13:00 | 0.70485
OldNuke | 2018-09-06 14:00 | 0.70485
OldNuke | 2018-09-06 15:00 | 0.70485
OldNuke | 2018-09-06 16:00 | 0.70485
OldNuke | 2018-09-06 17:00 | 0.70485
OldNuke | 2018-09-06 18:00 | 0.70485
OldNuke | 2018-09-06 19:00 | 0.68994
OldNuke | 2018-09-06 20:00 | 0.68994
OldNuke | 2018-09-06 21:00 | 0.68994
OldNuke | 2018-09-06 22:00 | 0.68994
OldNuke | 2018-09-06 23:00 | 0.68361
OldNuke | 2018-09-07 | 0.70737
OldNuke | 2018-09-07 01:00 | 0.70737
OldNuke | 2018-09-07 02:00 | 0.70737
OldNuke | 2018-09-07 03:00 | 0.70737
OldNuke | 2018-09-07 04:00 | 0.70737
OldNuke | 2018-09-07 05:00 | 0.70737
OldNuke | 2018-09-07 06:00 | 0.70737
OldNuke | 2018-09-07 07:00 | 0.70737
OldNuke | 2018-09-07 08:00 | 0.70737
OldNuke | 2018-09-07 09:00 | 0.71403
OldNuke | 2018-09-07 10:00 | 0.71403
OldNuke | 2018-09-07 11:00 | 0.71031
OldNuke | 2018-09-07 12:00 | 0.71031
OldNuke | 2018-09-07 13:00 | 0.71031
OldNuke | 2018-09-07 14:00 | 0.71586
OldNuke | 2018-09-07 15:00 | 0.71586
OldNuke | 2018-09-07 16:00 | 0.72227
OldNuke | 2018-09-07 17:00 | 0.72227
OldNuke | 2018-09-07 18:00 | 0.72227
OldNuke | 2018-09-07 19:00 | 0.72227
OldNuke | 2018-09-07 20:00 | 0.72465
OldNuke | 2018-09-07 21:00 | 0.72465
OldNuke | 2018-09-07 22:00 | 0.72465
OldNuke | 2018-09-07 23:00 | 0.72465
OldNuke | 2018-09-08 | 0.706
OldNuke | 2018-09-08 01:00 | 0.706
OldNuke | 2018-09-08 02:00 | 0.706
OldNuke | 2018-09-08 03:00 | 0.706
OldNuke | 2018-09-08 04:00 | 0.706
OldNuke | 2018-09-08 05:00 | 0.706
OldNuke | 2018-09-08 06:00 | 0.70252
OldNuke | 2018-09-08 07:00 | 0.70252
OldNuke | 2018-09-08 08:00 | 0.68802
OldNuke | 2018-09-08 09:00 | 0.67814
OldNuke | 2018-09-08 10:00 | 0.67814
OldNuke | 2018-09-08 11:00 | 0.69287
OldNuke | 2018-09-08 12:00 | 0.69287
OldNuke | 2018-09-08 13:00 | 0.69287
OldNuke | 2018-09-08 14:00 | 0.68947
OldNuke | 2018-09-08 15:00 | 0.68947
OldNuke | 2018-09-08 16:00 | 0.69287
OldNuke | 2018-09-08 17:00 | 0.69287
OldNuke | 2018-09-08 18:00 | 0.69287
OldNuke | 2018-09-08 19:00 | 0.69636
OldNuke | 2018-09-08 20:00 | 0.69636
OldNuke | 2018-09-08 21:00 | 0.69636
OldNuke | 2018-09-08 22:00 | 0.69636
OldNuke | 2018-09-08 23:00 | 0.69636
OldNuke | 2018-09-09 | 0.68329
OldNuke | 2018-09-09 01:00 | 0.68329
OldNuke | 2018-09-09 02:00 | 0.68329
OldNuke | 2018-09-09 03:00 | 0.68329
OldNuke | 2018-09-09 04:00 | 0.68329
OldNuke | 2018-09-09 05:00 | 0.68329
OldNuke | 2018-09-09 06:00 | 0.68329
OldNuke | 2018-09-09 07:00 | 0.68329
OldNuke | 2018-09-09 08:00 | 0.68338
OldNuke | 2018-09-09 09:00 | 0.68338
OldNuke | 2018-09-09 10:00 | 0.68338
OldNuke | 2018-09-09 11:00 | 0.68338
OldNuke | 2018-09-09 12:00 | 0.68338
OldNuke | 2018-09-09 13:00 | 0.68338
OldNuke | 2018-09-09 14:00 | 0.68338
OldNuke | 2018-09-09 15:00 | 0.68338
OldNuke | 2018-09-09 16:00 | 0.68338
OldNuke | 2018-09-09 17:00 | 0.68338
OldNuke | 2018-09-09 18:00 | 0.69515
OldNuke | 2018-09-09 19:00 | 0.69515
OldNuke | 2018-09-09 20:00 | 0.69515
OldNuke | 2018-09-09 21:00 | 0.69515
OldNuke | 2018-09-09 22:00 | 0.69515
OldNuke | 2018-09-09 23:00 | 0.69515
OldNuke | 2018-09-10 | 0.69857
OldNuke | 2018-09-10 01:00 | 0.69857
OldNuke | 2018-09-10 02:00 | 0.70491
OldNuke | 2018-09-10 03:00 | 0.71982
OldNuke | 2018-09-10 04:00 | 0.71982
OldNuke | 2018-09-10 05:00 | 0.71982
OldNuke | 2018-09-10 06:00 | 0.71982
OldNuke | 2018-09-10 07:00 | 0.71982
OldNuke | 2018-09-10 08:00 | 0.71217
OldNuke | 2018-09-10 09:00 | 0.71217
OldNuke | 2018-09-10 10:00 | 0.71217
OldNuke | 2018-09-10 11:00 | 0.71217
OldNuke | 2018-09-10 12:00 | 0.71217
OldNuke | 2018-09-10 13:00 | 0.71217
OldNuke | 2018-09-10 14:00 | 0.71217
OldNuke | 2018-09-10 15:00 | 0.71217
OldNuke | 2018-09-10 16:00 | 0.722
OldNuke | 2018-09-10 17:00 | 0.722
OldNuke | 2018-09-10 18:00 | 0.7178
OldNuke | 2018-09-10 19:00 | 0.69705
OldNuke | 2018-09-10 20:00 | 0.69705
OldNuke | 2018-09-10 21:00 | 0.69705
OldNuke | 2018-09-10 22:00 | 0.69705
OldNuke | 2018-09-10 23:00 | 0.69705
OldNuke | 2018-09-11 | 0.69705
OldNuke | 2018-09-11 01:00 | 0.69705
OldNuke | 2018-09-11 02:00 | 0.69705
OldNuke | 2018-09-11 03:00 | 0.69705
OldNuke | 2018-09-11 04:00 | 0.69705
OldNuke | 2018-09-11 05:00 | 0.69705
OldNuke | 2018-09-11 06:00 | 0.69705
OldNuke | 2018-09-11 07:00 | 0.68953
OldNuke | 2018-09-11 08:00 | 0.68953
OldNuke | 2018-09-11 09:00 | 0.68953
OldNuke | 2018-09-11 10:00 | 0.68953
OldNuke | 2018-09-11 11:00 | 0.68953
OldNuke | 2018-09-11 12:00 | 0.68953
OldNuke | 2018-09-11 13:00 | 0.68953
OldNuke | 2018-09-11 14:00 | 0.70695
OldNuke | 2018-09-11 15:00 | 0.71448
OldNuke | 2018-09-11 16:00 | 0.71448
OldNuke | 2018-09-11 17:00 | 0.7224
OldNuke | 2018-09-11 18:00 | 0.7266
OldNuke | 2018-09-11 19:00 | 0.7266
OldNuke | 2018-09-11 20:00 | 0.7266
OldNuke | 2018-09-11 21:00 | 0.7266
OldNuke | 2018-09-11 22:00 | 0.74109
OldNuke | 2018-09-11 23:00 | 0.74109
OldNuke | 2018-09-12 | 0.74109
OldNuke | 2018-09-12 01:00 | 0.74109
OldNuke | 2018-09-12 02:00 | 0.73816
OldNuke | 2018-09-12 03:00 | 0.73816
OldNuke | 2018-09-12 04:00 | 0.73816
OldNuke | 2018-09-12 05:00 | 0.73816
OldNuke | 2018-09-12 06:00 | 0.73816
OldNuke | 2018-09-12 07:00 | 0.73816
OldNuke | 2018-09-12 08:00 | 0.73816
OldNuke | 2018-09-12 09:00 | 0.73816
OldNuke | 2018-09-12 10:00 | 0.73816
OldNuke | 2018-09-12 11:00 | 0.75099
OldNuke | 2018-09-12 12:00 | 0.75099
OldNuke | 2018-09-12 13:00 | 0.75099
OldNuke | 2018-09-12 14:00 | 0.74901
OldNuke | 2018-09-12 15:00 | 0.74901
OldNuke | 2018-09-12 16:00 | 0.74901
OldNuke | 2018-09-12 17:00 | 0.75099
OldNuke | 2018-09-12 18:00 | 0.75099
OldNuke | 2018-09-12 19:00 | 0.75099
OldNuke | 2018-09-12 20:00 | 0.75392
OldNuke | 2018-09-12 21:00 | 0.75392
OldNuke | 2018-09-12 22:00 | 0.75392
OldNuke | 2018-09-12 23:00 | 0.75392
OldNuke | 2018-09-13 | 0.75392
OldNuke | 2018-09-13 01:00 | 0.75392
OldNuke | 2018-09-13 02:00 | 0.75392
OldNuke | 2018-09-13 03:00 | 0.75392
OldNuke | 2018-09-13 04:00 | 0.75392
OldNuke | 2018-09-13 05:00 | 0.75392
OldNuke | 2018-09-13 06:00 | 0.75392
OldNuke | 2018-09-13 07:00 | 0.75392
OldNuke | 2018-09-13 08:00 | 0.75392
OldNuke | 2018-09-13 09:00 | 0.75392
OldNuke | 2018-09-13 10:00 | 0.75392
OldNuke | 2018-09-13 11:00 | 0.75392
OldNuke | 2018-09-13 12:00 | 0.75392
OldNuke | 2018-09-13 13:00 | 0.75392
OldNuke | 2018-09-13 14:00 | 0.75582
OldNuke | 2018-09-13 15:00 | 0.75582
OldNuke | 2018-09-13 16:00 | 0.75582
OldNuke | 2018-09-13 17:00 | 0.75582
OldNuke | 2018-09-13 18:00 | 0.75582
OldNuke | 2018-09-13 19:00 | 0.75582
OldNuke | 2018-09-13 20:00 | 0.75582
OldNuke | 2018-09-13 21:00 | 0.75582
OldNuke | 2018-09-13 22:00 | 0.75582
OldNuke | 2018-09-13 23:00 | 0.75582
OldNuke | 2018-09-14 | 0.74038
OldNuke | 2018-09-14 01:00 | 0.74038
OldNuke | 2018-09-14 02:00 | 0.74038
OldNuke | 2018-09-14 03:00 | 0.74038
OldNuke | 2018-09-14 04:00 | 0.74751
OldNuke | 2018-09-14 05:00 | 0.74751
OldNuke | 2018-09-14 06:00 | 0.74751
OldNuke | 2018-09-14 07:00 | 0.74751
OldNuke | 2018-09-14 08:00 | 0.74751
OldNuke | 2018-09-14 09:00 | 0.74751
OldNuke | 2018-09-14 10:00 | 0.74751
OldNuke | 2018-09-14 11:00 | 0.74751
OldNuke | 2018-09-14 12:00 | 0.74751
OldNuke | 2018-09-14 13:00 | 0.74751
OldNuke | 2018-09-14 14:00 | 0.74751
OldNuke | 2018-09-14 15:00 | 0.74751
OldNuke | 2018-09-14 16:00 | 0.74751
OldNuke | 2018-09-14 17:00 | 0.75582
OldNuke | 2018-09-14 18:00 | 0.75582
OldNuke | 2018-09-14 19:00 | 0.75582
OldNuke | 2018-09-14 20:00 | 0.75582
OldNuke | 2018-09-14 21:00 | 0.76184
OldNuke | 2018-09-14 22:00 | 0.76184
OldNuke | 2018-09-14 23:00 | 0.73808
OldNuke | 2018-09-15 | 0.70252
OldNuke | 2018-09-15 01:00 | 0.70252
OldNuke | 2018-09-15 02:00 | 0.69555
OldNuke | 2018-09-15 03:00 | 0.69555
OldNuke | 2018-09-15 04:00 | 0.69366
OldNuke | 2018-09-15 05:00 | 0.69366
OldNuke | 2018-09-15 06:00 | 0.69366
OldNuke | 2018-09-15 07:00 | 0.69366
OldNuke | 2018-09-15 08:00 | 0.69366
OldNuke | 2018-09-15 09:00 | 0.69366
OldNuke | 2018-09-15 10:00 | 0.69366
OldNuke | 2018-09-15 11:00 | 0.69366
OldNuke | 2018-09-15 12:00 | 0.69366
OldNuke | 2018-09-15 13:00 | 0.69366
OldNuke | 2018-09-15 14:00 | 0.69267
OldNuke | 2018-09-15 15:00 | 0.69267
OldNuke | 2018-09-15 16:00 | 0.69555
OldNuke | 2018-09-15 17:00 | 0.69555
OldNuke | 2018-09-15 18:00 | 0.69555
OldNuke | 2018-09-15 19:00 | 0.69555
OldNuke | 2018-09-15 20:00 | 0.69555
OldNuke | 2018-09-15 21:00 | 0.69555
OldNuke | 2018-09-15 22:00 | 0.69555
OldNuke | 2018-09-15 23:00 | 0.69555
OldNuke | 2018-09-16 | 0.69555
OldNuke | 2018-09-16 01:00 | 0.69555
OldNuke | 2018-09-16 02:00 | 0.69555
OldNuke | 2018-09-16 03:00 | 0.69555
OldNuke | 2018-09-16 04:00 | 0.68652
OldNuke | 2018-09-16 05:00 | 0.68652
OldNuke | 2018-09-16 06:00 | 0.68652
OldNuke | 2018-09-16 07:00 | 0.68652
OldNuke | 2018-09-16 08:00 | 0.68652
OldNuke | 2018-09-16 09:00 | 0.68652
OldNuke | 2018-09-16 10:00 | 0.68652
OldNuke | 2018-09-16 11:00 | 0.68652
OldNuke | 2018-09-16 12:00 | 0.68652
OldNuke | 2018-09-16 13:00 | 0.68652
OldNuke | 2018-09-16 14:00 | 0.68652
OldNuke | 2018-09-16 15:00 | 0.68652
OldNuke | 2018-09-16 16:00 | 0.68652
OldNuke | 2018-09-16 17:00 | 0.68652
OldNuke | 2018-09-16 18:00 | 0.70767
OldNuke | 2018-09-16 19:00 | 0.70767
OldNuke | 2018-09-16 20:00 | 0.70767
OldNuke | 2018-09-16 21:00 | 0.70767
OldNuke | 2018-09-16 22:00 | 0.7167
OldNuke | 2018-09-16 23:00 | 0.69594
OldNuke | 2018-09-17 | 0.70862
OldNuke | 2018-09-17 01:00 | 0.70862
OldNuke | 2018-09-17 02:00 | 0.70862
OldNuke | 2018-09-17 03:00 | 0.70862
OldNuke | 2018-09-17 04:00 | 0.70862
OldNuke | 2018-09-17 05:00 | 0.70862
OldNuke | 2018-09-17 06:00 | 0.70862
OldNuke | 2018-09-17 07:00 | 0.71654
OldNuke | 2018-09-17 08:00 | 0.71654
OldNuke | 2018-09-17 09:00 | 0.71654
OldNuke | 2018-09-17 10:00 | 0.71654
OldNuke | 2018-09-17 11:00 | 0.73729
OldNuke | 2018-09-17 12:00 | 0.73729
OldNuke | 2018-09-17 13:00 | 0.73729
OldNuke | 2018-09-17 14:00 | 0.73729
OldNuke | 2018-09-17 15:00 | 0.73729
OldNuke | 2018-09-17 16:00 | 0.72604
OldNuke | 2018-09-17 17:00 | 0.72604
OldNuke | 2018-09-17 18:00 | 0.72604
OldNuke | 2018-09-17 19:00 | 0.72604
OldNuke | 2018-09-17 20:00 | 0.72604
OldNuke | 2018-09-17 21:00 | 0.72604
OldNuke | 2018-09-17 22:00 | 0.72604
OldNuke | 2018-09-17 23:00 | 0.72604
OldNuke | 2018-09-18 | 0.72097
OldNuke | 2018-09-18 01:00 | 0.72097
OldNuke | 2018-09-18 02:00 | 0.72097
OldNuke | 2018-09-18 03:00 | 0.72097
OldNuke | 2018-09-18 04:00 | 0.72097
OldNuke | 2018-09-18 05:00 | 0.72097
OldNuke | 2018-09-18 06:00 | 0.72097
OldNuke | 2018-09-18 07:00 | 0.72097
OldNuke | 2018-09-18 08:00 | 0.72097
OldNuke | 2018-09-18 09:00 | 0.72097
OldNuke | 2018-09-18 10:00 | 0.72097
OldNuke | 2018-09-18 11:00 | 0.72097
OldNuke | 2018-09-18 12:00 | 0.70038
OldNuke | 2018-09-18 13:00 | 0.70038
OldNuke | 2018-09-18 14:00 | 0.70038
OldNuke | 2018-09-18 15:00 | 0.69864
OldNuke | 2018-09-18 16:00 | 0.69579
OldNuke | 2018-09-18 17:00 | 0.69753
OldNuke | 2018-09-18 18:00 | 0.70878
OldNuke | 2018-09-18 19:00 | 0.70878
OldNuke | 2018-09-18 20:00 | 0.71575
OldNuke | 2018-09-18 21:00 | 0.71575
OldNuke | 2018-09-18 22:00 | 0.71575
OldNuke | 2018-09-18 23:00 | 0.71575
OldNuke | 2018-09-19 | 0.71575
OldNuke | 2018-09-19 01:00 | 0.71575
OldNuke | 2018-09-19 02:00 | 0.71575
OldNuke | 2018-09-19 03:00 | 0.71575
OldNuke | 2018-09-19 04:00 | 0.71575
OldNuke | 2018-09-19 05:00 | 0.7186
OldNuke | 2018-09-19 06:00 | 0.7186
OldNuke | 2018-09-19 07:00 | 0.7186
OldNuke | 2018-09-19 08:00 | 0.7186
OldNuke | 2018-09-19 09:00 | 0.7186
OldNuke | 2018-09-19 10:00 | 0.7186
OldNuke | 2018-09-19 11:00 | 0.7186
OldNuke | 2018-09-19 12:00 | 0.7186
OldNuke | 2018-09-19 13:00 | 0.7186
OldNuke | 2018-09-19 14:00 | 0.7186
OldNuke | 2018-09-19 15:00 | 0.7186
OldNuke | 2018-09-19 16:00 | 0.7186
OldNuke | 2018-09-19 17:00 | 0.7186
OldNuke | 2018-09-19 18:00 | 0.7186
OldNuke | 2018-09-19 19:00 | 0.71202
OldNuke | 2018-09-19 20:00 | 0.71202
OldNuke | 2018-09-19 21:00 | 0.71202
OldNuke | 2018-09-19 22:00 | 0.69468
OldNuke | 2018-09-19 23:00 | 0.69468
OldNuke | 2018-09-20 | 0.70125
OldNuke | 2018-09-20 01:00 | 0.70125
OldNuke | 2018-09-20 02:00 | 0.68731
OldNuke | 2018-09-20 03:00 | 0.68731
OldNuke | 2018-09-20 04:00 | 0.68731
OldNuke | 2018-09-20 05:00 | 0.68731
OldNuke | 2018-09-20 06:00 | 0.68731
OldNuke | 2018-09-20 07:00 | 0.68731
OldNuke | 2018-09-20 08:00 | 0.68731
OldNuke | 2018-09-20 09:00 | 0.68731
OldNuke | 2018-09-20 10:00 | 0.68731
OldNuke | 2018-09-20 11:00 | 0.68731
OldNuke | 2018-09-20 12:00 | 0.68731
OldNuke | 2018-09-20 13:00 | 0.68327
OldNuke | 2018-09-20 14:00 | 0.6881
OldNuke | 2018-09-20 15:00 | 0.6881
OldNuke | 2018-09-20 16:00 | 0.6881
OldNuke | 2018-09-20 17:00 | 0.6881
OldNuke | 2018-09-20 18:00 | 0.6881
OldNuke | 2018-09-20 19:00 | 0.6881
OldNuke | 2018-09-20 20:00 | 0.6881
OldNuke | 2018-09-20 21:00 | 0.6881
OldNuke | 2018-09-20 22:00 | 0.6881
OldNuke | 2018-09-20 23:00 | 0.6881
OldNuke | 2018-09-21 | 0.68628
OldNuke | 2018-09-21 01:00 | 0.66252
OldNuke | 2018-09-21 02:00 | 0.66252
OldNuke | 2018-09-21 03:00 | 0.66252
OldNuke | 2018-09-21 04:00 | 0.65951
OldNuke | 2018-09-21 05:00 | 0.6801
OldNuke | 2018-09-21 06:00 | 0.66442
OldNuke | 2018-09-21 07:00 | 0.66442
OldNuke | 2018-09-21 08:00 | 0.66442
OldNuke | 2018-09-21 09:00 | 0.66442
OldNuke | 2018-09-21 10:00 | 0.66442
OldNuke | 2018-09-21 11:00 | 0.66442
OldNuke | 2018-09-21 12:00 | 0.68375
OldNuke | 2018-09-21 13:00 | 0.68375
OldNuke | 2018-09-21 14:00 | 0.68375
OldNuke | 2018-09-21 15:00 | 0.68375
OldNuke | 2018-09-21 16:00 | 0.68779
OldNuke | 2018-09-21 17:00 | 0.70228
OldNuke | 2018-09-21 18:00 | 0.70228
OldNuke | 2018-09-21 19:00 | 0.68454
OldNuke | 2018-09-21 20:00 | 0.68454
OldNuke | 2018-09-21 21:00 | 0.68454
OldNuke | 2018-09-21 22:00 | 0.67971
OldNuke | 2018-09-21 23:00 | 0.67971
OldNuke | 2018-09-22 | 0.64819
OldNuke | 2018-09-22 01:00 | 0.58467
OldNuke | 2018-09-22 02:00 | 0.58467
OldNuke | 2018-09-22 03:00 | 0.58467
OldNuke | 2018-09-22 04:00 | 0.58467
OldNuke | 2018-09-22 05:00 | 0.58467
OldNuke | 2018-09-22 06:00 | 0.58467
OldNuke | 2018-09-22 07:00 | 0.58467
OldNuke | 2018-09-22 08:00 | 0.58467
OldNuke | 2018-09-22 09:00 | 0.58467
OldNuke | 2018-09-22 10:00 | 0.58636
OldNuke | 2018-09-22 11:00 | 0.60169
OldNuke | 2018-09-22 12:00 | 0.60169
OldNuke | 2018-09-22 13:00 | 0.61373
OldNuke | 2018-09-22 14:00 | 0.61373
OldNuke | 2018-09-22 15:00 | 0.61373
OldNuke | 2018-09-22 16:00 | 0.61373
OldNuke | 2018-09-22 17:00 | 0.60249
OldNuke | 2018-09-22 18:00 | 0.61278
OldNuke | 2018-09-22 19:00 | 0.61278
OldNuke | 2018-09-22 20:00 | 0.61278
OldNuke | 2018-09-22 21:00 | 0.61278
OldNuke | 2018-09-22 22:00 | 0.61278
OldNuke | 2018-09-22 23:00 | 0.62403
OldNuke | 2018-09-23 | 0.607
OldNuke | 2018-09-23 01:00 | 0.607
OldNuke | 2018-09-23 02:00 | 0.607
OldNuke | 2018-09-23 03:00 | 0.607
OldNuke | 2018-09-23 04:00 | 0.59671
OldNuke | 2018-09-23 05:00 | 0.59671
OldNuke | 2018-09-23 06:00 | 0.59671
OldNuke | 2018-09-23 07:00 | 0.59671
OldNuke | 2018-09-23 08:00 | 0.61746
OldNuke | 2018-09-23 09:00 | 0.61746
OldNuke | 2018-09-23 10:00 | 0.61746
OldNuke | 2018-09-23 11:00 | 0.61746
OldNuke | 2018-09-23 12:00 | 0.63805
OldNuke | 2018-09-23 13:00 | 0.62783
OldNuke | 2018-09-23 14:00 | 0.62783
OldNuke | 2018-09-23 15:00 | 0.62601
OldNuke | 2018-09-23 16:00 | 0.62783
OldNuke | 2018-09-23 17:00 | 0.62783
OldNuke | 2018-09-23 18:00 | 0.64486
OldNuke | 2018-09-23 19:00 | 0.64486
OldNuke | 2018-09-23 20:00 | 0.64486
OldNuke | 2018-09-23 21:00 | 0.66593
OldNuke | 2018-09-23 22:00 | 0.66593
OldNuke | 2018-09-23 23:00 | 0.6489
OldNuke | 2018-09-24 | 0.6489
OldNuke | 2018-09-24 01:00 | 0.6489
OldNuke | 2018-09-24 02:00 | 0.64035
OldNuke | 2018-09-24 03:00 | 0.64035
OldNuke | 2018-09-24 04:00 | 0.64035
OldNuke | 2018-09-24 05:00 | 0.656
OldNuke | 2018-09-24 06:00 | 0.66176
OldNuke | 2018-09-24 07:00 | 0.66593
OldNuke | 2018-09-24 08:00 | 0.67123
OldNuke | 2018-09-24 09:00 | 0.67123
OldNuke | 2018-09-24 10:00 | 0.67123
OldNuke | 2018-09-24 11:00 | 0.67123
OldNuke | 2018-09-24 12:00 | 0.68145
OldNuke | 2018-09-24 13:00 | 0.68145
OldNuke | 2018-09-24 14:00 | 0.68145
OldNuke | 2018-09-24 15:00 | 0.68145
OldNuke | 2018-09-24 16:00 | 0.68145
OldNuke | 2018-09-24 17:00 | 0.69539
OldNuke | 2018-09-24 18:00 | 0.70331
OldNuke | 2018-09-24 19:00 | 0.70331
OldNuke | 2018-09-24 20:00 | 0.70331
OldNuke | 2018-09-24 21:00 | 0.70331
OldNuke | 2018-09-24 22:00 | 0.70331
OldNuke | 2018-09-24 23:00 | 0.71567
OldNuke | 2018-09-25 | 0.71567
OldNuke | 2018-09-25 01:00 | 0.71567
OldNuke | 2018-09-25 02:00 | 0.71567
OldNuke | 2018-09-25 03:00 | 0.71567
OldNuke | 2018-09-25 04:00 | 0.71567
OldNuke | 2018-09-25 05:00 | 0.71567
OldNuke | 2018-09-25 06:00 | 0.71567
OldNuke | 2018-09-25 07:00 | 0.71567
OldNuke | 2018-09-25 08:00 | 0.71567
OldNuke | 2018-09-25 09:00 | 0.71567
OldNuke | 2018-09-25 10:00 | 0.71567
OldNuke | 2018-09-25 11:00 | 0.71567
OldNuke | 2018-09-25 12:00 | 0.71567
OldNuke | 2018-09-25 13:00 | 0.71567
OldNuke | 2018-09-25 14:00 | 0.71329
OldNuke | 2018-09-25 15:00 | 0.71329
OldNuke | 2018-09-25 16:00 | 0.71329
OldNuke | 2018-09-25 17:00 | 0.71329
OldNuke | 2018-09-25 18:00 | 0.71329
OldNuke | 2018-09-25 19:00 | 0.71329
OldNuke | 2018-09-25 20:00 | 0.71329
OldNuke | 2018-09-25 21:00 | 0.71535
OldNuke | 2018-09-25 22:00 | 0.71535
OldNuke | 2018-09-25 23:00 | 0.71535
OldNuke | 2018-09-26 | 0.71891
OldNuke | 2018-09-26 01:00 | 0.71891
OldNuke | 2018-09-26 02:00 | 0.71891
OldNuke | 2018-09-26 03:00 | 0.71891
OldNuke | 2018-09-26 04:00 | 0.71891
OldNuke | 2018-09-26 05:00 | 0.71891
OldNuke | 2018-09-26 06:00 | 0.71891
OldNuke | 2018-09-26 07:00 | 0.71891
OldNuke | 2018-09-26 08:00 | 0.71891
OldNuke | 2018-09-26 09:00 | 0.71891
OldNuke | 2018-09-26 10:00 | 0.69785
OldNuke | 2018-09-26 11:00 | 0.69785
OldNuke | 2018-09-26 12:00 | 0.69785
OldNuke | 2018-09-26 13:00 | 0.69785
OldNuke | 2018-09-26 14:00 | 0.69785
OldNuke | 2018-09-26 15:00 | 0.69785
OldNuke | 2018-09-26 16:00 | 0.69785
OldNuke | 2018-09-26 17:00 | 0.69618
OldNuke | 2018-09-26 18:00 | 0.69618
OldNuke | 2018-09-26 19:00 | 0.69618
OldNuke | 2018-09-26 20:00 | 0.71994
OldNuke | 2018-09-26 21:00 | 0.71994
OldNuke | 2018-09-26 22:00 | 0.71994
OldNuke | 2018-09-26 23:00 | 0.71994
OldNuke | 2018-09-27 | 0.71091
OldNuke | 2018-09-27 01:00 | 0.71091
OldNuke | 2018-09-27 02:00 | 0.7041
OldNuke | 2018-09-27 03:00 | 0.7041
OldNuke | 2018-09-27 04:00 | 0.69682
OldNuke | 2018-09-27 05:00 | 0.69682
OldNuke | 2018-09-27 06:00 | 0.69682
OldNuke | 2018-09-27 07:00 | 0.69682
OldNuke | 2018-09-27 08:00 | 0.69682
OldNuke | 2018-09-27 09:00 | 0.69682
OldNuke | 2018-09-27 10:00 | 0.69682
OldNuke | 2018-09-27 11:00 | 0.69682
OldNuke | 2018-09-27 12:00 | 0.69682
OldNuke | 2018-09-27 13:00 | 0.69682
OldNuke | 2018-09-27 14:00 | 0.70933
OldNuke | 2018-09-27 15:00 | 0.70933
OldNuke | 2018-09-27 16:00 | 0.70933
OldNuke | 2018-09-27 17:00 | 0.70933
OldNuke | 2018-09-27 18:00 | 0.706
OldNuke | 2018-09-27 19:00 | 0.706
OldNuke | 2018-09-27 20:00 | 0.706
OldNuke | 2018-09-27 21:00 | 0.706
OldNuke | 2018-09-27 22:00 | 0.68565
OldNuke | 2018-09-27 23:00 | 0.68565
OldNuke | 2018-09-28 | 0.68565
OldNuke | 2018-09-28 01:00 | 0.68565
OldNuke | 2018-09-28 02:00 | 0.68565
OldNuke | 2018-09-28 03:00 | 0.68565
OldNuke | 2018-09-28 04:00 | 0.68565
OldNuke | 2018-09-28 05:00 | 0.68565
OldNuke | 2018-09-28 06:00 | 0.68565
OldNuke | 2018-09-28 07:00 | 0.68565
OldNuke | 2018-09-28 08:00 | 0.68565
OldNuke | 2018-09-28 09:00 | 0.68565
OldNuke | 2018-09-28 10:00 | 0.68565
OldNuke | 2018-09-28 11:00 | 0.68565
OldNuke | 2018-09-28 12:00 | 0.70941
OldNuke | 2018-09-28 13:00 | 0.70941
OldNuke | 2018-09-28 14:00 | 0.70941
OldNuke | 2018-09-28 15:00 | 0.70941
OldNuke | 2018-09-28 16:00 | 0.70941
OldNuke | 2018-09-28 17:00 | 0.70941
OldNuke | 2018-09-28 18:00 | 0.70941
OldNuke | 2018-09-28 19:00 | 0.70941
OldNuke | 2018-09-28 20:00 | 0.70941
OldNuke | 2018-09-28 21:00 | 0.70941
OldNuke | 2018-09-28 22:00 | 0.68343
OldNuke | 2018-09-28 23:00 | 0.68747
OldNuke | 2018-09-29 | 0.6611
OldNuke | 2018-09-29 01:00 | 0.6611
OldNuke | 2018-09-29 02:00 | 0.59716
OldNuke | 2018-09-29 03:00 | 0.59534
OldNuke | 2018-09-29 04:00 | 0.59492
OldNuke | 2018-09-29 05:00 | 0.5981
OldNuke | 2018-09-29 06:00 | 0.60051
OldNuke | 2018-09-29 07:00 | 0.60222
OldNuke | 2018-09-29 08:00 | 0.60022
OldNuke | 2018-09-29 09:00 | 0.59661
OldNuke | 2018-09-29 10:00 | 0.59644
OldNuke | 2018-09-29 11:00 | 0.58856
OldNuke | 2018-09-29 12:00 | 0.58346
OldNuke | 2018-09-29 13:00 | 0.584
OldNuke | 2018-09-29 14:00 | 0.5891
OldNuke | 2018-09-29 15:00 | 0.59652
OldNuke | 2018-09-29 16:00 | 0.60086
OldNuke | 2018-09-29 17:00 | 0.60448
OldNuke | 2018-09-29 18:00 | 0.60594
OldNuke | 2018-09-29 19:00 | 0.60643
OldNuke | 2018-09-29 20:00 | 0.60439
OldNuke | 2018-09-29 21:00 | 0.60447
OldNuke | 2018-09-29 22:00 | 0.60323
OldNuke | 2018-09-29 23:00 | 0.59452
OldNuke | 2018-09-30 | 0.59583
OldNuke | 2018-09-30 01:00 | 0.59683
OldNuke | 2018-09-30 02:00 | 0.60589
OldNuke | 2018-09-30 03:00 | 0.60589
OldNuke | 2018-09-30 04:00 | 0.60589
OldNuke | 2018-09-30 05:00 | 0.60589
OldNuke | 2018-09-30 06:00 | 0.60589
OldNuke | 2018-09-30 07:00 | 0.60589
OldNuke | 2018-09-30 08:00 | 0.60589
OldNuke | 2018-09-30 09:00 | 0.60589
OldNuke | 2018-09-30 10:00 | 0.60589
OldNuke | 2018-09-30 11:00 | 0.60589
OldNuke | 2018-09-30 12:00 | 0.6009
OldNuke | 2018-09-30 13:00 | 0.6009
OldNuke | 2018-09-30 14:00 | 0.6009
OldNuke | 2018-09-30 15:00 | 0.6009
OldNuke | 2018-09-30 16:00 | 0.59773
OldNuke | 2018-09-30 17:00 | 0.59773
OldNuke | 2018-09-30 18:00 | 0.61335
OldNuke | 2018-09-30 19:00 | 0.62371
OldNuke | 2018-09-30 20:00 | 0.63955
OldNuke | 2018-09-30 21:00 | 0.63162
OldNuke | 2018-09-30 22:00 | 0.63955
OldNuke | 2018-09-30 23:00 | 0.63955
OldNuke | 2018-10-01 | 0.64771
OldNuke | 2018-10-01 01:00 | 0.64771
OldNuke | 2018-10-01 02:00 | 0.66213
OldNuke | 2018-10-01 03:00 | 0.66213
OldNuke | 2018-10-01 04:00 | 0.65991
OldNuke | 2018-10-01 05:00 | 0.66213
OldNuke | 2018-10-01 06:00 | 0.66395
OldNuke | 2018-10-01 07:00 | 0.66746
OldNuke | 2018-10-01 08:00 | 0.66463
OldNuke | 2018-10-01 09:00 | 0.66495
OldNuke | 2018-10-01 10:00 | 0.6665
OldNuke | 2018-10-01 11:00 | 0.66626
OldNuke | 2018-10-01 12:00 | 0.66566
OldNuke | 2018-10-01 13:00 | 0.6629
OldNuke | 2018-10-01 14:00 | 0.66314
OldNuke | 2018-10-01 15:00 | 0.66369
OldNuke | 2018-10-01 16:00 | 0.66502
OldNuke | 2018-10-01 17:00 | 0.66642
OldNuke | 2018-10-01 18:00 | 0.66925
OldNuke | 2018-10-01 19:00 | 0.66998
OldNuke | 2018-10-01 20:00 | 0.66081
OldNuke | 2018-10-01 21:00 | 0.66213
OldNuke | 2018-10-01 22:00 | 0.66213
OldNuke | 2018-10-01 23:00 | 0.66213
OldNuke | 2018-10-02 | 0.66213
OldNuke | 2018-10-02 01:00 | 0.66213
OldNuke | 2018-10-02 02:00 | 0.66213
OldNuke | 2018-10-02 03:00 | 0.66213
OldNuke | 2018-10-02 04:00 | 0.66213
OldNuke | 2018-10-02 05:00 | 0.66629
OldNuke | 2018-10-02 06:00 | 0.66575
OldNuke | 2018-10-02 07:00 | 0.66881
OldNuke | 2018-10-02 08:00 | 0.6678
OldNuke | 2018-10-02 09:00 | 0.66564
OldNuke | 2018-10-02 10:00 | 0.66734
OldNuke | 2018-10-02 11:00 | 0.66762
OldNuke | 2018-10-02 12:00 | 0.66908
OldNuke | 2018-10-02 13:00 | 0.66973
OldNuke | 2018-10-02 14:00 | 0.68319
OldNuke | 2018-10-02 15:00 | 0.68319
OldNuke | 2018-10-02 16:00 | 0.68652
OldNuke | 2018-10-02 17:00 | 0.68978
OldNuke | 2018-10-02 18:00 | 0.69027
OldNuke | 2018-10-02 19:00 | 0.68121
OldNuke | 2018-10-02 20:00 | 0.68121
OldNuke | 2018-10-02 21:00 | 0.66373
OldNuke | 2018-10-02 22:00 | 0.66428
OldNuke | 2018-10-02 23:00 | 0.66276
OldNuke | 2018-10-03 | 0.66046
OldNuke | 2018-10-03 01:00 | 0.65059
OldNuke | 2018-10-03 02:00 | 0.66054
OldNuke | 2018-10-03 03:00 | 0.66054
OldNuke | 2018-10-03 04:00 | 0.66054
OldNuke | 2018-10-03 05:00 | 0.66054
OldNuke | 2018-10-03 06:00 | 0.65644
OldNuke | 2018-10-03 07:00 | 0.65503
OldNuke | 2018-10-03 08:00 | 0.6556
OldNuke | 2018-10-03 09:00 | 0.65666
OldNuke | 2018-10-03 10:00 | 0.65253
OldNuke | 2018-10-03 11:00 | 0.65042
OldNuke | 2018-10-03 12:00 | 0.64944
OldNuke | 2018-10-03 13:00 | 0.64903
OldNuke | 2018-10-03 14:00 | 0.65428
OldNuke | 2018-10-03 15:00 | 0.65574
OldNuke | 2018-10-03 16:00 | 0.65809
OldNuke | 2018-10-03 17:00 | 0.66144
OldNuke | 2018-10-03 18:00 | 0.66217
OldNuke | 2018-10-03 19:00 | 0.66144
OldNuke | 2018-10-03 20:00 | 0.65994
OldNuke | 2018-10-03 21:00 | 0.66195
OldNuke | 2018-10-03 22:00 | 0.66018
OldNuke | 2018-10-03 23:00 | 0.65999
OldNuke | 2018-10-04 | 0.65999
OldNuke | 2018-10-04 01:00 | 0.65999
OldNuke | 2018-10-04 02:00 | 0.66436
OldNuke | 2018-10-04 03:00 | 0.67409
OldNuke | 2018-10-04 04:00 | 0.67409
OldNuke | 2018-10-04 05:00 | 0.67409
OldNuke | 2018-10-04 06:00 | 0.68128
OldNuke | 2018-10-04 07:00 | 0.68047
OldNuke | 2018-10-04 08:00 | 0.67965
OldNuke | 2018-10-04 09:00 | 0.67817
OldNuke | 2018-10-04 10:00 | 0.67947
OldNuke | 2018-10-04 11:00 | 0.68186
OldNuke | 2018-10-04 12:00 | 0.68047
OldNuke | 2018-10-04 13:00 | 0.68042
OldNuke | 2018-10-04 14:00 | 0.68012
OldNuke | 2018-10-04 15:00 | 0.68204
OldNuke | 2018-10-04 16:00 | 0.68182
OldNuke | 2018-10-04 17:00 | 0.68253
OldNuke | 2018-10-04 18:00 | 0.68527
OldNuke | 2018-10-04 19:00 | 0.69096
OldNuke | 2018-10-04 20:00 | 0.68905
OldNuke | 2018-10-04 21:00 | 0.68905
OldNuke | 2018-10-04 22:00 | 0.68966
OldNuke | 2018-10-04 23:00 | 0.68905
OldNuke | 2018-10-05 | 0.68905
OldNuke | 2018-10-05 01:00 | 0.68905
OldNuke | 2018-10-05 02:00 | 0.68905
OldNuke | 2018-10-05 03:00 | 0.68905
OldNuke | 2018-10-05 04:00 | 0.69031
OldNuke | 2018-10-05 05:00 | 0.69504
OldNuke | 2018-10-05 06:00 | 0.69981
OldNuke | 2018-10-05 07:00 | 0.7003
OldNuke | 2018-10-05 08:00 | 0.69895
OldNuke | 2018-10-05 09:00 | 0.69683
OldNuke | 2018-10-05 10:00 | 0.69458
OldNuke | 2018-10-05 11:00 | 0.69276
OldNuke | 2018-10-05 12:00 | 0.68905
OldNuke | 2018-10-05 13:00 | 0.68905
OldNuke | 2018-10-05 14:00 | 0.68905
OldNuke | 2018-10-05 15:00 | 0.68905
OldNuke | 2018-10-05 16:00 | 0.67511
OldNuke | 2018-10-05 17:00 | 0.67321
OldNuke | 2018-10-05 18:00 | 0.67424
OldNuke | 2018-10-05 19:00 | 0.67413
OldNuke | 2018-10-05 20:00 | 0.67035
OldNuke | 2018-10-05 21:00 | 0.66521
OldNuke | 2018-10-05 22:00 | 0.66506
OldNuke | 2018-10-05 23:00 | 0.64684
OldNuke | 2018-10-06 | 0.66355
OldNuke | 2018-10-06 01:00 | 0.63979
OldNuke | 2018-10-06 02:00 | 0.61904
OldNuke | 2018-10-06 03:00 | 0.61904
OldNuke | 2018-10-06 04:00 | 0.60664
OldNuke | 2018-10-06 05:00 | 0.61076
OldNuke | 2018-10-06 06:00 | 0.61242
OldNuke | 2018-10-06 07:00 | 0.61361
OldNuke | 2018-10-06 08:00 | 0.61321
OldNuke | 2018-10-06 09:00 | 0.60618
OldNuke | 2018-10-06 10:00 | 0.60779
OldNuke | 2018-10-06 11:00 | 0.60651
OldNuke | 2018-10-06 12:00 | 0.60784
OldNuke | 2018-10-06 13:00 | 0.60567
OldNuke | 2018-10-06 14:00 | 0.60532
OldNuke | 2018-10-06 15:00 | 0.60512
OldNuke | 2018-10-06 16:00 | 0.60689
OldNuke | 2018-10-06 17:00 | 0.60741
OldNuke | 2018-10-06 18:00 | 0.60954
OldNuke | 2018-10-06 19:00 | 0.60879
OldNuke | 2018-10-06 20:00 | 0.60029
OldNuke | 2018-10-06 21:00 | 0.60317
OldNuke | 2018-10-06 22:00 | 0.6007
OldNuke | 2018-10-06 23:00 | 0.60084
OldNuke | 2018-10-07 | 0.59834
OldNuke | 2018-10-07 01:00 | 0.59377
OldNuke | 2018-10-07 02:00 | 0.59633
OldNuke | 2018-10-07 03:00 | 0.59762
OldNuke | 2018-10-07 04:00 | 0.59439
OldNuke | 2018-10-07 05:00 | 0.59713
OldNuke | 2018-10-07 06:00 | 0.59981
OldNuke | 2018-10-07 07:00 | 0.60689
OldNuke | 2018-10-07 08:00 | 0.61676
OldNuke | 2018-10-07 09:00 | 0.62503
OldNuke | 2018-10-07 10:00 | 0.63838
OldNuke | 2018-10-07 11:00 | 0.64112
OldNuke | 2018-10-07 12:00 | 0.64415
OldNuke | 2018-10-07 13:00 | 0.6457
OldNuke | 2018-10-07 14:00 | 0.64598
OldNuke | 2018-10-07 15:00 | 0.65129
OldNuke | 2018-10-07 16:00 | 0.65333
OldNuke | 2018-10-07 17:00 | 0.655
OldNuke | 2018-10-07 18:00 | 0.65937
OldNuke | 2018-10-07 19:00 | 0.65942
OldNuke | 2018-10-07 20:00 | 0.65707
OldNuke | 2018-10-07 21:00 | 0.65718
OldNuke | 2018-10-07 22:00 | 0.65796
OldNuke | 2018-10-07 23:00 | 0.65717
OldNuke | 2018-10-08 | 0.65314
OldNuke | 2018-10-08 01:00 | 0.66097
OldNuke | 2018-10-08 02:00 | 0.66479
OldNuke | 2018-10-08 03:00 | 0.66477
OldNuke | 2018-10-08 04:00 | 0.67258
OldNuke | 2018-10-08 05:00 | 0.67694
OldNuke | 2018-10-08 06:00 | 0.67942
OldNuke | 2018-10-08 07:00 | 0.68094
OldNuke | 2018-10-08 08:00 | 0.68132
OldNuke | 2018-10-08 09:00 | 0.68117
OldNuke | 2018-10-08 10:00 | 0.68091
OldNuke | 2018-10-08 11:00 | 0.67827
OldNuke | 2018-10-08 12:00 | 0.67594
OldNuke | 2018-10-08 13:00 | 0.67706
OldNuke | 2018-10-08 14:00 | 0.67757
OldNuke | 2018-10-08 15:00 | 0.67831
OldNuke | 2018-10-08 16:00 | 0.67835
OldNuke | 2018-10-08 17:00 | 0.67953
OldNuke | 2018-10-08 18:00 | 0.67797
OldNuke | 2018-10-08 19:00 | 0.67597
OldNuke | 2018-10-08 20:00 | 0.66648
OldNuke | 2018-10-08 21:00 | 0.66476
OldNuke | 2018-10-08 22:00 | 0.66623
OldNuke | 2018-10-08 23:00 | 0.66282
OldNuke | 2018-10-09 | 0.66442
OldNuke | 2018-10-09 01:00 | 0.66354
OldNuke | 2018-10-09 02:00 | 0.66553
OldNuke | 2018-10-09 03:00 | 0.66708
OldNuke | 2018-10-09 04:00 | 0.67225
OldNuke | 2018-10-09 05:00 | 0.66404
OldNuke | 2018-10-09 06:00 | 0.65625
OldNuke | 2018-10-09 07:00 | 0.66135
OldNuke | 2018-10-09 08:00 | 0.66181
OldNuke | 2018-10-09 09:00 | 0.65636
OldNuke | 2018-10-09 10:00 | 0.64071
OldNuke | 2018-10-09 11:00 | 0.63889
OldNuke | 2018-10-09 12:00 | 0.6368
OldNuke | 2018-10-09 13:00 | 0.63837
OldNuke | 2018-10-09 14:00 | 0.63895
OldNuke | 2018-10-09 15:00 | 0.64022
OldNuke | 2018-10-09 16:00 | 0.6412
OldNuke | 2018-10-09 17:00 | 0.64305
OldNuke | 2018-10-09 18:00 | 0.65524
OldNuke | 2018-10-09 19:00 | 0.66049
OldNuke | 2018-10-09 20:00 | 0.65181
OldNuke | 2018-10-09 21:00 | 0.64708
OldNuke | 2018-10-09 22:00 | 0.64872
OldNuke | 2018-10-09 23:00 | 0.64606
OldNuke | 2018-10-10 | 0.65845
OldNuke | 2018-10-10 01:00 | 0.65579
OldNuke | 2018-10-10 02:00 | 0.65447
OldNuke | 2018-10-10 03:00 | 0.66008
OldNuke | 2018-10-10 04:00 | 0.6607
OldNuke | 2018-10-10 05:00 | 0.66358
OldNuke | 2018-10-10 06:00 | 0.66365
OldNuke | 2018-10-10 07:00 | 0.66545
OldNuke | 2018-10-10 08:00 | 0.66631
OldNuke | 2018-10-10 09:00 | 0.66609
OldNuke | 2018-10-10 10:00 | 0.66466
OldNuke | 2018-10-10 11:00 | 0.66182
OldNuke | 2018-10-10 12:00 | 0.65986
OldNuke | 2018-10-10 13:00 | 0.6594
OldNuke | 2018-10-10 14:00 | 0.65745
OldNuke | 2018-10-10 15:00 | 0.66078
OldNuke | 2018-10-10 16:00 | 0.66165
OldNuke | 2018-10-10 17:00 | 0.66144
OldNuke | 2018-10-10 18:00 | 0.66056
OldNuke | 2018-10-10 19:00 | 0.65872
OldNuke | 2018-10-10 20:00 | 0.65737
OldNuke | 2018-10-10 21:00 | 0.65969
OldNuke | 2018-10-10 22:00 | 0.65626
OldNuke | 2018-10-10 23:00 | 0.64693
OldNuke | 2018-10-11 | 0.64581
OldNuke | 2018-10-11 01:00 | 0.64581
OldNuke | 2018-10-11 02:00 | 0.62937
OldNuke | 2018-10-11 03:00 | 0.62493
OldNuke | 2018-10-11 04:00 | 0.62807
OldNuke | 2018-10-11 05:00 | 0.63016
OldNuke | 2018-10-11 06:00 | 0.62972
OldNuke | 2018-10-11 07:00 | 0.62858
OldNuke | 2018-10-11 08:00 | 0.62764
OldNuke | 2018-10-11 09:00 | 0.6269
OldNuke | 2018-10-11 10:00 | 0.63475
OldNuke | 2018-10-11 11:00 | 0.63453
OldNuke | 2018-10-11 12:00 | 0.62945
OldNuke | 2018-10-11 13:00 | 0.63583
OldNuke | 2018-10-11 14:00 | 0.63734
OldNuke | 2018-10-11 15:00 | 0.63722
OldNuke | 2018-10-11 16:00 | 0.64803
OldNuke | 2018-10-11 17:00 | 0.65023
OldNuke | 2018-10-11 18:00 | 0.65139
OldNuke | 2018-10-11 19:00 | 0.64673
OldNuke | 2018-10-11 20:00 | 0.63808
OldNuke | 2018-10-11 21:00 | 0.63295
OldNuke | 2018-10-11 22:00 | 0.63052
OldNuke | 2018-10-11 23:00 | 0.63052
OldNuke | 2018-10-12 | 0.63052
OldNuke | 2018-10-12 01:00 | 0.63052
OldNuke | 2018-10-12 02:00 | 0.63052
OldNuke | 2018-10-12 03:00 | 0.63052
OldNuke | 2018-10-12 04:00 | 0.64144
OldNuke | 2018-10-12 05:00 | 0.64619
OldNuke | 2018-10-12 06:00 | 0.64766
OldNuke | 2018-10-12 07:00 | 0.64855
OldNuke | 2018-10-12 08:00 | 0.64773
OldNuke | 2018-10-12 09:00 | 0.64526
OldNuke | 2018-10-12 10:00 | 0.6425
OldNuke | 2018-10-12 11:00 | 0.63808
OldNuke | 2018-10-12 12:00 | 0.63738
OldNuke | 2018-10-12 13:00 | 0.6418
OldNuke | 2018-10-12 14:00 | 0.64055
OldNuke | 2018-10-12 15:00 | 0.64195
OldNuke | 2018-10-12 16:00 | 0.64383
OldNuke | 2018-10-12 17:00 | 0.64553
OldNuke | 2018-10-12 18:00 | 0.64511
OldNuke | 2018-10-12 19:00 | 0.64297
OldNuke | 2018-10-12 20:00 | 0.64103
OldNuke | 2018-10-12 21:00 | 0.63665
OldNuke | 2018-10-12 22:00 | 0.63925
OldNuke | 2018-10-12 23:00 | 0.62767
OldNuke | 2018-10-13 | 0.61372
OldNuke | 2018-10-13 01:00 | 0.61177
OldNuke | 2018-10-13 02:00 | 0.61556
OldNuke | 2018-10-13 03:00 | 0.61739
OldNuke | 2018-10-13 04:00 | 0.6218
OldNuke | 2018-10-13 05:00 | 0.62744
OldNuke | 2018-10-13 06:00 | 0.62923
OldNuke | 2018-10-13 07:00 | 0.63176
OldNuke | 2018-10-13 08:00 | 0.63597
OldNuke | 2018-10-13 09:00 | 0.64136
OldNuke | 2018-10-13 10:00 | 0.63748
OldNuke | 2018-10-13 11:00 | 0.63243
OldNuke | 2018-10-13 12:00 | 0.63341
OldNuke | 2018-10-13 13:00 | 0.63455
OldNuke | 2018-10-13 14:00 | 0.63873
OldNuke | 2018-10-13 15:00 | 0.64128
OldNuke | 2018-10-13 16:00 | 0.64188
OldNuke | 2018-10-13 17:00 | 0.64237
OldNuke | 2018-10-13 18:00 | 0.64345
OldNuke | 2018-10-13 19:00 | 0.64296
OldNuke | 2018-10-13 20:00 | 0.63645
OldNuke | 2018-10-13 21:00 | 0.63924
OldNuke | 2018-10-13 22:00 | 0.64099
OldNuke | 2018-10-13 23:00 | 0.63388
OldNuke | 2018-10-14 | 0.616
OldNuke | 2018-10-14 01:00 | 0.61223
OldNuke | 2018-10-14 02:00 | 0.61223
OldNuke | 2018-10-14 03:00 | 0.61223
OldNuke | 2018-10-14 04:00 | 0.61223
OldNuke | 2018-10-14 05:00 | 0.61223
OldNuke | 2018-10-14 06:00 | 0.61223
OldNuke | 2018-10-14 07:00 | 0.60938
OldNuke | 2018-10-14 08:00 | 0.61134
OldNuke | 2018-10-14 09:00 | 0.61223
OldNuke | 2018-10-14 10:00 | 0.61757
OldNuke | 2018-10-14 11:00 | 0.61353
OldNuke | 2018-10-14 12:00 | 0.61033
OldNuke | 2018-10-14 13:00 | 0.61033
OldNuke | 2018-10-14 14:00 | 0.62522
OldNuke | 2018-10-14 15:00 | 0.64006
OldNuke | 2018-10-14 16:00 | 0.6566
OldNuke | 2018-10-14 17:00 | 0.66396
OldNuke | 2018-10-14 18:00 | 0.67225
OldNuke | 2018-10-14 19:00 | 0.67581
OldNuke | 2018-10-14 20:00 | 0.67287
OldNuke | 2018-10-14 21:00 | 0.6654
OldNuke | 2018-10-14 22:00 | 0.65774
OldNuke | 2018-10-14 23:00 | 0.65088
OldNuke | 2018-10-15 | 0.65088
OldNuke | 2018-10-15 01:00 | 0.65088
OldNuke | 2018-10-15 02:00 | 0.66529
OldNuke | 2018-10-15 03:00 | 0.66529
OldNuke | 2018-10-15 04:00 | 0.67592
OldNuke | 2018-10-15 05:00 | 0.6843
OldNuke | 2018-10-15 06:00 | 0.68443
OldNuke | 2018-10-15 07:00 | 0.68451
OldNuke | 2018-10-15 08:00 | 0.68405
OldNuke | 2018-10-15 09:00 | 0.68413
OldNuke | 2018-10-15 10:00 | 0.68319
OldNuke | 2018-10-15 11:00 | 0.68253
OldNuke | 2018-10-15 12:00 | 0.67996
OldNuke | 2018-10-15 13:00 | 0.68104
OldNuke | 2018-10-15 14:00 | 0.68126
OldNuke | 2018-10-15 15:00 | 0.68246
OldNuke | 2018-10-15 16:00 | 0.68373
OldNuke | 2018-10-15 17:00 | 0.68444
OldNuke | 2018-10-15 18:00 | 0.68381
OldNuke | 2018-10-15 19:00 | 0.67722
OldNuke | 2018-10-15 20:00 | 0.67683
OldNuke | 2018-10-15 21:00 | 0.67182
OldNuke | 2018-10-15 22:00 | 0.67024
OldNuke | 2018-10-15 23:00 | 0.67364
OldNuke | 2018-10-16 | 0.67952
OldNuke | 2018-10-16 01:00 | 0.67698
OldNuke | 2018-10-16 02:00 | 0.67626
OldNuke | 2018-10-16 03:00 | 0.67546
OldNuke | 2018-10-16 04:00 | 0.68167
OldNuke | 2018-10-16 05:00 | 0.68251
OldNuke | 2018-10-16 06:00 | 0.68614
OldNuke | 2018-10-16 07:00 | 0.68693
OldNuke | 2018-10-16 08:00 | 0.68657
OldNuke | 2018-10-16 09:00 | 0.68444
OldNuke | 2018-10-16 10:00 | 0.68286
OldNuke | 2018-10-16 11:00 | 0.68212
OldNuke | 2018-10-16 12:00 | 0.67996
OldNuke | 2018-10-16 13:00 | 0.67896
OldNuke | 2018-10-16 14:00 | 0.6808
OldNuke | 2018-10-16 15:00 | 0.68313
OldNuke | 2018-10-16 16:00 | 0.6849
OldNuke | 2018-10-16 17:00 | 0.68647
OldNuke | 2018-10-16 18:00 | 0.68738
OldNuke | 2018-10-16 19:00 | 0.68601
OldNuke | 2018-10-16 20:00 | 0.68533
OldNuke | 2018-10-16 21:00 | 0.68413
OldNuke | 2018-10-16 22:00 | 0.6869
OldNuke | 2018-10-16 23:00 | 0.68744
OldNuke | 2018-10-17 | 0.68839
OldNuke | 2018-10-17 01:00 | 0.68427
OldNuke | 2018-10-17 02:00 | 0.69102
OldNuke | 2018-10-17 03:00 | 0.69154
OldNuke | 2018-10-17 04:00 | 0.69241
OldNuke | 2018-10-17 05:00 | 0.69409
OldNuke | 2018-10-17 06:00 | 0.69593
OldNuke | 2018-10-17 07:00 | 0.69739
OldNuke | 2018-10-17 08:00 | 0.69956
OldNuke | 2018-10-17 09:00 | 0.69781
OldNuke | 2018-10-17 10:00 | 0.6958
OldNuke | 2018-10-17 11:00 | 0.6939
OldNuke | 2018-10-17 12:00 | 0.6875
OldNuke | 2018-10-17 13:00 | 0.67717
OldNuke | 2018-10-17 14:00 | 0.67543
OldNuke | 2018-10-17 15:00 | 0.67293
OldNuke | 2018-10-17 16:00 | 0.67065
OldNuke | 2018-10-17 17:00 | 0.66674
OldNuke | 2018-10-17 18:00 | 0.66718
OldNuke | 2018-10-17 19:00 | 0.66658
OldNuke | 2018-10-17 20:00 | 0.66559
OldNuke | 2018-10-17 21:00 | 0.66672
OldNuke | 2018-10-17 22:00 | 0.6626
OldNuke | 2018-10-17 23:00 | 0.65984
OldNuke | 2018-10-18 | 0.65905
OldNuke | 2018-10-18 01:00 | 0.65885
OldNuke | 2018-10-18 02:00 | 0.66067
OldNuke | 2018-10-18 03:00 | 0.66354
OldNuke | 2018-10-18 04:00 | 0.66764
OldNuke | 2018-10-18 05:00 | 0.67353
OldNuke | 2018-10-18 06:00 | 0.67491
OldNuke | 2018-10-18 07:00 | 0.67513
OldNuke | 2018-10-18 08:00 | 0.67543
OldNuke | 2018-10-18 09:00 | 0.6747
OldNuke | 2018-10-18 10:00 | 0.67789
OldNuke | 2018-10-18 11:00 | 0.68802
OldNuke | 2018-10-18 12:00 | 0.69496
OldNuke | 2018-10-18 13:00 | 0.69566
OldNuke | 2018-10-18 14:00 | 0.69729
OldNuke | 2018-10-18 15:00 | 0.698
OldNuke | 2018-10-18 16:00 | 0.69865
OldNuke | 2018-10-18 17:00 | 0.70112
OldNuke | 2018-10-18 18:00 | 0.70494
OldNuke | 2018-10-18 19:00 | 0.70684
OldNuke | 2018-10-18 20:00 | 0.69907
OldNuke | 2018-10-18 21:00 | 0.69639
OldNuke | 2018-10-18 22:00 | 0.6913
OldNuke | 2018-10-18 23:00 | 0.69138
OldNuke | 2018-10-19 | 0.69077
OldNuke | 2018-10-19 01:00 | 0.68589
OldNuke | 2018-10-19 02:00 | 0.68909
OldNuke | 2018-10-19 03:00 | 0.69216
OldNuke | 2018-10-19 04:00 | 0.7006
OldNuke | 2018-10-19 05:00 | 0.70215
OldNuke | 2018-10-19 06:00 | 0.70727
OldNuke | 2018-10-19 07:00 | 0.70901
OldNuke | 2018-10-19 08:00 | 0.70794
OldNuke | 2018-10-19 09:00 | 0.70694
OldNuke | 2018-10-19 10:00 | 0.70041
OldNuke | 2018-10-19 11:00 | 0.6897
OldNuke | 2018-10-19 12:00 | 0.68628
OldNuke | 2018-10-19 13:00 | 0.68606
OldNuke | 2018-10-19 14:00 | 0.68701
OldNuke | 2018-10-19 15:00 | 0.68573
OldNuke | 2018-10-19 16:00 | 0.68774
OldNuke | 2018-10-19 17:00 | 0.68825
OldNuke | 2018-10-19 18:00 | 0.68955
OldNuke | 2018-10-19 19:00 | 0.68329
OldNuke | 2018-10-19 20:00 | 0.66466
OldNuke | 2018-10-19 21:00 | 0.66466
OldNuke | 2018-10-19 22:00 | 0.65191
OldNuke | 2018-10-19 23:00 | 0.65191
OldNuke | 2018-10-20 | 0.63014
OldNuke | 2018-10-20 01:00 | 0.6365
OldNuke | 2018-10-20 02:00 | 0.6422
OldNuke | 2018-10-20 03:00 | 0.64624
OldNuke | 2018-10-20 04:00 | 0.64616
OldNuke | 2018-10-20 05:00 | 0.64947
OldNuke | 2018-10-20 06:00 | 0.64673
OldNuke | 2018-10-20 07:00 | 0.6351
OldNuke | 2018-10-20 08:00 | 0.63572
OldNuke | 2018-10-20 09:00 | 0.63504
OldNuke | 2018-10-20 10:00 | 0.62926
OldNuke | 2018-10-20 11:00 | 0.61761
OldNuke | 2018-10-20 12:00 | 0.62847
OldNuke | 2018-10-20 13:00 | 0.63811
OldNuke | 2018-10-20 14:00 | 0.63727
OldNuke | 2018-10-20 15:00 | 0.63764
OldNuke | 2018-10-20 16:00 | 0.64111
OldNuke | 2018-10-20 17:00 | 0.64907
OldNuke | 2018-10-20 18:00 | 0.65891
OldNuke | 2018-10-20 19:00 | 0.66651
OldNuke | 2018-10-20 20:00 | 0.66563
OldNuke | 2018-10-20 21:00 | 0.66712
OldNuke | 2018-10-20 22:00 | 0.66197
OldNuke | 2018-10-20 23:00 | 0.66163
OldNuke | 2018-10-21 | 0.65665
OldNuke | 2018-10-21 01:00 | 0.66059
OldNuke | 2018-10-21 02:00 | 0.6667
OldNuke | 2018-10-21 03:00 | 0.66696
OldNuke | 2018-10-21 04:00 | 0.66631
OldNuke | 2018-10-21 05:00 | 0.6776
OldNuke | 2018-10-21 06:00 | 0.68237
OldNuke | 2018-10-21 07:00 | 0.69105
OldNuke | 2018-10-21 08:00 | 0.69165
OldNuke | 2018-10-21 09:00 | 0.69205
OldNuke | 2018-10-21 10:00 | 0.69084
OldNuke | 2018-10-21 11:00 | 0.68424
OldNuke | 2018-10-21 12:00 | 0.66765
OldNuke | 2018-10-21 13:00 | 0.67695
OldNuke | 2018-10-21 14:00 | 0.67803
OldNuke | 2018-10-21 15:00 | 0.69829
OldNuke | 2018-10-21 16:00 | 0.70125
OldNuke | 2018-10-21 17:00 | 0.70469
OldNuke | 2018-10-21 18:00 | 0.70833
OldNuke | 2018-10-21 19:00 | 0.71025
OldNuke | 2018-10-21 20:00 | 0.71017
OldNuke | 2018-10-21 21:00 | 0.70965
OldNuke | 2018-10-21 22:00 | 0.7067
OldNuke | 2018-10-21 23:00 | 0.70592
OldNuke | 2018-10-22 | 0.70597
OldNuke | 2018-10-22 01:00 | 0.70192
OldNuke | 2018-10-22 02:00 | 0.70011
OldNuke | 2018-10-22 03:00 | 0.70246
OldNuke | 2018-10-22 04:00 | 0.70154
OldNuke | 2018-10-22 05:00 | 0.70938
OldNuke | 2018-10-22 06:00 | 0.71464
OldNuke | 2018-10-22 07:00 | 0.71658
OldNuke | 2018-10-22 08:00 | 0.71609
OldNuke | 2018-10-22 09:00 | 0.71573
OldNuke | 2018-10-22 10:00 | 0.71291
OldNuke | 2018-10-22 11:00 | 0.71293
OldNuke | 2018-10-22 12:00 | 0.71453
OldNuke | 2018-10-22 13:00 | 0.70887
OldNuke | 2018-10-22 14:00 | 0.7084
OldNuke | 2018-10-22 15:00 | 0.70981
OldNuke | 2018-10-22 16:00 | 0.71194
OldNuke | 2018-10-22 17:00 | 0.71359
OldNuke | 2018-10-22 18:00 | 0.71445
OldNuke | 2018-10-22 19:00 | 0.71115
OldNuke | 2018-10-22 20:00 | 0.70987
OldNuke | 2018-10-22 21:00 | 0.70866
OldNuke | 2018-10-22 22:00 | 0.70337
OldNuke | 2018-10-22 23:00 | 0.70195
OldNuke | 2018-10-23 | 0.69797
OldNuke | 2018-10-23 01:00 | 0.69408
OldNuke | 2018-10-23 02:00 | 0.68958
OldNuke | 2018-10-23 03:00 | 0.68956
OldNuke | 2018-10-23 04:00 | 0.69362
OldNuke | 2018-10-23 05:00 | 0.70331
OldNuke | 2018-10-23 06:00 | 0.70787
OldNuke | 2018-10-23 07:00 | 0.70925
OldNuke | 2018-10-23 08:00 | 0.70814
OldNuke | 2018-10-23 09:00 | 0.70775
OldNuke | 2018-10-23 10:00 | 0.70602
OldNuke | 2018-10-23 11:00 | 0.70445
OldNuke | 2018-10-23 12:00 | 0.70721
OldNuke | 2018-10-23 13:00 | 0.70895
OldNuke | 2018-10-23 14:00 | 0.71167
OldNuke | 2018-10-23 15:00 | 0.71532
OldNuke | 2018-10-23 16:00 | 0.71497
OldNuke | 2018-10-23 17:00 | 0.71494
OldNuke | 2018-10-23 18:00 | 0.71377
OldNuke | 2018-10-23 19:00 | 0.71541
OldNuke | 2018-10-23 20:00 | 0.70969
OldNuke | 2018-10-23 21:00 | 0.69959
OldNuke | 2018-10-23 22:00 | 0.69509
OldNuke | 2018-10-23 23:00 | 0.6856
OldNuke | 2018-10-24 | 0.68189
OldNuke | 2018-10-24 01:00 | 0.65665
OldNuke | 2018-10-24 02:00 | 0.64372
OldNuke | 2018-10-24 03:00 | 0.65383
OldNuke | 2018-10-24 04:00 | 0.67676
OldNuke | 2018-10-24 05:00 | 0.69788
OldNuke | 2018-10-24 06:00 | 0.70551
OldNuke | 2018-10-24 07:00 | 0.70681
OldNuke | 2018-10-24 08:00 | 0.70635
OldNuke | 2018-10-24 09:00 | 0.70546
OldNuke | 2018-10-24 10:00 | 0.70367
OldNuke | 2018-10-24 11:00 | 0.70241
OldNuke | 2018-10-24 12:00 | 0.70165
OldNuke | 2018-10-24 13:00 | 0.70114
OldNuke | 2018-10-24 14:00 | 0.70147
OldNuke | 2018-10-24 15:00 | 0.70135
OldNuke | 2018-10-24 16:00 | 0.69604
OldNuke | 2018-10-24 17:00 | 0.69236
OldNuke | 2018-10-24 18:00 | 0.69338
OldNuke | 2018-10-24 19:00 | 0.69423
OldNuke | 2018-10-24 20:00 | 0.69395
OldNuke | 2018-10-24 21:00 | 0.68937
OldNuke | 2018-10-24 22:00 | 0.68549
OldNuke | 2018-10-24 23:00 | 0.68284
OldNuke | 2018-10-25 | 0.68349
OldNuke | 2018-10-25 01:00 | 0.68541
OldNuke | 2018-10-25 02:00 | 0.67946
OldNuke | 2018-10-25 03:00 | 0.68769
OldNuke | 2018-10-25 04:00 | 0.69401
OldNuke | 2018-10-25 05:00 | 0.69263
OldNuke | 2018-10-25 06:00 | 0.69349
OldNuke | 2018-10-25 07:00 | 0.69496
OldNuke | 2018-10-25 08:00 | 0.69609
OldNuke | 2018-10-25 09:00 | 0.69593
OldNuke | 2018-10-25 10:00 | 0.69499
OldNuke | 2018-10-25 11:00 | 0.69476
OldNuke | 2018-10-25 12:00 | 0.69398
OldNuke | 2018-10-25 13:00 | 0.69411
OldNuke | 2018-10-25 14:00 | 0.69387
OldNuke | 2018-10-25 15:00 | 0.69194
OldNuke | 2018-10-25 16:00 | 0.69284
OldNuke | 2018-10-25 17:00 | 0.69351
OldNuke | 2018-10-25 18:00 | 0.69427
OldNuke | 2018-10-25 19:00 | 0.69561
OldNuke | 2018-10-25 20:00 | 0.69466
OldNuke | 2018-10-25 21:00 | 0.69275
OldNuke | 2018-10-25 22:00 | 0.67084
OldNuke | 2018-10-25 23:00 | 0.65832
OldNuke | 2018-10-26 | 0.6619
OldNuke | 2018-10-26 01:00 | 0.66078
OldNuke | 2018-10-26 02:00 | 0.65981
OldNuke | 2018-10-26 03:00 | 0.66232
OldNuke | 2018-10-26 04:00 | 0.67165
OldNuke | 2018-10-26 05:00 | 0.67443
OldNuke | 2018-10-26 06:00 | 0.68356
OldNuke | 2018-10-26 07:00 | 0.69278
OldNuke | 2018-10-26 08:00 | 0.69526
OldNuke | 2018-10-26 09:00 | 0.69571
OldNuke | 2018-10-26 10:00 | 0.69563
OldNuke | 2018-10-26 11:00 | 0.69561
OldNuke | 2018-10-26 12:00 | 0.69506
OldNuke | 2018-10-26 13:00 | 0.69186
OldNuke | 2018-10-26 14:00 | 0.69111
OldNuke | 2018-10-26 15:00 | 0.69295
OldNuke | 2018-10-26 16:00 | 0.69365
OldNuke | 2018-10-26 17:00 | 0.69349
OldNuke | 2018-10-26 18:00 | 0.69319
OldNuke | 2018-10-26 19:00 | 0.69354
OldNuke | 2018-10-26 20:00 | 0.69137
OldNuke | 2018-10-26 21:00 | 0.68514
OldNuke | 2018-10-26 22:00 | 0.65585
OldNuke | 2018-10-26 23:00 | 0.62991
OldNuke | 2018-10-27 | 0.6207
OldNuke | 2018-10-27 01:00 | 0.63068
OldNuke | 2018-10-27 02:00 | 0.61023
OldNuke | 2018-10-27 03:00 | 0.61053
OldNuke | 2018-10-27 04:00 | 0.61396
OldNuke | 2018-10-27 05:00 | 0.61427
OldNuke | 2018-10-27 06:00 | 0.61977
OldNuke | 2018-10-27 07:00 | 0.62447
OldNuke | 2018-10-27 08:00 | 0.62802
OldNuke | 2018-10-27 09:00 | 0.63166
OldNuke | 2018-10-27 10:00 | 0.63494
OldNuke | 2018-10-27 11:00 | 0.6425
OldNuke | 2018-10-27 12:00 | 0.64209
OldNuke | 2018-10-27 13:00 | 0.64163
OldNuke | 2018-10-27 14:00 | 0.64239
OldNuke | 2018-10-27 15:00 | 0.64305
OldNuke | 2018-10-27 16:00 | 0.64434
OldNuke | 2018-10-27 17:00 | 0.64391
OldNuke | 2018-10-27 18:00 | 0.63642
OldNuke | 2018-10-27 19:00 | 0.63127
OldNuke | 2018-10-27 20:00 | 0.62449
OldNuke | 2018-10-27 21:00 | 0.62379
OldNuke | 2018-10-27 22:00 | 0.63236
OldNuke | 2018-10-27 23:00 | 0.63743
OldNuke | 2018-10-28 | 0.61874
OldNuke | 2018-10-28 01:00 | 0.60005
OldNuke | 2018-10-28 02:00 | 0.59671
OldNuke | 2018-10-28 03:00 | 0.59674
OldNuke | 2018-10-28 04:00 | 0.61796
OldNuke | 2018-10-28 05:00 | 0.62861
OldNuke | 2018-10-28 06:00 | 0.63637
OldNuke | 2018-10-28 07:00 | 0.64652
OldNuke | 2018-10-28 08:00 | 0.65969
OldNuke | 2018-10-28 09:00 | 0.66873
OldNuke | 2018-10-28 10:00 | 0.67239
OldNuke | 2018-10-28 11:00 | 0.67827
OldNuke | 2018-10-28 12:00 | 0.6769
OldNuke | 2018-10-28 13:00 | 0.67719
OldNuke | 2018-10-28 14:00 | 0.68223
OldNuke | 2018-10-28 15:00 | 0.69309
OldNuke | 2018-10-28 16:00 | 0.69482
OldNuke | 2018-10-28 17:00 | 0.69952
OldNuke | 2018-10-28 18:00 | 0.7007
OldNuke | 2018-10-28 19:00 | 0.69987
OldNuke | 2018-10-28 20:00 | 0.70146
OldNuke | 2018-10-28 21:00 | 0.70051
OldNuke | 2018-10-28 22:00 | 0.6988
OldNuke | 2018-10-28 23:00 | 0.70008
OldNuke | 2018-10-29 | 0.69034
OldNuke | 2018-10-29 01:00 | 0.68844
OldNuke | 2018-10-29 02:00 | 0.68978
OldNuke | 2018-10-29 03:00 | 0.6838
OldNuke | 2018-10-29 04:00 | 0.69495
OldNuke | 2018-10-29 05:00 | 0.70911
OldNuke | 2018-10-29 06:00 | 0.71533
OldNuke | 2018-10-29 07:00 | 0.71926
OldNuke | 2018-10-29 08:00 | 0.71982
OldNuke | 2018-10-29 09:00 | 0.72043
OldNuke | 2018-10-29 10:00 | 0.72105
OldNuke | 2018-10-29 11:00 | 0.72319
OldNuke | 2018-10-29 12:00 | 0.72428
OldNuke | 2018-10-29 13:00 | 0.72506
OldNuke | 2018-10-29 14:00 | 0.72553
OldNuke | 2018-10-29 15:00 | 0.72595
OldNuke | 2018-10-29 16:00 | 0.72696
OldNuke | 2018-10-29 17:00 | 0.72755
OldNuke | 2018-10-29 18:00 | 0.72818
OldNuke | 2018-10-29 19:00 | 0.72807
OldNuke | 2018-10-29 20:00 | 0.72498
OldNuke | 2018-10-29 21:00 | 0.72519
OldNuke | 2018-10-29 22:00 | 0.72614
OldNuke | 2018-10-29 23:00 | 0.72511
OldNuke | 2018-10-30 | 0.72295
OldNuke | 2018-10-30 01:00 | 0.72649
OldNuke | 2018-10-30 02:00 | 0.72615
OldNuke | 2018-10-30 03:00 | 0.72539
OldNuke | 2018-10-30 04:00 | 0.72687
OldNuke | 2018-10-30 05:00 | 0.72845
OldNuke | 2018-10-30 06:00 | 0.73057
OldNuke | 2018-10-30 07:00 | 0.73113
OldNuke | 2018-10-30 08:00 | 0.73097
OldNuke | 2018-10-30 09:00 | 0.73033
OldNuke | 2018-10-30 10:00 | 0.72892
OldNuke | 2018-10-30 11:00 | 0.72796
OldNuke | 2018-10-30 12:00 | 0.72732
OldNuke | 2018-10-30 13:00 | 0.72744
OldNuke | 2018-10-30 14:00 | 0.72718
OldNuke | 2018-10-30 15:00 | 0.72832
OldNuke | 2018-10-30 16:00 | 0.72872
OldNuke | 2018-10-30 17:00 | 0.7287
OldNuke | 2018-10-30 18:00 | 0.72972
OldNuke | 2018-10-30 19:00 | 0.73032
OldNuke | 2018-10-30 20:00 | 0.73067
OldNuke | 2018-10-30 21:00 | 0.7277
OldNuke | 2018-10-30 22:00 | 0.72732
OldNuke | 2018-10-30 23:00 | 0.72774
OldNuke | 2018-10-31 | 0.72827
OldNuke | 2018-10-31 01:00 | 0.72813
OldNuke | 2018-10-31 02:00 | 0.72826
OldNuke | 2018-10-31 03:00 | 0.72827
OldNuke | 2018-10-31 04:00 | 0.72629
OldNuke | 2018-10-31 05:00 | 0.72886
OldNuke | 2018-10-31 06:00 | 0.7313
OldNuke | 2018-10-31 07:00 | 0.73113
OldNuke | 2018-10-31 08:00 | 0.73078
OldNuke | 2018-10-31 09:00 | 0.72991
OldNuke | 2018-10-31 10:00 | 0.72899
OldNuke | 2018-10-31 11:00 | 0.72853
OldNuke | 2018-10-31 12:00 | 0.72783
OldNuke | 2018-10-31 13:00 | 0.72751
OldNuke | 2018-10-31 14:00 | 0.72824
OldNuke | 2018-10-31 15:00 | 0.72799
OldNuke | 2018-10-31 16:00 | 0.72766
OldNuke | 2018-10-31 17:00 | 0.72778
OldNuke | 2018-10-31 18:00 | 0.72987
OldNuke | 2018-10-31 19:00 | 0.72728
OldNuke | 2018-10-31 20:00 | 0.72721
OldNuke | 2018-10-31 21:00 | 0.7223
OldNuke | 2018-10-31 22:00 | 0.71901
OldNuke | 2018-10-31 23:00 | 0.72341
OldNuke | 2018-11-01 | 0.72145
OldNuke | 2018-11-01 01:00 | 0.72013
OldNuke | 2018-11-01 02:00 | 0.71432
OldNuke | 2018-11-01 03:00 | 0.7077
OldNuke | 2018-11-01 04:00 | 0.70059
OldNuke | 2018-11-01 05:00 | 0.7063
OldNuke | 2018-11-01 06:00 | 0.70958
OldNuke | 2018-11-01 07:00 | 0.71516
OldNuke | 2018-11-01 08:00 | 0.72195
OldNuke | 2018-11-01 09:00 | 0.72013
OldNuke | 2018-11-01 10:00 | 0.72105
OldNuke | 2018-11-01 11:00 | 0.72485
OldNuke | 2018-11-01 12:00 | 0.72226
OldNuke | 2018-11-01 13:00 | 0.71792
OldNuke | 2018-11-01 14:00 | 0.72104
OldNuke | 2018-11-01 15:00 | 0.72078
OldNuke | 2018-11-01 16:00 | 0.71921
OldNuke | 2018-11-01 17:00 | 0.72005
OldNuke | 2018-11-01 18:00 | 0.72576
OldNuke | 2018-11-01 19:00 | 0.72493
OldNuke | 2018-11-01 20:00 | 0.72322
OldNuke | 2018-11-01 21:00 | 0.72083
OldNuke | 2018-11-01 22:00 | 0.71891
OldNuke | 2018-11-01 23:00 | 0.7106
OldNuke | 2018-11-02 | 0.70257
OldNuke | 2018-11-02 01:00 | 0.69531
OldNuke | 2018-11-02 02:00 | 0.69249
OldNuke | 2018-11-02 03:00 | 0.69103
OldNuke | 2018-11-02 04:00 | 0.69569
OldNuke | 2018-11-02 05:00 | 0.70732
OldNuke | 2018-11-02 06:00 | 0.71072
OldNuke | 2018-11-02 07:00 | 0.71416
OldNuke | 2018-11-02 08:00 | 0.70925
OldNuke | 2018-11-02 09:00 | 0.70067
OldNuke | 2018-11-02 10:00 | 0.69981
OldNuke | 2018-11-02 11:00 | 0.70212
OldNuke | 2018-11-02 12:00 | 0.70293
OldNuke | 2018-11-02 13:00 | 0.70225
OldNuke | 2018-11-02 14:00 | 0.70228
OldNuke | 2018-11-02 15:00 | 0.70578
OldNuke | 2018-11-02 16:00 | 0.71082
OldNuke | 2018-11-02 17:00 | 0.71041
OldNuke | 2018-11-02 18:00 | 0.71158
OldNuke | 2018-11-02 19:00 | 0.71232
OldNuke | 2018-11-02 20:00 | 0.7106
OldNuke | 2018-11-02 21:00 | 0.70445
OldNuke | 2018-11-02 22:00 | 0.69587
OldNuke | 2018-11-02 23:00 | 0.68937
OldNuke | 2018-11-03 | 0.68299
OldNuke | 2018-11-03 01:00 | 0.67071
OldNuke | 2018-11-03 02:00 | 0.67214
OldNuke | 2018-11-03 03:00 | 0.67435
OldNuke | 2018-11-03 04:00 | 0.67166
OldNuke | 2018-11-03 05:00 | 0.67557
OldNuke | 2018-11-03 06:00 | 0.6761
OldNuke | 2018-11-03 07:00 | 0.6792
OldNuke | 2018-11-03 08:00 | 0.67852
OldNuke | 2018-11-03 09:00 | 0.67705
OldNuke | 2018-11-03 10:00 | 0.67328
OldNuke | 2018-11-03 11:00 | 0.67519
OldNuke | 2018-11-03 12:00 | 0.67561
OldNuke | 2018-11-03 13:00 | 0.67166
OldNuke | 2018-11-03 14:00 | 0.67313
OldNuke | 2018-11-03 15:00 | 0.67584
OldNuke | 2018-11-03 16:00 | 0.67744
OldNuke | 2018-11-03 17:00 | 0.67703
OldNuke | 2018-11-03 18:00 | 0.67822
OldNuke | 2018-11-03 19:00 | 0.68004
OldNuke | 2018-11-03 20:00 | 0.68099
OldNuke | 2018-11-03 21:00 | 0.67914
OldNuke | 2018-11-03 22:00 | 0.67993
OldNuke | 2018-11-03 23:00 | 0.67714
OldNuke | 2018-11-04 | 0.67608
OldNuke | 2018-11-04 01:00 | 0.67697
OldNuke | 2018-11-04 02:00 | 0.67351
OldNuke | 2018-11-04 03:00 | 0.67188
OldNuke | 2018-11-04 04:00 | 0.67171
OldNuke | 2018-11-04 05:00 | 0.67173
OldNuke | 2018-11-04 06:00 | 0.67706
OldNuke | 2018-11-04 07:00 | 0.67556
OldNuke | 2018-11-04 08:00 | 0.67876
OldNuke | 2018-11-04 09:00 | 0.67635
OldNuke | 2018-11-04 10:00 | 0.67787
OldNuke | 2018-11-04 11:00 | 0.67857
OldNuke | 2018-11-04 12:00 | 0.67407
OldNuke | 2018-11-04 13:00 | 0.67261
OldNuke | 2018-11-04 14:00 | 0.67665
OldNuke | 2018-11-04 15:00 | 0.68581
OldNuke | 2018-11-04 16:00 | 0.69162
OldNuke | 2018-11-04 17:00 | 0.69365
OldNuke | 2018-11-04 18:00 | 0.69764
OldNuke | 2018-11-04 19:00 | 0.69918
OldNuke | 2018-11-04 20:00 | 0.69739
OldNuke | 2018-11-04 21:00 | 0.69496
OldNuke | 2018-11-04 22:00 | 0.6882
OldNuke | 2018-11-04 23:00 | 0.683
OldNuke | 2018-11-05 | 0.68072
OldNuke | 2018-11-05 01:00 | 0.67877
OldNuke | 2018-11-05 02:00 | 0.67972
OldNuke | 2018-11-05 03:00 | 0.68226
OldNuke | 2018-11-05 04:00 | 0.69843
OldNuke | 2018-11-05 05:00 | 0.70878
OldNuke | 2018-11-05 06:00 | 0.70649
OldNuke | 2018-11-05 07:00 | 0.71052
OldNuke | 2018-11-05 08:00 | 0.71077
OldNuke | 2018-11-05 09:00 | 0.7106
OldNuke | 2018-11-05 10:00 | 0.71052
OldNuke | 2018-11-05 11:00 | 0.71012
OldNuke | 2018-11-05 12:00 | 0.70889
OldNuke | 2018-11-05 13:00 | 0.71161
OldNuke | 2018-11-05 14:00 | 0.71725
OldNuke | 2018-11-05 15:00 | 0.71871
OldNuke | 2018-11-05 16:00 | 0.71921
OldNuke | 2018-11-05 17:00 | 0.71956
OldNuke | 2018-11-05 18:00 | 0.72012
OldNuke | 2018-11-05 19:00 | 0.71985
OldNuke | 2018-11-05 20:00 | 0.71632
OldNuke | 2018-11-05 21:00 | 0.71313
OldNuke | 2018-11-05 22:00 | 0.71312
OldNuke | 2018-11-05 23:00 | 0.71544
OldNuke | 2018-11-06 | 0.71093
OldNuke | 2018-11-06 01:00 | 0.70778
OldNuke | 2018-11-06 02:00 | 0.7028
OldNuke | 2018-11-06 03:00 | 0.7012
OldNuke | 2018-11-06 04:00 | 0.70295
OldNuke | 2018-11-06 05:00 | 0.71042
OldNuke | 2018-11-06 06:00 | 0.71906
OldNuke | 2018-11-06 07:00 | 0.72159
OldNuke | 2018-11-06 08:00 | 0.72175
OldNuke | 2018-11-06 09:00 | 0.72059
OldNuke | 2018-11-06 10:00 | 0.71716
OldNuke | 2018-11-06 11:00 | 0.71418
OldNuke | 2018-11-06 12:00 | 0.71359
OldNuke | 2018-11-06 13:00 | 0.7166
OldNuke | 2018-11-06 14:00 | 0.71773
OldNuke | 2018-11-06 15:00 | 0.71869
OldNuke | 2018-11-06 16:00 | 0.71978
OldNuke | 2018-11-06 17:00 | 0.71703
OldNuke | 2018-11-06 18:00 | 0.71741
OldNuke | 2018-11-06 19:00 | 0.71925
OldNuke | 2018-11-06 20:00 | 0.71673
OldNuke | 2018-11-06 21:00 | 0.71613
OldNuke | 2018-11-06 22:00 | 0.71643
OldNuke | 2018-11-06 23:00 | 0.71527
OldNuke | 2018-11-07 | 0.71432
OldNuke | 2018-11-07 01:00 | 0.71102
OldNuke | 2018-11-07 02:00 | 0.69094
OldNuke | 2018-11-07 03:00 | 0.69547
OldNuke | 2018-11-07 04:00 | 0.7029
OldNuke | 2018-11-07 05:00 | 0.70931
OldNuke | 2018-11-07 06:00 | 0.7226
OldNuke | 2018-11-07 07:00 | 0.72565
OldNuke | 2018-11-07 08:00 | 0.7265
OldNuke | 2018-11-07 09:00 | 0.72427
OldNuke | 2018-11-07 10:00 | 0.72474
OldNuke | 2018-11-07 11:00 | 0.72324
OldNuke | 2018-11-07 12:00 | 0.72446
OldNuke | 2018-11-07 13:00 | 0.72541
OldNuke | 2018-11-07 14:00 | 0.72549
OldNuke | 2018-11-07 15:00 | 0.72699
OldNuke | 2018-11-07 16:00 | 0.72818
OldNuke | 2018-11-07 17:00 | 0.72991
OldNuke | 2018-11-07 18:00 | 0.73022
OldNuke | 2018-11-07 19:00 | 0.7285
OldNuke | 2018-11-07 20:00 | 0.7255
OldNuke | 2018-11-07 21:00 | 0.72378
OldNuke | 2018-11-07 22:00 | 0.72286
OldNuke | 2018-11-07 23:00 | 0.72344
OldNuke | 2018-11-08 | 0.72446
OldNuke | 2018-11-08 01:00 | 0.72484
OldNuke | 2018-11-08 02:00 | 0.72037
OldNuke | 2018-11-08 03:00 | 0.72091
OldNuke | 2018-11-08 04:00 | 0.72506
OldNuke | 2018-11-08 05:00 | 0.72658
OldNuke | 2018-11-08 06:00 | 0.72962
OldNuke | 2018-11-08 07:00 | 0.73355
OldNuke | 2018-11-08 08:00 | 0.72473
OldNuke | 2018-11-08 09:00 | 0.72336
OldNuke | 2018-11-08 10:00 | 0.72243
OldNuke | 2018-11-08 11:00 | 0.72279
OldNuke | 2018-11-08 12:00 | 0.72359
OldNuke | 2018-11-08 13:00 | 0.7239
OldNuke | 2018-11-08 14:00 | 0.72431
OldNuke | 2018-11-08 15:00 | 0.72561
OldNuke | 2018-11-08 16:00 | 0.7287
OldNuke | 2018-11-08 17:00 | 0.72964
OldNuke | 2018-11-08 18:00 | 0.73133
OldNuke | 2018-11-08 19:00 | 0.73184
OldNuke | 2018-11-08 20:00 | 0.73057
OldNuke | 2018-11-08 21:00 | 0.72976
OldNuke | 2018-11-08 22:00 | 0.73334
OldNuke | 2018-11-08 23:00 | 0.72677
OldNuke | 2018-11-09 | 0.72574
OldNuke | 2018-11-09 01:00 | 0.72601
OldNuke | 2018-11-09 02:00 | 0.71668
OldNuke | 2018-11-09 03:00 | 0.71277
OldNuke | 2018-11-09 04:00 | 0.72359
OldNuke | 2018-11-09 05:00 | 0.73376
OldNuke | 2018-11-09 06:00 | 0.73683
OldNuke | 2018-11-09 07:00 | 0.73697
OldNuke | 2018-11-09 08:00 | 0.73722
OldNuke | 2018-11-09 09:00 | 0.73757
OldNuke | 2018-11-09 10:00 | 0.73856
OldNuke | 2018-11-09 11:00 | 0.73726
OldNuke | 2018-11-09 12:00 | 0.73658
OldNuke | 2018-11-09 13:00 | 0.73553
OldNuke | 2018-11-09 14:00 | 0.73696
OldNuke | 2018-11-09 15:00 | 0.73716
OldNuke | 2018-11-09 16:00 | 0.73849
OldNuke | 2018-11-09 17:00 | 0.7393
OldNuke | 2018-11-09 18:00 | 0.74
OldNuke | 2018-11-09 19:00 | 0.73532
OldNuke | 2018-11-09 20:00 | 0.73768
OldNuke | 2018-11-09 21:00 | 0.73032
OldNuke | 2018-11-09 22:00 | 0.71196
OldNuke | 2018-11-09 23:00 | 0.694
OldNuke | 2018-11-10 | 0.69593
OldNuke | 2018-11-10 01:00 | 0.69446
OldNuke | 2018-11-10 02:00 | 0.69495
OldNuke | 2018-11-10 03:00 | 0.69652
OldNuke | 2018-11-10 04:00 | 0.68966
OldNuke | 2018-11-10 05:00 | 0.69311
OldNuke | 2018-11-10 06:00 | 0.69705
OldNuke | 2018-11-10 07:00 | 0.70076
OldNuke | 2018-11-10 08:00 | 0.70188
OldNuke | 2018-11-10 09:00 | 0.70155
OldNuke | 2018-11-10 10:00 | 0.69807
OldNuke | 2018-11-10 11:00 | 0.69688
OldNuke | 2018-11-10 12:00 | 0.69859
OldNuke | 2018-11-10 13:00 | 0.69948
OldNuke | 2018-11-10 14:00 | 0.70003
OldNuke | 2018-11-10 15:00 | 0.70152
OldNuke | 2018-11-10 16:00 | 0.69785
OldNuke | 2018-11-10 17:00 | 0.70127
OldNuke | 2018-11-10 18:00 | 0.70629
OldNuke | 2018-11-10 19:00 | 0.70413
OldNuke | 2018-11-10 20:00 | 0.70208
OldNuke | 2018-11-10 21:00 | 0.69737
OldNuke | 2018-11-10 22:00 | 0.69886
OldNuke | 2018-11-10 23:00 | 0.69633
OldNuke | 2018-11-11 | 0.69189
OldNuke | 2018-11-11 01:00 | 0.69295
OldNuke | 2018-11-11 02:00 | 0.68419
OldNuke | 2018-11-11 03:00 | 0.67999
OldNuke | 2018-11-11 04:00 | 0.68614
OldNuke | 2018-11-11 05:00 | 0.6796
OldNuke | 2018-11-11 06:00 | 0.67621
OldNuke | 2018-11-11 07:00 | 0.67456
OldNuke | 2018-11-11 08:00 | 0.68158
OldNuke | 2018-11-11 09:00 | 0.67874
OldNuke | 2018-11-11 10:00 | 0.68259
OldNuke | 2018-11-11 11:00 | 0.6908
OldNuke | 2018-11-11 12:00 | 0.6853
OldNuke | 2018-11-11 13:00 | 0.68555
OldNuke | 2018-11-11 14:00 | 0.68886
OldNuke | 2018-11-11 15:00 | 0.68913
OldNuke | 2018-11-11 16:00 | 0.69522
OldNuke | 2018-11-11 17:00 | 0.70345
OldNuke | 2018-11-11 18:00 | 0.70705
OldNuke | 2018-11-11 19:00 | 0.7061
OldNuke | 2018-11-11 20:00 | 0.70499
OldNuke | 2018-11-11 21:00 | 0.70529
OldNuke | 2018-11-11 22:00 | 0.70166
OldNuke | 2018-11-11 23:00 | 0.70516
OldNuke | 2018-11-12 | 0.70296
OldNuke | 2018-11-12 01:00 | 0.7009
OldNuke | 2018-11-12 02:00 | 0.69696
OldNuke | 2018-11-12 03:00 | 0.69446
OldNuke | 2018-11-12 04:00 | 0.69715
OldNuke | 2018-11-12 05:00 | 0.70377
OldNuke | 2018-11-12 06:00 | 0.7064
OldNuke | 2018-11-12 07:00 | 0.70827
OldNuke | 2018-11-12 08:00 | 0.70879
OldNuke | 2018-11-12 09:00 | 0.70836
OldNuke | 2018-11-12 10:00 | 0.70684
OldNuke | 2018-11-12 11:00 | 0.70461
OldNuke | 2018-11-12 12:00 | 0.70537
OldNuke | 2018-11-12 13:00 | 0.70526
OldNuke | 2018-11-12 14:00 | 0.70486
OldNuke | 2018-11-12 15:00 | 0.70607
OldNuke | 2018-11-12 16:00 | 0.70752
OldNuke | 2018-11-12 17:00 | 0.70729
OldNuke | 2018-11-12 18:00 | 0.70917
OldNuke | 2018-11-12 19:00 | 0.70794
OldNuke | 2018-11-12 20:00 | 0.70348
OldNuke | 2018-11-12 21:00 | 0.6921
OldNuke | 2018-11-12 22:00 | 0.68791
OldNuke | 2018-11-12 23:00 | 0.68522
OldNuke | 2018-11-13 | 0.66696
OldNuke | 2018-11-13 01:00 | 0.66631
OldNuke | 2018-11-13 02:00 | 0.66719
OldNuke | 2018-11-13 03:00 | 0.66719
OldNuke | 2018-11-13 04:00 | 0.67477
OldNuke | 2018-11-13 05:00 | 0.68886
OldNuke | 2018-11-13 06:00 | 0.6943
OldNuke | 2018-11-13 07:00 | 0.69309
OldNuke | 2018-11-13 08:00 | 0.6924
OldNuke | 2018-11-13 09:00 | 0.69192
OldNuke | 2018-11-13 10:00 | 0.69172
OldNuke | 2018-11-13 11:00 | 0.69153
OldNuke | 2018-11-13 12:00 | 0.69151
OldNuke | 2018-11-13 13:00 | 0.68958
OldNuke | 2018-11-13 14:00 | 0.67996
OldNuke | 2018-11-13 15:00 | 0.67946
OldNuke | 2018-11-13 16:00 | 0.67551
OldNuke | 2018-11-13 17:00 | 0.66887
OldNuke | 2018-11-13 18:00 | 0.66984
OldNuke | 2018-11-13 19:00 | 0.68205
OldNuke | 2018-11-13 20:00 | 0.69671
OldNuke | 2018-11-13 21:00 | 0.6895
OldNuke | 2018-11-13 22:00 | 0.69173
OldNuke | 2018-11-13 23:00 | 0.69108
OldNuke | 2018-11-14 | 0.6913
OldNuke | 2018-11-14 01:00 | 0.69012
OldNuke | 2018-11-14 02:00 | 0.68715
OldNuke | 2018-11-14 03:00 | 0.69211
OldNuke | 2018-11-14 04:00 | 0.69537
OldNuke | 2018-11-14 05:00 | 0.69929
OldNuke | 2018-11-14 06:00 | 0.69981
OldNuke | 2018-11-14 07:00 | 0.70166
OldNuke | 2018-11-14 08:00 | 0.70084
OldNuke | 2018-11-14 09:00 | 0.69962
OldNuke | 2018-11-14 10:00 | 0.69867
OldNuke | 2018-11-14 11:00 | 0.69653
OldNuke | 2018-11-14 12:00 | 0.69653
OldNuke | 2018-11-14 13:00 | 0.69633
OldNuke | 2018-11-14 14:00 | 0.69655
OldNuke | 2018-11-14 15:00 | 0.6972
OldNuke | 2018-11-14 16:00 | 0.69766
OldNuke | 2018-11-14 17:00 | 0.69788
OldNuke | 2018-11-14 18:00 | 0.7
OldNuke | 2018-11-14 19:00 | 0.70014
OldNuke | 2018-11-14 20:00 | 0.7003
OldNuke | 2018-11-14 21:00 | 0.69829
OldNuke | 2018-11-14 22:00 | 0.69902
OldNuke | 2018-11-14 23:00 | 0.69764
OldNuke | 2018-11-15 | 0.69642
OldNuke | 2018-11-15 01:00 | 0.69232
OldNuke | 2018-11-15 02:00 | 0.6914
OldNuke | 2018-11-15 03:00 | 0.68587
OldNuke | 2018-11-15 04:00 | 0.69393
OldNuke | 2018-11-15 05:00 | 0.69848
OldNuke | 2018-11-15 06:00 | 0.70246
OldNuke | 2018-11-15 07:00 | 0.70645
OldNuke | 2018-11-15 08:00 | 0.70876
OldNuke | 2018-11-15 09:00 | 0.71053
OldNuke | 2018-11-15 10:00 | 0.71098
OldNuke | 2018-11-15 11:00 | 0.7092
OldNuke | 2018-11-15 12:00 | 0.70976
OldNuke | 2018-11-15 13:00 | 0.70874
OldNuke | 2018-11-15 14:00 | 0.70821
OldNuke | 2018-11-15 15:00 | 0.7099
OldNuke | 2018-11-15 16:00 | 0.71058
OldNuke | 2018-11-15 17:00 | 0.71112
OldNuke | 2018-11-15 18:00 | 0.71155
OldNuke | 2018-11-15 19:00 | 0.71074
OldNuke | 2018-11-15 20:00 | 0.71064
OldNuke | 2018-11-15 21:00 | 0.7108
OldNuke | 2018-11-15 22:00 | 0.70014
OldNuke | 2018-11-15 23:00 | 0.69056
OldNuke | 2018-11-16 | 0.68658
OldNuke | 2018-11-16 01:00 | 0.68722
OldNuke | 2018-11-16 02:00 | 0.68163
OldNuke | 2018-11-16 03:00 | 0.68506
OldNuke | 2018-11-16 04:00 | 0.68753
OldNuke | 2018-11-16 05:00 | 0.69172
OldNuke | 2018-11-16 06:00 | 0.69335
OldNuke | 2018-11-16 07:00 | 0.69317
OldNuke | 2018-11-16 08:00 | 0.69295
OldNuke | 2018-11-16 09:00 | 0.69173
OldNuke | 2018-11-16 10:00 | 0.69221
OldNuke | 2018-11-16 11:00 | 0.69556
OldNuke | 2018-11-16 12:00 | 0.69561
OldNuke | 2018-11-16 13:00 | 0.69526
OldNuke | 2018-11-16 14:00 | 0.69911
OldNuke | 2018-11-16 15:00 | 0.70504
OldNuke | 2018-11-16 16:00 | 0.71343
OldNuke | 2018-11-16 17:00 | 0.72005
OldNuke | 2018-11-16 18:00 | 0.7255
OldNuke | 2018-11-16 19:00 | 0.7231
OldNuke | 2018-11-16 20:00 | 0.72311
OldNuke | 2018-11-16 21:00 | 0.72553
OldNuke | 2018-11-16 22:00 | 0.72096
OldNuke | 2018-11-16 23:00 | 0.71003
OldNuke | 2018-11-17 | 0.69213
OldNuke | 2018-11-17 01:00 | 0.68882
OldNuke | 2018-11-17 02:00 | 0.6744
OldNuke | 2018-11-17 03:00 | 0.67741
OldNuke | 2018-11-17 04:00 | 0.67862
OldNuke | 2018-11-17 05:00 | 0.68056
OldNuke | 2018-11-17 06:00 | 0.68178
OldNuke | 2018-11-17 07:00 | 0.68125
OldNuke | 2018-11-17 08:00 | 0.68419
OldNuke | 2018-11-17 09:00 | 0.68473
OldNuke | 2018-11-17 10:00 | 0.68514
OldNuke | 2018-11-17 11:00 | 0.6831
OldNuke | 2018-11-17 12:00 | 0.68117
OldNuke | 2018-11-17 13:00 | 0.67998
OldNuke | 2018-11-17 14:00 | 0.67714
OldNuke | 2018-11-17 15:00 | 0.67716
OldNuke | 2018-11-17 16:00 | 0.67961
OldNuke | 2018-11-17 17:00 | 0.68199
OldNuke | 2018-11-17 18:00 | 0.68224
OldNuke | 2018-11-17 19:00 | 0.68061
OldNuke | 2018-11-17 20:00 | 0.68289
OldNuke | 2018-11-17 21:00 | 0.68262
OldNuke | 2018-11-17 22:00 | 0.68304
OldNuke | 2018-11-17 23:00 | 0.68329
OldNuke | 2018-11-18 | 0.68739
OldNuke | 2018-11-18 01:00 | 0.68408
OldNuke | 2018-11-18 02:00 | 0.67497
OldNuke | 2018-11-18 03:00 | 0.67553
OldNuke | 2018-11-18 04:00 | 0.6774
OldNuke | 2018-11-18 05:00 | 0.67888
OldNuke | 2018-11-18 06:00 | 0.68079
OldNuke | 2018-11-18 07:00 | 0.69054
OldNuke | 2018-11-18 08:00 | 0.69403
OldNuke | 2018-11-18 09:00 | 0.69435
OldNuke | 2018-11-18 10:00 | 0.69848
OldNuke | 2018-11-18 11:00 | 0.70649
OldNuke | 2018-11-18 12:00 | 0.70802
OldNuke | 2018-11-18 13:00 | 0.70109
OldNuke | 2018-11-18 14:00 | 0.70109
OldNuke | 2018-11-18 15:00 | 0.70643
OldNuke | 2018-11-18 16:00 | 0.70922
OldNuke | 2018-11-18 17:00 | 0.71441
OldNuke | 2018-11-18 18:00 | 0.71692
OldNuke | 2018-11-18 19:00 | 0.72105
OldNuke | 2018-11-18 20:00 | 0.72267
OldNuke | 2018-11-18 21:00 | 0.7185
OldNuke | 2018-11-18 22:00 | 0.7175
OldNuke | 2018-11-18 23:00 | 0.71434
OldNuke | 2018-11-19 | 0.7089
OldNuke | 2018-11-19 01:00 | 0.70939
OldNuke | 2018-11-19 02:00 | 0.71114
OldNuke | 2018-11-19 03:00 | 0.71449
OldNuke | 2018-11-19 04:00 | 0.72062
OldNuke | 2018-11-19 05:00 | 0.7204
OldNuke | 2018-11-19 06:00 | 0.71388
OldNuke | 2018-11-19 07:00 | 0.71278
OldNuke | 2018-11-19 08:00 | 0.71269
OldNuke | 2018-11-19 09:00 | 0.71274
OldNuke | 2018-11-19 10:00 | 0.71419
OldNuke | 2018-11-19 11:00 | 0.71449
OldNuke | 2018-11-19 12:00 | 0.71415
OldNuke | 2018-11-19 13:00 | 0.71405
OldNuke | 2018-11-19 14:00 | 0.70968
OldNuke | 2018-11-19 15:00 | 0.70995
OldNuke | 2018-11-19 16:00 | 0.70341
OldNuke | 2018-11-19 17:00 | 0.7035
OldNuke | 2018-11-19 18:00 | 0.70394
OldNuke | 2018-11-19 19:00 | 0.7036
OldNuke | 2018-11-19 20:00 | 0.70111
OldNuke | 2018-11-19 21:00 | 0.70078
OldNuke | 2018-11-19 22:00 | 0.70068
OldNuke | 2018-11-19 23:00 | 0.69952
OldNuke | 2018-11-20 | 0.6969
OldNuke | 2018-11-20 01:00 | 0.69555
OldNuke | 2018-11-20 02:00 | 0.69238
OldNuke | 2018-11-20 03:00 | 0.69389
OldNuke | 2018-11-20 04:00 | 0.69623
OldNuke | 2018-11-20 05:00 | 0.69735
OldNuke | 2018-11-20 06:00 | 0.70021
OldNuke | 2018-11-20 07:00 | 0.7041
OldNuke | 2018-11-20 08:00 | 0.70409
OldNuke | 2018-11-20 09:00 | 0.7041
OldNuke | 2018-11-20 10:00 | 0.70388
OldNuke | 2018-11-20 11:00 | 0.70388
OldNuke | 2018-11-20 12:00 | 0.70396
OldNuke | 2018-11-20 13:00 | 0.70366
OldNuke | 2018-11-20 14:00 | 0.7036
OldNuke | 2018-11-20 15:00 | 0.70372
OldNuke | 2018-11-20 16:00 | 0.71179
OldNuke | 2018-11-20 17:00 | 0.72305
OldNuke | 2018-11-20 18:00 | 0.72698
OldNuke | 2018-11-20 19:00 | 0.72734
OldNuke | 2018-11-20 20:00 | 0.72774
OldNuke | 2018-11-20 21:00 | 0.72471
OldNuke | 2018-11-20 22:00 | 0.71394
OldNuke | 2018-11-20 23:00 | 0.71367
OldNuke | 2018-11-21 | 0.71389
OldNuke | 2018-11-21 01:00 | 0.71332
OldNuke | 2018-11-21 02:00 | 0.71063
OldNuke | 2018-11-21 03:00 | 0.70646
OldNuke | 2018-11-21 04:00 | 0.70933
OldNuke | 2018-11-21 05:00 | 0.71204
OldNuke | 2018-11-21 06:00 | 0.72091
OldNuke | 2018-11-21 07:00 | 0.72566
OldNuke | 2018-11-21 08:00 | 0.72628
OldNuke | 2018-11-21 09:00 | 0.72744
OldNuke | 2018-11-21 10:00 | 0.72808
OldNuke | 2018-11-21 11:00 | 0.7293
OldNuke | 2018-11-21 12:00 | 0.72986
OldNuke | 2018-11-21 13:00 | 0.72694
OldNuke | 2018-11-21 14:00 | 0.72066
OldNuke | 2018-11-21 15:00 | 0.71367
OldNuke | 2018-11-21 16:00 | 0.71677
OldNuke | 2018-11-21 17:00 | 0.72923
OldNuke | 2018-11-21 18:00 | 0.73127
OldNuke | 2018-11-21 19:00 | 0.72987
OldNuke | 2018-11-21 20:00 | 0.72178
OldNuke | 2018-11-21 21:00 | 0.70757
OldNuke | 2018-11-21 22:00 | 0.70284
OldNuke | 2018-11-21 23:00 | 0.70727
OldNuke | 2018-11-22 | 0.70878
OldNuke | 2018-11-22 01:00 | 0.70835
OldNuke | 2018-11-22 02:00 | 0.70673
OldNuke | 2018-11-22 03:00 | 0.70822
OldNuke | 2018-11-22 04:00 | 0.70771
OldNuke | 2018-11-22 05:00 | 0.71497
OldNuke | 2018-11-22 06:00 | 0.72837
OldNuke | 2018-11-22 07:00 | 0.73436
OldNuke | 2018-11-22 08:00 | 0.73417
OldNuke | 2018-11-22 09:00 | 0.73357
OldNuke | 2018-11-22 10:00 | 0.73326
OldNuke | 2018-11-22 11:00 | 0.73311
OldNuke | 2018-11-22 12:00 | 0.73279
OldNuke | 2018-11-22 13:00 | 0.73254
OldNuke | 2018-11-22 14:00 | 0.73247
OldNuke | 2018-11-22 15:00 | 0.7336
OldNuke | 2018-11-22 16:00 | 0.73383
OldNuke | 2018-11-22 17:00 | 0.73406
OldNuke | 2018-11-22 18:00 | 0.73404
OldNuke | 2018-11-22 19:00 | 0.73132
OldNuke | 2018-11-22 20:00 | 0.73136
OldNuke | 2018-11-22 21:00 | 0.7265
OldNuke | 2018-11-22 22:00 | 0.71643
OldNuke | 2018-11-22 23:00 | 0.71255
OldNuke | 2018-11-23 | 0.7103
OldNuke | 2018-11-23 01:00 | 0.71045
OldNuke | 2018-11-23 02:00 | 0.71019
OldNuke | 2018-11-23 03:00 | 0.70898
OldNuke | 2018-11-23 04:00 | 0.70407
OldNuke | 2018-11-23 05:00 | 0.7076
OldNuke | 2018-11-23 06:00 | 0.72009
OldNuke | 2018-11-23 07:00 | 0.73441
OldNuke | 2018-11-23 08:00 | 0.73539
OldNuke | 2018-11-23 09:00 | 0.73502
OldNuke | 2018-11-23 10:00 | 0.73477
OldNuke | 2018-11-23 11:00 | 0.73466
OldNuke | 2018-11-23 12:00 | 0.73422
OldNuke | 2018-11-23 13:00 | 0.73334
OldNuke | 2018-11-23 14:00 | 0.73296
OldNuke | 2018-11-23 15:00 | 0.73249
OldNuke | 2018-11-23 16:00 | 0.73262
OldNuke | 2018-11-23 17:00 | 0.73287
OldNuke | 2018-11-23 18:00 | 0.73285
OldNuke | 2018-11-23 19:00 | 0.73052
OldNuke | 2018-11-23 20:00 | 0.7304
OldNuke | 2018-11-23 21:00 | 0.72072
OldNuke | 2018-11-23 22:00 | 0.72066
OldNuke | 2018-11-23 23:00 | 0.72066
OldNuke | 2018-11-24 | 0.69721
OldNuke | 2018-11-24 01:00 | 0.69721
OldNuke | 2018-11-24 02:00 | 0.6946
OldNuke | 2018-11-24 03:00 | 0.69444
OldNuke | 2018-11-24 04:00 | 0.69558
OldNuke | 2018-11-24 05:00 | 0.69789
OldNuke | 2018-11-24 06:00 | 0.69618
OldNuke | 2018-11-24 07:00 | 0.69032
OldNuke | 2018-11-24 08:00 | 0.68614
OldNuke | 2018-11-24 09:00 | 0.68676
OldNuke | 2018-11-24 10:00 | 0.69279
OldNuke | 2018-11-24 11:00 | 0.69428
OldNuke | 2018-11-24 12:00 | 0.69428
OldNuke | 2018-11-24 13:00 | 0.69571
OldNuke | 2018-11-24 14:00 | 0.69575
OldNuke | 2018-11-24 15:00 | 0.69571
OldNuke | 2018-11-24 16:00 | 0.69571
OldNuke | 2018-11-24 17:00 | 0.69842
OldNuke | 2018-11-24 18:00 | 0.70203
OldNuke | 2018-11-24 19:00 | 0.70269
OldNuke | 2018-11-24 20:00 | 0.70198
OldNuke | 2018-11-24 21:00 | 0.70165
OldNuke | 2018-11-24 22:00 | 0.70079
OldNuke | 2018-11-24 23:00 | 0.70143
OldNuke | 2018-11-25 | 0.70065
OldNuke | 2018-11-25 01:00 | 0.69739
OldNuke | 2018-11-25 02:00 | 0.69571
OldNuke | 2018-11-25 03:00 | 0.69571
OldNuke | 2018-11-25 04:00 | 0.69571
OldNuke | 2018-11-25 05:00 | 0.69677
OldNuke | 2018-11-25 06:00 | 0.69618
OldNuke | 2018-11-25 07:00 | 0.71275
OldNuke | 2018-11-25 08:00 | 0.72416
OldNuke | 2018-11-25 09:00 | 0.72843
OldNuke | 2018-11-25 10:00 | 0.72995
OldNuke | 2018-11-25 11:00 | 0.73113
OldNuke | 2018-11-25 12:00 | 0.72791
OldNuke | 2018-11-25 13:00 | 0.72794
OldNuke | 2018-11-25 14:00 | 0.72322
OldNuke | 2018-11-25 15:00 | 0.72625
OldNuke | 2018-11-25 16:00 | 0.72995
OldNuke | 2018-11-25 17:00 | 0.73521
OldNuke | 2018-11-25 18:00 | 0.74084
OldNuke | 2018-11-25 19:00 | 0.73978
OldNuke | 2018-11-25 20:00 | 0.73767
OldNuke | 2018-11-25 21:00 | 0.73284
OldNuke | 2018-11-25 22:00 | 0.73425
OldNuke | 2018-11-25 23:00 | 0.73499
OldNuke | 2018-11-26 | 0.73425
OldNuke | 2018-11-26 01:00 | 0.73441
OldNuke | 2018-11-26 02:00 | 0.73071
OldNuke | 2018-11-26 03:00 | 0.72894
OldNuke | 2018-11-26 04:00 | 0.73135
OldNuke | 2018-11-26 05:00 | 0.73596
OldNuke | 2018-11-26 06:00 | 0.74385
OldNuke | 2018-11-26 07:00 | 0.75205
OldNuke | 2018-11-26 08:00 | 0.75438
OldNuke | 2018-11-26 09:00 | 0.7569
OldNuke | 2018-11-26 10:00 | 0.75626
OldNuke | 2018-11-26 11:00 | 0.7595
OldNuke | 2018-11-26 12:00 | 0.7638
OldNuke | 2018-11-26 13:00 | 0.76569
OldNuke | 2018-11-26 14:00 | 0.76585
OldNuke | 2018-11-26 15:00 | 0.76667
OldNuke | 2018-11-26 16:00 | 0.76754
OldNuke | 2018-11-26 17:00 | 0.7681
OldNuke | 2018-11-26 18:00 | 0.76832
OldNuke | 2018-11-26 19:00 | 0.76856
OldNuke | 2018-11-26 20:00 | 0.75994
OldNuke | 2018-11-26 21:00 | 0.75954
OldNuke | 2018-11-26 22:00 | 0.75356
OldNuke | 2018-11-26 23:00 | 0.75817
OldNuke | 2018-11-27 | 0.75916
OldNuke | 2018-11-27 01:00 | 0.75804
OldNuke | 2018-11-27 02:00 | 0.76092
OldNuke | 2018-11-27 03:00 | 0.75731
OldNuke | 2018-11-27 04:00 | 0.76029
OldNuke | 2018-11-27 05:00 | 0.76664
OldNuke | 2018-11-27 06:00 | 0.77193
OldNuke | 2018-11-27 07:00 | 0.77927
OldNuke | 2018-11-27 08:00 | 0.7824
OldNuke | 2018-11-27 09:00 | 0.78278
OldNuke | 2018-11-27 10:00 | 0.78277
OldNuke | 2018-11-27 11:00 | 0.78102
OldNuke | 2018-11-27 12:00 | 0.78132
OldNuke | 2018-11-27 13:00 | 0.78118
OldNuke | 2018-11-27 14:00 | 0.78058
OldNuke | 2018-11-27 15:00 | 0.78172
OldNuke | 2018-11-27 16:00 | 0.78261
OldNuke | 2018-11-27 17:00 | 0.78159
OldNuke | 2018-11-27 18:00 | 0.78118
OldNuke | 2018-11-27 19:00 | 0.77768
OldNuke | 2018-11-27 20:00 | 0.77744
OldNuke | 2018-11-27 21:00 | 0.77743
OldNuke | 2018-11-27 22:00 | 0.77158
OldNuke | 2018-11-27 23:00 | 0.77543
OldNuke | 2018-11-28 | 0.77109
OldNuke | 2018-11-28 01:00 | 0.76879
OldNuke | 2018-11-28 02:00 | 0.76057
OldNuke | 2018-11-28 03:00 | 0.76401
OldNuke | 2018-11-28 04:00 | 0.7696
OldNuke | 2018-11-28 05:00 | 0.76824
OldNuke | 2018-11-28 06:00 | 0.77161
OldNuke | 2018-11-28 07:00 | 0.7757
OldNuke | 2018-11-28 08:00 | 0.77824
OldNuke | 2018-11-28 09:00 | 0.77773
OldNuke | 2018-11-28 10:00 | 0.77565
OldNuke | 2018-11-28 11:00 | 0.77491
OldNuke | 2018-11-28 12:00 | 0.77542
OldNuke | 2018-11-28 13:00 | 0.7766
OldNuke | 2018-11-28 14:00 | 0.77664
OldNuke | 2018-11-28 15:00 | 0.77767
OldNuke | 2018-11-28 16:00 | 0.77759
OldNuke | 2018-11-28 17:00 | 0.77828
OldNuke | 2018-11-28 18:00 | 0.77979
OldNuke | 2018-11-28 19:00 | 0.77744
OldNuke | 2018-11-28 20:00 | 0.77554
OldNuke | 2018-11-28 21:00 | 0.77174
OldNuke | 2018-11-28 22:00 | 0.75291
OldNuke | 2018-11-28 23:00 | 0.75498
OldNuke | 2018-11-29 | 0.7536
OldNuke | 2018-11-29 01:00 | 0.75595
OldNuke | 2018-11-29 02:00 | 0.75383
OldNuke | 2018-11-29 03:00 | 0.75083
OldNuke | 2018-11-29 04:00 | 0.75612
OldNuke | 2018-11-29 05:00 | 0.75571
OldNuke | 2018-11-29 06:00 | 0.75869
OldNuke | 2018-11-29 07:00 | 0.76295
OldNuke | 2018-11-29 08:00 | 0.76567
OldNuke | 2018-11-29 09:00 | 0.76472
OldNuke | 2018-11-29 10:00 | 0.76354
OldNuke | 2018-11-29 11:00 | 0.76208
OldNuke | 2018-11-29 12:00 | 0.76322
OldNuke | 2018-11-29 13:00 | 0.76235
OldNuke | 2018-11-29 14:00 | 0.75729
OldNuke | 2018-11-29 15:00 | 0.75633
OldNuke | 2018-11-29 16:00 | 0.75595
OldNuke | 2018-11-29 17:00 | 0.75715
OldNuke | 2018-11-29 18:00 | 0.76013
OldNuke | 2018-11-29 19:00 | 0.76138
OldNuke | 2018-11-29 20:00 | 0.77046
OldNuke | 2018-11-29 21:00 | 0.78608
OldNuke | 2018-11-29 22:00 | 0.78608
OldNuke | 2018-11-29 23:00 | 0.78608
OldNuke | 2018-11-30 | 0.7761
OldNuke | 2018-11-30 01:00 | 0.7761
OldNuke | 2018-11-30 02:00 | 0.77792
OldNuke | 2018-11-30 03:00 | 0.77792
OldNuke | 2018-11-30 04:00 | 0.77792
OldNuke | 2018-11-30 05:00 | 0.77792
OldNuke | 2018-11-30 06:00 | 0.78451
OldNuke | 2018-11-30 07:00 | 0.79385
OldNuke | 2018-11-30 08:00 | 0.7958
OldNuke | 2018-11-30 09:00 | 0.79463
OldNuke | 2018-11-30 10:00 | 0.79463
OldNuke | 2018-11-30 11:00 | 0.79493
OldNuke | 2018-11-30 12:00 | 0.79492
OldNuke | 2018-11-30 13:00 | 0.7943
OldNuke | 2018-11-30 14:00 | 0.79485
OldNuke | 2018-11-30 15:00 | 0.79566
OldNuke | 2018-11-30 16:00 | 0.79854
OldNuke | 2018-11-30 17:00 | 0.79941
OldNuke | 2018-11-30 18:00 | 0.7994
OldNuke | 2018-11-30 19:00 | 0.79911
OldNuke | 2018-11-30 20:00 | 0.79685
OldNuke | 2018-11-30 21:00 | 0.7879
OldNuke | 2018-11-30 22:00 | 0.78188
OldNuke | 2018-11-30 23:00 | 0.78188
OldNuke | 2018-12-01 | 0.76113
OldNuke | 2018-12-01 01:00 | 0.74703
OldNuke | 2018-12-01 02:00 | 0.75099
OldNuke | 2018-12-01 03:00 | 0.72992
OldNuke | 2018-12-01 04:00 | 0.7172
OldNuke | 2018-12-01 05:00 | 0.71864
OldNuke | 2018-12-01 06:00 | 0.72164
OldNuke | 2018-12-01 07:00 | 0.72598
OldNuke | 2018-12-01 08:00 | 0.72799
OldNuke | 2018-12-01 09:00 | 0.72937
OldNuke | 2018-12-01 10:00 | 0.72976
OldNuke | 2018-12-01 11:00 | 0.73073
OldNuke | 2018-12-01 12:00 | 0.72829
OldNuke | 2018-12-01 13:00 | 0.72726
OldNuke | 2018-12-01 14:00 | 0.73181
OldNuke | 2018-12-01 15:00 | 0.73494
OldNuke | 2018-12-01 16:00 | 0.73567
OldNuke | 2018-12-01 17:00 | 0.73973
OldNuke | 2018-12-01 18:00 | 0.74076
OldNuke | 2018-12-01 19:00 | 0.74031
OldNuke | 2018-12-01 20:00 | 0.73507
OldNuke | 2018-12-01 21:00 | 0.73507
OldNuke | 2018-12-01 22:00 | 0.73507
OldNuke | 2018-12-01 23:00 | 0.72097
OldNuke | 2018-12-02 | 0.7159
OldNuke | 2018-12-02 01:00 | 0.7159
OldNuke | 2018-12-02 02:00 | 0.7159
OldNuke | 2018-12-02 03:00 | 0.7159
OldNuke | 2018-12-02 04:00 | 0.7159
OldNuke | 2018-12-02 05:00 | 0.7159
OldNuke | 2018-12-02 06:00 | 0.7159
OldNuke | 2018-12-02 07:00 | 0.7218
OldNuke | 2018-12-02 08:00 | 0.73412
OldNuke | 2018-12-02 09:00 | 0.73849
OldNuke | 2018-12-02 10:00 | 0.73949
OldNuke | 2018-12-02 11:00 | 0.7387
OldNuke | 2018-12-02 12:00 | 0.73997
OldNuke | 2018-12-02 13:00 | 0.73875
OldNuke | 2018-12-02 14:00 | 0.75674
OldNuke | 2018-12-02 15:00 | 0.75143
OldNuke | 2018-12-02 16:00 | 0.76213
OldNuke | 2018-12-02 17:00 | 0.76213
OldNuke | 2018-12-02 18:00 | 0.76336
OldNuke | 2018-12-02 19:00 | 0.76132
OldNuke | 2018-12-02 20:00 | 0.77426
OldNuke | 2018-12-02 21:00 | 0.76596
OldNuke | 2018-12-02 22:00 | 0.76596
OldNuke | 2018-12-02 23:00 | 0.76596
OldNuke | 2018-12-03 | 0.76596
OldNuke | 2018-12-03 01:00 | 0.76596
OldNuke | 2018-12-03 02:00 | 0.78037
OldNuke | 2018-12-03 03:00 | 0.79907
OldNuke | 2018-12-03 04:00 | 0.79907
OldNuke | 2018-12-03 05:00 | 0.79907
OldNuke | 2018-12-03 06:00 | 0.79907
OldNuke | 2018-12-03 07:00 | 0.79907
OldNuke | 2018-12-03 08:00 | 0.79907
OldNuke | 2018-12-03 09:00 | 0.79907
OldNuke | 2018-12-03 10:00 | 0.82013
OldNuke | 2018-12-03 11:00 | 0.82013
OldNuke | 2018-12-03 12:00 | 0.82013
OldNuke | 2018-12-03 13:00 | 0.82013
OldNuke | 2018-12-03 14:00 | 0.82013
OldNuke | 2018-12-03 15:00 | 0.82013
OldNuke | 2018-12-03 16:00 | 0.82013
OldNuke | 2018-12-03 17:00 | 0.82013
OldNuke | 2018-12-03 18:00 | 0.82013
OldNuke | 2018-12-03 19:00 | 0.82013
OldNuke | 2018-12-03 20:00 | 0.82013
OldNuke | 2018-12-03 21:00 | 0.82013
OldNuke | 2018-12-03 22:00 | 0.82013
OldNuke | 2018-12-03 23:00 | 0.82013
OldNuke | 2018-12-04 | 0.82013
OldNuke | 2018-12-04 01:00 | 0.82013
OldNuke | 2018-12-04 02:00 | 0.82013
OldNuke | 2018-12-04 03:00 | 0.82013
OldNuke | 2018-12-04 04:00 | 0.82219
OldNuke | 2018-12-04 05:00 | 0.82219
OldNuke | 2018-12-04 06:00 | 0.82219
OldNuke | 2018-12-04 07:00 | 0.82219
OldNuke | 2018-12-04 08:00 | 0.82314
OldNuke | 2018-12-04 09:00 | 0.82316
OldNuke | 2018-12-04 10:00 | 0.82219
OldNuke | 2018-12-04 11:00 | 0.82219
OldNuke | 2018-12-04 12:00 | 0.82219
OldNuke | 2018-12-04 13:00 | 0.82219
OldNuke | 2018-12-04 14:00 | 0.82219
OldNuke | 2018-12-04 15:00 | 0.82219
OldNuke | 2018-12-04 16:00 | 0.82314
OldNuke | 2018-12-04 17:00 | 0.82346
OldNuke | 2018-12-04 18:00 | 0.82373
OldNuke | 2018-12-04 19:00 | 0.82238
OldNuke | 2018-12-04 20:00 | 0.82219
OldNuke | 2018-12-04 21:00 | 0.82219
OldNuke | 2018-12-04 22:00 | 0.82219
OldNuke | 2018-12-04 23:00 | 0.82219
OldNuke | 2018-12-05 | 0.81706
OldNuke | 2018-12-05 01:00 | 0.81256
OldNuke | 2018-12-05 02:00 | 0.80805
OldNuke | 2018-12-05 03:00 | 0.81055
OldNuke | 2018-12-05 04:00 | 0.81419
OldNuke | 2018-12-05 05:00 | 0.81887
OldNuke | 2018-12-05 06:00 | 0.82477
OldNuke | 2018-12-05 07:00 | 0.82965
OldNuke | 2018-12-05 08:00 | 0.82905
OldNuke | 2018-12-05 09:00 | 0.82509
OldNuke | 2018-12-05 10:00 | 0.82725
OldNuke | 2018-12-05 11:00 | 0.829
OldNuke | 2018-12-05 12:00 | 0.82983
OldNuke | 2018-12-05 13:00 | 0.82956
OldNuke | 2018-12-05 14:00 | 0.82387
OldNuke | 2018-12-05 15:00 | 0.81799
OldNuke | 2018-12-05 16:00 | 0.8122
OldNuke | 2018-12-05 17:00 | 0.81418
OldNuke | 2018-12-05 18:00 | 0.81422
OldNuke | 2018-12-05 19:00 | 0.81201
OldNuke | 2018-12-05 20:00 | 0.80971
OldNuke | 2018-12-05 21:00 | 0.80645
OldNuke | 2018-12-05 22:00 | 0.80515
OldNuke | 2018-12-05 23:00 | 0.8036
OldNuke | 2018-12-06 | 0.7993
OldNuke | 2018-12-06 01:00 | 0.7993
OldNuke | 2018-12-06 02:00 | 0.7993
OldNuke | 2018-12-06 03:00 | 0.80325
OldNuke | 2018-12-06 04:00 | 0.80325
OldNuke | 2018-12-06 05:00 | 0.80545
OldNuke | 2018-12-06 06:00 | 0.80876
OldNuke | 2018-12-06 07:00 | 0.81023
OldNuke | 2018-12-06 08:00 | 0.81164
OldNuke | 2018-12-06 09:00 | 0.81194
OldNuke | 2018-12-06 10:00 | 0.81139
OldNuke | 2018-12-06 11:00 | 0.81123
OldNuke | 2018-12-06 12:00 | 0.81007
OldNuke | 2018-12-06 13:00 | 0.80901
OldNuke | 2018-12-06 14:00 | 0.80771
OldNuke | 2018-12-06 15:00 | 0.80732
OldNuke | 2018-12-06 16:00 | 0.80993
OldNuke | 2018-12-06 17:00 | 0.81212
OldNuke | 2018-12-06 18:00 | 0.81172
OldNuke | 2018-12-06 19:00 | 0.81039
OldNuke | 2018-12-06 20:00 | 0.80453
OldNuke | 2018-12-06 21:00 | 0.79949
OldNuke | 2018-12-06 22:00 | 0.7993
OldNuke | 2018-12-06 23:00 | 0.7993
OldNuke | 2018-12-07 | 0.7993
OldNuke | 2018-12-07 01:00 | 0.7993
OldNuke | 2018-12-07 02:00 | 0.80461
OldNuke | 2018-12-07 03:00 | 0.80461
OldNuke | 2018-12-07 04:00 | 0.80223
OldNuke | 2018-12-07 05:00 | 0.80223
OldNuke | 2018-12-07 06:00 | 0.80613
OldNuke | 2018-12-07 07:00 | 0.80977
OldNuke | 2018-12-07 08:00 | 0.80884
OldNuke | 2018-12-07 09:00 | 0.80965
OldNuke | 2018-12-07 10:00 | 0.81169
OldNuke | 2018-12-07 11:00 | 0.8111
OldNuke | 2018-12-07 12:00 | 0.80906
OldNuke | 2018-12-07 13:00 | 0.80697
OldNuke | 2018-12-07 14:00 | 0.80586
OldNuke | 2018-12-07 15:00 | 0.80821
OldNuke | 2018-12-07 16:00 | 0.81112
OldNuke | 2018-12-07 17:00 | 0.81472
OldNuke | 2018-12-07 18:00 | 0.81548
OldNuke | 2018-12-07 19:00 | 0.80754
OldNuke | 2018-12-07 20:00 | 0.80223
OldNuke | 2018-12-07 21:00 | 0.80223
OldNuke | 2018-12-07 22:00 | 0.80223
OldNuke | 2018-12-07 23:00 | 0.80223
OldNuke | 2018-12-08 | 0.81277
OldNuke | 2018-12-08 01:00 | 0.81277
OldNuke | 2018-12-08 02:00 | 0.78513
OldNuke | 2018-12-08 03:00 | 0.78513
OldNuke | 2018-12-08 04:00 | 0.78513
OldNuke | 2018-12-08 05:00 | 0.78513
OldNuke | 2018-12-08 06:00 | 0.78513
OldNuke | 2018-12-08 07:00 | 0.78796
OldNuke | 2018-12-08 08:00 | 0.78909
OldNuke | 2018-12-08 09:00 | 0.78622
OldNuke | 2018-12-08 10:00 | 0.78951
OldNuke | 2018-12-08 11:00 | 0.79281
OldNuke | 2018-12-08 12:00 | 0.78731
OldNuke | 2018-12-08 13:00 | 0.78513
OldNuke | 2018-12-08 14:00 | 0.78513
OldNuke | 2018-12-08 15:00 | 0.77301
OldNuke | 2018-12-08 16:00 | 0.75791
OldNuke | 2018-12-08 17:00 | 0.75929
OldNuke | 2018-12-08 18:00 | 0.76289
OldNuke | 2018-12-08 19:00 | 0.75899
OldNuke | 2018-12-08 20:00 | 0.75669
OldNuke | 2018-12-08 21:00 | 0.75669
OldNuke | 2018-12-08 22:00 | 0.75669
OldNuke | 2018-12-08 23:00 | 0.75669
OldNuke | 2018-12-09 | 0.75479
OldNuke | 2018-12-09 01:00 | 0.75479
OldNuke | 2018-12-09 02:00 | 0.75479
OldNuke | 2018-12-09 03:00 | 0.75479
OldNuke | 2018-12-09 04:00 | 0.75479
OldNuke | 2018-12-09 05:00 | 0.75479
OldNuke | 2018-12-09 06:00 | 0.75479
OldNuke | 2018-12-09 07:00 | 0.75305
OldNuke | 2018-12-09 08:00 | 0.75305
OldNuke | 2018-12-09 09:00 | 0.77728
OldNuke | 2018-12-09 10:00 | 0.77728
OldNuke | 2018-12-09 11:00 | 0.76802
OldNuke | 2018-12-09 12:00 | 0.77728
OldNuke | 2018-12-09 13:00 | 0.77538
OldNuke | 2018-12-09 14:00 | 0.79645
OldNuke | 2018-12-09 15:00 | 0.79463
OldNuke | 2018-12-09 16:00 | 0.79645
OldNuke | 2018-12-09 17:00 | 0.81087
OldNuke | 2018-12-09 18:00 | 0.81087
OldNuke | 2018-12-09 19:00 | 0.81248
OldNuke | 2018-12-09 20:00 | 0.81087
OldNuke | 2018-12-09 21:00 | 0.8111
OldNuke | 2018-12-09 22:00 | 0.81087
OldNuke | 2018-12-09 23:00 | 0.81087
OldNuke | 2018-12-10 | 0.81087
OldNuke | 2018-12-10 01:00 | 0.80627
OldNuke | 2018-12-10 02:00 | 0.80627
OldNuke | 2018-12-10 03:00 | 0.80627
OldNuke | 2018-12-10 04:00 | 0.80627
OldNuke | 2018-12-10 05:00 | 0.81662
OldNuke | 2018-12-10 06:00 | 0.82962
OldNuke | 2018-12-10 07:00 | 0.83415
OldNuke | 2018-12-10 08:00 | 0.83684
OldNuke | 2018-12-10 09:00 | 0.83746
OldNuke | 2018-12-10 10:00 | 0.83897
OldNuke | 2018-12-10 11:00 | 0.83958
OldNuke | 2018-12-10 12:00 | 0.83944
OldNuke | 2018-12-10 13:00 | 0.83957
OldNuke | 2018-12-10 14:00 | 0.84172
OldNuke | 2018-12-10 15:00 | 0.84345
OldNuke | 2018-12-10 16:00 | 0.84041
OldNuke | 2018-12-10 17:00 | 0.84107
OldNuke | 2018-12-10 18:00 | 0.84337
OldNuke | 2018-12-10 19:00 | 0.84285
OldNuke | 2018-12-10 20:00 | 0.84534
OldNuke | 2018-12-10 21:00 | 0.84446
OldNuke | 2018-12-10 22:00 | 0.84023
OldNuke | 2018-12-10 23:00 | 0.83881
OldNuke | 2018-12-11 | 0.84036
OldNuke | 2018-12-11 01:00 | 0.84223
OldNuke | 2018-12-11 02:00 | 0.83599
OldNuke | 2018-12-11 03:00 | 0.83719
OldNuke | 2018-12-11 04:00 | 0.84312
OldNuke | 2018-12-11 05:00 | 0.84393
OldNuke | 2018-12-11 06:00 | 0.84686
OldNuke | 2018-12-11 07:00 | 0.85055
OldNuke | 2018-12-11 08:00 | 0.85056
OldNuke | 2018-12-11 09:00 | 0.84949
OldNuke | 2018-12-11 10:00 | 0.84926
OldNuke | 2018-12-11 11:00 | 0.8489
OldNuke | 2018-12-11 12:00 | 0.84861
OldNuke | 2018-12-11 13:00 | 0.84817
OldNuke | 2018-12-11 14:00 | 0.84841
OldNuke | 2018-12-11 15:00 | 0.85211
OldNuke | 2018-12-11 16:00 | 0.85392
OldNuke | 2018-12-11 17:00 | 0.85455
OldNuke | 2018-12-11 18:00 | 0.85511
OldNuke | 2018-12-11 19:00 | 0.85352
OldNuke | 2018-12-11 20:00 | 0.85188
OldNuke | 2018-12-11 21:00 | 0.85262
OldNuke | 2018-12-11 22:00 | 0.85427
OldNuke | 2018-12-11 23:00 | 0.85205
OldNuke | 2018-12-12 | 0.84849
OldNuke | 2018-12-12 01:00 | 0.84876
OldNuke | 2018-12-12 02:00 | 0.84809
OldNuke | 2018-12-12 03:00 | 0.84933
OldNuke | 2018-12-12 04:00 | 0.84866
OldNuke | 2018-12-12 05:00 | 0.8537
OldNuke | 2018-12-12 06:00 | 0.85557
OldNuke | 2018-12-12 07:00 | 0.85628
OldNuke | 2018-12-12 08:00 | 0.85633
OldNuke | 2018-12-12 09:00 | 0.85617
OldNuke | 2018-12-12 10:00 | 0.85573
OldNuke | 2018-12-12 11:00 | 0.8555
OldNuke | 2018-12-12 12:00 | 0.85574
OldNuke | 2018-12-12 13:00 | 0.85603
OldNuke | 2018-12-12 14:00 | 0.85623
OldNuke | 2018-12-12 15:00 | 0.85593
OldNuke | 2018-12-12 16:00 | 0.85585
OldNuke | 2018-12-12 17:00 | 0.85587
OldNuke | 2018-12-12 18:00 | 0.85492
OldNuke | 2018-12-12 19:00 | 0.85527
OldNuke | 2018-12-12 20:00 | 0.85492
OldNuke | 2018-12-12 21:00 | 0.8556
OldNuke | 2018-12-12 22:00 | 0.85592
OldNuke | 2018-12-12 23:00 | 0.85089
OldNuke | 2018-12-13 | 0.85101
OldNuke | 2018-12-13 01:00 | 0.85026
OldNuke | 2018-12-13 02:00 | 0.84426
OldNuke | 2018-12-13 03:00 | 0.84434
OldNuke | 2018-12-13 04:00 | 0.84624
OldNuke | 2018-12-13 05:00 | 0.85625
OldNuke | 2018-12-13 06:00 | 0.85669
OldNuke | 2018-12-13 07:00 | 0.85649
OldNuke | 2018-12-13 08:00 | 0.8566
OldNuke | 2018-12-13 09:00 | 0.85658
OldNuke | 2018-12-13 10:00 | 0.85682
OldNuke | 2018-12-13 11:00 | 0.85642
OldNuke | 2018-12-13 12:00 | 0.85614
OldNuke | 2018-12-13 13:00 | 0.8549
OldNuke | 2018-12-13 14:00 | 0.8569
OldNuke | 2018-12-13 15:00 | 0.86
OldNuke | 2018-12-13 16:00 | 0.86094
OldNuke | 2018-12-13 17:00 | 0.86111
OldNuke | 2018-12-13 18:00 | 0.8611
OldNuke | 2018-12-13 19:00 | 0.86133
OldNuke | 2018-12-13 20:00 | 0.86062
OldNuke | 2018-12-13 21:00 | 0.85359
OldNuke | 2018-12-13 22:00 | 0.84193
OldNuke | 2018-12-13 23:00 | 0.84106
OldNuke | 2018-12-14 | 0.84031
OldNuke | 2018-12-14 01:00 | 0.83559
OldNuke | 2018-12-14 02:00 | 0.83334
OldNuke | 2018-12-14 03:00 | 0.8339
OldNuke | 2018-12-14 04:00 | 0.83725
OldNuke | 2018-12-14 05:00 | 0.84059
OldNuke | 2018-12-14 06:00 | 0.84394
OldNuke | 2018-12-14 07:00 | 0.84098
OldNuke | 2018-12-14 08:00 | 0.84386
OldNuke | 2018-12-14 09:00 | 0.847
OldNuke | 2018-12-14 10:00 | 0.84674
OldNuke | 2018-12-14 11:00 | 0.84643
OldNuke | 2018-12-14 12:00 | 0.8476
OldNuke | 2018-12-14 13:00 | 0.84993
OldNuke | 2018-12-14 14:00 | 0.85002
OldNuke | 2018-12-14 15:00 | 0.84922
OldNuke | 2018-12-14 16:00 | 0.84833
OldNuke | 2018-12-14 17:00 | 0.85121
OldNuke | 2018-12-14 18:00 | 0.85859
OldNuke | 2018-12-14 19:00 | 0.8591
OldNuke | 2018-12-14 20:00 | 0.85696
OldNuke | 2018-12-14 21:00 | 0.84448
OldNuke | 2018-12-14 22:00 | 0.83423
OldNuke | 2018-12-14 23:00 | 0.83726
OldNuke | 2018-12-15 | 0.83431
OldNuke | 2018-12-15 01:00 | 0.82726
OldNuke | 2018-12-15 02:00 | 0.81617
OldNuke | 2018-12-15 03:00 | 0.81842
OldNuke | 2018-12-15 04:00 | 0.81801
OldNuke | 2018-12-15 05:00 | 0.82056
OldNuke | 2018-12-15 06:00 | 0.8323
OldNuke | 2018-12-15 07:00 | 0.83784
OldNuke | 2018-12-15 08:00 | 0.84141
OldNuke | 2018-12-15 09:00 | 0.84196
OldNuke | 2018-12-15 10:00 | 0.84293
OldNuke | 2018-12-15 11:00 | 0.84301
OldNuke | 2018-12-15 12:00 | 0.84071
OldNuke | 2018-12-15 13:00 | 0.83906
OldNuke | 2018-12-15 14:00 | 0.83876
OldNuke | 2018-12-15 15:00 | 0.84008
OldNuke | 2018-12-15 16:00 | 0.83699
OldNuke | 2018-12-15 17:00 | 0.84141
OldNuke | 2018-12-15 18:00 | 0.8416
OldNuke | 2018-12-15 19:00 | 0.84228
OldNuke | 2018-12-15 20:00 | 0.84111
OldNuke | 2018-12-15 21:00 | 0.83995
OldNuke | 2018-12-15 22:00 | 0.84054
OldNuke | 2018-12-15 23:00 | 0.83936
OldNuke | 2018-12-16 | 0.83448
OldNuke | 2018-12-16 01:00 | 0.83133
OldNuke | 2018-12-16 02:00 | 0.83209
OldNuke | 2018-12-16 03:00 | 0.8314
OldNuke | 2018-12-16 04:00 | 0.82837
OldNuke | 2018-12-16 05:00 | 0.84896
OldNuke | 2018-12-16 06:00 | 0.84263
OldNuke | 2018-12-16 07:00 | 0.84415
OldNuke | 2018-12-16 08:00 | 0.8556
OldNuke | 2018-12-16 09:00 | 0.85902
OldNuke | 2018-12-16 10:00 | 0.86195
OldNuke | 2018-12-16 11:00 | 0.86143
OldNuke | 2018-12-16 12:00 | 0.85983
OldNuke | 2018-12-16 13:00 | 0.85733
OldNuke | 2018-12-16 14:00 | 0.85519
OldNuke | 2018-12-16 15:00 | 0.85649
OldNuke | 2018-12-16 16:00 | 0.85943
OldNuke | 2018-12-16 17:00 | 0.8632
OldNuke | 2018-12-16 18:00 | 0.86544
OldNuke | 2018-12-16 19:00 | 0.86773
OldNuke | 2018-12-16 20:00 | 0.8664
OldNuke | 2018-12-16 21:00 | 0.86582
OldNuke | 2018-12-16 22:00 | 0.86528
OldNuke | 2018-12-16 23:00 | 0.85748
OldNuke | 2018-12-17 | 0.85907
OldNuke | 2018-12-17 01:00 | 0.86262
OldNuke | 2018-12-17 02:00 | 0.85877
OldNuke | 2018-12-17 03:00 | 0.85755
OldNuke | 2018-12-17 04:00 | 0.8576
OldNuke | 2018-12-17 05:00 | 0.8639
OldNuke | 2018-12-17 06:00 | 0.86895
OldNuke | 2018-12-17 07:00 | 0.87032
OldNuke | 2018-12-17 08:00 | 0.87076
OldNuke | 2018-12-17 09:00 | 0.87149
OldNuke | 2018-12-17 10:00 | 0.87163
OldNuke | 2018-12-17 11:00 | 0.87185
OldNuke | 2018-12-17 12:00 | 0.87144
OldNuke | 2018-12-17 13:00 | 0.87079
OldNuke | 2018-12-17 14:00 | 0.87131
OldNuke | 2018-12-17 15:00 | 0.87179
OldNuke | 2018-12-17 16:00 | 0.86737
OldNuke | 2018-12-17 17:00 | 0.86661
OldNuke | 2018-12-17 18:00 | 0.87401
OldNuke | 2018-12-17 19:00 | 0.87068
OldNuke | 2018-12-17 20:00 | 0.869
OldNuke | 2018-12-17 21:00 | 0.86743
OldNuke | 2018-12-17 22:00 | 0.86824
OldNuke | 2018-12-17 23:00 | 0.86872
OldNuke | 2018-12-18 | 0.86716
OldNuke | 2018-12-18 01:00 | 0.86612
OldNuke | 2018-12-18 02:00 | 0.86615
OldNuke | 2018-12-18 03:00 | 0.86314
OldNuke | 2018-12-18 04:00 | 0.8686
OldNuke | 2018-12-18 05:00 | 0.8723
OldNuke | 2018-12-18 06:00 | 0.87586
OldNuke | 2018-12-18 07:00 | 0.87554
OldNuke | 2018-12-18 08:00 | 0.87554
OldNuke | 2018-12-18 09:00 | 0.87613
OldNuke | 2018-12-18 10:00 | 0.87619
OldNuke | 2018-12-18 11:00 | 0.87345
OldNuke | 2018-12-18 12:00 | 0.86995
OldNuke | 2018-12-18 13:00 | 0.86903
OldNuke | 2018-12-18 14:00 | 0.86824
OldNuke | 2018-12-18 15:00 | 0.86775
OldNuke | 2018-12-18 16:00 | 0.86903
OldNuke | 2018-12-18 17:00 | 0.86727
OldNuke | 2018-12-18 18:00 | 0.87082
OldNuke | 2018-12-18 19:00 | 0.86951
OldNuke | 2018-12-18 20:00 | 0.86651
OldNuke | 2018-12-18 21:00 | 0.85855
OldNuke | 2018-12-18 22:00 | 0.85788
OldNuke | 2018-12-18 23:00 | 0.85783
OldNuke | 2018-12-19 | 0.85752
OldNuke | 2018-12-19 01:00 | 0.85281
OldNuke | 2018-12-19 02:00 | 0.84956
OldNuke | 2018-12-19 03:00 | 0.85113
OldNuke | 2018-12-19 04:00 | 0.85956
OldNuke | 2018-12-19 05:00 | 0.86203
OldNuke | 2018-12-19 06:00 | 0.86707
OldNuke | 2018-12-19 07:00 | 0.86886
OldNuke | 2018-12-19 08:00 | 0.86854
OldNuke | 2018-12-19 09:00 | 0.86734
OldNuke | 2018-12-19 10:00 | 0.86816
OldNuke | 2018-12-19 11:00 | 0.86887
OldNuke | 2018-12-19 12:00 | 0.86865
OldNuke | 2018-12-19 13:00 | 0.86789
OldNuke | 2018-12-19 14:00 | 0.86819
OldNuke | 2018-12-19 15:00 | 0.86962
OldNuke | 2018-12-19 16:00 | 0.87003
OldNuke | 2018-12-19 17:00 | 0.8576
OldNuke | 2018-12-19 18:00 | 0.85799
OldNuke | 2018-12-19 19:00 | 0.85883
OldNuke | 2018-12-19 20:00 | 0.85836
OldNuke | 2018-12-19 21:00 | 0.85755
OldNuke | 2018-12-19 22:00 | 0.85691
OldNuke | 2018-12-19 23:00 | 0.85492
OldNuke | 2018-12-20 | 0.84912
OldNuke | 2018-12-20 01:00 | 0.84366
OldNuke | 2018-12-20 02:00 | 0.84933
OldNuke | 2018-12-20 03:00 | 0.84134
OldNuke | 2018-12-20 04:00 | 0.83502
OldNuke | 2018-12-20 05:00 | 0.84071
OldNuke | 2018-12-20 06:00 | 0.84294
OldNuke | 2018-12-20 07:00 | 0.84469
OldNuke | 2018-12-20 08:00 | 0.84456
OldNuke | 2018-12-20 09:00 | 0.8444
OldNuke | 2018-12-20 10:00 | 0.84402
OldNuke | 2018-12-20 11:00 | 0.84302
OldNuke | 2018-12-20 12:00 | 0.84187
OldNuke | 2018-12-20 13:00 | 0.84136
OldNuke | 2018-12-20 14:00 | 0.84157
OldNuke | 2018-12-20 15:00 | 0.84125
OldNuke | 2018-12-20 16:00 | 0.84188
OldNuke | 2018-12-20 17:00 | 0.84168
OldNuke | 2018-12-20 18:00 | 0.84328
OldNuke | 2018-12-20 19:00 | 0.84421
OldNuke | 2018-12-20 20:00 | 0.84339
OldNuke | 2018-12-20 21:00 | 0.83925
OldNuke | 2018-12-20 22:00 | 0.8383
OldNuke | 2018-12-20 23:00 | 0.83531
OldNuke | 2018-12-21 | 0.83301
OldNuke | 2018-12-21 01:00 | 0.83043
OldNuke | 2018-12-21 02:00 | 0.83043
OldNuke | 2018-12-21 03:00 | 0.83043
OldNuke | 2018-12-21 04:00 | 0.83043
OldNuke | 2018-12-21 05:00 | 0.83683
OldNuke | 2018-12-21 06:00 | 0.84469
OldNuke | 2018-12-21 07:00 | 0.84535
OldNuke | 2018-12-21 08:00 | 0.84502
OldNuke | 2018-12-21 09:00 | 0.84526
OldNuke | 2018-12-21 10:00 | 0.84472
OldNuke | 2018-12-21 11:00 | 0.84598
OldNuke | 2018-12-21 12:00 | 0.84348
OldNuke | 2018-12-21 13:00 | 0.84362
OldNuke | 2018-12-21 14:00 | 0.84223
OldNuke | 2018-12-21 15:00 | 0.84269
OldNuke | 2018-12-21 16:00 | 0.84901
OldNuke | 2018-12-21 17:00 | 0.85245
OldNuke | 2018-12-21 18:00 | 0.84622
OldNuke | 2018-12-21 19:00 | 0.84049
OldNuke | 2018-12-21 20:00 | 0.84049
OldNuke | 2018-12-21 21:00 | 0.84049
OldNuke | 2018-12-21 22:00 | 0.84049
OldNuke | 2018-12-21 23:00 | 0.84263
OldNuke | 2018-12-22 | 0.81158
OldNuke | 2018-12-22 01:00 | 0.77673
OldNuke | 2018-12-22 02:00 | 0.75558
OldNuke | 2018-12-22 03:00 | 0.75788
OldNuke | 2018-12-22 04:00 | 0.75788
OldNuke | 2018-12-22 05:00 | 0.75788
OldNuke | 2018-12-22 06:00 | 0.75788
OldNuke | 2018-12-22 07:00 | 0.76685
OldNuke | 2018-12-22 08:00 | 0.77459
OldNuke | 2018-12-22 09:00 | 0.78337
OldNuke | 2018-12-22 10:00 | 0.78712
OldNuke | 2018-12-22 11:00 | 0.79007
OldNuke | 2018-12-22 12:00 | 0.7894
OldNuke | 2018-12-22 13:00 | 0.78845
OldNuke | 2018-12-22 14:00 | 0.79525
OldNuke | 2018-12-22 15:00 | 0.79916
OldNuke | 2018-12-22 16:00 | 0.80006
OldNuke | 2018-12-22 17:00 | 0.80032
OldNuke | 2018-12-22 18:00 | 0.79897
OldNuke | 2018-12-22 19:00 | 0.79735
OldNuke | 2018-12-22 20:00 | 0.79544
OldNuke | 2018-12-22 21:00 | 0.79257
OldNuke | 2018-12-22 22:00 | 0.79084
OldNuke | 2018-12-22 23:00 | 0.79165
OldNuke | 2018-12-23 | 0.78866
OldNuke | 2018-12-23 01:00 | 0.7833
OldNuke | 2018-12-23 02:00 | 0.7833
OldNuke | 2018-12-23 03:00 | 0.7833
OldNuke | 2018-12-23 04:00 | 0.7833
OldNuke | 2018-12-23 05:00 | 0.7833
OldNuke | 2018-12-23 06:00 | 0.7833
OldNuke | 2018-12-23 07:00 | 0.7833
OldNuke | 2018-12-23 08:00 | 0.7833
OldNuke | 2018-12-23 09:00 | 0.7833
OldNuke | 2018-12-23 10:00 | 0.7833
OldNuke | 2018-12-23 11:00 | 0.7833
OldNuke | 2018-12-23 12:00 | 0.7833
OldNuke | 2018-12-23 13:00 | 0.7833
OldNuke | 2018-12-23 14:00 | 0.77618
OldNuke | 2018-12-23 15:00 | 0.77435
OldNuke | 2018-12-23 16:00 | 0.77435
OldNuke | 2018-12-23 17:00 | 0.77538
OldNuke | 2018-12-23 18:00 | 0.80611
OldNuke | 2018-12-23 19:00 | 0.80611
OldNuke | 2018-12-23 20:00 | 0.80611
OldNuke | 2018-12-23 21:00 | 0.80611
OldNuke | 2018-12-23 22:00 | 0.80611
OldNuke | 2018-12-23 23:00 | 0.80889
OldNuke | 2018-12-24 | 0.80889
OldNuke | 2018-12-24 01:00 | 0.80889
OldNuke | 2018-12-24 02:00 | 0.80889
OldNuke | 2018-12-24 03:00 | 0.80889
OldNuke | 2018-12-24 04:00 | 0.80889
OldNuke | 2018-12-24 05:00 | 0.80889
OldNuke | 2018-12-24 06:00 | 0.81079
OldNuke | 2018-12-24 07:00 | 0.81882
OldNuke | 2018-12-24 08:00 | 0.83244
OldNuke | 2018-12-24 09:00 | 0.83993
OldNuke | 2018-12-24 10:00 | 0.83966
OldNuke | 2018-12-24 11:00 | 0.84155
OldNuke | 2018-12-24 12:00 | 0.83835
OldNuke | 2018-12-24 13:00 | 0.83827
OldNuke | 2018-12-24 14:00 | 0.83705
OldNuke | 2018-12-24 15:00 | 0.83908
OldNuke | 2018-12-24 16:00 | 0.83013
OldNuke | 2018-12-24 17:00 | 0.82283
OldNuke | 2018-12-24 18:00 | 0.81419
OldNuke | 2018-12-24 19:00 | 0.81053
OldNuke | 2018-12-24 20:00 | 0.82283
OldNuke | 2018-12-24 21:00 | 0.82283
OldNuke | 2018-12-24 22:00 | 0.82283
OldNuke | 2018-12-24 23:00 | 0.82283
OldNuke | 2018-12-25 | 0.82283
OldNuke | 2018-12-25 01:00 | 0.82283
OldNuke | 2018-12-25 02:00 | 0.82283
OldNuke | 2018-12-25 03:00 | 0.82283
OldNuke | 2018-12-25 04:00 | 0.82283
OldNuke | 2018-12-25 05:00 | 0.82283
OldNuke | 2018-12-25 06:00 | 0.82283
OldNuke | 2018-12-25 07:00 | 0.82283
OldNuke | 2018-12-25 08:00 | 0.83505
OldNuke | 2018-12-25 09:00 | 0.83559
OldNuke | 2018-12-25 10:00 | 0.83193
OldNuke | 2018-12-25 11:00 | 0.83083
OldNuke | 2018-12-25 12:00 | 0.82283
OldNuke | 2018-12-25 13:00 | 0.81031
OldNuke | 2018-12-25 14:00 | 0.81261
OldNuke | 2018-12-25 15:00 | 0.81031
OldNuke | 2018-12-25 16:00 | 0.8156
OldNuke | 2018-12-25 17:00 | 0.82199
OldNuke | 2018-12-25 18:00 | 0.82305
OldNuke | 2018-12-25 19:00 | 0.82374
OldNuke | 2018-12-25 20:00 | 0.83187
OldNuke | 2018-12-25 21:00 | 0.83436
OldNuke | 2018-12-25 22:00 | 0.83236
OldNuke | 2018-12-25 23:00 | 0.82403
OldNuke | 2018-12-26 | 0.82481
OldNuke | 2018-12-26 01:00 | 0.81665
OldNuke | 2018-12-26 02:00 | 0.81665
OldNuke | 2018-12-26 03:00 | 0.81665
OldNuke | 2018-12-26 04:00 | 0.82481
OldNuke | 2018-12-26 05:00 | 0.84739
OldNuke | 2018-12-26 06:00 | 0.86278
OldNuke | 2018-12-26 07:00 | 0.86582
OldNuke | 2018-12-26 08:00 | 0.8712
OldNuke | 2018-12-26 09:00 | 0.87214
OldNuke | 2018-12-26 10:00 | 0.8723
OldNuke | 2018-12-26 11:00 | 0.87313
OldNuke | 2018-12-26 12:00 | 0.87092
OldNuke | 2018-12-26 13:00 | 0.86971
OldNuke | 2018-12-26 14:00 | 0.87035
OldNuke | 2018-12-26 15:00 | 0.87415
OldNuke | 2018-12-26 16:00 | 0.88197
OldNuke | 2018-12-26 17:00 | 0.88891
OldNuke | 2018-12-26 18:00 | 0.89482
OldNuke | 2018-12-26 19:00 | 0.89436
OldNuke | 2018-12-26 20:00 | 0.89366
OldNuke | 2018-12-26 21:00 | 0.89568
OldNuke | 2018-12-26 22:00 | 0.89544
OldNuke | 2018-12-26 23:00 | 0.89099
OldNuke | 2018-12-27 | 0.88079
OldNuke | 2018-12-27 01:00 | 0.88837
OldNuke | 2018-12-27 02:00 | 0.89103
OldNuke | 2018-12-27 03:00 | 0.88604
OldNuke | 2018-12-27 04:00 | 0.88782
OldNuke | 2018-12-27 05:00 | 0.89319
OldNuke | 2018-12-27 06:00 | 0.90285
OldNuke | 2018-12-27 07:00 | 0.90737
OldNuke | 2018-12-27 08:00 | 0.90333
OldNuke | 2018-12-27 09:00 | 0.90025
OldNuke | 2018-12-27 10:00 | 0.8917
OldNuke | 2018-12-27 11:00 | 0.89065
OldNuke | 2018-12-27 12:00 | 0.89108
OldNuke | 2018-12-27 13:00 | 0.89107
OldNuke | 2018-12-27 14:00 | 0.89179
OldNuke | 2018-12-27 15:00 | 0.8916
OldNuke | 2018-12-27 16:00 | 0.8921
OldNuke | 2018-12-27 17:00 | 0.8924
OldNuke | 2018-12-27 18:00 | 0.89191
OldNuke | 2018-12-27 19:00 | 0.89187
OldNuke | 2018-12-27 20:00 | 0.89153
OldNuke | 2018-12-27 21:00 | 0.88858
OldNuke | 2018-12-27 22:00 | 0.88814
OldNuke | 2018-12-27 23:00 | 0.88671
OldNuke | 2018-12-28 | 0.8821
OldNuke | 2018-12-28 01:00 | 0.87855
OldNuke | 2018-12-28 02:00 | 0.88039
OldNuke | 2018-12-28 03:00 | 0.88468
OldNuke | 2018-12-28 04:00 | 0.88305
OldNuke | 2018-12-28 05:00 | 0.8885
OldNuke | 2018-12-28 06:00 | 0.88885
OldNuke | 2018-12-28 07:00 | 0.891
OldNuke | 2018-12-28 08:00 | 0.89262
OldNuke | 2018-12-28 09:00 | 0.89211
OldNuke | 2018-12-28 10:00 | 0.89187
OldNuke | 2018-12-28 11:00 | 0.89145
OldNuke | 2018-12-28 12:00 | 0.89072
OldNuke | 2018-12-28 13:00 | 0.89018
OldNuke | 2018-12-28 14:00 | 0.88997
OldNuke | 2018-12-28 15:00 | 0.89042
OldNuke | 2018-12-28 16:00 | 0.89111
OldNuke | 2018-12-28 17:00 | 0.891
OldNuke | 2018-12-28 18:00 | 0.89121
OldNuke | 2018-12-28 19:00 | 0.89029
OldNuke | 2018-12-28 20:00 | 0.88942
OldNuke | 2018-12-28 21:00 | 0.88877
OldNuke | 2018-12-28 22:00 | 0.88723
OldNuke | 2018-12-28 23:00 | 0.88437
OldNuke | 2018-12-29 | 0.87958
OldNuke | 2018-12-29 01:00 | 0.87888
OldNuke | 2018-12-29 02:00 | 0.87858
OldNuke | 2018-12-29 03:00 | 0.87173
OldNuke | 2018-12-29 04:00 | 0.87944
OldNuke | 2018-12-29 05:00 | 0.87757
OldNuke | 2018-12-29 06:00 | 0.87407
OldNuke | 2018-12-29 07:00 | 0.88235
OldNuke | 2018-12-29 08:00 | 0.8862
OldNuke | 2018-12-29 09:00 | 0.89043
OldNuke | 2018-12-29 10:00 | 0.89078
OldNuke | 2018-12-29 11:00 | 0.8889
OldNuke | 2018-12-29 12:00 | 0.88707
OldNuke | 2018-12-29 13:00 | 0.88489
OldNuke | 2018-12-29 14:00 | 0.88316
OldNuke | 2018-12-29 15:00 | 0.88744
OldNuke | 2018-12-29 16:00 | 0.88399
OldNuke | 2018-12-29 17:00 | 0.88742
OldNuke | 2018-12-29 18:00 | 0.88674
OldNuke | 2018-12-29 19:00 | 0.88361
OldNuke | 2018-12-29 20:00 | 0.87972
OldNuke | 2018-12-29 21:00 | 0.88123
OldNuke | 2018-12-29 22:00 | 0.88424
OldNuke | 2018-12-29 23:00 | 0.88262
OldNuke | 2018-12-30 | 0.8777
OldNuke | 2018-12-30 01:00 | 0.87081
OldNuke | 2018-12-30 02:00 | 0.85569
OldNuke | 2018-12-30 03:00 | 0.85569
OldNuke | 2018-12-30 04:00 | 0.85569
OldNuke | 2018-12-30 05:00 | 0.85569
OldNuke | 2018-12-30 06:00 | 0.85569
OldNuke | 2018-12-30 07:00 | 0.87231
OldNuke | 2018-12-30 08:00 | 0.88023
OldNuke | 2018-12-30 09:00 | 0.88105
OldNuke | 2018-12-30 10:00 | 0.88218
OldNuke | 2018-12-30 11:00 | 0.88498
OldNuke | 2018-12-30 12:00 | 0.87971
OldNuke | 2018-12-30 13:00 | 0.88109
OldNuke | 2018-12-30 14:00 | 0.88023
OldNuke | 2018-12-30 15:00 | 0.87782
OldNuke | 2018-12-30 16:00 | 0.88188
OldNuke | 2018-12-30 17:00 | 0.88389
OldNuke | 2018-12-30 18:00 | 0.88598
OldNuke | 2018-12-30 19:00 | 0.88847
OldNuke | 2018-12-30 20:00 | 0.88821
OldNuke | 2018-12-30 21:00 | 0.88503
OldNuke | 2018-12-30 22:00 | 0.88547
OldNuke | 2018-12-30 23:00 | 0.87827
OldNuke | 2018-12-31 | 0.87919
OldNuke | 2018-12-31 01:00 | 0.87779
OldNuke | 2018-12-31 02:00 | 0.88117
OldNuke | 2018-12-31 03:00 | 0.8796
OldNuke | 2018-12-31 04:00 | 0.87114
OldNuke | 2018-12-31 05:00 | 0.87502
OldNuke | 2018-12-31 06:00 | 0.87855
OldNuke | 2018-12-31 07:00 | 0.88502
OldNuke | 2018-12-31 08:00 | 0.88771
OldNuke | 2018-12-31 09:00 | 0.88939
OldNuke | 2018-12-31 10:00 | 0.89048
OldNuke | 2018-12-31 11:00 | 0.89029
OldNuke | 2018-12-31 12:00 | 0.89013
OldNuke | 2018-12-31 13:00 | 0.88864
OldNuke | 2018-12-31 14:00 | 0.8891
OldNuke | 2018-12-31 15:00 | 0.88725
OldNuke | 2018-12-31 16:00 | 0.88611
OldNuke | 2018-12-31 17:00 | 0.8884
OldNuke | 2018-12-31 18:00 | 0.88687
OldNuke | 2018-12-31 19:00 | 0.8785
OldNuke | 2018-12-31 20:00 | 0.87866
OldNuke | 2018-12-31 21:00 | 0.87454
OldNuke | 2018-12-31 22:00 | 0.87721
OldNuke | 2018-12-31 23:00 | 0.88115
CCG | 2018-01-01 | 0.96438
CCG | 2018-01-01 01:00 | 0.96438
CCG | 2018-01-01 02:00 | 1
CCG | 2018-01-01 03:00 | 1
CCG | 2018-01-01 04:00 | 1
CCG | 2018-01-01 05:00 | 1
CCG | 2018-01-01 06:00 | 1
CCG | 2018-01-01 07:00 | 1
CCG | 2018-01-01 08:00 | 1
CCG | 2018-01-01 09:00 | 1
CCG | 2018-01-01 10:00 | 1
CCG | 2018-01-01 11:00 | 1
CCG | 2018-01-01 12:00 | 0.96371
CCG | 2018-01-01 13:00 | 0.96371
CCG | 2018-01-01 14:00 | 0.96371
CCG | 2018-01-01 15:00 | 0.96371
CCG | 2018-01-01 16:00 | 0.96371
CCG | 2018-01-01 17:00 | 0.96371
CCG | 2018-01-01 18:00 | 1
CCG | 2018-01-01 19:00 | 1
CCG | 2018-01-01 20:00 | 1
CCG | 2018-01-01 21:00 | 1
CCG | 2018-01-01 22:00 | 1
CCG | 2018-01-01 23:00 | 1
CCG | 2018-01-02 | 1
CCG | 2018-01-02 01:00 | 1
CCG | 2018-01-02 02:00 | 1
CCG | 2018-01-02 03:00 | 1
CCG | 2018-01-02 04:00 | 1
CCG | 2018-01-02 05:00 | 1
CCG | 2018-01-02 06:00 | 1
CCG | 2018-01-02 07:00 | 1
CCG | 2018-01-02 08:00 | 1
CCG | 2018-01-02 09:00 | 1
CCG | 2018-01-02 10:00 | 1
CCG | 2018-01-02 11:00 | 1
CCG | 2018-01-02 12:00 | 1
CCG | 2018-01-02 13:00 | 1
CCG | 2018-01-02 14:00 | 1
CCG | 2018-01-02 15:00 | 1
CCG | 2018-01-02 16:00 | 1
CCG | 2018-01-02 17:00 | 1
CCG | 2018-01-02 18:00 | 1
CCG | 2018-01-02 19:00 | 1
CCG | 2018-01-02 20:00 | 1
CCG | 2018-01-02 21:00 | 1
CCG | 2018-01-02 22:00 | 1
CCG | 2018-01-02 23:00 | 1
CCG | 2018-01-03 | 1
CCG | 2018-01-03 01:00 | 1
CCG | 2018-01-03 02:00 | 1
CCG | 2018-01-03 03:00 | 1
CCG | 2018-01-03 04:00 | 1
CCG | 2018-01-03 05:00 | 1
CCG | 2018-01-03 06:00 | 1
CCG | 2018-01-03 07:00 | 1
CCG | 2018-01-03 08:00 | 1
CCG | 2018-01-03 09:00 | 1
CCG | 2018-01-03 10:00 | 1
CCG | 2018-01-03 11:00 | 1
CCG | 2018-01-03 12:00 | 1
CCG | 2018-01-03 13:00 | 1
CCG | 2018-01-03 14:00 | 1
CCG | 2018-01-03 15:00 | 1
CCG | 2018-01-03 16:00 | 1
CCG | 2018-01-03 17:00 | 0.98073
CCG | 2018-01-03 18:00 | 0.98073
CCG | 2018-01-03 19:00 | 0.98073
CCG | 2018-01-03 20:00 | 1
CCG | 2018-01-03 21:00 | 1
CCG | 2018-01-03 22:00 | 0.98073
CCG | 2018-01-03 23:00 | 0.98073
CCG | 2018-01-04 | 0.98073
CCG | 2018-01-04 01:00 | 0.98073
CCG | 2018-01-04 02:00 | 0.98073
CCG | 2018-01-04 03:00 | 0.98073
CCG | 2018-01-04 04:00 | 0.98073
CCG | 2018-01-04 05:00 | 0.98073
CCG | 2018-01-04 06:00 | 0.98073
CCG | 2018-01-04 07:00 | 0.98073
CCG | 2018-01-04 08:00 | 0.93193
CCG | 2018-01-04 09:00 | 0.93193
CCG | 2018-01-04 10:00 | 0.93193
CCG | 2018-01-04 11:00 | 0.93193
CCG | 2018-01-04 12:00 | 0.93193
CCG | 2018-01-04 13:00 | 0.93193
CCG | 2018-01-04 14:00 | 0.9653
CCG | 2018-01-04 15:00 | 0.9653
CCG | 2018-01-04 16:00 | 0.9653
CCG | 2018-01-04 17:00 | 0.9653
CCG | 2018-01-04 18:00 | 0.9653
CCG | 2018-01-04 19:00 | 0.9653
CCG | 2018-01-04 20:00 | 0.9653
CCG | 2018-01-04 21:00 | 0.9653
CCG | 2018-01-04 22:00 | 0.9653
CCG | 2018-01-04 23:00 | 0.9653
CCG | 2018-01-05 | 0.9653
CCG | 2018-01-05 01:00 | 0.9653
CCG | 2018-01-05 02:00 | 0.9653
CCG | 2018-01-05 03:00 | 0.9653
CCG | 2018-01-05 04:00 | 0.9653
CCG | 2018-01-05 05:00 | 0.9653
CCG | 2018-01-05 06:00 | 0.9653
CCG | 2018-01-05 07:00 | 0.9653
CCG | 2018-01-05 08:00 | 0.93777
CCG | 2018-01-05 09:00 | 0.93777
CCG | 2018-01-05 10:00 | 0.93777
CCG | 2018-01-05 11:00 | 0.9653
CCG | 2018-01-05 12:00 | 0.93193
CCG | 2018-01-05 13:00 | 0.93193
CCG | 2018-01-05 14:00 | 0.93193
CCG | 2018-01-05 15:00 | 0.93193
CCG | 2018-01-05 16:00 | 0.93193
CCG | 2018-01-05 17:00 | 0.93193
CCG | 2018-01-05 18:00 | 0.93193
CCG | 2018-01-05 19:00 | 0.93193
CCG | 2018-01-05 20:00 | 0.93193
CCG | 2018-01-05 21:00 | 0.93193
CCG | 2018-01-05 22:00 | 0.93193
CCG | 2018-01-05 23:00 | 0.93193
CCG | 2018-01-06 | 0.93193
CCG | 2018-01-06 01:00 | 0.93193
CCG | 2018-01-06 02:00 | 0.93193
CCG | 2018-01-06 03:00 | 0.93193
CCG | 2018-01-06 04:00 | 0.93193
CCG | 2018-01-06 05:00 | 0.93193
CCG | 2018-01-06 06:00 | 0.90901
CCG | 2018-01-06 07:00 | 0.90901
CCG | 2018-01-06 08:00 | 0.92569
CCG | 2018-01-06 09:00 | 0.92569
CCG | 2018-01-06 10:00 | 0.92569
CCG | 2018-01-06 11:00 | 0.95781
CCG | 2018-01-06 12:00 | 0.95781
CCG | 2018-01-06 13:00 | 0.95781
CCG | 2018-01-06 14:00 | 0.95781
CCG | 2018-01-06 15:00 | 0.95781
CCG | 2018-01-06 16:00 | 0.98073
CCG | 2018-01-06 17:00 | 0.98073
CCG | 2018-01-06 18:00 | 0.98073
CCG | 2018-01-06 19:00 | 0.98015
CCG | 2018-01-06 20:00 | 0.98073
CCG | 2018-01-06 21:00 | 0.98073
CCG | 2018-01-06 22:00 | 0.98073
CCG | 2018-01-06 23:00 | 0.98073
CCG | 2018-01-07 | 0.98073
CCG | 2018-01-07 01:00 | 0.98073
CCG | 2018-01-07 02:00 | 0.98073
CCG | 2018-01-07 03:00 | 0.98073
CCG | 2018-01-07 04:00 | 0.98073
CCG | 2018-01-07 05:00 | 0.98073
CCG | 2018-01-07 06:00 | 0.98073
CCG | 2018-01-07 07:00 | 0.98073
CCG | 2018-01-07 08:00 | 0.98073
CCG | 2018-01-07 09:00 | 0.98073
CCG | 2018-01-07 10:00 | 0.98073
CCG | 2018-01-07 11:00 | 0.98073
CCG | 2018-01-07 12:00 | 0.98073
CCG | 2018-01-07 13:00 | 0.98073
CCG | 2018-01-07 14:00 | 0.98073
CCG | 2018-01-07 15:00 | 0.98073
CCG | 2018-01-07 16:00 | 0.98073
CCG | 2018-01-07 17:00 | 0.98073
CCG | 2018-01-07 18:00 | 0.98073
CCG | 2018-01-07 19:00 | 0.98073
CCG | 2018-01-07 20:00 | 0.96146
CCG | 2018-01-07 21:00 | 0.93743
CCG | 2018-01-07 22:00 | 0.93743
CCG | 2018-01-07 23:00 | 0.9567
CCG | 2018-01-08 | 0.98073
CCG | 2018-01-08 01:00 | 0.98073
CCG | 2018-01-08 02:00 | 0.98073
CCG | 2018-01-08 03:00 | 0.98073
CCG | 2018-01-08 04:00 | 0.98073
CCG | 2018-01-08 05:00 | 0.98073
CCG | 2018-01-08 06:00 | 0.98073
CCG | 2018-01-08 07:00 | 0.98073
CCG | 2018-01-08 08:00 | 0.98073
CCG | 2018-01-08 09:00 | 0.98073
CCG | 2018-01-08 10:00 | 0.98073
CCG | 2018-01-08 11:00 | 0.98073
CCG | 2018-01-08 12:00 | 0.98073
CCG | 2018-01-08 13:00 | 0.98073
CCG | 2018-01-08 14:00 | 0.98073
CCG | 2018-01-08 15:00 | 0.98073
CCG | 2018-01-08 16:00 | 0.98073
CCG | 2018-01-08 17:00 | 0.98073
CCG | 2018-01-08 18:00 | 0.98073
CCG | 2018-01-08 19:00 | 0.98073
CCG | 2018-01-08 20:00 | 0.98073
CCG | 2018-01-08 21:00 | 0.98073
CCG | 2018-01-08 22:00 | 0.98073
CCG | 2018-01-08 23:00 | 0.98073
CCG | 2018-01-09 | 0.98073
CCG | 2018-01-09 01:00 | 0.98073
CCG | 2018-01-09 02:00 | 0.98073
CCG | 2018-01-09 03:00 | 0.98073
CCG | 2018-01-09 04:00 | 0.98073
CCG | 2018-01-09 05:00 | 0.98073
CCG | 2018-01-09 06:00 | 0.98073
CCG | 2018-01-09 07:00 | 0.98073
CCG | 2018-01-09 08:00 | 0.98073
CCG | 2018-01-09 09:00 | 0.98073
CCG | 2018-01-09 10:00 | 0.98073
CCG | 2018-01-09 11:00 | 0.98073
CCG | 2018-01-09 12:00 | 0.98073
CCG | 2018-01-09 13:00 | 0.98073
CCG | 2018-01-09 14:00 | 0.98073
CCG | 2018-01-09 15:00 | 0.98073
CCG | 2018-01-09 16:00 | 0.98073
CCG | 2018-01-09 17:00 | 0.98073
CCG | 2018-01-09 18:00 | 0.98073
CCG | 2018-01-09 19:00 | 0.98073
CCG | 2018-01-09 20:00 | 0.98073
CCG | 2018-01-09 21:00 | 0.98073
CCG | 2018-01-09 22:00 | 0.98073
CCG | 2018-01-09 23:00 | 0.98073
CCG | 2018-01-10 | 0.98073
CCG | 2018-01-10 01:00 | 0.98073
CCG | 2018-01-10 02:00 | 0.98073
CCG | 2018-01-10 03:00 | 0.98073
CCG | 2018-01-10 04:00 | 0.98073
CCG | 2018-01-10 05:00 | 0.98073
CCG | 2018-01-10 06:00 | 0.98073
CCG | 2018-01-10 07:00 | 0.94728
CCG | 2018-01-10 08:00 | 0.98073
CCG | 2018-01-10 09:00 | 0.98073
CCG | 2018-01-10 10:00 | 0.9547
CCG | 2018-01-10 11:00 | 0.9547
CCG | 2018-01-10 12:00 | 0.9547
CCG | 2018-01-10 13:00 | 0.9547
CCG | 2018-01-10 14:00 | 0.98073
CCG | 2018-01-10 15:00 | 0.98073
CCG | 2018-01-10 16:00 | 0.98073
CCG | 2018-01-10 17:00 | 0.98073
CCG | 2018-01-10 18:00 | 0.98073
CCG | 2018-01-10 19:00 | 0.98073
CCG | 2018-01-10 20:00 | 0.98073
CCG | 2018-01-10 21:00 | 0.98073
CCG | 2018-01-10 22:00 | 0.98073
CCG | 2018-01-10 23:00 | 0.98073
CCG | 2018-01-11 | 0.98073
CCG | 2018-01-11 01:00 | 0.98073
CCG | 2018-01-11 02:00 | 0.98073
CCG | 2018-01-11 03:00 | 0.98073
CCG | 2018-01-11 04:00 | 0.98073
CCG | 2018-01-11 05:00 | 0.98073
CCG | 2018-01-11 06:00 | 0.98073
CCG | 2018-01-11 07:00 | 0.98073
CCG | 2018-01-11 08:00 | 0.98073
CCG | 2018-01-11 09:00 | 0.98073
CCG | 2018-01-11 10:00 | 0.98073
CCG | 2018-01-11 11:00 | 0.98073
CCG | 2018-01-11 12:00 | 0.98073
CCG | 2018-01-11 13:00 | 0.98073
CCG | 2018-01-11 14:00 | 0.94194
CCG | 2018-01-11 15:00 | 0.96121
CCG | 2018-01-11 16:00 | 0.96121
CCG | 2018-01-11 17:00 | 0.96121
CCG | 2018-01-11 18:00 | 0.96121
CCG | 2018-01-11 19:00 | 0.96121
CCG | 2018-01-11 20:00 | 0.96121
CCG | 2018-01-11 21:00 | 0.96121
CCG | 2018-01-11 22:00 | 0.96121
CCG | 2018-01-11 23:00 | 0.96121
CCG | 2018-01-12 | 0.96121
CCG | 2018-01-12 01:00 | 0.96121
CCG | 2018-01-12 02:00 | 0.96121
CCG | 2018-01-12 03:00 | 0.96121
CCG | 2018-01-12 04:00 | 0.96121
CCG | 2018-01-12 05:00 | 0.96121
CCG | 2018-01-12 06:00 | 0.96121
CCG | 2018-01-12 07:00 | 0.96121
CCG | 2018-01-12 08:00 | 0.96121
CCG | 2018-01-12 09:00 | 0.96121
CCG | 2018-01-12 10:00 | 0.94411
CCG | 2018-01-12 11:00 | 0.94411
CCG | 2018-01-12 12:00 | 0.96121
CCG | 2018-01-12 13:00 | 0.96121
CCG | 2018-01-12 14:00 | 0.96121
CCG | 2018-01-12 15:00 | 0.96121
CCG | 2018-01-12 16:00 | 0.96121
CCG | 2018-01-12 17:00 | 0.96121
CCG | 2018-01-12 18:00 | 0.96121
CCG | 2018-01-12 19:00 | 0.96121
CCG | 2018-01-12 20:00 | 0.96121
CCG | 2018-01-12 21:00 | 0.96121
CCG | 2018-01-12 22:00 | 0.96121
CCG | 2018-01-12 23:00 | 0.96121
CCG | 2018-01-13 | 0.85459
CCG | 2018-01-13 01:00 | 0.85459
CCG | 2018-01-13 02:00 | 0.85459
CCG | 2018-01-13 03:00 | 0.85459
CCG | 2018-01-13 04:00 | 0.85459
CCG | 2018-01-13 05:00 | 0.85459
CCG | 2018-01-13 06:00 | 0.85459
CCG | 2018-01-13 07:00 | 0.85459
CCG | 2018-01-13 08:00 | 0.85459
CCG | 2018-01-13 09:00 | 0.85459
CCG | 2018-01-13 10:00 | 0.85459
CCG | 2018-01-13 11:00 | 0.85459
CCG | 2018-01-13 12:00 | 0.85459
CCG | 2018-01-13 13:00 | 0.85459
CCG | 2018-01-13 14:00 | 0.85459
CCG | 2018-01-13 15:00 | 0.85459
CCG | 2018-01-13 16:00 | 0.85459
CCG | 2018-01-13 17:00 | 0.85459
CCG | 2018-01-13 18:00 | 0.85459
CCG | 2018-01-13 19:00 | 0.85459
CCG | 2018-01-13 20:00 | 0.85459
CCG | 2018-01-13 21:00 | 0.85459
CCG | 2018-01-13 22:00 | 0.85459
CCG | 2018-01-13 23:00 | 0.85459
CCG | 2018-01-14 | 0.85459
CCG | 2018-01-14 01:00 | 0.85459
CCG | 2018-01-14 02:00 | 0.85459
CCG | 2018-01-14 03:00 | 0.85459
CCG | 2018-01-14 04:00 | 0.85459
CCG | 2018-01-14 05:00 | 0.85459
CCG | 2018-01-14 06:00 | 0.85459
CCG | 2018-01-14 07:00 | 0.85459
CCG | 2018-01-14 08:00 | 0.85459
CCG | 2018-01-14 09:00 | 0.89338
CCG | 2018-01-14 10:00 | 0.89338
CCG | 2018-01-14 11:00 | 0.89338
CCG | 2018-01-14 12:00 | 0.89338
CCG | 2018-01-14 13:00 | 0.89338
CCG | 2018-01-14 14:00 | 0.89338
CCG | 2018-01-14 15:00 | 0.89338
CCG | 2018-01-14 16:00 | 0.89338
CCG | 2018-01-14 17:00 | 0.89338
CCG | 2018-01-14 18:00 | 0.89338
CCG | 2018-01-14 19:00 | 0.89338
CCG | 2018-01-14 20:00 | 0.89338
CCG | 2018-01-14 21:00 | 0.89338
CCG | 2018-01-14 22:00 | 0.89338
CCG | 2018-01-14 23:00 | 0.89338
CCG | 2018-01-15 | 0.89338
CCG | 2018-01-15 01:00 | 0.89338
CCG | 2018-01-15 02:00 | 0.89338
CCG | 2018-01-15 03:00 | 0.89338
CCG | 2018-01-15 04:00 | 0.89338
CCG | 2018-01-15 05:00 | 0.89338
CCG | 2018-01-15 06:00 | 0.89338
CCG | 2018-01-15 07:00 | 0.89338
CCG | 2018-01-15 08:00 | 0.89338
CCG | 2018-01-15 09:00 | 0.89338
CCG | 2018-01-15 10:00 | 0.89338
CCG | 2018-01-15 11:00 | 0.89338
CCG | 2018-01-15 12:00 | 0.89338
CCG | 2018-01-15 13:00 | 0.89338
CCG | 2018-01-15 14:00 | 0.89338
CCG | 2018-01-15 15:00 | 0.89338
CCG | 2018-01-15 16:00 | 0.89338
CCG | 2018-01-15 17:00 | 0.89338
CCG | 2018-01-15 18:00 | 0.89338
CCG | 2018-01-15 19:00 | 0.89338
CCG | 2018-01-15 20:00 | 0.89338
CCG | 2018-01-15 21:00 | 0.89338
CCG | 2018-01-15 22:00 | 0.89338
CCG | 2018-01-15 23:00 | 0.89338
CCG | 2018-01-16 | 0.92684
CCG | 2018-01-16 01:00 | 0.92684
CCG | 2018-01-16 02:00 | 0.92684
CCG | 2018-01-16 03:00 | 0.92684
CCG | 2018-01-16 04:00 | 0.92684
CCG | 2018-01-16 05:00 | 0.92684
CCG | 2018-01-16 06:00 | 0.92684
CCG | 2018-01-16 07:00 | 0.92684
CCG | 2018-01-16 08:00 | 0.92684
CCG | 2018-01-16 09:00 | 0.92684
CCG | 2018-01-16 10:00 | 0.92684
CCG | 2018-01-16 11:00 | 0.92684
CCG | 2018-01-16 12:00 | 0.92684
CCG | 2018-01-16 13:00 | 0.92684
CCG | 2018-01-16 14:00 | 0.92684
CCG | 2018-01-16 15:00 | 0.92684
CCG | 2018-01-16 16:00 | 0.92684
CCG | 2018-01-16 17:00 | 0.92684
CCG | 2018-01-16 18:00 | 0.92684
CCG | 2018-01-16 19:00 | 0.92684
CCG | 2018-01-16 20:00 | 0.92684
CCG | 2018-01-16 21:00 | 0.92684
CCG | 2018-01-16 22:00 | 0.92684
CCG | 2018-01-16 23:00 | 0.92684
CCG | 2018-01-17 | 0.89113
CCG | 2018-01-17 01:00 | 0.89113
CCG | 2018-01-17 02:00 | 0.88112
CCG | 2018-01-17 03:00 | 0.88112
CCG | 2018-01-17 04:00 | 0.88112
CCG | 2018-01-17 05:00 | 0.88112
CCG | 2018-01-17 06:00 | 0.88112
CCG | 2018-01-17 07:00 | 0.88112
CCG | 2018-01-17 08:00 | 0.88112
CCG | 2018-01-17 09:00 | 0.88112
CCG | 2018-01-17 10:00 | 0.86419
CCG | 2018-01-17 11:00 | 0.86419
CCG | 2018-01-17 12:00 | 0.88112
CCG | 2018-01-17 13:00 | 0.88112
CCG | 2018-01-17 14:00 | 0.88112
CCG | 2018-01-17 15:00 | 0.88112
CCG | 2018-01-17 16:00 | 0.88112
CCG | 2018-01-17 17:00 | 0.88112
CCG | 2018-01-17 18:00 | 0.88112
CCG | 2018-01-17 19:00 | 0.88112
CCG | 2018-01-17 20:00 | 0.88112
CCG | 2018-01-17 21:00 | 0.88112
CCG | 2018-01-17 22:00 | 0.88112
CCG | 2018-01-17 23:00 | 0.88112
CCG | 2018-01-18 | 0.91549
CCG | 2018-01-18 01:00 | 0.91549
CCG | 2018-01-18 02:00 | 0.91549
CCG | 2018-01-18 03:00 | 0.91549
CCG | 2018-01-18 04:00 | 0.91549
CCG | 2018-01-18 05:00 | 0.91549
CCG | 2018-01-18 06:00 | 0.91549
CCG | 2018-01-18 07:00 | 0.91549
CCG | 2018-01-18 08:00 | 0.91549
CCG | 2018-01-18 09:00 | 0.91549
CCG | 2018-01-18 10:00 | 0.91549
CCG | 2018-01-18 11:00 | 0.91549
CCG | 2018-01-18 12:00 | 0.91549
CCG | 2018-01-18 13:00 | 0.91549
CCG | 2018-01-18 14:00 | 0.91549
CCG | 2018-01-18 15:00 | 0.91549
CCG | 2018-01-18 16:00 | 0.91549
CCG | 2018-01-18 17:00 | 0.91549
CCG | 2018-01-18 18:00 | 0.91549
CCG | 2018-01-18 19:00 | 0.91549
CCG | 2018-01-18 20:00 | 0.91549
CCG | 2018-01-18 21:00 | 0.91549
CCG | 2018-01-18 22:00 | 0.91549
CCG | 2018-01-18 23:00 | 0.91549
CCG | 2018-01-19 | 0.9512
CCG | 2018-01-19 01:00 | 0.9512
CCG | 2018-01-19 02:00 | 0.9512
CCG | 2018-01-19 03:00 | 0.9512
CCG | 2018-01-19 04:00 | 0.9512
CCG | 2018-01-19 05:00 | 0.9512
CCG | 2018-01-19 06:00 | 0.9512
CCG | 2018-01-19 07:00 | 0.9512
CCG | 2018-01-19 08:00 | 0.9512
CCG | 2018-01-19 09:00 | 0.9512
CCG | 2018-01-19 10:00 | 0.9512
CCG | 2018-01-19 11:00 | 0.9512
CCG | 2018-01-19 12:00 | 0.9512
CCG | 2018-01-19 13:00 | 0.9512
CCG | 2018-01-19 14:00 | 0.9512
CCG | 2018-01-19 15:00 | 0.9512
CCG | 2018-01-19 16:00 | 0.9512
CCG | 2018-01-19 17:00 | 0.9512
CCG | 2018-01-19 18:00 | 0.9512
CCG | 2018-01-19 19:00 | 0.9512
CCG | 2018-01-19 20:00 | 0.9512
CCG | 2018-01-19 21:00 | 0.9512
CCG | 2018-01-19 22:00 | 0.9512
CCG | 2018-01-19 23:00 | 0.9512
CCG | 2018-01-20 | 0.9512
CCG | 2018-01-20 01:00 | 0.9512
CCG | 2018-01-20 02:00 | 0.9512
CCG | 2018-01-20 03:00 | 0.9512
CCG | 2018-01-20 04:00 | 0.9512
CCG | 2018-01-20 05:00 | 0.9512
CCG | 2018-01-20 06:00 | 0.9512
CCG | 2018-01-20 07:00 | 0.9512
CCG | 2018-01-20 08:00 | 0.9512
CCG | 2018-01-20 09:00 | 0.9512
CCG | 2018-01-20 10:00 | 0.9512
CCG | 2018-01-20 11:00 | 0.9512
CCG | 2018-01-20 12:00 | 0.9512
CCG | 2018-01-20 13:00 | 0.9512
CCG | 2018-01-20 14:00 | 0.9512
CCG | 2018-01-20 15:00 | 0.9512
CCG | 2018-01-20 16:00 | 0.9512
CCG | 2018-01-20 17:00 | 0.9512
CCG | 2018-01-20 18:00 | 0.9512
CCG | 2018-01-20 19:00 | 0.9512
CCG | 2018-01-20 20:00 | 0.9512
CCG | 2018-01-20 21:00 | 0.9512
CCG | 2018-01-20 22:00 | 0.9512
CCG | 2018-01-20 23:00 | 0.9512
CCG | 2018-01-21 | 0.9512
CCG | 2018-01-21 01:00 | 0.9512
CCG | 2018-01-21 02:00 | 0.9512
CCG | 2018-01-21 03:00 | 0.9512
CCG | 2018-01-21 04:00 | 0.9512
CCG | 2018-01-21 05:00 | 0.9512
CCG | 2018-01-21 06:00 | 0.9512
CCG | 2018-01-21 07:00 | 0.9512
CCG | 2018-01-21 08:00 | 0.9512
CCG | 2018-01-21 09:00 | 0.9512
CCG | 2018-01-21 10:00 | 0.95954
CCG | 2018-01-21 11:00 | 0.95954
CCG | 2018-01-21 12:00 | 0.95954
CCG | 2018-01-21 13:00 | 0.9512
CCG | 2018-01-21 14:00 | 0.9512
CCG | 2018-01-21 15:00 | 0.9512
CCG | 2018-01-21 16:00 | 0.9512
CCG | 2018-01-21 17:00 | 0.9512
CCG | 2018-01-21 18:00 | 0.9512
CCG | 2018-01-21 19:00 | 0.9512
CCG | 2018-01-21 20:00 | 0.9512
CCG | 2018-01-21 21:00 | 0.9512
CCG | 2018-01-21 22:00 | 0.9512
CCG | 2018-01-21 23:00 | 0.9512
CCG | 2018-01-22 | 0.9512
CCG | 2018-01-22 01:00 | 0.9512
CCG | 2018-01-22 02:00 | 0.9512
CCG | 2018-01-22 03:00 | 0.9512
CCG | 2018-01-22 04:00 | 0.9512
CCG | 2018-01-22 05:00 | 0.99917
CCG | 2018-01-22 06:00 | 0.99917
CCG | 2018-01-22 07:00 | 0.99917
CCG | 2018-01-22 08:00 | 0.98849
CCG | 2018-01-22 09:00 | 0.98849
CCG | 2018-01-22 10:00 | 0.99917
CCG | 2018-01-22 11:00 | 0.99917
CCG | 2018-01-22 12:00 | 1
CCG | 2018-01-22 13:00 | 1
CCG | 2018-01-22 14:00 | 1
CCG | 2018-01-22 15:00 | 1
CCG | 2018-01-22 16:00 | 1
CCG | 2018-01-22 17:00 | 1
CCG | 2018-01-22 18:00 | 1
CCG | 2018-01-22 19:00 | 1
CCG | 2018-01-22 20:00 | 1
CCG | 2018-01-22 21:00 | 1
CCG | 2018-01-22 22:00 | 1
CCG | 2018-01-22 23:00 | 1
CCG | 2018-01-23 | 1
CCG | 2018-01-23 01:00 | 1
CCG | 2018-01-23 02:00 | 1
CCG | 2018-01-23 03:00 | 1
CCG | 2018-01-23 04:00 | 1
CCG | 2018-01-23 05:00 | 1
CCG | 2018-01-23 06:00 | 1
CCG | 2018-01-23 07:00 | 0.96454
CCG | 2018-01-23 08:00 | 0.96454
CCG | 2018-01-23 09:00 | 0.96454
CCG | 2018-01-23 10:00 | 0.96454
CCG | 2018-01-23 11:00 | 0.96454
CCG | 2018-01-23 12:00 | 0.96454
CCG | 2018-01-23 13:00 | 0.96454
CCG | 2018-01-23 14:00 | 0.96454
CCG | 2018-01-23 15:00 | 0.96454
CCG | 2018-01-23 16:00 | 0.96454
CCG | 2018-01-23 17:00 | 0.96454
CCG | 2018-01-23 18:00 | 0.96454
CCG | 2018-01-23 19:00 | 0.96454
CCG | 2018-01-23 20:00 | 0.96454
CCG | 2018-01-23 21:00 | 0.96454
CCG | 2018-01-23 22:00 | 0.96454
CCG | 2018-01-23 23:00 | 0.96454
CCG | 2018-01-24 | 0.96454
CCG | 2018-01-24 01:00 | 0.96454
CCG | 2018-01-24 02:00 | 0.96454
CCG | 2018-01-24 03:00 | 0.96454
CCG | 2018-01-24 04:00 | 0.96454
CCG | 2018-01-24 05:00 | 0.96454
CCG | 2018-01-24 06:00 | 0.96454
CCG | 2018-01-24 07:00 | 0.96454
CCG | 2018-01-24 08:00 | 0.96454
CCG | 2018-01-24 09:00 | 1
CCG | 2018-01-24 10:00 | 1
CCG | 2018-01-24 11:00 | 1
CCG | 2018-01-24 12:00 | 1
CCG | 2018-01-24 13:00 | 1
CCG | 2018-01-24 14:00 | 1
CCG | 2018-01-24 15:00 | 1
CCG | 2018-01-24 16:00 | 1
CCG | 2018-01-24 17:00 | 1
CCG | 2018-01-24 18:00 | 1
CCG | 2018-01-24 19:00 | 1
CCG | 2018-01-24 20:00 | 1
CCG | 2018-01-24 21:00 | 1
CCG | 2018-01-24 22:00 | 1
CCG | 2018-01-24 23:00 | 1
CCG | 2018-01-25 | 1
CCG | 2018-01-25 01:00 | 1
CCG | 2018-01-25 02:00 | 1
CCG | 2018-01-25 03:00 | 1
CCG | 2018-01-25 04:00 | 1
CCG | 2018-01-25 05:00 | 1
CCG | 2018-01-25 06:00 | 1
CCG | 2018-01-25 07:00 | 1
CCG | 2018-01-25 08:00 | 1
CCG | 2018-01-25 09:00 | 1
CCG | 2018-01-25 10:00 | 1
CCG | 2018-01-25 11:00 | 1
CCG | 2018-01-25 12:00 | 1
CCG | 2018-01-25 13:00 | 1
CCG | 2018-01-25 14:00 | 1
CCG | 2018-01-25 15:00 | 1
CCG | 2018-01-25 16:00 | 1
CCG | 2018-01-25 17:00 | 1
CCG | 2018-01-25 18:00 | 1
CCG | 2018-01-25 19:00 | 1
CCG | 2018-01-25 20:00 | 1
CCG | 2018-01-25 21:00 | 1
CCG | 2018-01-25 22:00 | 1
CCG | 2018-01-25 23:00 | 1
CCG | 2018-01-26 | 1
CCG | 2018-01-26 01:00 | 1
CCG | 2018-01-26 02:00 | 1
CCG | 2018-01-26 03:00 | 1
CCG | 2018-01-26 04:00 | 1
CCG | 2018-01-26 05:00 | 1
CCG | 2018-01-26 06:00 | 0.96371
CCG | 2018-01-26 07:00 | 0.96371
CCG | 2018-01-26 08:00 | 1
CCG | 2018-01-26 09:00 | 1
CCG | 2018-01-26 10:00 | 1
CCG | 2018-01-26 11:00 | 1
CCG | 2018-01-26 12:00 | 1
CCG | 2018-01-26 13:00 | 1
CCG | 2018-01-26 14:00 | 1
CCG | 2018-01-26 15:00 | 1
CCG | 2018-01-26 16:00 | 1
CCG | 2018-01-26 17:00 | 1
CCG | 2018-01-26 18:00 | 1
CCG | 2018-01-26 19:00 | 1
CCG | 2018-01-26 20:00 | 1
CCG | 2018-01-26 21:00 | 1
CCG | 2018-01-26 22:00 | 1
CCG | 2018-01-26 23:00 | 1
CCG | 2018-01-27 | 1
CCG | 2018-01-27 01:00 | 1
CCG | 2018-01-27 02:00 | 1
CCG | 2018-01-27 03:00 | 1
CCG | 2018-01-27 04:00 | 1
CCG | 2018-01-27 05:00 | 1
CCG | 2018-01-27 06:00 | 1
CCG | 2018-01-27 07:00 | 1
CCG | 2018-01-27 08:00 | 1
CCG | 2018-01-27 09:00 | 1
CCG | 2018-01-27 10:00 | 1
CCG | 2018-01-27 11:00 | 1
CCG | 2018-01-27 12:00 | 1
CCG | 2018-01-27 13:00 | 1
CCG | 2018-01-27 14:00 | 1
CCG | 2018-01-27 15:00 | 1
CCG | 2018-01-27 16:00 | 1
CCG | 2018-01-27 17:00 | 1
CCG | 2018-01-27 18:00 | 1
CCG | 2018-01-27 19:00 | 1
CCG | 2018-01-27 20:00 | 1
CCG | 2018-01-27 21:00 | 1
CCG | 2018-01-27 22:00 | 1
CCG | 2018-01-27 23:00 | 1
CCG | 2018-01-28 | 0.96438
CCG | 2018-01-28 01:00 | 0.96438
CCG | 2018-01-28 02:00 | 0.96438
CCG | 2018-01-28 03:00 | 0.96438
CCG | 2018-01-28 04:00 | 0.96438
CCG | 2018-01-28 05:00 | 0.96438
CCG | 2018-01-28 06:00 | 0.96438
CCG | 2018-01-28 07:00 | 0.96438
CCG | 2018-01-28 08:00 | 0.96438
CCG | 2018-01-28 09:00 | 0.96438
CCG | 2018-01-28 10:00 | 0.96438
CCG | 2018-01-28 11:00 | 0.96438
CCG | 2018-01-28 12:00 | 0.96438
CCG | 2018-01-28 13:00 | 0.96438
CCG | 2018-01-28 14:00 | 0.96438
CCG | 2018-01-28 15:00 | 0.96438
CCG | 2018-01-28 16:00 | 0.96438
CCG | 2018-01-28 17:00 | 0.96438
CCG | 2018-01-28 18:00 | 1
CCG | 2018-01-28 19:00 | 1
CCG | 2018-01-28 20:00 | 0.98073
CCG | 2018-01-28 21:00 | 0.98073
CCG | 2018-01-28 22:00 | 0.98073
CCG | 2018-01-28 23:00 | 0.98073
CCG | 2018-01-29 | 0.94194
CCG | 2018-01-29 01:00 | 0.94194
CCG | 2018-01-29 02:00 | 0.94194
CCG | 2018-01-29 03:00 | 0.94194
CCG | 2018-01-29 04:00 | 0.94194
CCG | 2018-01-29 05:00 | 0.94194
CCG | 2018-01-29 06:00 | 0.89313
CCG | 2018-01-29 07:00 | 0.94194
CCG | 2018-01-29 08:00 | 0.94194
CCG | 2018-01-29 09:00 | 0.94194
CCG | 2018-01-29 10:00 | 0.94194
CCG | 2018-01-29 11:00 | 0.94194
CCG | 2018-01-29 12:00 | 0.94194
CCG | 2018-01-29 13:00 | 0.94194
CCG | 2018-01-29 14:00 | 0.94194
CCG | 2018-01-29 15:00 | 0.94194
CCG | 2018-01-29 16:00 | 0.94194
CCG | 2018-01-29 17:00 | 0.94194
CCG | 2018-01-29 18:00 | 0.94194
CCG | 2018-01-29 19:00 | 0.94194
CCG | 2018-01-29 20:00 | 0.94194
CCG | 2018-01-29 21:00 | 0.94194
CCG | 2018-01-29 22:00 | 0.94194
CCG | 2018-01-29 23:00 | 0.98073
CCG | 2018-01-30 | 0.98073
CCG | 2018-01-30 01:00 | 0.98073
CCG | 2018-01-30 02:00 | 0.94194
CCG | 2018-01-30 03:00 | 0.94194
CCG | 2018-01-30 04:00 | 0.94194
CCG | 2018-01-30 05:00 | 0.94194
CCG | 2018-01-30 06:00 | 0.94194
CCG | 2018-01-30 07:00 | 0.94194
CCG | 2018-01-30 08:00 | 0.94194
CCG | 2018-01-30 09:00 | 0.94194
CCG | 2018-01-30 10:00 | 0.94194
CCG | 2018-01-30 11:00 | 0.94194
CCG | 2018-01-30 12:00 | 0.98073
CCG | 2018-01-30 13:00 | 0.98073
CCG | 2018-01-30 14:00 | 0.98073
CCG | 2018-01-30 15:00 | 0.98073
CCG | 2018-01-30 16:00 | 0.98073
CCG | 2018-01-30 17:00 | 0.98073
CCG | 2018-01-30 18:00 | 0.98073
CCG | 2018-01-30 19:00 | 0.98073
CCG | 2018-01-30 20:00 | 0.98073
CCG | 2018-01-30 21:00 | 0.98073
CCG | 2018-01-30 22:00 | 0.98073
CCG | 2018-01-30 23:00 | 0.98073
CCG | 2018-01-31 | 0.98073
CCG | 2018-01-31 01:00 | 0.98073
CCG | 2018-01-31 02:00 | 0.98073
CCG | 2018-01-31 03:00 | 0.98073
CCG | 2018-01-31 04:00 | 0.98073
CCG | 2018-01-31 05:00 | 0.98073
CCG | 2018-01-31 06:00 | 0.98073
CCG | 2018-01-31 07:00 | 0.98073
CCG | 2018-01-31 08:00 | 0.98073
CCG | 2018-01-31 09:00 | 0.98073
CCG | 2018-01-31 10:00 | 0.94628
CCG | 2018-01-31 11:00 | 0.94628
CCG | 2018-01-31 12:00 | 0.94628
CCG | 2018-01-31 13:00 | 0.94628
CCG | 2018-01-31 14:00 | 0.94628
CCG | 2018-01-31 15:00 | 0.94628
CCG | 2018-01-31 16:00 | 0.94628
CCG | 2018-01-31 17:00 | 0.94628
CCG | 2018-01-31 18:00 | 0.94628
CCG | 2018-01-31 19:00 | 0.94628
CCG | 2018-01-31 20:00 | 0.94628
CCG | 2018-01-31 21:00 | 0.98073
CCG | 2018-01-31 22:00 | 0.98073
CCG | 2018-01-31 23:00 | 0.98073
CCG | 2018-02-01 | 0.98073
CCG | 2018-02-01 01:00 | 0.98073
CCG | 2018-02-01 02:00 | 0.98073
CCG | 2018-02-01 03:00 | 0.98073
CCG | 2018-02-01 04:00 | 0.98073
CCG | 2018-02-01 05:00 | 0.94444
CCG | 2018-02-01 06:00 | 0.94444
CCG | 2018-02-01 07:00 | 0.98073
CCG | 2018-02-01 08:00 | 0.98073
CCG | 2018-02-01 09:00 | 0.98073
CCG | 2018-02-01 10:00 | 0.98073
CCG | 2018-02-01 11:00 | 0.98073
CCG | 2018-02-01 12:00 | 0.98073
CCG | 2018-02-01 13:00 | 0.98073
CCG | 2018-02-01 14:00 | 0.98073
CCG | 2018-02-01 15:00 | 0.98073
CCG | 2018-02-01 16:00 | 0.98073
CCG | 2018-02-01 17:00 | 0.98073
CCG | 2018-02-01 18:00 | 0.98073
CCG | 2018-02-01 19:00 | 0.98073
CCG | 2018-02-01 20:00 | 0.98073
CCG | 2018-02-01 21:00 | 0.98073
CCG | 2018-02-01 22:00 | 0.98073
CCG | 2018-02-01 23:00 | 0.98073
CCG | 2018-02-02 | 0.98073
CCG | 2018-02-02 01:00 | 0.98073
CCG | 2018-02-02 02:00 | 0.98073
CCG | 2018-02-02 03:00 | 0.98073
CCG | 2018-02-02 04:00 | 0.98073
CCG | 2018-02-02 05:00 | 0.98073
CCG | 2018-02-02 06:00 | 0.98073
CCG | 2018-02-02 07:00 | 0.93193
CCG | 2018-02-02 08:00 | 0.93193
CCG | 2018-02-02 09:00 | 0.93193
CCG | 2018-02-02 10:00 | 0.98073
CCG | 2018-02-02 11:00 | 0.98073
CCG | 2018-02-02 12:00 | 0.98073
CCG | 2018-02-02 13:00 | 0.98073
CCG | 2018-02-02 14:00 | 0.98073
CCG | 2018-02-02 15:00 | 0.98073
CCG | 2018-02-02 16:00 | 0.98073
CCG | 2018-02-02 17:00 | 0.98073
CCG | 2018-02-02 18:00 | 0.98073
CCG | 2018-02-02 19:00 | 0.94194
CCG | 2018-02-02 20:00 | 0.94194
CCG | 2018-02-02 21:00 | 0.94194
CCG | 2018-02-02 22:00 | 0.94194
CCG | 2018-02-02 23:00 | 0.94194
CCG | 2018-02-03 | 0.94194
CCG | 2018-02-03 01:00 | 0.94194
CCG | 2018-02-03 02:00 | 0.94194
CCG | 2018-02-03 03:00 | 0.94194
CCG | 2018-02-03 04:00 | 0.94194
CCG | 2018-02-03 05:00 | 0.94194
CCG | 2018-02-03 06:00 | 0.94194
CCG | 2018-02-03 07:00 | 0.94194
CCG | 2018-02-03 08:00 | 0.94194
CCG | 2018-02-03 09:00 | 0.94194
CCG | 2018-02-03 10:00 | 0.94194
CCG | 2018-02-03 11:00 | 0.94194
CCG | 2018-02-03 12:00 | 0.94194
CCG | 2018-02-03 13:00 | 0.94194
CCG | 2018-02-03 14:00 | 0.94194
CCG | 2018-02-03 15:00 | 0.94194
CCG | 2018-02-03 16:00 | 0.94194
CCG | 2018-02-03 17:00 | 0.94194
CCG | 2018-02-03 18:00 | 0.94194
CCG | 2018-02-03 19:00 | 0.94194
CCG | 2018-02-03 20:00 | 0.96121
CCG | 2018-02-03 21:00 | 0.96121
CCG | 2018-02-03 22:00 | 0.96121
CCG | 2018-02-03 23:00 | 0.96121
CCG | 2018-02-04 | 0.96121
CCG | 2018-02-04 01:00 | 1
CCG | 2018-02-04 02:00 | 1
CCG | 2018-02-04 03:00 | 1
CCG | 2018-02-04 04:00 | 1
CCG | 2018-02-04 05:00 | 1
CCG | 2018-02-04 06:00 | 1
CCG | 2018-02-04 07:00 | 1
CCG | 2018-02-04 08:00 | 1
CCG | 2018-02-04 09:00 | 1
CCG | 2018-02-04 10:00 | 1
CCG | 2018-02-04 11:00 | 1
CCG | 2018-02-04 12:00 | 1
CCG | 2018-02-04 13:00 | 1
CCG | 2018-02-04 14:00 | 1
CCG | 2018-02-04 15:00 | 1
CCG | 2018-02-04 16:00 | 0.96438
CCG | 2018-02-04 17:00 | 0.96438
CCG | 2018-02-04 18:00 | 1
CCG | 2018-02-04 19:00 | 1
CCG | 2018-02-04 20:00 | 1
CCG | 2018-02-04 21:00 | 1
CCG | 2018-02-04 22:00 | 1
CCG | 2018-02-04 23:00 | 1
CCG | 2018-02-05 | 1
CCG | 2018-02-05 01:00 | 1
CCG | 2018-02-05 02:00 | 1
CCG | 2018-02-05 03:00 | 1
CCG | 2018-02-05 04:00 | 1
CCG | 2018-02-05 05:00 | 1
CCG | 2018-02-05 06:00 | 1
CCG | 2018-02-05 07:00 | 1
CCG | 2018-02-05 08:00 | 1
CCG | 2018-02-05 09:00 | 1
CCG | 2018-02-05 10:00 | 1
CCG | 2018-02-05 11:00 | 1
CCG | 2018-02-05 12:00 | 1
CCG | 2018-02-05 13:00 | 1
CCG | 2018-02-05 14:00 | 1
CCG | 2018-02-05 15:00 | 1
CCG | 2018-02-05 16:00 | 1
CCG | 2018-02-05 17:00 | 1
CCG | 2018-02-05 18:00 | 1
CCG | 2018-02-05 19:00 | 1
CCG | 2018-02-05 20:00 | 1
CCG | 2018-02-05 21:00 | 1
CCG | 2018-02-05 22:00 | 1
CCG | 2018-02-05 23:00 | 1
CCG | 2018-02-06 | 1
CCG | 2018-02-06 01:00 | 1
CCG | 2018-02-06 02:00 | 1
CCG | 2018-02-06 03:00 | 1
CCG | 2018-02-06 04:00 | 1
CCG | 2018-02-06 05:00 | 1
CCG | 2018-02-06 06:00 | 1
CCG | 2018-02-06 07:00 | 1
CCG | 2018-02-06 08:00 | 1
CCG | 2018-02-06 09:00 | 1
CCG | 2018-02-06 10:00 | 1
CCG | 2018-02-06 11:00 | 1
CCG | 2018-02-06 12:00 | 1
CCG | 2018-02-06 13:00 | 1
CCG | 2018-02-06 14:00 | 1
CCG | 2018-02-06 15:00 | 1
CCG | 2018-02-06 16:00 | 1
CCG | 2018-02-06 17:00 | 1
CCG | 2018-02-06 18:00 | 1
CCG | 2018-02-06 19:00 | 1
CCG | 2018-02-06 20:00 | 1
CCG | 2018-02-06 21:00 | 1
CCG | 2018-02-06 22:00 | 1
CCG | 2018-02-06 23:00 | 1
CCG | 2018-02-07 | 1
CCG | 2018-02-07 01:00 | 1
CCG | 2018-02-07 02:00 | 1
CCG | 2018-02-07 03:00 | 1
CCG | 2018-02-07 04:00 | 1
CCG | 2018-02-07 05:00 | 1
CCG | 2018-02-07 06:00 | 1
CCG | 2018-02-07 07:00 | 0.99954
CCG | 2018-02-07 08:00 | 0.99954
CCG | 2018-02-07 09:00 | 0.99954
CCG | 2018-02-07 10:00 | 0.99954
CCG | 2018-02-07 11:00 | 0.99954
CCG | 2018-02-07 12:00 | 0.99954
CCG | 2018-02-07 13:00 | 0.99954
CCG | 2018-02-07 14:00 | 0.99954
CCG | 2018-02-07 15:00 | 0.99954
CCG | 2018-02-07 16:00 | 0.99954
CCG | 2018-02-07 17:00 | 0.99954
CCG | 2018-02-07 18:00 | 1
CCG | 2018-02-07 19:00 | 1
CCG | 2018-02-07 20:00 | 1
CCG | 2018-02-07 21:00 | 1
CCG | 2018-02-07 22:00 | 1
CCG | 2018-02-07 23:00 | 1
CCG | 2018-02-08 | 1
CCG | 2018-02-08 01:00 | 1
CCG | 2018-02-08 02:00 | 1
CCG | 2018-02-08 03:00 | 1
CCG | 2018-02-08 04:00 | 1
CCG | 2018-02-08 05:00 | 1
CCG | 2018-02-08 06:00 | 1
CCG | 2018-02-08 07:00 | 1
CCG | 2018-02-08 08:00 | 1
CCG | 2018-02-08 09:00 | 0.98073
CCG | 2018-02-08 10:00 | 1
CCG | 2018-02-08 11:00 | 1
CCG | 2018-02-08 12:00 | 1
CCG | 2018-02-08 13:00 | 1
CCG | 2018-02-08 14:00 | 1
CCG | 2018-02-08 15:00 | 1
CCG | 2018-02-08 16:00 | 1
CCG | 2018-02-08 17:00 | 1
CCG | 2018-02-08 18:00 | 1
CCG | 2018-02-08 19:00 | 1
CCG | 2018-02-08 20:00 | 1
CCG | 2018-02-08 21:00 | 1
CCG | 2018-02-08 22:00 | 1
CCG | 2018-02-08 23:00 | 1
CCG | 2018-02-09 | 1
CCG | 2018-02-09 01:00 | 1
CCG | 2018-02-09 02:00 | 1
CCG | 2018-02-09 03:00 | 1
CCG | 2018-02-09 04:00 | 1
CCG | 2018-02-09 05:00 | 1
CCG | 2018-02-09 06:00 | 1
CCG | 2018-02-09 07:00 | 1
CCG | 2018-02-09 08:00 | 1
CCG | 2018-02-09 09:00 | 1
CCG | 2018-02-09 10:00 | 1
CCG | 2018-02-09 11:00 | 1
CCG | 2018-02-09 12:00 | 1
CCG | 2018-02-09 13:00 | 1
CCG | 2018-02-09 14:00 | 1
CCG | 2018-02-09 15:00 | 1
CCG | 2018-02-09 16:00 | 1
CCG | 2018-02-09 17:00 | 1
CCG | 2018-02-09 18:00 | 1
CCG | 2018-02-09 19:00 | 1
CCG | 2018-02-09 20:00 | 1
CCG | 2018-02-09 21:00 | 1
CCG | 2018-02-09 22:00 | 1
CCG | 2018-02-09 23:00 | 1
CCG | 2018-02-10 | 1
CCG | 2018-02-10 01:00 | 1
CCG | 2018-02-10 02:00 | 1
CCG | 2018-02-10 03:00 | 1
CCG | 2018-02-10 04:00 | 1
CCG | 2018-02-10 05:00 | 1
CCG | 2018-02-10 06:00 | 1
CCG | 2018-02-10 07:00 | 1
CCG | 2018-02-10 08:00 | 1
CCG | 2018-02-10 09:00 | 1
CCG | 2018-02-10 10:00 | 1
CCG | 2018-02-10 11:00 | 1
CCG | 2018-02-10 12:00 | 1
CCG | 2018-02-10 13:00 | 1
CCG | 2018-02-10 14:00 | 1
CCG | 2018-02-10 15:00 | 1
CCG | 2018-02-10 16:00 | 1
CCG | 2018-02-10 17:00 | 1
CCG | 2018-02-10 18:00 | 1
CCG | 2018-02-10 19:00 | 1
CCG | 2018-02-10 20:00 | 1
CCG | 2018-02-10 21:00 | 1
CCG | 2018-02-10 22:00 | 1
CCG | 2018-02-10 23:00 | 1
CCG | 2018-02-11 | 1
CCG | 2018-02-11 01:00 | 1
CCG | 2018-02-11 02:00 | 1
CCG | 2018-02-11 03:00 | 1
CCG | 2018-02-11 04:00 | 1
CCG | 2018-02-11 05:00 | 1
CCG | 2018-02-11 06:00 | 1
CCG | 2018-02-11 07:00 | 1
CCG | 2018-02-11 08:00 | 1
CCG | 2018-02-11 09:00 | 1
CCG | 2018-02-11 10:00 | 1
CCG | 2018-02-11 11:00 | 1
CCG | 2018-02-11 12:00 | 1
CCG | 2018-02-11 13:00 | 1
CCG | 2018-02-11 14:00 | 1
CCG | 2018-02-11 15:00 | 1
CCG | 2018-02-11 16:00 | 1
CCG | 2018-02-11 17:00 | 1
CCG | 2018-02-11 18:00 | 1
CCG | 2018-02-11 19:00 | 1
CCG | 2018-02-11 20:00 | 1
CCG | 2018-02-11 21:00 | 1
CCG | 2018-02-11 22:00 | 1
CCG | 2018-02-11 23:00 | 1
CCG | 2018-02-12 | 1
CCG | 2018-02-12 01:00 | 1
CCG | 2018-02-12 02:00 | 1
CCG | 2018-02-12 03:00 | 1
CCG | 2018-02-12 04:00 | 1
CCG | 2018-02-12 05:00 | 1
CCG | 2018-02-12 06:00 | 1
CCG | 2018-02-12 07:00 | 1
CCG | 2018-02-12 08:00 | 1
CCG | 2018-02-12 09:00 | 1
CCG | 2018-02-12 10:00 | 1
CCG | 2018-02-12 11:00 | 1
CCG | 2018-02-12 12:00 | 1
CCG | 2018-02-12 13:00 | 1
CCG | 2018-02-12 14:00 | 1
CCG | 2018-02-12 15:00 | 1
CCG | 2018-02-12 16:00 | 1
CCG | 2018-02-12 17:00 | 1
CCG | 2018-02-12 18:00 | 1
CCG | 2018-02-12 19:00 | 1
CCG | 2018-02-12 20:00 | 1
CCG | 2018-02-12 21:00 | 1
CCG | 2018-02-12 22:00 | 1
CCG | 2018-02-12 23:00 | 1
CCG | 2018-02-13 | 1
CCG | 2018-02-13 01:00 | 1
CCG | 2018-02-13 02:00 | 1
CCG | 2018-02-13 03:00 | 1
CCG | 2018-02-13 04:00 | 1
CCG | 2018-02-13 05:00 | 1
CCG | 2018-02-13 06:00 | 1
CCG | 2018-02-13 07:00 | 1
CCG | 2018-02-13 08:00 | 1
CCG | 2018-02-13 09:00 | 1
CCG | 2018-02-13 10:00 | 1
CCG | 2018-02-13 11:00 | 1
CCG | 2018-02-13 12:00 | 1
CCG | 2018-02-13 13:00 | 1
CCG | 2018-02-13 14:00 | 1
CCG | 2018-02-13 15:00 | 1
CCG | 2018-02-13 16:00 | 1
CCG | 2018-02-13 17:00 | 1
CCG | 2018-02-13 18:00 | 1
CCG | 2018-02-13 19:00 | 1
CCG | 2018-02-13 20:00 | 1
CCG | 2018-02-13 21:00 | 1
CCG | 2018-02-13 22:00 | 1
CCG | 2018-02-13 23:00 | 1
CCG | 2018-02-14 | 1
CCG | 2018-02-14 01:00 | 1
CCG | 2018-02-14 02:00 | 1
CCG | 2018-02-14 03:00 | 1
CCG | 2018-02-14 04:00 | 1
CCG | 2018-02-14 05:00 | 1
CCG | 2018-02-14 06:00 | 1
CCG | 2018-02-14 07:00 | 1
CCG | 2018-02-14 08:00 | 1
CCG | 2018-02-14 09:00 | 1
CCG | 2018-02-14 10:00 | 1
CCG | 2018-02-14 11:00 | 1
CCG | 2018-02-14 12:00 | 1
CCG | 2018-02-14 13:00 | 1
CCG | 2018-02-14 14:00 | 1
CCG | 2018-02-14 15:00 | 1
CCG | 2018-02-14 16:00 | 1
CCG | 2018-02-14 17:00 | 1
CCG | 2018-02-14 18:00 | 1
CCG | 2018-02-14 19:00 | 1
CCG | 2018-02-14 20:00 | 1
CCG | 2018-02-14 21:00 | 1
CCG | 2018-02-14 22:00 | 1
CCG | 2018-02-14 23:00 | 1
CCG | 2018-02-15 | 1
CCG | 2018-02-15 01:00 | 1
CCG | 2018-02-15 02:00 | 1
CCG | 2018-02-15 03:00 | 1
CCG | 2018-02-15 04:00 | 0.98048
CCG | 2018-02-15 05:00 | 0.98048
CCG | 2018-02-15 06:00 | 0.98048
CCG | 2018-02-15 07:00 | 0.98048
CCG | 2018-02-15 08:00 | 0.98048
CCG | 2018-02-15 09:00 | 0.98048
CCG | 2018-02-15 10:00 | 0.98048
CCG | 2018-02-15 11:00 | 0.98048
CCG | 2018-02-15 12:00 | 0.98048
CCG | 2018-02-15 13:00 | 0.98048
CCG | 2018-02-15 14:00 | 0.98048
CCG | 2018-02-15 15:00 | 0.98048
CCG | 2018-02-15 16:00 | 0.98073
CCG | 2018-02-15 17:00 | 0.98073
CCG | 2018-02-15 18:00 | 0.98073
CCG | 2018-02-15 19:00 | 0.98073
CCG | 2018-02-15 20:00 | 0.98073
CCG | 2018-02-15 21:00 | 0.98073
CCG | 2018-02-15 22:00 | 0.98073
CCG | 2018-02-15 23:00 | 0.98073
CCG | 2018-02-16 | 0.98073
CCG | 2018-02-16 01:00 | 0.98073
CCG | 2018-02-16 02:00 | 0.98073
CCG | 2018-02-16 03:00 | 0.98073
CCG | 2018-02-16 04:00 | 0.98073
CCG | 2018-02-16 05:00 | 0.98073
CCG | 2018-02-16 06:00 | 0.98073
CCG | 2018-02-16 07:00 | 0.98073
CCG | 2018-02-16 08:00 | 0.98073
CCG | 2018-02-16 09:00 | 0.98073
CCG | 2018-02-16 10:00 | 1
CCG | 2018-02-16 11:00 | 1
CCG | 2018-02-16 12:00 | 1
CCG | 2018-02-16 13:00 | 1
CCG | 2018-02-16 14:00 | 1
CCG | 2018-02-16 15:00 | 1
CCG | 2018-02-16 16:00 | 1
CCG | 2018-02-16 17:00 | 1
CCG | 2018-02-16 18:00 | 1
CCG | 2018-02-16 19:00 | 1
CCG | 2018-02-16 20:00 | 1
CCG | 2018-02-16 21:00 | 1
CCG | 2018-02-16 22:00 | 1
CCG | 2018-02-16 23:00 | 1
CCG | 2018-02-17 | 1
CCG | 2018-02-17 01:00 | 1
CCG | 2018-02-17 02:00 | 1
CCG | 2018-02-17 03:00 | 1
CCG | 2018-02-17 04:00 | 1
CCG | 2018-02-17 05:00 | 1
CCG | 2018-02-17 06:00 | 1
CCG | 2018-02-17 07:00 | 1
CCG | 2018-02-17 08:00 | 1
CCG | 2018-02-17 09:00 | 1
CCG | 2018-02-17 10:00 | 1
CCG | 2018-02-17 11:00 | 1
CCG | 2018-02-17 12:00 | 1
CCG | 2018-02-17 13:00 | 1
CCG | 2018-02-17 14:00 | 1
CCG | 2018-02-17 15:00 | 1
CCG | 2018-02-17 16:00 | 1
CCG | 2018-02-17 17:00 | 1
CCG | 2018-02-17 18:00 | 1
CCG | 2018-02-17 19:00 | 1
CCG | 2018-02-17 20:00 | 1
CCG | 2018-02-17 21:00 | 1
CCG | 2018-02-17 22:00 | 1
CCG | 2018-02-17 23:00 | 1
CCG | 2018-02-18 | 0.96555
CCG | 2018-02-18 01:00 | 0.96555
CCG | 2018-02-18 02:00 | 0.96555
CCG | 2018-02-18 03:00 | 0.96555
CCG | 2018-02-18 04:00 | 0.96555
CCG | 2018-02-18 05:00 | 0.96555
CCG | 2018-02-18 06:00 | 0.96555
CCG | 2018-02-18 07:00 | 0.96555
CCG | 2018-02-18 08:00 | 0.96555
CCG | 2018-02-18 09:00 | 0.96555
CCG | 2018-02-18 10:00 | 0.96555
CCG | 2018-02-18 11:00 | 1
CCG | 2018-02-18 12:00 | 1
CCG | 2018-02-18 13:00 | 1
CCG | 2018-02-18 14:00 | 1
CCG | 2018-02-18 15:00 | 1
CCG | 2018-02-18 16:00 | 1
CCG | 2018-02-18 17:00 | 1
CCG | 2018-02-18 18:00 | 1
CCG | 2018-02-18 19:00 | 0.98073
CCG | 2018-02-18 20:00 | 0.98073
CCG | 2018-02-18 21:00 | 0.98073
CCG | 2018-02-18 22:00 | 1
CCG | 2018-02-18 23:00 | 1
CCG | 2018-02-19 | 1
CCG | 2018-02-19 01:00 | 1
CCG | 2018-02-19 02:00 | 1
CCG | 2018-02-19 03:00 | 1
CCG | 2018-02-19 04:00 | 1
CCG | 2018-02-19 05:00 | 1
CCG | 2018-02-19 06:00 | 1
CCG | 2018-02-19 07:00 | 1
CCG | 2018-02-19 08:00 | 1
CCG | 2018-02-19 09:00 | 1
CCG | 2018-02-19 10:00 | 1
CCG | 2018-02-19 11:00 | 1
CCG | 2018-02-19 12:00 | 1
CCG | 2018-02-19 13:00 | 1
CCG | 2018-02-19 14:00 | 1
CCG | 2018-02-19 15:00 | 1
CCG | 2018-02-19 16:00 | 1
CCG | 2018-02-19 17:00 | 1
CCG | 2018-02-19 18:00 | 1
CCG | 2018-02-19 19:00 | 1
CCG | 2018-02-19 20:00 | 1
CCG | 2018-02-19 21:00 | 1
CCG | 2018-02-19 22:00 | 0.9829
CCG | 2018-02-19 23:00 | 1
CCG | 2018-02-20 | 1
CCG | 2018-02-20 01:00 | 1
CCG | 2018-02-20 02:00 | 1
CCG | 2018-02-20 03:00 | 1
CCG | 2018-02-20 04:00 | 1
CCG | 2018-02-20 05:00 | 1
CCG | 2018-02-20 06:00 | 1
CCG | 2018-02-20 07:00 | 1
CCG | 2018-02-20 08:00 | 1
CCG | 2018-02-20 09:00 | 1
CCG | 2018-02-20 10:00 | 1
CCG | 2018-02-20 11:00 | 1
CCG | 2018-02-20 12:00 | 1
CCG | 2018-02-20 13:00 | 1
CCG | 2018-02-20 14:00 | 1
CCG | 2018-02-20 15:00 | 1
CCG | 2018-02-20 16:00 | 1
CCG | 2018-02-20 17:00 | 1
CCG | 2018-02-20 18:00 | 1
CCG | 2018-02-20 19:00 | 1
CCG | 2018-02-20 20:00 | 0.98073
CCG | 2018-02-20 21:00 | 0.98073
CCG | 2018-02-20 22:00 | 0.98073
CCG | 2018-02-20 23:00 | 1
CCG | 2018-02-21 | 1
CCG | 2018-02-21 01:00 | 0.96121
CCG | 2018-02-21 02:00 | 0.96121
CCG | 2018-02-21 03:00 | 0.96121
CCG | 2018-02-21 04:00 | 0.96121
CCG | 2018-02-21 05:00 | 0.96121
CCG | 2018-02-21 06:00 | 1
CCG | 2018-02-21 07:00 | 1
CCG | 2018-02-21 08:00 | 1
CCG | 2018-02-21 09:00 | 1
CCG | 2018-02-21 10:00 | 1
CCG | 2018-02-21 11:00 | 1
CCG | 2018-02-21 12:00 | 1
CCG | 2018-02-21 13:00 | 1
CCG | 2018-02-21 14:00 | 1
CCG | 2018-02-21 15:00 | 1
CCG | 2018-02-21 16:00 | 1
CCG | 2018-02-21 17:00 | 1
CCG | 2018-02-21 18:00 | 1
CCG | 2018-02-21 19:00 | 1
CCG | 2018-02-21 20:00 | 1
CCG | 2018-02-21 21:00 | 1
CCG | 2018-02-21 22:00 | 1
CCG | 2018-02-21 23:00 | 1
CCG | 2018-02-22 | 1
CCG | 2018-02-22 01:00 | 1
CCG | 2018-02-22 02:00 | 1
CCG | 2018-02-22 03:00 | 1
CCG | 2018-02-22 04:00 | 1
CCG | 2018-02-22 05:00 | 1
CCG | 2018-02-22 06:00 | 1
CCG | 2018-02-22 07:00 | 1
CCG | 2018-02-22 08:00 | 1
CCG | 2018-02-22 09:00 | 1
CCG | 2018-02-22 10:00 | 1
CCG | 2018-02-22 11:00 | 1
CCG | 2018-02-22 12:00 | 1
CCG | 2018-02-22 13:00 | 1
CCG | 2018-02-22 14:00 | 1
CCG | 2018-02-22 15:00 | 1
CCG | 2018-02-22 16:00 | 1
CCG | 2018-02-22 17:00 | 1
CCG | 2018-02-22 18:00 | 0.98073
CCG | 2018-02-22 19:00 | 1
CCG | 2018-02-22 20:00 | 1
CCG | 2018-02-22 21:00 | 1
CCG | 2018-02-22 22:00 | 1
CCG | 2018-02-22 23:00 | 1
CCG | 2018-02-23 | 1
CCG | 2018-02-23 01:00 | 1
CCG | 2018-02-23 02:00 | 1
CCG | 2018-02-23 03:00 | 1
CCG | 2018-02-23 04:00 | 1
CCG | 2018-02-23 05:00 | 1
CCG | 2018-02-23 06:00 | 1
CCG | 2018-02-23 07:00 | 1
CCG | 2018-02-23 08:00 | 1
CCG | 2018-02-23 09:00 | 1
CCG | 2018-02-23 10:00 | 1
CCG | 2018-02-23 11:00 | 1
CCG | 2018-02-23 12:00 | 1
CCG | 2018-02-23 13:00 | 1
CCG | 2018-02-23 14:00 | 1
CCG | 2018-02-23 15:00 | 1
CCG | 2018-02-23 16:00 | 1
CCG | 2018-02-23 17:00 | 1
CCG | 2018-02-23 18:00 | 1
CCG | 2018-02-23 19:00 | 1
CCG | 2018-02-23 20:00 | 1
CCG | 2018-02-23 21:00 | 1
CCG | 2018-02-23 22:00 | 1
CCG | 2018-02-23 23:00 | 1
CCG | 2018-02-24 | 1
CCG | 2018-02-24 01:00 | 1
CCG | 2018-02-24 02:00 | 1
CCG | 2018-02-24 03:00 | 1
CCG | 2018-02-24 04:00 | 1
CCG | 2018-02-24 05:00 | 1
CCG | 2018-02-24 06:00 | 1
CCG | 2018-02-24 07:00 | 1
CCG | 2018-02-24 08:00 | 1
CCG | 2018-02-24 09:00 | 1
CCG | 2018-02-24 10:00 | 1
CCG | 2018-02-24 11:00 | 1
CCG | 2018-02-24 12:00 | 1
CCG | 2018-02-24 13:00 | 1
CCG | 2018-02-24 14:00 | 1
CCG | 2018-02-24 15:00 | 1
CCG | 2018-02-24 16:00 | 0.96555
CCG | 2018-02-24 17:00 | 0.96555
CCG | 2018-02-24 18:00 | 0.96555
CCG | 2018-02-24 19:00 | 0.96555
CCG | 2018-02-24 20:00 | 0.96555
CCG | 2018-02-24 21:00 | 1
CCG | 2018-02-24 22:00 | 1
CCG | 2018-02-24 23:00 | 1
CCG | 2018-02-25 | 1
CCG | 2018-02-25 01:00 | 1
CCG | 2018-02-25 02:00 | 1
CCG | 2018-02-25 03:00 | 1
CCG | 2018-02-25 04:00 | 1
CCG | 2018-02-25 05:00 | 1
CCG | 2018-02-25 06:00 | 1
CCG | 2018-02-25 07:00 | 1
CCG | 2018-02-25 08:00 | 1
CCG | 2018-02-25 09:00 | 1
CCG | 2018-02-25 10:00 | 1
CCG | 2018-02-25 11:00 | 1
CCG | 2018-02-25 12:00 | 1
CCG | 2018-02-25 13:00 | 1
CCG | 2018-02-25 14:00 | 1
CCG | 2018-02-25 15:00 | 1
CCG | 2018-02-25 16:00 | 1
CCG | 2018-02-25 17:00 | 0.96438
CCG | 2018-02-25 18:00 | 0.96438
CCG | 2018-02-25 19:00 | 0.96438
CCG | 2018-02-25 20:00 | 0.96438
CCG | 2018-02-25 21:00 | 0.96438
CCG | 2018-02-25 22:00 | 0.96438
CCG | 2018-02-25 23:00 | 0.96438
CCG | 2018-02-26 | 0.96438
CCG | 2018-02-26 01:00 | 0.96438
CCG | 2018-02-26 02:00 | 0.96121
CCG | 2018-02-26 03:00 | 0.96121
CCG | 2018-02-26 04:00 | 0.96121
CCG | 2018-02-26 05:00 | 0.96121
CCG | 2018-02-26 06:00 | 0.96121
CCG | 2018-02-26 07:00 | 0.91241
CCG | 2018-02-26 08:00 | 0.91241
CCG | 2018-02-26 09:00 | 0.96121
CCG | 2018-02-26 10:00 | 0.96121
CCG | 2018-02-26 11:00 | 0.96121
CCG | 2018-02-26 12:00 | 0.96121
CCG | 2018-02-26 13:00 | 0.96121
CCG | 2018-02-26 14:00 | 0.96121
CCG | 2018-02-26 15:00 | 0.96121
CCG | 2018-02-26 16:00 | 0.96121
CCG | 2018-02-26 17:00 | 0.96121
CCG | 2018-02-26 18:00 | 0.96121
CCG | 2018-02-26 19:00 | 0.96121
CCG | 2018-02-26 20:00 | 0.96121
CCG | 2018-02-26 21:00 | 0.96121
CCG | 2018-02-26 22:00 | 0.96121
CCG | 2018-02-26 23:00 | 0.96121
CCG | 2018-02-27 | 0.96121
CCG | 2018-02-27 01:00 | 0.96121
CCG | 2018-02-27 02:00 | 0.96121
CCG | 2018-02-27 03:00 | 0.96121
CCG | 2018-02-27 04:00 | 0.96121
CCG | 2018-02-27 05:00 | 0.96121
CCG | 2018-02-27 06:00 | 0.96121
CCG | 2018-02-27 07:00 | 0.96121
CCG | 2018-02-27 08:00 | 0.96121
CCG | 2018-02-27 09:00 | 0.96121
CCG | 2018-02-27 10:00 | 0.96121
CCG | 2018-02-27 11:00 | 0.96121
CCG | 2018-02-27 12:00 | 0.96121
CCG | 2018-02-27 13:00 | 0.96121
CCG | 2018-02-27 14:00 | 0.96121
CCG | 2018-02-27 15:00 | 0.96121
CCG | 2018-02-27 16:00 | 1
CCG | 2018-02-27 17:00 | 1
CCG | 2018-02-27 18:00 | 1
CCG | 2018-02-27 19:00 | 1
CCG | 2018-02-27 20:00 | 1
CCG | 2018-02-27 21:00 | 1
CCG | 2018-02-27 22:00 | 1
CCG | 2018-02-27 23:00 | 1
CCG | 2018-02-28 | 1
CCG | 2018-02-28 01:00 | 1
CCG | 2018-02-28 02:00 | 1
CCG | 2018-02-28 03:00 | 1
CCG | 2018-02-28 04:00 | 1
CCG | 2018-02-28 05:00 | 1
CCG | 2018-02-28 06:00 | 1
CCG | 2018-02-28 07:00 | 1
CCG | 2018-02-28 08:00 | 1
CCG | 2018-02-28 09:00 | 1
CCG | 2018-02-28 10:00 | 1
CCG | 2018-02-28 11:00 | 1
CCG | 2018-02-28 12:00 | 1
CCG | 2018-02-28 13:00 | 1
CCG | 2018-02-28 14:00 | 1
CCG | 2018-02-28 15:00 | 1
CCG | 2018-02-28 16:00 | 1
CCG | 2018-02-28 17:00 | 1
CCG | 2018-02-28 18:00 | 1
CCG | 2018-02-28 19:00 | 1
CCG | 2018-02-28 20:00 | 1
CCG | 2018-02-28 21:00 | 1
CCG | 2018-02-28 22:00 | 1
CCG | 2018-02-28 23:00 | 1
CCG | 2018-03-01 | 0.99942
CCG | 2018-03-01 01:00 | 0.99942
CCG | 2018-03-01 02:00 | 0.99942
CCG | 2018-03-01 03:00 | 0.99942
CCG | 2018-03-01 04:00 | 0.99942
CCG | 2018-03-01 05:00 | 0.99942
CCG | 2018-03-01 06:00 | 0.98073
CCG | 2018-03-01 07:00 | 0.98073
CCG | 2018-03-01 08:00 | 1
CCG | 2018-03-01 09:00 | 1
CCG | 2018-03-01 10:00 | 1
CCG | 2018-03-01 11:00 | 1
CCG | 2018-03-01 12:00 | 1
CCG | 2018-03-01 13:00 | 1
CCG | 2018-03-01 14:00 | 1
CCG | 2018-03-01 15:00 | 1
CCG | 2018-03-01 16:00 | 1
CCG | 2018-03-01 17:00 | 1
CCG | 2018-03-01 18:00 | 1
CCG | 2018-03-01 19:00 | 1
CCG | 2018-03-01 20:00 | 1
CCG | 2018-03-01 21:00 | 1
CCG | 2018-03-01 22:00 | 1
CCG | 2018-03-01 23:00 | 1
CCG | 2018-03-02 | 1
CCG | 2018-03-02 01:00 | 1
CCG | 2018-03-02 02:00 | 1
CCG | 2018-03-02 03:00 | 1
CCG | 2018-03-02 04:00 | 1
CCG | 2018-03-02 05:00 | 1
CCG | 2018-03-02 06:00 | 0.96555
CCG | 2018-03-02 07:00 | 0.96555
CCG | 2018-03-02 08:00 | 0.96555
CCG | 2018-03-02 09:00 | 0.96555
CCG | 2018-03-02 10:00 | 0.96555
CCG | 2018-03-02 11:00 | 0.96555
CCG | 2018-03-02 12:00 | 0.96555
CCG | 2018-03-02 13:00 | 0.96555
CCG | 2018-03-02 14:00 | 0.96555
CCG | 2018-03-02 15:00 | 0.96555
CCG | 2018-03-02 16:00 | 0.96555
CCG | 2018-03-02 17:00 | 0.96555
CCG | 2018-03-02 18:00 | 0.96555
CCG | 2018-03-02 19:00 | 0.96555
CCG | 2018-03-02 20:00 | 0.96555
CCG | 2018-03-02 21:00 | 0.96555
CCG | 2018-03-02 22:00 | 0.96555
CCG | 2018-03-02 23:00 | 0.96555
CCG | 2018-03-03 | 0.96555
CCG | 2018-03-03 01:00 | 0.96555
CCG | 2018-03-03 02:00 | 0.96555
CCG | 2018-03-03 03:00 | 0.96555
CCG | 2018-03-03 04:00 | 0.96555
CCG | 2018-03-03 05:00 | 0.96555
CCG | 2018-03-03 06:00 | 0.96555
CCG | 2018-03-03 07:00 | 0.96555
CCG | 2018-03-03 08:00 | 0.96555
CCG | 2018-03-03 09:00 | 0.96555
CCG | 2018-03-03 10:00 | 0.96555
CCG | 2018-03-03 11:00 | 0.96555
CCG | 2018-03-03 12:00 | 0.96555
CCG | 2018-03-03 13:00 | 0.96555
CCG | 2018-03-03 14:00 | 0.96555
CCG | 2018-03-03 15:00 | 0.96555
CCG | 2018-03-03 16:00 | 0.96555
CCG | 2018-03-03 17:00 | 0.96555
CCG | 2018-03-03 18:00 | 0.96555
CCG | 2018-03-03 19:00 | 0.96555
CCG | 2018-03-03 20:00 | 0.96555
CCG | 2018-03-03 21:00 | 0.96555
CCG | 2018-03-03 22:00 | 0.96555
CCG | 2018-03-03 23:00 | 0.96555
CCG | 2018-03-04 | 0.96555
CCG | 2018-03-04 01:00 | 0.96555
CCG | 2018-03-04 02:00 | 0.96555
CCG | 2018-03-04 03:00 | 0.96555
CCG | 2018-03-04 04:00 | 0.96555
CCG | 2018-03-04 05:00 | 0.96555
CCG | 2018-03-04 06:00 | 0.96555
CCG | 2018-03-04 07:00 | 0.96555
CCG | 2018-03-04 08:00 | 0.96555
CCG | 2018-03-04 09:00 | 0.96555
CCG | 2018-03-04 10:00 | 0.96555
CCG | 2018-03-04 11:00 | 0.96555
CCG | 2018-03-04 12:00 | 0.96555
CCG | 2018-03-04 13:00 | 0.96555
CCG | 2018-03-04 14:00 | 0.96555
CCG | 2018-03-04 15:00 | 0.96555
CCG | 2018-03-04 16:00 | 0.96555
CCG | 2018-03-04 17:00 | 0.96555
CCG | 2018-03-04 18:00 | 0.96555
CCG | 2018-03-04 19:00 | 0.96555
CCG | 2018-03-04 20:00 | 0.96555
CCG | 2018-03-04 21:00 | 0.96555
CCG | 2018-03-04 22:00 | 0.96555
CCG | 2018-03-04 23:00 | 0.96555
CCG | 2018-03-05 | 0.96555
CCG | 2018-03-05 01:00 | 0.96555
CCG | 2018-03-05 02:00 | 0.96555
CCG | 2018-03-05 03:00 | 0.96555
CCG | 2018-03-05 04:00 | 0.96555
CCG | 2018-03-05 05:00 | 0.96555
CCG | 2018-03-05 06:00 | 0.96555
CCG | 2018-03-05 07:00 | 0.96555
CCG | 2018-03-05 08:00 | 0.96555
CCG | 2018-03-05 09:00 | 0.96555
CCG | 2018-03-05 10:00 | 0.96555
CCG | 2018-03-05 11:00 | 0.96555
CCG | 2018-03-05 12:00 | 0.96555
CCG | 2018-03-05 13:00 | 0.96555
CCG | 2018-03-05 14:00 | 1
CCG | 2018-03-05 15:00 | 1
CCG | 2018-03-05 16:00 | 1
CCG | 2018-03-05 17:00 | 1
CCG | 2018-03-05 18:00 | 1
CCG | 2018-03-05 19:00 | 1
CCG | 2018-03-05 20:00 | 1
CCG | 2018-03-05 21:00 | 1
CCG | 2018-03-05 22:00 | 1
CCG | 2018-03-05 23:00 | 1
CCG | 2018-03-06 | 1
CCG | 2018-03-06 01:00 | 1
CCG | 2018-03-06 02:00 | 1
CCG | 2018-03-06 03:00 | 1
CCG | 2018-03-06 04:00 | 1
CCG | 2018-03-06 05:00 | 1
CCG | 2018-03-06 06:00 | 1
CCG | 2018-03-06 07:00 | 1
CCG | 2018-03-06 08:00 | 1
CCG | 2018-03-06 09:00 | 1
CCG | 2018-03-06 10:00 | 1
CCG | 2018-03-06 11:00 | 1
CCG | 2018-03-06 12:00 | 1
CCG | 2018-03-06 13:00 | 1
CCG | 2018-03-06 14:00 | 1
CCG | 2018-03-06 15:00 | 1
CCG | 2018-03-06 16:00 | 1
CCG | 2018-03-06 17:00 | 1
CCG | 2018-03-06 18:00 | 1
CCG | 2018-03-06 19:00 | 1
CCG | 2018-03-06 20:00 | 1
CCG | 2018-03-06 21:00 | 1
CCG | 2018-03-06 22:00 | 1
CCG | 2018-03-06 23:00 | 1
CCG | 2018-03-07 | 1
CCG | 2018-03-07 01:00 | 1
CCG | 2018-03-07 02:00 | 1
CCG | 2018-03-07 03:00 | 1
CCG | 2018-03-07 04:00 | 1
CCG | 2018-03-07 05:00 | 1
CCG | 2018-03-07 06:00 | 1
CCG | 2018-03-07 07:00 | 1
CCG | 2018-03-07 08:00 | 1
CCG | 2018-03-07 09:00 | 1
CCG | 2018-03-07 10:00 | 1
CCG | 2018-03-07 11:00 | 1
CCG | 2018-03-07 12:00 | 1
CCG | 2018-03-07 13:00 | 1
CCG | 2018-03-07 14:00 | 1
CCG | 2018-03-07 15:00 | 1
CCG | 2018-03-07 16:00 | 1
CCG | 2018-03-07 17:00 | 1
CCG | 2018-03-07 18:00 | 1
CCG | 2018-03-07 19:00 | 1
CCG | 2018-03-07 20:00 | 1
CCG | 2018-03-07 21:00 | 1
CCG | 2018-03-07 22:00 | 1
CCG | 2018-03-07 23:00 | 1
CCG | 2018-03-08 | 1
CCG | 2018-03-08 01:00 | 1
CCG | 2018-03-08 02:00 | 1
CCG | 2018-03-08 03:00 | 1
CCG | 2018-03-08 04:00 | 1
CCG | 2018-03-08 05:00 | 1
CCG | 2018-03-08 06:00 | 1
CCG | 2018-03-08 07:00 | 0.96454
CCG | 2018-03-08 08:00 | 0.96454
CCG | 2018-03-08 09:00 | 0.96454
CCG | 2018-03-08 10:00 | 0.96454
CCG | 2018-03-08 11:00 | 0.96454
CCG | 2018-03-08 12:00 | 1
CCG | 2018-03-08 13:00 | 1
CCG | 2018-03-08 14:00 | 1
CCG | 2018-03-08 15:00 | 1
CCG | 2018-03-08 16:00 | 1
CCG | 2018-03-08 17:00 | 1
CCG | 2018-03-08 18:00 | 1
CCG | 2018-03-08 19:00 | 1
CCG | 2018-03-08 20:00 | 1
CCG | 2018-03-08 21:00 | 1
CCG | 2018-03-08 22:00 | 1
CCG | 2018-03-08 23:00 | 1
CCG | 2018-03-09 | 1
CCG | 2018-03-09 01:00 | 1
CCG | 2018-03-09 02:00 | 1
CCG | 2018-03-09 03:00 | 1
CCG | 2018-03-09 04:00 | 1
CCG | 2018-03-09 05:00 | 1
CCG | 2018-03-09 06:00 | 1
CCG | 2018-03-09 07:00 | 1
CCG | 2018-03-09 08:00 | 0.98457
CCG | 2018-03-09 09:00 | 0.98457
CCG | 2018-03-09 10:00 | 0.98457
CCG | 2018-03-09 11:00 | 0.98457
CCG | 2018-03-09 12:00 | 0.98457
CCG | 2018-03-09 13:00 | 0.98457
CCG | 2018-03-09 14:00 | 0.98457
CCG | 2018-03-09 15:00 | 0.98457
CCG | 2018-03-09 16:00 | 0.98457
CCG | 2018-03-09 17:00 | 0.98457
CCG | 2018-03-09 18:00 | 1
CCG | 2018-03-09 19:00 | 1
CCG | 2018-03-09 20:00 | 1
CCG | 2018-03-09 21:00 | 1
CCG | 2018-03-09 22:00 | 1
CCG | 2018-03-09 23:00 | 1
CCG | 2018-03-10 | 1
CCG | 2018-03-10 01:00 | 1
CCG | 2018-03-10 02:00 | 1
CCG | 2018-03-10 03:00 | 1
CCG | 2018-03-10 04:00 | 1
CCG | 2018-03-10 05:00 | 1
CCG | 2018-03-10 06:00 | 1
CCG | 2018-03-10 07:00 | 1
CCG | 2018-03-10 08:00 | 1
CCG | 2018-03-10 09:00 | 1
CCG | 2018-03-10 10:00 | 1
CCG | 2018-03-10 11:00 | 1
CCG | 2018-03-10 12:00 | 1
CCG | 2018-03-10 13:00 | 1
CCG | 2018-03-10 14:00 | 1
CCG | 2018-03-10 15:00 | 1
CCG | 2018-03-10 16:00 | 1
CCG | 2018-03-10 17:00 | 1
CCG | 2018-03-10 18:00 | 1
CCG | 2018-03-10 19:00 | 1
CCG | 2018-03-10 20:00 | 1
CCG | 2018-03-10 21:00 | 1
CCG | 2018-03-10 22:00 | 1
CCG | 2018-03-10 23:00 | 1
CCG | 2018-03-11 | 1
CCG | 2018-03-11 01:00 | 1
CCG | 2018-03-11 02:00 | 1
CCG | 2018-03-11 03:00 | 1
CCG | 2018-03-11 04:00 | 1
CCG | 2018-03-11 05:00 | 1
CCG | 2018-03-11 06:00 | 1
CCG | 2018-03-11 07:00 | 1
CCG | 2018-03-11 08:00 | 1
CCG | 2018-03-11 09:00 | 1
CCG | 2018-03-11 10:00 | 1
CCG | 2018-03-11 11:00 | 1
CCG | 2018-03-11 12:00 | 1
CCG | 2018-03-11 13:00 | 1
CCG | 2018-03-11 14:00 | 1
CCG | 2018-03-11 15:00 | 1
CCG | 2018-03-11 16:00 | 1
CCG | 2018-03-11 17:00 | 1
CCG | 2018-03-11 18:00 | 1
CCG | 2018-03-11 19:00 | 1
CCG | 2018-03-11 20:00 | 1
CCG | 2018-03-11 21:00 | 1
CCG | 2018-03-11 22:00 | 1
CCG | 2018-03-11 23:00 | 1
CCG | 2018-03-12 | 1
CCG | 2018-03-12 01:00 | 1
CCG | 2018-03-12 02:00 | 1
CCG | 2018-03-12 03:00 | 1
CCG | 2018-03-12 04:00 | 1
CCG | 2018-03-12 05:00 | 1
CCG | 2018-03-12 06:00 | 1
CCG | 2018-03-12 07:00 | 1
CCG | 2018-03-12 08:00 | 1
CCG | 2018-03-12 09:00 | 1
CCG | 2018-03-12 10:00 | 1
CCG | 2018-03-12 11:00 | 1
CCG | 2018-03-12 12:00 | 1
CCG | 2018-03-12 13:00 | 1
CCG | 2018-03-12 14:00 | 1
CCG | 2018-03-12 15:00 | 1
CCG | 2018-03-12 16:00 | 1
CCG | 2018-03-12 17:00 | 1
CCG | 2018-03-12 18:00 | 1
CCG | 2018-03-12 19:00 | 1
CCG | 2018-03-12 20:00 | 1
CCG | 2018-03-12 21:00 | 1
CCG | 2018-03-12 22:00 | 1
CCG | 2018-03-12 23:00 | 1
CCG | 2018-03-13 | 0.98073
CCG | 2018-03-13 01:00 | 0.98073
CCG | 2018-03-13 02:00 | 0.98073
CCG | 2018-03-13 03:00 | 0.98073
CCG | 2018-03-13 04:00 | 0.98073
CCG | 2018-03-13 05:00 | 0.98073
CCG | 2018-03-13 06:00 | 0.98073
CCG | 2018-03-13 07:00 | 0.98073
CCG | 2018-03-13 08:00 | 0.98073
CCG | 2018-03-13 09:00 | 0.98073
CCG | 2018-03-13 10:00 | 0.98073
CCG | 2018-03-13 11:00 | 0.98073
CCG | 2018-03-13 12:00 | 0.98073
CCG | 2018-03-13 13:00 | 0.98073
CCG | 2018-03-13 14:00 | 1
CCG | 2018-03-13 15:00 | 1
CCG | 2018-03-13 16:00 | 1
CCG | 2018-03-13 17:00 | 1
CCG | 2018-03-13 18:00 | 1
CCG | 2018-03-13 19:00 | 1
CCG | 2018-03-13 20:00 | 1
CCG | 2018-03-13 21:00 | 1
CCG | 2018-03-13 22:00 | 1
CCG | 2018-03-13 23:00 | 1
CCG | 2018-03-14 | 1
CCG | 2018-03-14 01:00 | 1
CCG | 2018-03-14 02:00 | 1
CCG | 2018-03-14 03:00 | 1
CCG | 2018-03-14 04:00 | 1
CCG | 2018-03-14 05:00 | 1
CCG | 2018-03-14 06:00 | 1
CCG | 2018-03-14 07:00 | 1
CCG | 2018-03-14 08:00 | 1
CCG | 2018-03-14 09:00 | 1
CCG | 2018-03-14 10:00 | 1
CCG | 2018-03-14 11:00 | 1
CCG | 2018-03-14 12:00 | 1
CCG | 2018-03-14 13:00 | 1
CCG | 2018-03-14 14:00 | 1
CCG | 2018-03-14 15:00 | 1
CCG | 2018-03-14 16:00 | 1
CCG | 2018-03-14 17:00 | 1
CCG | 2018-03-14 18:00 | 1
CCG | 2018-03-14 19:00 | 1
CCG | 2018-03-14 20:00 | 1
CCG | 2018-03-14 21:00 | 1
CCG | 2018-03-14 22:00 | 1
CCG | 2018-03-14 23:00 | 1
CCG | 2018-03-15 | 1
CCG | 2018-03-15 01:00 | 1
CCG | 2018-03-15 02:00 | 1
CCG | 2018-03-15 03:00 | 1
CCG | 2018-03-15 04:00 | 1
CCG | 2018-03-15 05:00 | 1
CCG | 2018-03-15 06:00 | 0.96429
CCG | 2018-03-15 07:00 | 0.94736
CCG | 2018-03-15 08:00 | 0.94736
CCG | 2018-03-15 09:00 | 0.96429
CCG | 2018-03-15 10:00 | 0.96429
CCG | 2018-03-15 11:00 | 0.96429
CCG | 2018-03-15 12:00 | 0.96429
CCG | 2018-03-15 13:00 | 0.96429
CCG | 2018-03-15 14:00 | 0.96429
CCG | 2018-03-15 15:00 | 0.96429
CCG | 2018-03-15 16:00 | 0.96429
CCG | 2018-03-15 17:00 | 0.96429
CCG | 2018-03-15 18:00 | 0.96429
CCG | 2018-03-15 19:00 | 0.96429
CCG | 2018-03-15 20:00 | 0.96429
CCG | 2018-03-15 21:00 | 0.94502
CCG | 2018-03-15 22:00 | 0.98073
CCG | 2018-03-15 23:00 | 0.98073
CCG | 2018-03-16 | 0.98073
CCG | 2018-03-16 01:00 | 0.98073
CCG | 2018-03-16 02:00 | 0.98073
CCG | 2018-03-16 03:00 | 0.98073
CCG | 2018-03-16 04:00 | 0.98073
CCG | 2018-03-16 05:00 | 0.98073
CCG | 2018-03-16 06:00 | 0.98073
CCG | 2018-03-16 07:00 | 0.98073
CCG | 2018-03-16 08:00 | 0.98073
CCG | 2018-03-16 09:00 | 0.94194
CCG | 2018-03-16 10:00 | 0.94194
CCG | 2018-03-16 11:00 | 0.94194
CCG | 2018-03-16 12:00 | 0.94194
CCG | 2018-03-16 13:00 | 0.94194
CCG | 2018-03-16 14:00 | 0.94194
CCG | 2018-03-16 15:00 | 0.94194
CCG | 2018-03-16 16:00 | 0.94194
CCG | 2018-03-16 17:00 | 0.98073
CCG | 2018-03-16 18:00 | 0.98073
CCG | 2018-03-16 19:00 | 0.98073
CCG | 2018-03-16 20:00 | 0.98073
CCG | 2018-03-16 21:00 | 0.98073
CCG | 2018-03-16 22:00 | 0.98073
CCG | 2018-03-16 23:00 | 0.98073
CCG | 2018-03-17 | 1
CCG | 2018-03-17 01:00 | 1
CCG | 2018-03-17 02:00 | 1
CCG | 2018-03-17 03:00 | 1
CCG | 2018-03-17 04:00 | 1
CCG | 2018-03-17 05:00 | 1
CCG | 2018-03-17 06:00 | 1
CCG | 2018-03-17 07:00 | 1
CCG | 2018-03-17 08:00 | 1
CCG | 2018-03-17 09:00 | 1
CCG | 2018-03-17 10:00 | 1
CCG | 2018-03-17 11:00 | 1
CCG | 2018-03-17 12:00 | 1
CCG | 2018-03-17 13:00 | 1
CCG | 2018-03-17 14:00 | 1
CCG | 2018-03-17 15:00 | 1
CCG | 2018-03-17 16:00 | 1
CCG | 2018-03-17 17:00 | 1
CCG | 2018-03-17 18:00 | 1
CCG | 2018-03-17 19:00 | 1
CCG | 2018-03-17 20:00 | 1
CCG | 2018-03-17 21:00 | 1
CCG | 2018-03-17 22:00 | 1
CCG | 2018-03-17 23:00 | 1
CCG | 2018-03-18 | 1
CCG | 2018-03-18 01:00 | 1
CCG | 2018-03-18 02:00 | 1
CCG | 2018-03-18 03:00 | 1
CCG | 2018-03-18 04:00 | 1
CCG | 2018-03-18 05:00 | 1
CCG | 2018-03-18 06:00 | 1
CCG | 2018-03-18 07:00 | 1
CCG | 2018-03-18 08:00 | 1
CCG | 2018-03-18 09:00 | 1
CCG | 2018-03-18 10:00 | 1
CCG | 2018-03-18 11:00 | 1
CCG | 2018-03-18 12:00 | 1
CCG | 2018-03-18 13:00 | 1
CCG | 2018-03-18 14:00 | 1
CCG | 2018-03-18 15:00 | 1
CCG | 2018-03-18 16:00 | 1
CCG | 2018-03-18 17:00 | 1
CCG | 2018-03-18 18:00 | 1
CCG | 2018-03-18 19:00 | 1
CCG | 2018-03-18 20:00 | 1
CCG | 2018-03-18 21:00 | 1
CCG | 2018-03-18 22:00 | 1
CCG | 2018-03-18 23:00 | 1
CCG | 2018-03-19 | 1
CCG | 2018-03-19 01:00 | 1
CCG | 2018-03-19 02:00 | 1
CCG | 2018-03-19 03:00 | 0.92801
CCG | 2018-03-19 04:00 | 0.96429
CCG | 2018-03-19 05:00 | 0.99516
CCG | 2018-03-19 06:00 | 0.99516
CCG | 2018-03-19 07:00 | 0.99516
CCG | 2018-03-19 08:00 | 0.99516
CCG | 2018-03-19 09:00 | 0.99516
CCG | 2018-03-19 10:00 | 0.99516
CCG | 2018-03-19 11:00 | 0.99516
CCG | 2018-03-19 12:00 | 0.99516
CCG | 2018-03-19 13:00 | 0.99516
CCG | 2018-03-19 14:00 | 0.99516
CCG | 2018-03-19 15:00 | 0.99516
CCG | 2018-03-19 16:00 | 0.99516
CCG | 2018-03-19 17:00 | 0.99516
CCG | 2018-03-19 18:00 | 0.99516
CCG | 2018-03-19 19:00 | 0.99516
CCG | 2018-03-19 20:00 | 0.99516
CCG | 2018-03-19 21:00 | 0.99516
CCG | 2018-03-19 22:00 | 0.99516
CCG | 2018-03-19 23:00 | 0.99516
CCG | 2018-03-20 | 0.99516
CCG | 2018-03-20 01:00 | 0.99516
CCG | 2018-03-20 02:00 | 0.99516
CCG | 2018-03-20 03:00 | 0.99516
CCG | 2018-03-20 04:00 | 1
CCG | 2018-03-20 05:00 | 1
CCG | 2018-03-20 06:00 | 1
CCG | 2018-03-20 07:00 | 1
CCG | 2018-03-20 08:00 | 1
CCG | 2018-03-20 09:00 | 1
CCG | 2018-03-20 10:00 | 1
CCG | 2018-03-20 11:00 | 1
CCG | 2018-03-20 12:00 | 1
CCG | 2018-03-20 13:00 | 1
CCG | 2018-03-20 14:00 | 1
CCG | 2018-03-20 15:00 | 1
CCG | 2018-03-20 16:00 | 1
CCG | 2018-03-20 17:00 | 1
CCG | 2018-03-20 18:00 | 1
CCG | 2018-03-20 19:00 | 1
CCG | 2018-03-20 20:00 | 1
CCG | 2018-03-20 21:00 | 1
CCG | 2018-03-20 22:00 | 1
CCG | 2018-03-20 23:00 | 1
CCG | 2018-03-21 | 1
CCG | 2018-03-21 01:00 | 1
CCG | 2018-03-21 02:00 | 1
CCG | 2018-03-21 03:00 | 1
CCG | 2018-03-21 04:00 | 1
CCG | 2018-03-21 05:00 | 1
CCG | 2018-03-21 06:00 | 1
CCG | 2018-03-21 07:00 | 1
CCG | 2018-03-21 08:00 | 1
CCG | 2018-03-21 09:00 | 1
CCG | 2018-03-21 10:00 | 1
CCG | 2018-03-21 11:00 | 1
CCG | 2018-03-21 12:00 | 1
CCG | 2018-03-21 13:00 | 1
CCG | 2018-03-21 14:00 | 1
CCG | 2018-03-21 15:00 | 1
CCG | 2018-03-21 16:00 | 1
CCG | 2018-03-21 17:00 | 1
CCG | 2018-03-21 18:00 | 1
CCG | 2018-03-21 19:00 | 1
CCG | 2018-03-21 20:00 | 1
CCG | 2018-03-21 21:00 | 0.98415
CCG | 2018-03-21 22:00 | 0.98415
CCG | 2018-03-21 23:00 | 0.98415
CCG | 2018-03-22 | 0.98415
CCG | 2018-03-22 01:00 | 0.98415
CCG | 2018-03-22 02:00 | 0.98415
CCG | 2018-03-22 03:00 | 0.98415
CCG | 2018-03-22 04:00 | 0.98415
CCG | 2018-03-22 05:00 | 0.98415
CCG | 2018-03-22 06:00 | 1
CCG | 2018-03-22 07:00 | 1
CCG | 2018-03-22 08:00 | 1
CCG | 2018-03-22 09:00 | 1
CCG | 2018-03-22 10:00 | 1
CCG | 2018-03-22 11:00 | 1
CCG | 2018-03-22 12:00 | 1
CCG | 2018-03-22 13:00 | 1
CCG | 2018-03-22 14:00 | 1
CCG | 2018-03-22 15:00 | 1
CCG | 2018-03-22 16:00 | 1
CCG | 2018-03-22 17:00 | 1
CCG | 2018-03-22 18:00 | 1
CCG | 2018-03-22 19:00 | 1
CCG | 2018-03-22 20:00 | 1
CCG | 2018-03-22 21:00 | 1
CCG | 2018-03-22 22:00 | 1
CCG | 2018-03-22 23:00 | 1
CCG | 2018-03-23 | 1
CCG | 2018-03-23 01:00 | 1
CCG | 2018-03-23 02:00 | 1
CCG | 2018-03-23 03:00 | 1
CCG | 2018-03-23 04:00 | 1
CCG | 2018-03-23 05:00 | 1
CCG | 2018-03-23 06:00 | 1
CCG | 2018-03-23 07:00 | 1
CCG | 2018-03-23 08:00 | 1
CCG | 2018-03-23 09:00 | 1
CCG | 2018-03-23 10:00 | 1
CCG | 2018-03-23 11:00 | 1
CCG | 2018-03-23 12:00 | 1
CCG | 2018-03-23 13:00 | 1
CCG | 2018-03-23 14:00 | 1
CCG | 2018-03-23 15:00 | 1
CCG | 2018-03-23 16:00 | 1
CCG | 2018-03-23 17:00 | 1
CCG | 2018-03-23 18:00 | 1
CCG | 2018-03-23 19:00 | 1
CCG | 2018-03-23 20:00 | 1
CCG | 2018-03-23 21:00 | 1
CCG | 2018-03-23 22:00 | 1
CCG | 2018-03-23 23:00 | 1
CCG | 2018-03-24 | 1
CCG | 2018-03-24 01:00 | 1
CCG | 2018-03-24 02:00 | 1
CCG | 2018-03-24 03:00 | 1
CCG | 2018-03-24 04:00 | 1
CCG | 2018-03-24 05:00 | 1
CCG | 2018-03-24 06:00 | 1
CCG | 2018-03-24 07:00 | 1
CCG | 2018-03-24 08:00 | 1
CCG | 2018-03-24 09:00 | 1
CCG | 2018-03-24 10:00 | 1
CCG | 2018-03-24 11:00 | 1
CCG | 2018-03-24 12:00 | 1
CCG | 2018-03-24 13:00 | 1
CCG | 2018-03-24 14:00 | 1
CCG | 2018-03-24 15:00 | 1
CCG | 2018-03-24 16:00 | 1
CCG | 2018-03-24 17:00 | 1
CCG | 2018-03-24 18:00 | 1
CCG | 2018-03-24 19:00 | 1
CCG | 2018-03-24 20:00 | 1
CCG | 2018-03-24 21:00 | 1
CCG | 2018-03-24 22:00 | 1
CCG | 2018-03-24 23:00 | 1
CCG | 2018-03-25 | 1
CCG | 2018-03-25 01:00 | 1
CCG | 2018-03-25 02:00 | 1
CCG | 2018-03-25 03:00 | 1
CCG | 2018-03-25 04:00 | 1
CCG | 2018-03-25 05:00 | 1
CCG | 2018-03-25 06:00 | 1
CCG | 2018-03-25 07:00 | 1
CCG | 2018-03-25 08:00 | 1
CCG | 2018-03-25 09:00 | 1
CCG | 2018-03-25 10:00 | 1
CCG | 2018-03-25 11:00 | 1
CCG | 2018-03-25 12:00 | 1
CCG | 2018-03-25 13:00 | 1
CCG | 2018-03-25 14:00 | 1
CCG | 2018-03-25 15:00 | 1
CCG | 2018-03-25 16:00 | 1
CCG | 2018-03-25 17:00 | 1
CCG | 2018-03-25 18:00 | 1
CCG | 2018-03-25 19:00 | 1
CCG | 2018-03-25 20:00 | 1
CCG | 2018-03-25 21:00 | 1
CCG | 2018-03-25 22:00 | 0.99683
CCG | 2018-03-25 23:00 | 0.99683
CCG | 2018-03-26 | 0.99683
CCG | 2018-03-26 01:00 | 0.99683
CCG | 2018-03-26 02:00 | 0.99683
CCG | 2018-03-26 03:00 | 0.99683
CCG | 2018-03-26 04:00 | 0.99683
CCG | 2018-03-26 05:00 | 0.99683
CCG | 2018-03-26 06:00 | 0.99683
CCG | 2018-03-26 07:00 | 0.99683
CCG | 2018-03-26 08:00 | 0.99683
CCG | 2018-03-26 09:00 | 0.99683
CCG | 2018-03-26 10:00 | 0.99683
CCG | 2018-03-26 11:00 | 0.99683
CCG | 2018-03-26 12:00 | 0.99683
CCG | 2018-03-26 13:00 | 0.99683
CCG | 2018-03-26 14:00 | 0.99683
CCG | 2018-03-26 15:00 | 0.99683
CCG | 2018-03-26 16:00 | 0.96137
CCG | 2018-03-26 17:00 | 0.96137
CCG | 2018-03-26 18:00 | 0.96137
CCG | 2018-03-26 19:00 | 0.96137
CCG | 2018-03-26 20:00 | 0.96137
CCG | 2018-03-26 21:00 | 0.96137
CCG | 2018-03-26 22:00 | 0.96137
CCG | 2018-03-26 23:00 | 0.99683
CCG | 2018-03-27 | 0.99683
CCG | 2018-03-27 01:00 | 0.99683
CCG | 2018-03-27 02:00 | 0.99683
CCG | 2018-03-27 03:00 | 0.99683
CCG | 2018-03-27 04:00 | 0.99683
CCG | 2018-03-27 05:00 | 0.99683
CCG | 2018-03-27 06:00 | 0.99683
CCG | 2018-03-27 07:00 | 0.99683
CCG | 2018-03-27 08:00 | 0.99683
CCG | 2018-03-27 09:00 | 0.99683
CCG | 2018-03-27 10:00 | 0.99683
CCG | 2018-03-27 11:00 | 0.99683
CCG | 2018-03-27 12:00 | 0.99683
CCG | 2018-03-27 13:00 | 0.99683
CCG | 2018-03-27 14:00 | 0.99683
CCG | 2018-03-27 15:00 | 0.99683
CCG | 2018-03-27 16:00 | 0.99683
CCG | 2018-03-27 17:00 | 0.99683
CCG | 2018-03-27 18:00 | 0.99683
CCG | 2018-03-27 19:00 | 0.99683
CCG | 2018-03-27 20:00 | 0.99683
CCG | 2018-03-27 21:00 | 0.99683
CCG | 2018-03-27 22:00 | 0.99683
CCG | 2018-03-27 23:00 | 0.99683
CCG | 2018-03-28 | 0.99683
CCG | 2018-03-28 01:00 | 0.99683
CCG | 2018-03-28 02:00 | 0.99683
CCG | 2018-03-28 03:00 | 0.99683
CCG | 2018-03-28 04:00 | 0.99683
CCG | 2018-03-28 05:00 | 0.99683
CCG | 2018-03-28 06:00 | 0.99683
CCG | 2018-03-28 07:00 | 0.99683
CCG | 2018-03-28 08:00 | 0.99683
CCG | 2018-03-28 09:00 | 0.99683
CCG | 2018-03-28 10:00 | 0.99683
CCG | 2018-03-28 11:00 | 0.99683
CCG | 2018-03-28 12:00 | 0.99683
CCG | 2018-03-28 13:00 | 0.99683
CCG | 2018-03-28 14:00 | 0.99683
CCG | 2018-03-28 15:00 | 0.99683
CCG | 2018-03-28 16:00 | 0.99683
CCG | 2018-03-28 17:00 | 0.99683
CCG | 2018-03-28 18:00 | 0.99683
CCG | 2018-03-28 19:00 | 0.99683
CCG | 2018-03-28 20:00 | 0.99683
CCG | 2018-03-28 21:00 | 0.99683
CCG | 2018-03-28 22:00 | 0.99683
CCG | 2018-03-28 23:00 | 0.99683
CCG | 2018-03-29 | 0.97572
CCG | 2018-03-29 01:00 | 0.97572
CCG | 2018-03-29 02:00 | 0.97572
CCG | 2018-03-29 03:00 | 0.97572
CCG | 2018-03-29 04:00 | 0.97572
CCG | 2018-03-29 05:00 | 0.97572
CCG | 2018-03-29 06:00 | 0.97572
CCG | 2018-03-29 07:00 | 0.97572
CCG | 2018-03-29 08:00 | 0.97572
CCG | 2018-03-29 09:00 | 0.97572
CCG | 2018-03-29 10:00 | 1
CCG | 2018-03-29 11:00 | 1
CCG | 2018-03-29 12:00 | 1
CCG | 2018-03-29 13:00 | 1
CCG | 2018-03-29 14:00 | 1
CCG | 2018-03-29 15:00 | 1
CCG | 2018-03-29 16:00 | 1
CCG | 2018-03-29 17:00 | 1
CCG | 2018-03-29 18:00 | 0.98073
CCG | 2018-03-29 19:00 | 0.98073
CCG | 2018-03-29 20:00 | 1
CCG | 2018-03-29 21:00 | 1
CCG | 2018-03-29 22:00 | 1
CCG | 2018-03-29 23:00 | 1
CCG | 2018-03-30 | 0.998
CCG | 2018-03-30 01:00 | 0.998
CCG | 2018-03-30 02:00 | 0.998
CCG | 2018-03-30 03:00 | 0.998
CCG | 2018-03-30 04:00 | 0.998
CCG | 2018-03-30 05:00 | 0.998
CCG | 2018-03-30 06:00 | 0.96229
CCG | 2018-03-30 07:00 | 0.998
CCG | 2018-03-30 08:00 | 1
CCG | 2018-03-30 09:00 | 1
CCG | 2018-03-30 10:00 | 1
CCG | 2018-03-30 11:00 | 1
CCG | 2018-03-30 12:00 | 1
CCG | 2018-03-30 13:00 | 1
CCG | 2018-03-30 14:00 | 1
CCG | 2018-03-30 15:00 | 1
CCG | 2018-03-30 16:00 | 1
CCG | 2018-03-30 17:00 | 1
CCG | 2018-03-30 18:00 | 1
CCG | 2018-03-30 19:00 | 0.9874
CCG | 2018-03-30 20:00 | 0.9874
CCG | 2018-03-30 21:00 | 0.9874
CCG | 2018-03-30 22:00 | 0.9874
CCG | 2018-03-30 23:00 | 0.9874
CCG | 2018-03-31 | 0.9874
CCG | 2018-03-31 01:00 | 0.9874
CCG | 2018-03-31 02:00 | 0.9874
CCG | 2018-03-31 03:00 | 0.9874
CCG | 2018-03-31 04:00 | 0.9874
CCG | 2018-03-31 05:00 | 0.9874
CCG | 2018-03-31 06:00 | 0.9874
CCG | 2018-03-31 07:00 | 0.9874
CCG | 2018-03-31 08:00 | 0.98073
CCG | 2018-03-31 09:00 | 0.98073
CCG | 2018-03-31 10:00 | 0.98073
CCG | 2018-03-31 11:00 | 0.98073
CCG | 2018-03-31 12:00 | 0.98073
CCG | 2018-03-31 13:00 | 0.9874
CCG | 2018-03-31 14:00 | 0.9874
CCG | 2018-03-31 15:00 | 0.9874
CCG | 2018-03-31 16:00 | 0.9874
CCG | 2018-03-31 17:00 | 0.98073
CCG | 2018-03-31 18:00 | 0.9874
CCG | 2018-03-31 19:00 | 0.9874
CCG | 2018-03-31 20:00 | 0.9874
CCG | 2018-03-31 21:00 | 0.9874
CCG | 2018-03-31 22:00 | 0.9874
CCG | 2018-03-31 23:00 | 0.9874
CCG | 2018-04-01 | 0.95195
CCG | 2018-04-01 01:00 | 0.95195
CCG | 2018-04-01 02:00 | 0.95195
CCG | 2018-04-01 03:00 | 0.95195
CCG | 2018-04-01 04:00 | 0.95195
CCG | 2018-04-01 05:00 | 0.95195
CCG | 2018-04-01 06:00 | 0.95195
CCG | 2018-04-01 07:00 | 0.95195
CCG | 2018-04-01 08:00 | 0.95195
CCG | 2018-04-01 09:00 | 0.95195
CCG | 2018-04-01 10:00 | 0.95195
CCG | 2018-04-01 11:00 | 0.95195
CCG | 2018-04-01 12:00 | 0.95195
CCG | 2018-04-01 13:00 | 0.95195
CCG | 2018-04-01 14:00 | 0.95195
CCG | 2018-04-01 15:00 | 0.95195
CCG | 2018-04-01 16:00 | 0.95195
CCG | 2018-04-01 17:00 | 0.95195
CCG | 2018-04-01 18:00 | 0.95195
CCG | 2018-04-01 19:00 | 0.95195
CCG | 2018-04-01 20:00 | 0.95195
CCG | 2018-04-01 21:00 | 0.95195
CCG | 2018-04-01 22:00 | 0.95195
CCG | 2018-04-01 23:00 | 0.95195
CCG | 2018-04-02 | 0.95195
CCG | 2018-04-02 01:00 | 0.95195
CCG | 2018-04-02 02:00 | 0.95195
CCG | 2018-04-02 03:00 | 0.95195
CCG | 2018-04-02 04:00 | 0.95195
CCG | 2018-04-02 05:00 | 0.95195
CCG | 2018-04-02 06:00 | 0.95195
CCG | 2018-04-02 07:00 | 0.95195
CCG | 2018-04-02 08:00 | 0.95195
CCG | 2018-04-02 09:00 | 0.95195
CCG | 2018-04-02 10:00 | 0.93802
CCG | 2018-04-02 11:00 | 0.93802
CCG | 2018-04-02 12:00 | 0.93802
CCG | 2018-04-02 13:00 | 0.93802
CCG | 2018-04-02 14:00 | 0.93802
CCG | 2018-04-02 15:00 | 0.93802
CCG | 2018-04-02 16:00 | 0.93802
CCG | 2018-04-02 17:00 | 0.93802
CCG | 2018-04-02 18:00 | 0.93802
CCG | 2018-04-02 19:00 | 0.93802
CCG | 2018-04-02 20:00 | 0.93802
CCG | 2018-04-02 21:00 | 0.93802
CCG | 2018-04-02 22:00 | 0.93802
CCG | 2018-04-02 23:00 | 0.93802
CCG | 2018-04-03 | 0.93802
CCG | 2018-04-03 01:00 | 0.93802
CCG | 2018-04-03 02:00 | 0.93802
CCG | 2018-04-03 03:00 | 0.93802
CCG | 2018-04-03 04:00 | 0.93134
CCG | 2018-04-03 05:00 | 0.93134
CCG | 2018-04-03 06:00 | 0.93134
CCG | 2018-04-03 07:00 | 0.93134
CCG | 2018-04-03 08:00 | 0.93134
CCG | 2018-04-03 09:00 | 0.93134
CCG | 2018-04-03 10:00 | 0.93134
CCG | 2018-04-03 11:00 | 0.93134
CCG | 2018-04-03 12:00 | 0.93134
CCG | 2018-04-03 13:00 | 0.93134
CCG | 2018-04-03 14:00 | 0.93134
CCG | 2018-04-03 15:00 | 0.93134
CCG | 2018-04-03 16:00 | 0.93134
CCG | 2018-04-03 17:00 | 0.96454
CCG | 2018-04-03 18:00 | 0.96454
CCG | 2018-04-03 19:00 | 0.96454
CCG | 2018-04-03 20:00 | 0.96454
CCG | 2018-04-03 21:00 | 0.96454
CCG | 2018-04-03 22:00 | 0.96454
CCG | 2018-04-03 23:00 | 0.96454
CCG | 2018-04-04 | 0.96454
CCG | 2018-04-04 01:00 | 0.96454
CCG | 2018-04-04 02:00 | 0.96454
CCG | 2018-04-04 03:00 | 0.96454
CCG | 2018-04-04 04:00 | 0.96454
CCG | 2018-04-04 05:00 | 0.96454
CCG | 2018-04-04 06:00 | 0.96454
CCG | 2018-04-04 07:00 | 0.96454
CCG | 2018-04-04 08:00 | 0.96454
CCG | 2018-04-04 09:00 | 0.96454
CCG | 2018-04-04 10:00 | 0.96454
CCG | 2018-04-04 11:00 | 0.96454
CCG | 2018-04-04 12:00 | 0.96454
CCG | 2018-04-04 13:00 | 0.96454
CCG | 2018-04-04 14:00 | 0.96454
CCG | 2018-04-04 15:00 | 0.96454
CCG | 2018-04-04 16:00 | 0.96454
CCG | 2018-04-04 17:00 | 0.96454
CCG | 2018-04-04 18:00 | 0.96454
CCG | 2018-04-04 19:00 | 0.96454
CCG | 2018-04-04 20:00 | 0.96454
CCG | 2018-04-04 21:00 | 0.96454
CCG | 2018-04-04 22:00 | 0.96454
CCG | 2018-04-04 23:00 | 0.96454
CCG | 2018-04-05 | 0.96454
CCG | 2018-04-05 01:00 | 0.96454
CCG | 2018-04-05 02:00 | 0.96454
CCG | 2018-04-05 03:00 | 0.96454
CCG | 2018-04-05 04:00 | 0.96454
CCG | 2018-04-05 05:00 | 0.96454
CCG | 2018-04-05 06:00 | 0.93009
CCG | 2018-04-05 07:00 | 0.93009
CCG | 2018-04-05 08:00 | 0.93009
CCG | 2018-04-05 09:00 | 0.93009
CCG | 2018-04-05 10:00 | 0.93009
CCG | 2018-04-05 11:00 | 0.93009
CCG | 2018-04-05 12:00 | 0.93009
CCG | 2018-04-05 13:00 | 0.93009
CCG | 2018-04-05 14:00 | 0.96454
CCG | 2018-04-05 15:00 | 0.96454
CCG | 2018-04-05 16:00 | 0.96454
CCG | 2018-04-05 17:00 | 0.96454
CCG | 2018-04-05 18:00 | 0.96454
CCG | 2018-04-05 19:00 | 0.96454
CCG | 2018-04-05 20:00 | 0.96454
CCG | 2018-04-05 21:00 | 0.96454
CCG | 2018-04-05 22:00 | 0.96454
CCG | 2018-04-05 23:00 | 0.96454
CCG | 2018-04-06 | 0.96454
CCG | 2018-04-06 01:00 | 0.96454
CCG | 2018-04-06 02:00 | 0.96454
CCG | 2018-04-06 03:00 | 0.96454
CCG | 2018-04-06 04:00 | 0.96454
CCG | 2018-04-06 05:00 | 0.96454
CCG | 2018-04-06 06:00 | 0.96454
CCG | 2018-04-06 07:00 | 0.96454
CCG | 2018-04-06 08:00 | 0.94163
CCG | 2018-04-06 09:00 | 0.94163
CCG | 2018-04-06 10:00 | 0.96454
CCG | 2018-04-06 11:00 | 0.96454
CCG | 2018-04-06 12:00 | 0.96454
CCG | 2018-04-06 13:00 | 0.96454
CCG | 2018-04-06 14:00 | 0.96454
CCG | 2018-04-06 15:00 | 0.96454
CCG | 2018-04-06 16:00 | 0.96454
CCG | 2018-04-06 17:00 | 0.96454
CCG | 2018-04-06 18:00 | 0.96454
CCG | 2018-04-06 19:00 | 0.96454
CCG | 2018-04-06 20:00 | 0.96454
CCG | 2018-04-06 21:00 | 0.96454
CCG | 2018-04-06 22:00 | 0.96454
CCG | 2018-04-06 23:00 | 0.96454
CCG | 2018-04-07 | 0.96454
CCG | 2018-04-07 01:00 | 0.96454
CCG | 2018-04-07 02:00 | 0.96454
CCG | 2018-04-07 03:00 | 0.96454
CCG | 2018-04-07 04:00 | 0.96454
CCG | 2018-04-07 05:00 | 0.96454
CCG | 2018-04-07 06:00 | 0.96454
CCG | 2018-04-07 07:00 | 0.96454
CCG | 2018-04-07 08:00 | 0.96454
CCG | 2018-04-07 09:00 | 0.96454
CCG | 2018-04-07 10:00 | 0.96454
CCG | 2018-04-07 11:00 | 0.96454
CCG | 2018-04-07 12:00 | 0.96454
CCG | 2018-04-07 13:00 | 0.96454
CCG | 2018-04-07 14:00 | 0.96454
CCG | 2018-04-07 15:00 | 0.96454
CCG | 2018-04-07 16:00 | 0.96454
CCG | 2018-04-07 17:00 | 0.96454
CCG | 2018-04-07 18:00 | 0.96454
CCG | 2018-04-07 19:00 | 0.96454
CCG | 2018-04-07 20:00 | 0.96454
CCG | 2018-04-07 21:00 | 0.96454
CCG | 2018-04-07 22:00 | 0.96454
CCG | 2018-04-07 23:00 | 0.96454
CCG | 2018-04-08 | 0.96454
CCG | 2018-04-08 01:00 | 0.96454
CCG | 2018-04-08 02:00 | 0.96454
CCG | 2018-04-08 03:00 | 0.96454
CCG | 2018-04-08 04:00 | 0.96454
CCG | 2018-04-08 05:00 | 0.96454
CCG | 2018-04-08 06:00 | 0.96454
CCG | 2018-04-08 07:00 | 0.96454
CCG | 2018-04-08 08:00 | 0.96454
CCG | 2018-04-08 09:00 | 0.96454
CCG | 2018-04-08 10:00 | 0.96454
CCG | 2018-04-08 11:00 | 0.96454
CCG | 2018-04-08 12:00 | 0.96454
CCG | 2018-04-08 13:00 | 0.96454
CCG | 2018-04-08 14:00 | 0.96454
CCG | 2018-04-08 15:00 | 0.96454
CCG | 2018-04-08 16:00 | 0.96454
CCG | 2018-04-08 17:00 | 0.96454
CCG | 2018-04-08 18:00 | 0.96454
CCG | 2018-04-08 19:00 | 0.96454
CCG | 2018-04-08 20:00 | 0.96454
CCG | 2018-04-08 21:00 | 0.96454
CCG | 2018-04-08 22:00 | 0.96454
CCG | 2018-04-08 23:00 | 0.96454
CCG | 2018-04-09 | 0.96454
CCG | 2018-04-09 01:00 | 0.96454
CCG | 2018-04-09 02:00 | 0.96454
CCG | 2018-04-09 03:00 | 0.96454
CCG | 2018-04-09 04:00 | 0.96454
CCG | 2018-04-09 05:00 | 0.96454
CCG | 2018-04-09 06:00 | 0.96454
CCG | 2018-04-09 07:00 | 0.96454
CCG | 2018-04-09 08:00 | 0.95061
CCG | 2018-04-09 09:00 | 0.95061
CCG | 2018-04-09 10:00 | 0.95061
CCG | 2018-04-09 11:00 | 0.95061
CCG | 2018-04-09 12:00 | 0.95061
CCG | 2018-04-09 13:00 | 0.95061
CCG | 2018-04-09 14:00 | 0.95061
CCG | 2018-04-09 15:00 | 0.95061
CCG | 2018-04-09 16:00 | 0.95061
CCG | 2018-04-09 17:00 | 0.96454
CCG | 2018-04-09 18:00 | 0.96454
CCG | 2018-04-09 19:00 | 0.96454
CCG | 2018-04-09 20:00 | 0.96454
CCG | 2018-04-09 21:00 | 0.96454
CCG | 2018-04-09 22:00 | 0.96454
CCG | 2018-04-09 23:00 | 0.96454
CCG | 2018-04-10 | 0.96454
CCG | 2018-04-10 01:00 | 0.96454
CCG | 2018-04-10 02:00 | 0.96454
CCG | 2018-04-10 03:00 | 0.96454
CCG | 2018-04-10 04:00 | 0.96454
CCG | 2018-04-10 05:00 | 0.96454
CCG | 2018-04-10 06:00 | 0.96454
CCG | 2018-04-10 07:00 | 0.96454
CCG | 2018-04-10 08:00 | 0.96454
CCG | 2018-04-10 09:00 | 0.96454
CCG | 2018-04-10 10:00 | 0.96454
CCG | 2018-04-10 11:00 | 0.96454
CCG | 2018-04-10 12:00 | 0.96454
CCG | 2018-04-10 13:00 | 0.94761
CCG | 2018-04-10 14:00 | 0.94761
CCG | 2018-04-10 15:00 | 0.94761
CCG | 2018-04-10 16:00 | 0.94761
CCG | 2018-04-10 17:00 | 0.94761
CCG | 2018-04-10 18:00 | 0.94761
CCG | 2018-04-10 19:00 | 0.94761
CCG | 2018-04-10 20:00 | 0.94761
CCG | 2018-04-10 21:00 | 0.94761
CCG | 2018-04-10 22:00 | 0.94761
CCG | 2018-04-10 23:00 | 0.94761
CCG | 2018-04-11 | 0.94761
CCG | 2018-04-11 01:00 | 0.94761
CCG | 2018-04-11 02:00 | 0.94761
CCG | 2018-04-11 03:00 | 0.94761
CCG | 2018-04-11 04:00 | 0.94761
CCG | 2018-04-11 05:00 | 0.94761
CCG | 2018-04-11 06:00 | 0.94761
CCG | 2018-04-11 07:00 | 0.94761
CCG | 2018-04-11 08:00 | 0.94761
CCG | 2018-04-11 09:00 | 0.94761
CCG | 2018-04-11 10:00 | 0.94761
CCG | 2018-04-11 11:00 | 0.94761
CCG | 2018-04-11 12:00 | 0.94761
CCG | 2018-04-11 13:00 | 0.94761
CCG | 2018-04-11 14:00 | 0.94761
CCG | 2018-04-11 15:00 | 0.94761
CCG | 2018-04-11 16:00 | 0.94761
CCG | 2018-04-11 17:00 | 0.96454
CCG | 2018-04-11 18:00 | 0.96454
CCG | 2018-04-11 19:00 | 0.96454
CCG | 2018-04-11 20:00 | 0.96454
CCG | 2018-04-11 21:00 | 0.96454
CCG | 2018-04-11 22:00 | 0.96454
CCG | 2018-04-11 23:00 | 0.96454
CCG | 2018-04-12 | 0.96454
CCG | 2018-04-12 01:00 | 0.96454
CCG | 2018-04-12 02:00 | 0.96454
CCG | 2018-04-12 03:00 | 0.96454
CCG | 2018-04-12 04:00 | 0.96454
CCG | 2018-04-12 05:00 | 0.96454
CCG | 2018-04-12 06:00 | 0.96454
CCG | 2018-04-12 07:00 | 0.96454
CCG | 2018-04-12 08:00 | 0.96454
CCG | 2018-04-12 09:00 | 0.96454
CCG | 2018-04-12 10:00 | 0.96454
CCG | 2018-04-12 11:00 | 0.96454
CCG | 2018-04-12 12:00 | 0.96454
CCG | 2018-04-12 13:00 | 0.96454
CCG | 2018-04-12 14:00 | 0.96454
CCG | 2018-04-12 15:00 | 0.96454
CCG | 2018-04-12 16:00 | 0.96454
CCG | 2018-04-12 17:00 | 0.96454
CCG | 2018-04-12 18:00 | 0.96454
CCG | 2018-04-12 19:00 | 0.96454
CCG | 2018-04-12 20:00 | 0.96454
CCG | 2018-04-12 21:00 | 0.96454
CCG | 2018-04-12 22:00 | 0.96454
CCG | 2018-04-12 23:00 | 0.96454
CCG | 2018-04-13 | 0.96454
CCG | 2018-04-13 01:00 | 0.96454
CCG | 2018-04-13 02:00 | 0.96454
CCG | 2018-04-13 03:00 | 0.96454
CCG | 2018-04-13 04:00 | 0.96454
CCG | 2018-04-13 05:00 | 0.96454
CCG | 2018-04-13 06:00 | 0.96454
CCG | 2018-04-13 07:00 | 0.96454
CCG | 2018-04-13 08:00 | 0.96454
CCG | 2018-04-13 09:00 | 0.96454
CCG | 2018-04-13 10:00 | 0.96454
CCG | 2018-04-13 11:00 | 0.96454
CCG | 2018-04-13 12:00 | 0.96454
CCG | 2018-04-13 13:00 | 0.96454
CCG | 2018-04-13 14:00 | 0.96454
CCG | 2018-04-13 15:00 | 0.96454
CCG | 2018-04-13 16:00 | 0.96454
CCG | 2018-04-13 17:00 | 0.96454
CCG | 2018-04-13 18:00 | 0.96454
CCG | 2018-04-13 19:00 | 0.96454
CCG | 2018-04-13 20:00 | 0.92575
CCG | 2018-04-13 21:00 | 0.92575
CCG | 2018-04-13 22:00 | 0.92575
CCG | 2018-04-13 23:00 | 0.92575
CCG | 2018-04-14 | 0.91574
CCG | 2018-04-14 01:00 | 0.91574
CCG | 2018-04-14 02:00 | 0.91574
CCG | 2018-04-14 03:00 | 0.91574
CCG | 2018-04-14 04:00 | 0.91574
CCG | 2018-04-14 05:00 | 0.91574
CCG | 2018-04-14 06:00 | 0.91574
CCG | 2018-04-14 07:00 | 0.91574
CCG | 2018-04-14 08:00 | 0.91574
CCG | 2018-04-14 09:00 | 0.91574
CCG | 2018-04-14 10:00 | 0.91574
CCG | 2018-04-14 11:00 | 0.91574
CCG | 2018-04-14 12:00 | 0.91574
CCG | 2018-04-14 13:00 | 0.91574
CCG | 2018-04-14 14:00 | 0.91574
CCG | 2018-04-14 15:00 | 0.91574
CCG | 2018-04-14 16:00 | 0.91574
CCG | 2018-04-14 17:00 | 0.91574
CCG | 2018-04-14 18:00 | 0.91574
CCG | 2018-04-14 19:00 | 0.91574
CCG | 2018-04-14 20:00 | 0.91574
CCG | 2018-04-14 21:00 | 0.91574
CCG | 2018-04-14 22:00 | 0.91574
CCG | 2018-04-14 23:00 | 0.91574
CCG | 2018-04-15 | 0.89881
CCG | 2018-04-15 01:00 | 0.89881
CCG | 2018-04-15 02:00 | 0.89881
CCG | 2018-04-15 03:00 | 0.89881
CCG | 2018-04-15 04:00 | 0.89881
CCG | 2018-04-15 05:00 | 0.89881
CCG | 2018-04-15 06:00 | 0.89881
CCG | 2018-04-15 07:00 | 0.89881
CCG | 2018-04-15 08:00 | 0.89881
CCG | 2018-04-15 09:00 | 0.89881
CCG | 2018-04-15 10:00 | 0.89881
CCG | 2018-04-15 11:00 | 0.89881
CCG | 2018-04-15 12:00 | 0.89881
CCG | 2018-04-15 13:00 | 0.89881
CCG | 2018-04-15 14:00 | 0.89881
CCG | 2018-04-15 15:00 | 0.89881
CCG | 2018-04-15 16:00 | 0.89881
CCG | 2018-04-15 17:00 | 0.89881
CCG | 2018-04-15 18:00 | 0.89881
CCG | 2018-04-15 19:00 | 0.89881
CCG | 2018-04-15 20:00 | 0.89881
CCG | 2018-04-15 21:00 | 0.89881
CCG | 2018-04-15 22:00 | 0.89881
CCG | 2018-04-15 23:00 | 0.89881
CCG | 2018-04-16 | 0.89881
CCG | 2018-04-16 01:00 | 0.89881
CCG | 2018-04-16 02:00 | 0.89881
CCG | 2018-04-16 03:00 | 0.89881
CCG | 2018-04-16 04:00 | 0.89881
CCG | 2018-04-16 05:00 | 0.87589
CCG | 2018-04-16 06:00 | 0.8656
CCG | 2018-04-16 07:00 | 0.8656
CCG | 2018-04-16 08:00 | 0.8656
CCG | 2018-04-16 09:00 | 0.8656
CCG | 2018-04-16 10:00 | 0.8656
CCG | 2018-04-16 11:00 | 0.8656
CCG | 2018-04-16 12:00 | 0.8656
CCG | 2018-04-16 13:00 | 0.8656
CCG | 2018-04-16 14:00 | 0.8656
CCG | 2018-04-16 15:00 | 0.8656
CCG | 2018-04-16 16:00 | 0.87954
CCG | 2018-04-16 17:00 | 0.87954
CCG | 2018-04-16 18:00 | 0.87954
CCG | 2018-04-16 19:00 | 0.87954
CCG | 2018-04-16 20:00 | 0.87954
CCG | 2018-04-16 21:00 | 0.87954
CCG | 2018-04-16 22:00 | 0.87954
CCG | 2018-04-16 23:00 | 0.87954
CCG | 2018-04-17 | 0.89881
CCG | 2018-04-17 01:00 | 0.89881
CCG | 2018-04-17 02:00 | 0.89881
CCG | 2018-04-17 03:00 | 0.89881
CCG | 2018-04-17 04:00 | 0.89881
CCG | 2018-04-17 05:00 | 0.89881
CCG | 2018-04-17 06:00 | 0.89881
CCG | 2018-04-17 07:00 | 0.89881
CCG | 2018-04-17 08:00 | 0.89881
CCG | 2018-04-17 09:00 | 0.89881
CCG | 2018-04-17 10:00 | 0.87954
CCG | 2018-04-17 11:00 | 0.89881
CCG | 2018-04-17 12:00 | 0.89881
CCG | 2018-04-17 13:00 | 0.89881
CCG | 2018-04-17 14:00 | 0.89881
CCG | 2018-04-17 15:00 | 0.89881
CCG | 2018-04-17 16:00 | 0.89881
CCG | 2018-04-17 17:00 | 0.89881
CCG | 2018-04-17 18:00 | 0.89881
CCG | 2018-04-17 19:00 | 0.89881
CCG | 2018-04-17 20:00 | 0.89881
CCG | 2018-04-17 21:00 | 0.89881
CCG | 2018-04-17 22:00 | 0.89881
CCG | 2018-04-17 23:00 | 0.89881
CCG | 2018-04-18 | 0.89881
CCG | 2018-04-18 01:00 | 0.89881
CCG | 2018-04-18 02:00 | 0.89881
CCG | 2018-04-18 03:00 | 0.89881
CCG | 2018-04-18 04:00 | 0.89881
CCG | 2018-04-18 05:00 | 0.89881
CCG | 2018-04-18 06:00 | 0.87597
CCG | 2018-04-18 07:00 | 0.87597
CCG | 2018-04-18 08:00 | 0.87597
CCG | 2018-04-18 09:00 | 0.87597
CCG | 2018-04-18 10:00 | 0.87597
CCG | 2018-04-18 11:00 | 0.87597
CCG | 2018-04-18 12:00 | 0.87597
CCG | 2018-04-18 13:00 | 0.87597
CCG | 2018-04-18 14:00 | 0.87597
CCG | 2018-04-18 15:00 | 0.87597
CCG | 2018-04-18 16:00 | 0.87597
CCG | 2018-04-18 17:00 | 0.87597
CCG | 2018-04-18 18:00 | 0.89881
CCG | 2018-04-18 19:00 | 0.89881
CCG | 2018-04-18 20:00 | 0.89881
CCG | 2018-04-18 21:00 | 0.89881
CCG | 2018-04-18 22:00 | 0.89839
CCG | 2018-04-18 23:00 | 0.89839
CCG | 2018-04-19 | 0.89881
CCG | 2018-04-19 01:00 | 0.89881
CCG | 2018-04-19 02:00 | 0.89881
CCG | 2018-04-19 03:00 | 0.89881
CCG | 2018-04-19 04:00 | 0.89881
CCG | 2018-04-19 05:00 | 0.89881
CCG | 2018-04-19 06:00 | 0.89881
CCG | 2018-04-19 07:00 | 0.89881
CCG | 2018-04-19 08:00 | 0.86319
CCG | 2018-04-19 09:00 | 0.86319
CCG | 2018-04-19 10:00 | 0.86319
CCG | 2018-04-19 11:00 | 0.89881
CCG | 2018-04-19 12:00 | 0.89881
CCG | 2018-04-19 13:00 | 0.89881
CCG | 2018-04-19 14:00 | 0.89881
CCG | 2018-04-19 15:00 | 0.89881
CCG | 2018-04-19 16:00 | 0.89881
CCG | 2018-04-19 17:00 | 0.89881
CCG | 2018-04-19 18:00 | 0.89881
CCG | 2018-04-19 19:00 | 0.89881
CCG | 2018-04-19 20:00 | 0.89881
CCG | 2018-04-19 21:00 | 0.89881
CCG | 2018-04-19 22:00 | 0.89881
CCG | 2018-04-19 23:00 | 0.89881
CCG | 2018-04-20 | 0.86435
CCG | 2018-04-20 01:00 | 0.86435
CCG | 2018-04-20 02:00 | 0.86435
CCG | 2018-04-20 03:00 | 0.86435
CCG | 2018-04-20 04:00 | 0.86435
CCG | 2018-04-20 05:00 | 0.86435
CCG | 2018-04-20 06:00 | 0.86435
CCG | 2018-04-20 07:00 | 0.86435
CCG | 2018-04-20 08:00 | 0.86435
CCG | 2018-04-20 09:00 | 0.86435
CCG | 2018-04-20 10:00 | 0.86435
CCG | 2018-04-20 11:00 | 0.86435
CCG | 2018-04-20 12:00 | 0.86435
CCG | 2018-04-20 13:00 | 0.86435
CCG | 2018-04-20 14:00 | 0.86435
CCG | 2018-04-20 15:00 | 0.86435
CCG | 2018-04-20 16:00 | 0.86435
CCG | 2018-04-20 17:00 | 0.86435
CCG | 2018-04-20 18:00 | 0.86435
CCG | 2018-04-20 19:00 | 0.86435
CCG | 2018-04-20 20:00 | 0.86435
CCG | 2018-04-20 21:00 | 0.86435
CCG | 2018-04-20 22:00 | 0.86435
CCG | 2018-04-20 23:00 | 0.86435
CCG | 2018-04-21 | 0.82556
CCG | 2018-04-21 01:00 | 0.82556
CCG | 2018-04-21 02:00 | 0.82556
CCG | 2018-04-21 03:00 | 0.82556
CCG | 2018-04-21 04:00 | 0.82556
CCG | 2018-04-21 05:00 | 0.82556
CCG | 2018-04-21 06:00 | 0.82556
CCG | 2018-04-21 07:00 | 0.78994
CCG | 2018-04-21 08:00 | 0.78994
CCG | 2018-04-21 09:00 | 0.78994
CCG | 2018-04-21 10:00 | 0.78994
CCG | 2018-04-21 11:00 | 0.78994
CCG | 2018-04-21 12:00 | 0.78994
CCG | 2018-04-21 13:00 | 0.78994
CCG | 2018-04-21 14:00 | 0.78994
CCG | 2018-04-21 15:00 | 0.78994
CCG | 2018-04-21 16:00 | 0.82439
CCG | 2018-04-21 17:00 | 0.82439
CCG | 2018-04-21 18:00 | 0.86002
CCG | 2018-04-21 19:00 | 0.86002
CCG | 2018-04-21 20:00 | 0.86002
CCG | 2018-04-21 21:00 | 0.86002
CCG | 2018-04-21 22:00 | 0.86002
CCG | 2018-04-21 23:00 | 0.86002
CCG | 2018-04-22 | 0.86002
CCG | 2018-04-22 01:00 | 0.86002
CCG | 2018-04-22 02:00 | 0.86002
CCG | 2018-04-22 03:00 | 0.86002
CCG | 2018-04-22 04:00 | 0.86002
CCG | 2018-04-22 05:00 | 0.86002
CCG | 2018-04-22 06:00 | 0.86002
CCG | 2018-04-22 07:00 | 0.86002
CCG | 2018-04-22 08:00 | 0.86002
CCG | 2018-04-22 09:00 | 0.86002
CCG | 2018-04-22 10:00 | 0.86002
CCG | 2018-04-22 11:00 | 0.86002
CCG | 2018-04-22 12:00 | 0.86002
CCG | 2018-04-22 13:00 | 0.86002
CCG | 2018-04-22 14:00 | 0.86002
CCG | 2018-04-22 15:00 | 0.86002
CCG | 2018-04-22 16:00 | 0.86002
CCG | 2018-04-22 17:00 | 0.86002
CCG | 2018-04-22 18:00 | 0.86002
CCG | 2018-04-22 19:00 | 0.86002
CCG | 2018-04-22 20:00 | 0.86002
CCG | 2018-04-22 21:00 | 0.86002
CCG | 2018-04-22 22:00 | 0.86002
CCG | 2018-04-22 23:00 | 0.86002
CCG | 2018-04-23 | 0.86002
CCG | 2018-04-23 01:00 | 0.86002
CCG | 2018-04-23 02:00 | 0.86002
CCG | 2018-04-23 03:00 | 0.86002
CCG | 2018-04-23 04:00 | 0.86002
CCG | 2018-04-23 05:00 | 0.86002
CCG | 2018-04-23 06:00 | 0.86002
CCG | 2018-04-23 07:00 | 0.86002
CCG | 2018-04-23 08:00 | 0.86002
CCG | 2018-04-23 09:00 | 0.86002
CCG | 2018-04-23 10:00 | 0.86002
CCG | 2018-04-23 11:00 | 0.86002
CCG | 2018-04-23 12:00 | 0.86002
CCG | 2018-04-23 13:00 | 0.86002
CCG | 2018-04-23 14:00 | 0.86002
CCG | 2018-04-23 15:00 | 0.86002
CCG | 2018-04-23 16:00 | 0.86002
CCG | 2018-04-23 17:00 | 0.86002
CCG | 2018-04-23 18:00 | 0.86002
CCG | 2018-04-23 19:00 | 0.86002
CCG | 2018-04-23 20:00 | 0.86002
CCG | 2018-04-23 21:00 | 0.86002
CCG | 2018-04-23 22:00 | 0.86002
CCG | 2018-04-23 23:00 | 0.86002
CCG | 2018-04-24 | 0.86002
CCG | 2018-04-24 01:00 | 0.86002
CCG | 2018-04-24 02:00 | 0.86002
CCG | 2018-04-24 03:00 | 0.86002
CCG | 2018-04-24 04:00 | 0.86002
CCG | 2018-04-24 05:00 | 0.86002
CCG | 2018-04-24 06:00 | 0.86002
CCG | 2018-04-24 07:00 | 0.86002
CCG | 2018-04-24 08:00 | 0.86002
CCG | 2018-04-24 09:00 | 0.86002
CCG | 2018-04-24 10:00 | 0.86002
CCG | 2018-04-24 11:00 | 0.86002
CCG | 2018-04-24 12:00 | 0.86002
CCG | 2018-04-24 13:00 | 0.86002
CCG | 2018-04-24 14:00 | 0.86002
CCG | 2018-04-24 15:00 | 0.86002
CCG | 2018-04-24 16:00 | 0.86002
CCG | 2018-04-24 17:00 | 0.86002
CCG | 2018-04-24 18:00 | 0.86002
CCG | 2018-04-24 19:00 | 0.86002
CCG | 2018-04-24 20:00 | 0.86002
CCG | 2018-04-24 21:00 | 0.86002
CCG | 2018-04-24 22:00 | 0.86002
CCG | 2018-04-24 23:00 | 0.86002
CCG | 2018-04-25 | 0.86002
CCG | 2018-04-25 01:00 | 0.86002
CCG | 2018-04-25 02:00 | 0.86002
CCG | 2018-04-25 03:00 | 0.86002
CCG | 2018-04-25 04:00 | 0.86002
CCG | 2018-04-25 05:00 | 0.86002
CCG | 2018-04-25 06:00 | 0.86002
CCG | 2018-04-25 07:00 | 0.86002
CCG | 2018-04-25 08:00 | 0.86002
CCG | 2018-04-25 09:00 | 0.86002
CCG | 2018-04-25 10:00 | 0.86002
CCG | 2018-04-25 11:00 | 0.86002
CCG | 2018-04-25 12:00 | 0.86002
CCG | 2018-04-25 13:00 | 0.86002
CCG | 2018-04-25 14:00 | 0.86002
CCG | 2018-04-25 15:00 | 0.86002
CCG | 2018-04-25 16:00 | 0.86002
CCG | 2018-04-25 17:00 | 0.86002
CCG | 2018-04-25 18:00 | 0.86002
CCG | 2018-04-25 19:00 | 0.86002
CCG | 2018-04-25 20:00 | 0.86002
CCG | 2018-04-25 21:00 | 0.86002
CCG | 2018-04-25 22:00 | 0.86002
CCG | 2018-04-25 23:00 | 0.86002
CCG | 2018-04-26 | 0.86002
CCG | 2018-04-26 01:00 | 0.86002
CCG | 2018-04-26 02:00 | 0.86002
CCG | 2018-04-26 03:00 | 0.86002
CCG | 2018-04-26 04:00 | 0.86002
CCG | 2018-04-26 05:00 | 0.86002
CCG | 2018-04-26 06:00 | 0.86002
CCG | 2018-04-26 07:00 | 0.86002
CCG | 2018-04-26 08:00 | 0.86002
CCG | 2018-04-26 09:00 | 0.86002
CCG | 2018-04-26 10:00 | 0.86002
CCG | 2018-04-26 11:00 | 0.86002
CCG | 2018-04-26 12:00 | 0.86002
CCG | 2018-04-26 13:00 | 0.86002
CCG | 2018-04-26 14:00 | 0.86002
CCG | 2018-04-26 15:00 | 0.86002
CCG | 2018-04-26 16:00 | 0.86002
CCG | 2018-04-26 17:00 | 0.86002
CCG | 2018-04-26 18:00 | 0.86002
CCG | 2018-04-26 19:00 | 0.86002
CCG | 2018-04-26 20:00 | 0.86002
CCG | 2018-04-26 21:00 | 0.86002
CCG | 2018-04-26 22:00 | 0.86002
CCG | 2018-04-26 23:00 | 0.86002
CCG | 2018-04-27 | 0.86002
CCG | 2018-04-27 01:00 | 0.86002
CCG | 2018-04-27 02:00 | 0.86002
CCG | 2018-04-27 03:00 | 0.86002
CCG | 2018-04-27 04:00 | 0.86002
CCG | 2018-04-27 05:00 | 0.86002
CCG | 2018-04-27 06:00 | 0.86002
CCG | 2018-04-27 07:00 | 0.86002
CCG | 2018-04-27 08:00 | 0.86002
CCG | 2018-04-27 09:00 | 0.86002
CCG | 2018-04-27 10:00 | 0.86002
CCG | 2018-04-27 11:00 | 0.86002
CCG | 2018-04-27 12:00 | 0.86002
CCG | 2018-04-27 13:00 | 0.86002
CCG | 2018-04-27 14:00 | 0.86002
CCG | 2018-04-27 15:00 | 0.86002
CCG | 2018-04-27 16:00 | 0.86002
CCG | 2018-04-27 17:00 | 0.86002
CCG | 2018-04-27 18:00 | 0.86002
CCG | 2018-04-27 19:00 | 0.86002
CCG | 2018-04-27 20:00 | 0.86002
CCG | 2018-04-27 21:00 | 0.86002
CCG | 2018-04-27 22:00 | 0.86002
CCG | 2018-04-27 23:00 | 0.86002
CCG | 2018-04-28 | 0.86002
CCG | 2018-04-28 01:00 | 0.86002
CCG | 2018-04-28 02:00 | 0.86002
CCG | 2018-04-28 03:00 | 0.86002
CCG | 2018-04-28 04:00 | 0.86002
CCG | 2018-04-28 05:00 | 0.86002
CCG | 2018-04-28 06:00 | 0.86002
CCG | 2018-04-28 07:00 | 0.86002
CCG | 2018-04-28 08:00 | 0.86002
CCG | 2018-04-28 09:00 | 0.86002
CCG | 2018-04-28 10:00 | 0.86002
CCG | 2018-04-28 11:00 | 0.86002
CCG | 2018-04-28 12:00 | 0.86002
CCG | 2018-04-28 13:00 | 0.86002
CCG | 2018-04-28 14:00 | 0.86002
CCG | 2018-04-28 15:00 | 0.86002
CCG | 2018-04-28 16:00 | 0.86002
CCG | 2018-04-28 17:00 | 0.86002
CCG | 2018-04-28 18:00 | 0.86002
CCG | 2018-04-28 19:00 | 0.86002
CCG | 2018-04-28 20:00 | 0.86002
CCG | 2018-04-28 21:00 | 0.86002
CCG | 2018-04-28 22:00 | 0.86002
CCG | 2018-04-28 23:00 | 0.86002
CCG | 2018-04-29 | 0.86002
CCG | 2018-04-29 01:00 | 0.86002
CCG | 2018-04-29 02:00 | 0.86002
CCG | 2018-04-29 03:00 | 0.86002
CCG | 2018-04-29 04:00 | 0.86002
CCG | 2018-04-29 05:00 | 0.86002
CCG | 2018-04-29 06:00 | 0.86002
CCG | 2018-04-29 07:00 | 0.86002
CCG | 2018-04-29 08:00 | 0.86002
CCG | 2018-04-29 09:00 | 0.86002
CCG | 2018-04-29 10:00 | 0.86002
CCG | 2018-04-29 11:00 | 0.86002
CCG | 2018-04-29 12:00 | 0.86002
CCG | 2018-04-29 13:00 | 0.86002
CCG | 2018-04-29 14:00 | 0.86002
CCG | 2018-04-29 15:00 | 0.86002
CCG | 2018-04-29 16:00 | 0.86002
CCG | 2018-04-29 17:00 | 0.86002
CCG | 2018-04-29 18:00 | 0.86002
CCG | 2018-04-29 19:00 | 0.86002
CCG | 2018-04-29 20:00 | 0.86002
CCG | 2018-04-29 21:00 | 0.86002
CCG | 2018-04-29 22:00 | 0.86002
CCG | 2018-04-29 23:00 | 0.86002
CCG | 2018-04-30 | 0.86002
CCG | 2018-04-30 01:00 | 0.86002
CCG | 2018-04-30 02:00 | 0.86002
CCG | 2018-04-30 03:00 | 0.86002
CCG | 2018-04-30 04:00 | 0.86002
CCG | 2018-04-30 05:00 | 0.86002
CCG | 2018-04-30 06:00 | 0.86002
CCG | 2018-04-30 07:00 | 0.86002
CCG | 2018-04-30 08:00 | 0.86002
CCG | 2018-04-30 09:00 | 0.86002
CCG | 2018-04-30 10:00 | 0.86002
CCG | 2018-04-30 11:00 | 0.86002
CCG | 2018-04-30 12:00 | 0.86002
CCG | 2018-04-30 13:00 | 0.86002
CCG | 2018-04-30 14:00 | 0.86002
CCG | 2018-04-30 15:00 | 0.86002
CCG | 2018-04-30 16:00 | 0.86002
CCG | 2018-04-30 17:00 | 0.86002
CCG | 2018-04-30 18:00 | 0.86002
CCG | 2018-04-30 19:00 | 0.86002
CCG | 2018-04-30 20:00 | 0.86002
CCG | 2018-04-30 21:00 | 0.86002
CCG | 2018-04-30 22:00 | 0.86002
CCG | 2018-04-30 23:00 | 0.86002
CCG | 2018-05-01 | 0.84074
CCG | 2018-05-01 01:00 | 0.84074
CCG | 2018-05-01 02:00 | 0.84074
CCG | 2018-05-01 03:00 | 0.84074
CCG | 2018-05-01 04:00 | 0.84074
CCG | 2018-05-01 05:00 | 0.86002
CCG | 2018-05-01 06:00 | 0.86002
CCG | 2018-05-01 07:00 | 0.86002
CCG | 2018-05-01 08:00 | 0.86002
CCG | 2018-05-01 09:00 | 0.86002
CCG | 2018-05-01 10:00 | 0.86002
CCG | 2018-05-01 11:00 | 0.86002
CCG | 2018-05-01 12:00 | 0.86002
CCG | 2018-05-01 13:00 | 0.86002
CCG | 2018-05-01 14:00 | 0.86002
CCG | 2018-05-01 15:00 | 0.86002
CCG | 2018-05-01 16:00 | 0.86002
CCG | 2018-05-01 17:00 | 0.86002
CCG | 2018-05-01 18:00 | 0.86002
CCG | 2018-05-01 19:00 | 0.86002
CCG | 2018-05-01 20:00 | 0.86002
CCG | 2018-05-01 21:00 | 0.86002
CCG | 2018-05-01 22:00 | 0.86002
CCG | 2018-05-01 23:00 | 0.86002
CCG | 2018-05-02 | 0.83717
CCG | 2018-05-02 01:00 | 0.83717
CCG | 2018-05-02 02:00 | 0.83717
CCG | 2018-05-02 03:00 | 0.83717
CCG | 2018-05-02 04:00 | 0.83717
CCG | 2018-05-02 05:00 | 0.83717
CCG | 2018-05-02 06:00 | 0.83717
CCG | 2018-05-02 07:00 | 0.83717
CCG | 2018-05-02 08:00 | 0.83717
CCG | 2018-05-02 09:00 | 0.83717
CCG | 2018-05-02 10:00 | 0.83717
CCG | 2018-05-02 11:00 | 0.83717
CCG | 2018-05-02 12:00 | 0.83717
CCG | 2018-05-02 13:00 | 0.83717
CCG | 2018-05-02 14:00 | 0.83717
CCG | 2018-05-02 15:00 | 0.83717
CCG | 2018-05-02 16:00 | 0.83717
CCG | 2018-05-02 17:00 | 0.83717
CCG | 2018-05-02 18:00 | 0.83717
CCG | 2018-05-02 19:00 | 0.83717
CCG | 2018-05-02 20:00 | 0.83717
CCG | 2018-05-02 21:00 | 0.83717
CCG | 2018-05-02 22:00 | 0.83717
CCG | 2018-05-02 23:00 | 0.83717
CCG | 2018-05-03 | 0.83717
CCG | 2018-05-03 01:00 | 0.83717
CCG | 2018-05-03 02:00 | 0.83717
CCG | 2018-05-03 03:00 | 0.83717
CCG | 2018-05-03 04:00 | 0.83717
CCG | 2018-05-03 05:00 | 0.83717
CCG | 2018-05-03 06:00 | 0.80088
CCG | 2018-05-03 07:00 | 0.80088
CCG | 2018-05-03 08:00 | 0.80088
CCG | 2018-05-03 09:00 | 0.80088
CCG | 2018-05-03 10:00 | 0.80088
CCG | 2018-05-03 11:00 | 0.80088
CCG | 2018-05-03 12:00 | 0.80088
CCG | 2018-05-03 13:00 | 0.80088
CCG | 2018-05-03 14:00 | 0.80088
CCG | 2018-05-03 15:00 | 0.80088
CCG | 2018-05-03 16:00 | 0.80088
CCG | 2018-05-03 17:00 | 0.80088
CCG | 2018-05-03 18:00 | 0.80088
CCG | 2018-05-03 19:00 | 0.80088
CCG | 2018-05-03 20:00 | 0.80088
CCG | 2018-05-03 21:00 | 0.80088
CCG | 2018-05-03 22:00 | 0.80088
CCG | 2018-05-03 23:00 | 0.80088
CCG | 2018-05-04 | 0.80088
CCG | 2018-05-04 01:00 | 0.80088
CCG | 2018-05-04 02:00 | 0.80088
CCG | 2018-05-04 03:00 | 0.80088
CCG | 2018-05-04 04:00 | 0.80088
CCG | 2018-05-04 05:00 | 0.80088
CCG | 2018-05-04 06:00 | 0.80088
CCG | 2018-05-04 07:00 | 0.80088
CCG | 2018-05-04 08:00 | 0.80088
CCG | 2018-05-04 09:00 | 0.80088
CCG | 2018-05-04 10:00 | 0.80088
CCG | 2018-05-04 11:00 | 0.80088
CCG | 2018-05-04 12:00 | 0.80088
CCG | 2018-05-04 13:00 | 0.80088
CCG | 2018-05-04 14:00 | 0.80088
CCG | 2018-05-04 15:00 | 0.80088
CCG | 2018-05-04 16:00 | 0.80088
CCG | 2018-05-04 17:00 | 0.80088
CCG | 2018-05-04 18:00 | 0.80088
CCG | 2018-05-04 19:00 | 0.80088
CCG | 2018-05-04 20:00 | 0.80088
CCG | 2018-05-04 21:00 | 0.80088
CCG | 2018-05-04 22:00 | 0.80088
CCG | 2018-05-04 23:00 | 0.80088
CCG | 2018-05-05 | 0.80088
CCG | 2018-05-05 01:00 | 0.80088
CCG | 2018-05-05 02:00 | 0.80088
CCG | 2018-05-05 03:00 | 0.80088
CCG | 2018-05-05 04:00 | 0.80088
CCG | 2018-05-05 05:00 | 0.80088
CCG | 2018-05-05 06:00 | 0.80088
CCG | 2018-05-05 07:00 | 0.80088
CCG | 2018-05-05 08:00 | 0.80088
CCG | 2018-05-05 09:00 | 0.80088
CCG | 2018-05-05 10:00 | 0.80088
CCG | 2018-05-05 11:00 | 0.80088
CCG | 2018-05-05 12:00 | 0.80088
CCG | 2018-05-05 13:00 | 0.80088
CCG | 2018-05-05 14:00 | 0.80088
CCG | 2018-05-05 15:00 | 0.80088
CCG | 2018-05-05 16:00 | 0.80088
CCG | 2018-05-05 17:00 | 0.80088
CCG | 2018-05-05 18:00 | 0.80088
CCG | 2018-05-05 19:00 | 0.80088
CCG | 2018-05-05 20:00 | 0.80088
CCG | 2018-05-05 21:00 | 0.80088
CCG | 2018-05-05 22:00 | 0.80088
CCG | 2018-05-05 23:00 | 0.80088
CCG | 2018-05-06 | 0.80088
CCG | 2018-05-06 01:00 | 0.80088
CCG | 2018-05-06 02:00 | 0.80088
CCG | 2018-05-06 03:00 | 0.80088
CCG | 2018-05-06 04:00 | 0.80088
CCG | 2018-05-06 05:00 | 0.80088
CCG | 2018-05-06 06:00 | 0.80088
CCG | 2018-05-06 07:00 | 0.80088
CCG | 2018-05-06 08:00 | 0.80088
CCG | 2018-05-06 09:00 | 0.80088
CCG | 2018-05-06 10:00 | 0.80088
CCG | 2018-05-06 11:00 | 0.80088
CCG | 2018-05-06 12:00 | 0.80088
CCG | 2018-05-06 13:00 | 0.80088
CCG | 2018-05-06 14:00 | 0.80088
CCG | 2018-05-06 15:00 | 0.80088
CCG | 2018-05-06 16:00 | 0.80088
CCG | 2018-05-06 17:00 | 0.80088
CCG | 2018-05-06 18:00 | 0.80088
CCG | 2018-05-06 19:00 | 0.80088
CCG | 2018-05-06 20:00 | 0.80088
CCG | 2018-05-06 21:00 | 0.80088
CCG | 2018-05-06 22:00 | 0.80088
CCG | 2018-05-06 23:00 | 0.80088
CCG | 2018-05-07 | 0.83634
CCG | 2018-05-07 01:00 | 0.83634
CCG | 2018-05-07 02:00 | 0.83634
CCG | 2018-05-07 03:00 | 0.83634
CCG | 2018-05-07 04:00 | 0.83634
CCG | 2018-05-07 05:00 | 0.83634
CCG | 2018-05-07 06:00 | 0.83634
CCG | 2018-05-07 07:00 | 0.83634
CCG | 2018-05-07 08:00 | 0.83634
CCG | 2018-05-07 09:00 | 0.83634
CCG | 2018-05-07 10:00 | 0.83634
CCG | 2018-05-07 11:00 | 0.83634
CCG | 2018-05-07 12:00 | 0.83634
CCG | 2018-05-07 13:00 | 0.83634
CCG | 2018-05-07 14:00 | 0.83634
CCG | 2018-05-07 15:00 | 0.83634
CCG | 2018-05-07 16:00 | 0.83634
CCG | 2018-05-07 17:00 | 0.83634
CCG | 2018-05-07 18:00 | 0.83634
CCG | 2018-05-07 19:00 | 0.83634
CCG | 2018-05-07 20:00 | 0.83634
CCG | 2018-05-07 21:00 | 0.83634
CCG | 2018-05-07 22:00 | 0.83634
CCG | 2018-05-07 23:00 | 0.83634
CCG | 2018-05-08 | 0.76193
CCG | 2018-05-08 01:00 | 0.76193
CCG | 2018-05-08 02:00 | 0.76193
CCG | 2018-05-08 03:00 | 0.76193
CCG | 2018-05-08 04:00 | 0.76193
CCG | 2018-05-08 05:00 | 0.76193
CCG | 2018-05-08 06:00 | 0.76193
CCG | 2018-05-08 07:00 | 0.76193
CCG | 2018-05-08 08:00 | 0.76193
CCG | 2018-05-08 09:00 | 0.76193
CCG | 2018-05-08 10:00 | 0.76193
CCG | 2018-05-08 11:00 | 0.76193
CCG | 2018-05-08 12:00 | 0.76193
CCG | 2018-05-08 13:00 | 0.76193
CCG | 2018-05-08 14:00 | 0.76193
CCG | 2018-05-08 15:00 | 0.76193
CCG | 2018-05-08 16:00 | 0.76193
CCG | 2018-05-08 17:00 | 0.79755
CCG | 2018-05-08 18:00 | 0.79755
CCG | 2018-05-08 19:00 | 0.79755
CCG | 2018-05-08 20:00 | 0.79755
CCG | 2018-05-08 21:00 | 0.79755
CCG | 2018-05-08 22:00 | 0.79755
CCG | 2018-05-08 23:00 | 0.79755
CCG | 2018-05-09 | 0.79755
CCG | 2018-05-09 01:00 | 0.79755
CCG | 2018-05-09 02:00 | 0.79755
CCG | 2018-05-09 03:00 | 0.79755
CCG | 2018-05-09 04:00 | 0.79755
CCG | 2018-05-09 05:00 | 0.79755
CCG | 2018-05-09 06:00 | 0.79755
CCG | 2018-05-09 07:00 | 0.79755
CCG | 2018-05-09 08:00 | 0.79755
CCG | 2018-05-09 09:00 | 0.79755
CCG | 2018-05-09 10:00 | 0.79755
CCG | 2018-05-09 11:00 | 0.79755
CCG | 2018-05-09 12:00 | 0.79755
CCG | 2018-05-09 13:00 | 0.79755
CCG | 2018-05-09 14:00 | 0.79755
CCG | 2018-05-09 15:00 | 0.79755
CCG | 2018-05-09 16:00 | 0.79755
CCG | 2018-05-09 17:00 | 0.76209
CCG | 2018-05-09 18:00 | 0.76209
CCG | 2018-05-09 19:00 | 0.76209
CCG | 2018-05-09 20:00 | 0.76209
CCG | 2018-05-09 21:00 | 0.76209
CCG | 2018-05-09 22:00 | 0.76209
CCG | 2018-05-09 23:00 | 0.79755
CCG | 2018-05-10 | 0.79755
CCG | 2018-05-10 01:00 | 0.79755
CCG | 2018-05-10 02:00 | 0.79755
CCG | 2018-05-10 03:00 | 0.79755
CCG | 2018-05-10 04:00 | 0.79755
CCG | 2018-05-10 05:00 | 0.79755
CCG | 2018-05-10 06:00 | 0.79755
CCG | 2018-05-10 07:00 | 0.79755
CCG | 2018-05-10 08:00 | 0.79755
CCG | 2018-05-10 09:00 | 0.79755
CCG | 2018-05-10 10:00 | 0.79755
CCG | 2018-05-10 11:00 | 0.79755
CCG | 2018-05-10 12:00 | 0.79755
CCG | 2018-05-10 13:00 | 0.79755
CCG | 2018-05-10 14:00 | 0.79755
CCG | 2018-05-10 15:00 | 0.79755
CCG | 2018-05-10 16:00 | 0.79755
CCG | 2018-05-10 17:00 | 0.79755
CCG | 2018-05-10 18:00 | 0.79755
CCG | 2018-05-10 19:00 | 0.79755
CCG | 2018-05-10 20:00 | 0.83634
CCG | 2018-05-10 21:00 | 0.83634
CCG | 2018-05-10 22:00 | 0.83634
CCG | 2018-05-10 23:00 | 0.83634
CCG | 2018-05-11 | 0.83634
CCG | 2018-05-11 01:00 | 0.83634
CCG | 2018-05-11 02:00 | 0.83634
CCG | 2018-05-11 03:00 | 0.83634
CCG | 2018-05-11 04:00 | 0.83634
CCG | 2018-05-11 05:00 | 0.83634
CCG | 2018-05-11 06:00 | 0.83634
CCG | 2018-05-11 07:00 | 0.83634
CCG | 2018-05-11 08:00 | 0.83634
CCG | 2018-05-11 09:00 | 0.83634
CCG | 2018-05-11 10:00 | 0.83634
CCG | 2018-05-11 11:00 | 0.83634
CCG | 2018-05-11 12:00 | 0.83634
CCG | 2018-05-11 13:00 | 0.83634
CCG | 2018-05-11 14:00 | 0.83634
CCG | 2018-05-11 15:00 | 0.83634
CCG | 2018-05-11 16:00 | 0.83634
CCG | 2018-05-11 17:00 | 0.83634
CCG | 2018-05-11 18:00 | 0.83634
CCG | 2018-05-11 19:00 | 0.83634
CCG | 2018-05-11 20:00 | 0.83634
CCG | 2018-05-11 21:00 | 0.83634
CCG | 2018-05-11 22:00 | 0.83634
CCG | 2018-05-11 23:00 | 0.83634
CCG | 2018-05-12 | 0.83634
CCG | 2018-05-12 01:00 | 0.83634
CCG | 2018-05-12 02:00 | 0.83634
CCG | 2018-05-12 03:00 | 0.83634
CCG | 2018-05-12 04:00 | 0.83634
CCG | 2018-05-12 05:00 | 0.83634
CCG | 2018-05-12 06:00 | 0.83634
CCG | 2018-05-12 07:00 | 0.83634
CCG | 2018-05-12 08:00 | 0.83634
CCG | 2018-05-12 09:00 | 0.83634
CCG | 2018-05-12 10:00 | 0.83634
CCG | 2018-05-12 11:00 | 0.83634
CCG | 2018-05-12 12:00 | 0.83634
CCG | 2018-05-12 13:00 | 0.83634
CCG | 2018-05-12 14:00 | 0.83634
CCG | 2018-05-12 15:00 | 0.83634
CCG | 2018-05-12 16:00 | 0.83634
CCG | 2018-05-12 17:00 | 0.83634
CCG | 2018-05-12 18:00 | 0.83634
CCG | 2018-05-12 19:00 | 0.83634
CCG | 2018-05-12 20:00 | 0.83634
CCG | 2018-05-12 21:00 | 0.83634
CCG | 2018-05-12 22:00 | 0.83634
CCG | 2018-05-12 23:00 | 0.83634
CCG | 2018-05-13 | 0.83634
CCG | 2018-05-13 01:00 | 0.83634
CCG | 2018-05-13 02:00 | 0.83634
CCG | 2018-05-13 03:00 | 0.83634
CCG | 2018-05-13 04:00 | 0.83634
CCG | 2018-05-13 05:00 | 0.83634
CCG | 2018-05-13 06:00 | 0.83634
CCG | 2018-05-13 07:00 | 0.83634
CCG | 2018-05-13 08:00 | 0.83634
CCG | 2018-05-13 09:00 | 0.83634
CCG | 2018-05-13 10:00 | 0.83634
CCG | 2018-05-13 11:00 | 0.83634
CCG | 2018-05-13 12:00 | 0.83634
CCG | 2018-05-13 13:00 | 0.83634
CCG | 2018-05-13 14:00 | 0.83634
CCG | 2018-05-13 15:00 | 0.83634
CCG | 2018-05-13 16:00 | 0.83634
CCG | 2018-05-13 17:00 | 0.83634
CCG | 2018-05-13 18:00 | 0.83634
CCG | 2018-05-13 19:00 | 0.83634
CCG | 2018-05-13 20:00 | 0.83634
CCG | 2018-05-13 21:00 | 0.83634
CCG | 2018-05-13 22:00 | 0.83634
CCG | 2018-05-13 23:00 | 0.83634
CCG | 2018-05-14 | 0.75876
CCG | 2018-05-14 01:00 | 0.75876
CCG | 2018-05-14 02:00 | 0.75876
CCG | 2018-05-14 03:00 | 0.75876
CCG | 2018-05-14 04:00 | 0.75876
CCG | 2018-05-14 05:00 | 0.83634
CCG | 2018-05-14 06:00 | 0.83634
CCG | 2018-05-14 07:00 | 0.83634
CCG | 2018-05-14 08:00 | 0.83634
CCG | 2018-05-14 09:00 | 0.83634
CCG | 2018-05-14 10:00 | 0.83634
CCG | 2018-05-14 11:00 | 0.83634
CCG | 2018-05-14 12:00 | 0.83634
CCG | 2018-05-14 13:00 | 0.83634
CCG | 2018-05-14 14:00 | 0.83634
CCG | 2018-05-14 15:00 | 0.83634
CCG | 2018-05-14 16:00 | 0.83634
CCG | 2018-05-14 17:00 | 0.83634
CCG | 2018-05-14 18:00 | 0.83634
CCG | 2018-05-14 19:00 | 0.83634
CCG | 2018-05-14 20:00 | 0.83634
CCG | 2018-05-14 21:00 | 0.83634
CCG | 2018-05-14 22:00 | 0.83634
CCG | 2018-05-14 23:00 | 0.83634
CCG | 2018-05-15 | 0.75876
CCG | 2018-05-15 01:00 | 0.75876
CCG | 2018-05-15 02:00 | 0.75876
CCG | 2018-05-15 03:00 | 0.75876
CCG | 2018-05-15 04:00 | 0.75876
CCG | 2018-05-15 05:00 | 0.88673
CCG | 2018-05-15 06:00 | 0.88673
CCG | 2018-05-15 07:00 | 0.88673
CCG | 2018-05-15 08:00 | 0.88673
CCG | 2018-05-15 09:00 | 0.88673
CCG | 2018-05-15 10:00 | 0.88673
CCG | 2018-05-15 11:00 | 0.88673
CCG | 2018-05-15 12:00 | 0.88673
CCG | 2018-05-15 13:00 | 0.88673
CCG | 2018-05-15 14:00 | 0.88673
CCG | 2018-05-15 15:00 | 0.88673
CCG | 2018-05-15 16:00 | 0.88673
CCG | 2018-05-15 17:00 | 0.88673
CCG | 2018-05-15 18:00 | 0.88673
CCG | 2018-05-15 19:00 | 0.88673
CCG | 2018-05-15 20:00 | 0.88673
CCG | 2018-05-15 21:00 | 0.88673
CCG | 2018-05-15 22:00 | 0.88673
CCG | 2018-05-15 23:00 | 0.88673
CCG | 2018-05-16 | 0.80914
CCG | 2018-05-16 01:00 | 0.80914
CCG | 2018-05-16 02:00 | 0.80914
CCG | 2018-05-16 03:00 | 0.80914
CCG | 2018-05-16 04:00 | 0.80914
CCG | 2018-05-16 05:00 | 0.88673
CCG | 2018-05-16 06:00 | 0.88673
CCG | 2018-05-16 07:00 | 0.88673
CCG | 2018-05-16 08:00 | 0.88673
CCG | 2018-05-16 09:00 | 0.88673
CCG | 2018-05-16 10:00 | 0.88673
CCG | 2018-05-16 11:00 | 0.88673
CCG | 2018-05-16 12:00 | 0.88673
CCG | 2018-05-16 13:00 | 0.88673
CCG | 2018-05-16 14:00 | 0.88673
CCG | 2018-05-16 15:00 | 0.88673
CCG | 2018-05-16 16:00 | 0.88673
CCG | 2018-05-16 17:00 | 0.88673
CCG | 2018-05-16 18:00 | 0.88673
CCG | 2018-05-16 19:00 | 0.88673
CCG | 2018-05-16 20:00 | 0.88673
CCG | 2018-05-16 21:00 | 0.88673
CCG | 2018-05-16 22:00 | 0.88673
CCG | 2018-05-16 23:00 | 0.88673
CCG | 2018-05-17 | 0.84794
CCG | 2018-05-17 01:00 | 0.84794
CCG | 2018-05-17 02:00 | 0.84794
CCG | 2018-05-17 03:00 | 0.84794
CCG | 2018-05-17 04:00 | 0.84794
CCG | 2018-05-17 05:00 | 0.88673
CCG | 2018-05-17 06:00 | 0.88673
CCG | 2018-05-17 07:00 | 0.88673
CCG | 2018-05-17 08:00 | 0.88673
CCG | 2018-05-17 09:00 | 0.88673
CCG | 2018-05-17 10:00 | 0.88673
CCG | 2018-05-17 11:00 | 0.88673
CCG | 2018-05-17 12:00 | 0.88673
CCG | 2018-05-17 13:00 | 0.88673
CCG | 2018-05-17 14:00 | 0.88673
CCG | 2018-05-17 15:00 | 0.88673
CCG | 2018-05-17 16:00 | 0.88673
CCG | 2018-05-17 17:00 | 0.88673
CCG | 2018-05-17 18:00 | 0.88673
CCG | 2018-05-17 19:00 | 0.88673
CCG | 2018-05-17 20:00 | 0.88673
CCG | 2018-05-17 21:00 | 0.88673
CCG | 2018-05-17 22:00 | 0.88673
CCG | 2018-05-17 23:00 | 0.88673
CCG | 2018-05-18 | 0.78987
CCG | 2018-05-18 01:00 | 0.78987
CCG | 2018-05-18 02:00 | 0.78987
CCG | 2018-05-18 03:00 | 0.78987
CCG | 2018-05-18 04:00 | 0.78987
CCG | 2018-05-18 05:00 | 0.81707
CCG | 2018-05-18 06:00 | 0.81707
CCG | 2018-05-18 07:00 | 0.81707
CCG | 2018-05-18 08:00 | 0.81707
CCG | 2018-05-18 09:00 | 0.81707
CCG | 2018-05-18 10:00 | 0.81707
CCG | 2018-05-18 11:00 | 0.81707
CCG | 2018-05-18 12:00 | 0.81707
CCG | 2018-05-18 13:00 | 0.81707
CCG | 2018-05-18 14:00 | 0.81707
CCG | 2018-05-18 15:00 | 0.81707
CCG | 2018-05-18 16:00 | 0.81707
CCG | 2018-05-18 17:00 | 0.81707
CCG | 2018-05-18 18:00 | 0.81707
CCG | 2018-05-18 19:00 | 0.81707
CCG | 2018-05-18 20:00 | 0.81707
CCG | 2018-05-18 21:00 | 0.81707
CCG | 2018-05-18 22:00 | 0.81707
CCG | 2018-05-18 23:00 | 0.81707
CCG | 2018-05-19 | 0.70378
CCG | 2018-05-19 01:00 | 0.71269
CCG | 2018-05-19 02:00 | 0.71269
CCG | 2018-05-19 03:00 | 0.71269
CCG | 2018-05-19 04:00 | 0.71269
CCG | 2018-05-19 05:00 | 0.83908
CCG | 2018-05-19 06:00 | 0.83908
CCG | 2018-05-19 07:00 | 0.83908
CCG | 2018-05-19 08:00 | 0.83908
CCG | 2018-05-19 09:00 | 0.83908
CCG | 2018-05-19 10:00 | 0.83908
CCG | 2018-05-19 11:00 | 0.83908
CCG | 2018-05-19 12:00 | 0.83908
CCG | 2018-05-19 13:00 | 0.83908
CCG | 2018-05-19 14:00 | 0.83908
CCG | 2018-05-19 15:00 | 0.83908
CCG | 2018-05-19 16:00 | 0.83908
CCG | 2018-05-19 17:00 | 0.83908
CCG | 2018-05-19 18:00 | 0.83908
CCG | 2018-05-19 19:00 | 0.83908
CCG | 2018-05-19 20:00 | 0.83908
CCG | 2018-05-19 21:00 | 0.83908
CCG | 2018-05-19 22:00 | 0.83908
CCG | 2018-05-19 23:00 | 0.83908
CCG | 2018-05-20 | 0.76149
CCG | 2018-05-20 01:00 | 0.76149
CCG | 2018-05-20 02:00 | 0.76149
CCG | 2018-05-20 03:00 | 0.76149
CCG | 2018-05-20 04:00 | 0.76149
CCG | 2018-05-20 05:00 | 0.83908
CCG | 2018-05-20 06:00 | 0.83908
CCG | 2018-05-20 07:00 | 0.83908
CCG | 2018-05-20 08:00 | 0.83908
CCG | 2018-05-20 09:00 | 0.83908
CCG | 2018-05-20 10:00 | 0.83908
CCG | 2018-05-20 11:00 | 0.83908
CCG | 2018-05-20 12:00 | 0.83908
CCG | 2018-05-20 13:00 | 0.83908
CCG | 2018-05-20 14:00 | 0.83908
CCG | 2018-05-20 15:00 | 0.83908
CCG | 2018-05-20 16:00 | 0.83908
CCG | 2018-05-20 17:00 | 0.83908
CCG | 2018-05-20 18:00 | 0.83908
CCG | 2018-05-20 19:00 | 0.83908
CCG | 2018-05-20 20:00 | 0.83908
CCG | 2018-05-20 21:00 | 0.83908
CCG | 2018-05-20 22:00 | 0.83908
CCG | 2018-05-20 23:00 | 0.83908
CCG | 2018-05-21 | 0.76149
CCG | 2018-05-21 01:00 | 0.76149
CCG | 2018-05-21 02:00 | 0.76149
CCG | 2018-05-21 03:00 | 0.76149
CCG | 2018-05-21 04:00 | 0.76149
CCG | 2018-05-21 05:00 | 0.83908
CCG | 2018-05-21 06:00 | 0.83908
CCG | 2018-05-21 07:00 | 0.83908
CCG | 2018-05-21 08:00 | 0.83908
CCG | 2018-05-21 09:00 | 0.83908
CCG | 2018-05-21 10:00 | 0.83908
CCG | 2018-05-21 11:00 | 0.83908
CCG | 2018-05-21 12:00 | 0.83908
CCG | 2018-05-21 13:00 | 0.83908
CCG | 2018-05-21 14:00 | 0.83908
CCG | 2018-05-21 15:00 | 0.83908
CCG | 2018-05-21 16:00 | 0.83908
CCG | 2018-05-21 17:00 | 0.83908
CCG | 2018-05-21 18:00 | 0.83908
CCG | 2018-05-21 19:00 | 0.83908
CCG | 2018-05-21 20:00 | 0.83908
CCG | 2018-05-21 21:00 | 0.83908
CCG | 2018-05-21 22:00 | 0.83908
CCG | 2018-05-21 23:00 | 0.83908
CCG | 2018-05-22 | 0.76149
CCG | 2018-05-22 01:00 | 0.76149
CCG | 2018-05-22 02:00 | 0.76149
CCG | 2018-05-22 03:00 | 0.76149
CCG | 2018-05-22 04:00 | 0.76149
CCG | 2018-05-22 05:00 | 0.83908
CCG | 2018-05-22 06:00 | 0.83908
CCG | 2018-05-22 07:00 | 0.83908
CCG | 2018-05-22 08:00 | 0.83908
CCG | 2018-05-22 09:00 | 0.83908
CCG | 2018-05-22 10:00 | 0.83908
CCG | 2018-05-22 11:00 | 0.83908
CCG | 2018-05-22 12:00 | 0.80462
CCG | 2018-05-22 13:00 | 0.80462
CCG | 2018-05-22 14:00 | 0.72136
CCG | 2018-05-22 15:00 | 0.77017
CCG | 2018-05-22 16:00 | 0.77017
CCG | 2018-05-22 17:00 | 0.77017
CCG | 2018-05-22 18:00 | 0.74764
CCG | 2018-05-22 19:00 | 0.77017
CCG | 2018-05-22 20:00 | 0.77017
CCG | 2018-05-22 21:00 | 0.77017
CCG | 2018-05-22 22:00 | 0.77017
CCG | 2018-05-22 23:00 | 0.77017
CCG | 2018-05-23 | 0.67125
CCG | 2018-05-23 01:00 | 0.67125
CCG | 2018-05-23 02:00 | 0.67125
CCG | 2018-05-23 03:00 | 0.67125
CCG | 2018-05-23 04:00 | 0.67125
CCG | 2018-05-23 05:00 | 0.74884
CCG | 2018-05-23 06:00 | 0.74884
CCG | 2018-05-23 07:00 | 0.74884
CCG | 2018-05-23 08:00 | 0.74884
CCG | 2018-05-23 09:00 | 0.74884
CCG | 2018-05-23 10:00 | 0.74884
CCG | 2018-05-23 11:00 | 0.76477
CCG | 2018-05-23 12:00 | 0.76477
CCG | 2018-05-23 13:00 | 0.76477
CCG | 2018-05-23 14:00 | 0.76477
CCG | 2018-05-23 15:00 | 0.76477
CCG | 2018-05-23 16:00 | 0.74884
CCG | 2018-05-23 17:00 | 0.74884
CCG | 2018-05-23 18:00 | 0.74884
CCG | 2018-05-23 19:00 | 0.74884
CCG | 2018-05-23 20:00 | 0.74884
CCG | 2018-05-23 21:00 | 0.74884
CCG | 2018-05-23 22:00 | 0.74884
CCG | 2018-05-23 23:00 | 0.74884
CCG | 2018-05-24 | 0.67125
CCG | 2018-05-24 01:00 | 0.67125
CCG | 2018-05-24 02:00 | 0.67125
CCG | 2018-05-24 03:00 | 0.67125
CCG | 2018-05-24 04:00 | 0.67125
CCG | 2018-05-24 05:00 | 0.74884
CCG | 2018-05-24 06:00 | 0.74884
CCG | 2018-05-24 07:00 | 0.74884
CCG | 2018-05-24 08:00 | 0.74884
CCG | 2018-05-24 09:00 | 0.74884
CCG | 2018-05-24 10:00 | 0.74725
CCG | 2018-05-24 11:00 | 0.74725
CCG | 2018-05-24 12:00 | 0.74725
CCG | 2018-05-24 13:00 | 0.74725
CCG | 2018-05-24 14:00 | 0.81616
CCG | 2018-05-24 15:00 | 0.81616
CCG | 2018-05-24 16:00 | 0.83309
CCG | 2018-05-24 17:00 | 0.83309
CCG | 2018-05-24 18:00 | 0.83309
CCG | 2018-05-24 19:00 | 0.83309
CCG | 2018-05-24 20:00 | 0.83309
CCG | 2018-05-24 21:00 | 0.83309
CCG | 2018-05-24 22:00 | 0.83309
CCG | 2018-05-24 23:00 | 0.83309
CCG | 2018-05-25 | 0.72962
CCG | 2018-05-25 01:00 | 0.72962
CCG | 2018-05-25 02:00 | 0.72962
CCG | 2018-05-25 03:00 | 0.72962
CCG | 2018-05-25 04:00 | 0.72962
CCG | 2018-05-25 05:00 | 0.80721
CCG | 2018-05-25 06:00 | 0.80721
CCG | 2018-05-25 07:00 | 0.80721
CCG | 2018-05-25 08:00 | 0.80721
CCG | 2018-05-25 09:00 | 0.80721
CCG | 2018-05-25 10:00 | 0.80721
CCG | 2018-05-25 11:00 | 0.80721
CCG | 2018-05-25 12:00 | 0.80721
CCG | 2018-05-25 13:00 | 0.80721
CCG | 2018-05-25 14:00 | 0.80721
CCG | 2018-05-25 15:00 | 0.80721
CCG | 2018-05-25 16:00 | 0.80721
CCG | 2018-05-25 17:00 | 0.80721
CCG | 2018-05-25 18:00 | 0.80721
CCG | 2018-05-25 19:00 | 0.80721
CCG | 2018-05-25 20:00 | 0.80721
CCG | 2018-05-25 21:00 | 0.80721
CCG | 2018-05-25 22:00 | 0.80721
CCG | 2018-05-25 23:00 | 0.80721
CCG | 2018-05-26 | 0.80721
CCG | 2018-05-26 01:00 | 0.80721
CCG | 2018-05-26 02:00 | 0.80721
CCG | 2018-05-26 03:00 | 0.80721
CCG | 2018-05-26 04:00 | 0.80721
CCG | 2018-05-26 05:00 | 0.80721
CCG | 2018-05-26 06:00 | 0.80721
CCG | 2018-05-26 07:00 | 0.80721
CCG | 2018-05-26 08:00 | 0.80721
CCG | 2018-05-26 09:00 | 0.80721
CCG | 2018-05-26 10:00 | 0.80721
CCG | 2018-05-26 11:00 | 0.80721
CCG | 2018-05-26 12:00 | 0.80721
CCG | 2018-05-26 13:00 | 0.80721
CCG | 2018-05-26 14:00 | 0.80721
CCG | 2018-05-26 15:00 | 0.80721
CCG | 2018-05-26 16:00 | 0.80721
CCG | 2018-05-26 17:00 | 0.80721
CCG | 2018-05-26 18:00 | 0.80721
CCG | 2018-05-26 19:00 | 0.80721
CCG | 2018-05-26 20:00 | 0.80721
CCG | 2018-05-26 21:00 | 0.80721
CCG | 2018-05-26 22:00 | 0.80721
CCG | 2018-05-26 23:00 | 0.80721
CCG | 2018-05-27 | 0.80721
CCG | 2018-05-27 01:00 | 0.80721
CCG | 2018-05-27 02:00 | 0.80721
CCG | 2018-05-27 03:00 | 0.80721
CCG | 2018-05-27 04:00 | 0.80721
CCG | 2018-05-27 05:00 | 0.80721
CCG | 2018-05-27 06:00 | 0.80721
CCG | 2018-05-27 07:00 | 0.80721
CCG | 2018-05-27 08:00 | 0.80721
CCG | 2018-05-27 09:00 | 0.80721
CCG | 2018-05-27 10:00 | 0.80721
CCG | 2018-05-27 11:00 | 0.80721
CCG | 2018-05-27 12:00 | 0.80721
CCG | 2018-05-27 13:00 | 0.80721
CCG | 2018-05-27 14:00 | 0.80721
CCG | 2018-05-27 15:00 | 0.80721
CCG | 2018-05-27 16:00 | 0.80721
CCG | 2018-05-27 17:00 | 0.80721
CCG | 2018-05-27 18:00 | 0.80721
CCG | 2018-05-27 19:00 | 0.80721
CCG | 2018-05-27 20:00 | 0.80721
CCG | 2018-05-27 21:00 | 0.80721
CCG | 2018-05-27 22:00 | 0.80721
CCG | 2018-05-27 23:00 | 0.80721
CCG | 2018-05-28 | 0.85601
CCG | 2018-05-28 01:00 | 0.85601
CCG | 2018-05-28 02:00 | 0.85601
CCG | 2018-05-28 03:00 | 0.85601
CCG | 2018-05-28 04:00 | 0.85601
CCG | 2018-05-28 05:00 | 0.85601
CCG | 2018-05-28 06:00 | 0.83674
CCG | 2018-05-28 07:00 | 0.75248
CCG | 2018-05-28 08:00 | 0.82056
CCG | 2018-05-28 09:00 | 0.82056
CCG | 2018-05-28 10:00 | 0.85601
CCG | 2018-05-28 11:00 | 0.83557
CCG | 2018-05-28 12:00 | 0.85601
CCG | 2018-05-28 13:00 | 0.85601
CCG | 2018-05-28 14:00 | 0.85601
CCG | 2018-05-28 15:00 | 0.7871
CCG | 2018-05-28 16:00 | 0.7871
CCG | 2018-05-28 17:00 | 0.7383
CCG | 2018-05-28 18:00 | 0.7383
CCG | 2018-05-28 19:00 | 0.7383
CCG | 2018-05-28 20:00 | 0.7383
CCG | 2018-05-28 21:00 | 0.74925
CCG | 2018-05-28 22:00 | 0.80721
CCG | 2018-05-28 23:00 | 0.80721
CCG | 2018-05-29 | 0.80721
CCG | 2018-05-29 01:00 | 0.80721
CCG | 2018-05-29 02:00 | 0.80721
CCG | 2018-05-29 03:00 | 0.80721
CCG | 2018-05-29 04:00 | 0.85601
CCG | 2018-05-29 05:00 | 0.85601
CCG | 2018-05-29 06:00 | 0.85601
CCG | 2018-05-29 07:00 | 0.85601
CCG | 2018-05-29 08:00 | 0.85601
CCG | 2018-05-29 09:00 | 0.85601
CCG | 2018-05-29 10:00 | 0.85601
CCG | 2018-05-29 11:00 | 0.85601
CCG | 2018-05-29 12:00 | 0.85601
CCG | 2018-05-29 13:00 | 0.85601
CCG | 2018-05-29 14:00 | 0.85601
CCG | 2018-05-29 15:00 | 0.85601
CCG | 2018-05-29 16:00 | 0.85601
CCG | 2018-05-29 17:00 | 0.85601
CCG | 2018-05-29 18:00 | 0.85601
CCG | 2018-05-29 19:00 | 0.85601
CCG | 2018-05-29 20:00 | 0.85601
CCG | 2018-05-29 21:00 | 0.85601
CCG | 2018-05-29 22:00 | 0.85601
CCG | 2018-05-29 23:00 | 0.85601
CCG | 2018-05-30 | 0.85601
CCG | 2018-05-30 01:00 | 0.85601
CCG | 2018-05-30 02:00 | 0.85601
CCG | 2018-05-30 03:00 | 0.85601
CCG | 2018-05-30 04:00 | 0.85601
CCG | 2018-05-30 05:00 | 0.85601
CCG | 2018-05-30 06:00 | 0.82775
CCG | 2018-05-30 07:00 | 0.81587
CCG | 2018-05-30 08:00 | 0.85601
CCG | 2018-05-30 09:00 | 0.78929
CCG | 2018-05-30 10:00 | 0.80754
CCG | 2018-05-30 11:00 | 0.82826
CCG | 2018-05-30 12:00 | 0.85601
CCG | 2018-05-30 13:00 | 0.85601
CCG | 2018-05-30 14:00 | 0.83908
CCG | 2018-05-30 15:00 | 0.83908
CCG | 2018-05-30 16:00 | 0.83908
CCG | 2018-05-30 17:00 | 0.83908
CCG | 2018-05-30 18:00 | 0.83908
CCG | 2018-05-30 19:00 | 0.85601
CCG | 2018-05-30 20:00 | 0.85601
CCG | 2018-05-30 21:00 | 0.85601
CCG | 2018-05-30 22:00 | 0.85601
CCG | 2018-05-30 23:00 | 0.83557
CCG | 2018-05-31 | 0.83557
CCG | 2018-05-31 01:00 | 0.85601
CCG | 2018-05-31 02:00 | 0.85601
CCG | 2018-05-31 03:00 | 0.85601
CCG | 2018-05-31 04:00 | 0.85601
CCG | 2018-05-31 05:00 | 0.85601
CCG | 2018-05-31 06:00 | 0.85601
CCG | 2018-05-31 07:00 | 0.85601
CCG | 2018-05-31 08:00 | 0.85601
CCG | 2018-05-31 09:00 | 0.85601
CCG | 2018-05-31 10:00 | 0.85601
CCG | 2018-05-31 11:00 | 0.85601
CCG | 2018-05-31 12:00 | 0.85601
CCG | 2018-05-31 13:00 | 0.85601
CCG | 2018-05-31 14:00 | 0.85601
CCG | 2018-05-31 15:00 | 0.85601
CCG | 2018-05-31 16:00 | 0.85601
CCG | 2018-05-31 17:00 | 0.85601
CCG | 2018-05-31 18:00 | 0.85601
CCG | 2018-05-31 19:00 | 0.85601
CCG | 2018-05-31 20:00 | 0.85601
CCG | 2018-05-31 21:00 | 0.85601
CCG | 2018-05-31 22:00 | 0.85601
CCG | 2018-05-31 23:00 | 0.85601
CCG | 2018-06-01 | 0.85601
CCG | 2018-06-01 01:00 | 0.85601
CCG | 2018-06-01 02:00 | 0.85601
CCG | 2018-06-01 03:00 | 0.85601
CCG | 2018-06-01 04:00 | 0.85601
CCG | 2018-06-01 05:00 | 0.7871
CCG | 2018-06-01 06:00 | 0.7871
CCG | 2018-06-01 07:00 | 0.7871
CCG | 2018-06-01 08:00 | 0.7871
CCG | 2018-06-01 09:00 | 0.85601
CCG | 2018-06-01 10:00 | 0.85601
CCG | 2018-06-01 11:00 | 0.85601
CCG | 2018-06-01 12:00 | 0.85601
CCG | 2018-06-01 13:00 | 0.85601
CCG | 2018-06-01 14:00 | 0.85601
CCG | 2018-06-01 15:00 | 0.85601
CCG | 2018-06-01 16:00 | 0.85601
CCG | 2018-06-01 17:00 | 0.85601
CCG | 2018-06-01 18:00 | 0.85601
CCG | 2018-06-01 19:00 | 0.85601
CCG | 2018-06-01 20:00 | 0.85601
CCG | 2018-06-01 21:00 | 0.85601
CCG | 2018-06-01 22:00 | 0.85601
CCG | 2018-06-01 23:00 | 0.85601
CCG | 2018-06-02 | 0.78593
CCG | 2018-06-02 01:00 | 0.78593
CCG | 2018-06-02 02:00 | 0.78593
CCG | 2018-06-02 03:00 | 0.78593
CCG | 2018-06-02 04:00 | 0.78593
CCG | 2018-06-02 05:00 | 0.78593
CCG | 2018-06-02 06:00 | 0.78593
CCG | 2018-06-02 07:00 | 0.78593
CCG | 2018-06-02 08:00 | 0.78593
CCG | 2018-06-02 09:00 | 0.78593
CCG | 2018-06-02 10:00 | 0.78593
CCG | 2018-06-02 11:00 | 0.78593
CCG | 2018-06-02 12:00 | 0.78593
CCG | 2018-06-02 13:00 | 0.78593
CCG | 2018-06-02 14:00 | 0.78593
CCG | 2018-06-02 15:00 | 0.78593
CCG | 2018-06-02 16:00 | 0.78593
CCG | 2018-06-02 17:00 | 0.78593
CCG | 2018-06-02 18:00 | 0.78593
CCG | 2018-06-02 19:00 | 0.78593
CCG | 2018-06-02 20:00 | 0.78593
CCG | 2018-06-02 21:00 | 0.78593
CCG | 2018-06-02 22:00 | 0.78593
CCG | 2018-06-02 23:00 | 0.78593
CCG | 2018-06-03 | 0.78593
CCG | 2018-06-03 01:00 | 0.78593
CCG | 2018-06-03 02:00 | 0.78593
CCG | 2018-06-03 03:00 | 0.78593
CCG | 2018-06-03 04:00 | 0.78593
CCG | 2018-06-03 05:00 | 0.78593
CCG | 2018-06-03 06:00 | 0.78593
CCG | 2018-06-03 07:00 | 0.78593
CCG | 2018-06-03 08:00 | 0.78593
CCG | 2018-06-03 09:00 | 0.78593
CCG | 2018-06-03 10:00 | 0.78593
CCG | 2018-06-03 11:00 | 0.78593
CCG | 2018-06-03 12:00 | 0.78593
CCG | 2018-06-03 13:00 | 0.78593
CCG | 2018-06-03 14:00 | 0.78593
CCG | 2018-06-03 15:00 | 0.78593
CCG | 2018-06-03 16:00 | 0.78593
CCG | 2018-06-03 17:00 | 0.78593
CCG | 2018-06-03 18:00 | 0.78593
CCG | 2018-06-03 19:00 | 0.78593
CCG | 2018-06-03 20:00 | 0.78593
CCG | 2018-06-03 21:00 | 0.78593
CCG | 2018-06-03 22:00 | 0.78593
CCG | 2018-06-03 23:00 | 0.78593
CCG | 2018-06-04 | 0.78593
CCG | 2018-06-04 01:00 | 0.78593
CCG | 2018-06-04 02:00 | 0.78593
CCG | 2018-06-04 03:00 | 0.78593
CCG | 2018-06-04 04:00 | 0.78593
CCG | 2018-06-04 05:00 | 0.78593
CCG | 2018-06-04 06:00 | 0.78593
CCG | 2018-06-04 07:00 | 0.78593
CCG | 2018-06-04 08:00 | 0.78593
CCG | 2018-06-04 09:00 | 0.78593
CCG | 2018-06-04 10:00 | 0.78593
CCG | 2018-06-04 11:00 | 0.78593
CCG | 2018-06-04 12:00 | 0.78593
CCG | 2018-06-04 13:00 | 0.78593
CCG | 2018-06-04 14:00 | 0.78593
CCG | 2018-06-04 15:00 | 0.78593
CCG | 2018-06-04 16:00 | 0.78593
CCG | 2018-06-04 17:00 | 0.78593
CCG | 2018-06-04 18:00 | 0.78593
CCG | 2018-06-04 19:00 | 0.78593
CCG | 2018-06-04 20:00 | 0.78593
CCG | 2018-06-04 21:00 | 0.78593
CCG | 2018-06-04 22:00 | 0.78593
CCG | 2018-06-04 23:00 | 0.78593
CCG | 2018-06-05 | 0.78593
CCG | 2018-06-05 01:00 | 0.78593
CCG | 2018-06-05 02:00 | 0.78593
CCG | 2018-06-05 03:00 | 0.78593
CCG | 2018-06-05 04:00 | 0.78593
CCG | 2018-06-05 05:00 | 0.78593
CCG | 2018-06-05 06:00 | 0.78593
CCG | 2018-06-05 07:00 | 0.78593
CCG | 2018-06-05 08:00 | 0.78593
CCG | 2018-06-05 09:00 | 0.78593
CCG | 2018-06-05 10:00 | 0.78593
CCG | 2018-06-05 11:00 | 0.78593
CCG | 2018-06-05 12:00 | 0.78593
CCG | 2018-06-05 13:00 | 0.78593
CCG | 2018-06-05 14:00 | 0.78593
CCG | 2018-06-05 15:00 | 0.78593
CCG | 2018-06-05 16:00 | 0.78593
CCG | 2018-06-05 17:00 | 0.78593
CCG | 2018-06-05 18:00 | 0.78593
CCG | 2018-06-05 19:00 | 0.78593
CCG | 2018-06-05 20:00 | 0.78593
CCG | 2018-06-05 21:00 | 0.78593
CCG | 2018-06-05 22:00 | 0.78593
CCG | 2018-06-05 23:00 | 0.78593
CCG | 2018-06-06 | 0.78593
CCG | 2018-06-06 01:00 | 0.78593
CCG | 2018-06-06 02:00 | 0.78593
CCG | 2018-06-06 03:00 | 0.78593
CCG | 2018-06-06 04:00 | 0.78593
CCG | 2018-06-06 05:00 | 0.78593
CCG | 2018-06-06 06:00 | 0.78593
CCG | 2018-06-06 07:00 | 0.78593
CCG | 2018-06-06 08:00 | 0.78593
CCG | 2018-06-06 09:00 | 0.78593
CCG | 2018-06-06 10:00 | 0.78593
CCG | 2018-06-06 11:00 | 0.78593
CCG | 2018-06-06 12:00 | 0.76107
CCG | 2018-06-06 13:00 | 0.76107
CCG | 2018-06-06 14:00 | 0.78593
CCG | 2018-06-06 15:00 | 0.78593
CCG | 2018-06-06 16:00 | 0.78593
CCG | 2018-06-06 17:00 | 0.78593
CCG | 2018-06-06 18:00 | 0.78593
CCG | 2018-06-06 19:00 | 0.78593
CCG | 2018-06-06 20:00 | 0.78593
CCG | 2018-06-06 21:00 | 0.78593
CCG | 2018-06-06 22:00 | 0.78593
CCG | 2018-06-06 23:00 | 0.78593
CCG | 2018-06-07 | 0.75148
CCG | 2018-06-07 01:00 | 0.75148
CCG | 2018-06-07 02:00 | 0.75148
CCG | 2018-06-07 03:00 | 0.75148
CCG | 2018-06-07 04:00 | 0.75148
CCG | 2018-06-07 05:00 | 0.75148
CCG | 2018-06-07 06:00 | 0.75148
CCG | 2018-06-07 07:00 | 0.75148
CCG | 2018-06-07 08:00 | 0.75148
CCG | 2018-06-07 09:00 | 0.75148
CCG | 2018-06-07 10:00 | 0.75148
CCG | 2018-06-07 11:00 | 0.75148
CCG | 2018-06-07 12:00 | 0.72645
CCG | 2018-06-07 13:00 | 0.72645
CCG | 2018-06-07 14:00 | 0.75148
CCG | 2018-06-07 15:00 | 0.75148
CCG | 2018-06-07 16:00 | 0.75148
CCG | 2018-06-07 17:00 | 0.75148
CCG | 2018-06-07 18:00 | 0.75148
CCG | 2018-06-07 19:00 | 0.75148
CCG | 2018-06-07 20:00 | 0.75148
CCG | 2018-06-07 21:00 | 0.75148
CCG | 2018-06-07 22:00 | 0.75148
CCG | 2018-06-07 23:00 | 0.75148
CCG | 2018-06-08 | 0.75392
CCG | 2018-06-08 01:00 | 0.7583
CCG | 2018-06-08 02:00 | 0.7656
CCG | 2018-06-08 03:00 | 0.78593
CCG | 2018-06-08 04:00 | 0.78593
CCG | 2018-06-08 05:00 | 0.78593
CCG | 2018-06-08 06:00 | 0.78593
CCG | 2018-06-08 07:00 | 0.78593
CCG | 2018-06-08 08:00 | 0.78593
CCG | 2018-06-08 09:00 | 0.78593
CCG | 2018-06-08 10:00 | 0.78593
CCG | 2018-06-08 11:00 | 0.78593
CCG | 2018-06-08 12:00 | 0.78593
CCG | 2018-06-08 13:00 | 0.78593
CCG | 2018-06-08 14:00 | 0.78593
CCG | 2018-06-08 15:00 | 0.78593
CCG | 2018-06-08 16:00 | 0.78593
CCG | 2018-06-08 17:00 | 0.78593
CCG | 2018-06-08 18:00 | 0.78593
CCG | 2018-06-08 19:00 | 0.78593
CCG | 2018-06-08 20:00 | 0.78593
CCG | 2018-06-08 21:00 | 0.78593
CCG | 2018-06-08 22:00 | 0.78593
CCG | 2018-06-08 23:00 | 0.78593
CCG | 2018-06-09 | 0.78593
CCG | 2018-06-09 01:00 | 0.78593
CCG | 2018-06-09 02:00 | 0.78593
CCG | 2018-06-09 03:00 | 0.78593
CCG | 2018-06-09 04:00 | 0.78593
CCG | 2018-06-09 05:00 | 0.78593
CCG | 2018-06-09 06:00 | 0.78593
CCG | 2018-06-09 07:00 | 0.78593
CCG | 2018-06-09 08:00 | 0.78593
CCG | 2018-06-09 09:00 | 0.78593
CCG | 2018-06-09 10:00 | 0.78593
CCG | 2018-06-09 11:00 | 0.78593
CCG | 2018-06-09 12:00 | 0.78593
CCG | 2018-06-09 13:00 | 0.78593
CCG | 2018-06-09 14:00 | 0.78593
CCG | 2018-06-09 15:00 | 0.78593
CCG | 2018-06-09 16:00 | 0.78593
CCG | 2018-06-09 17:00 | 0.78593
CCG | 2018-06-09 18:00 | 0.78593
CCG | 2018-06-09 19:00 | 0.78593
CCG | 2018-06-09 20:00 | 0.78593
CCG | 2018-06-09 21:00 | 0.78593
CCG | 2018-06-09 22:00 | 0.78593
CCG | 2018-06-09 23:00 | 0.78593
CCG | 2018-06-10 | 0.78593
CCG | 2018-06-10 01:00 | 0.78593
CCG | 2018-06-10 02:00 | 0.78593
CCG | 2018-06-10 03:00 | 0.78593
CCG | 2018-06-10 04:00 | 0.78593
CCG | 2018-06-10 05:00 | 0.78593
CCG | 2018-06-10 06:00 | 0.78593
CCG | 2018-06-10 07:00 | 0.78593
CCG | 2018-06-10 08:00 | 0.78593
CCG | 2018-06-10 09:00 | 0.78593
CCG | 2018-06-10 10:00 | 0.78593
CCG | 2018-06-10 11:00 | 0.78593
CCG | 2018-06-10 12:00 | 0.78593
CCG | 2018-06-10 13:00 | 0.78593
CCG | 2018-06-10 14:00 | 0.78593
CCG | 2018-06-10 15:00 | 0.78593
CCG | 2018-06-10 16:00 | 0.78593
CCG | 2018-06-10 17:00 | 0.78593
CCG | 2018-06-10 18:00 | 0.78593
CCG | 2018-06-10 19:00 | 0.78593
CCG | 2018-06-10 20:00 | 0.78593
CCG | 2018-06-10 21:00 | 0.78593
CCG | 2018-06-10 22:00 | 0.78593
CCG | 2018-06-10 23:00 | 0.78593
CCG | 2018-06-11 | 0.78593
CCG | 2018-06-11 01:00 | 0.78593
CCG | 2018-06-11 02:00 | 0.78593
CCG | 2018-06-11 03:00 | 0.78593
CCG | 2018-06-11 04:00 | 0.73713
CCG | 2018-06-11 05:00 | 0.73713
CCG | 2018-06-11 06:00 | 0.73713
CCG | 2018-06-11 07:00 | 0.73713
CCG | 2018-06-11 08:00 | 0.75215
CCG | 2018-06-11 09:00 | 0.75215
CCG | 2018-06-11 10:00 | 0.75215
CCG | 2018-06-11 11:00 | 0.80095
CCG | 2018-06-11 12:00 | 0.80095
CCG | 2018-06-11 13:00 | 0.80095
CCG | 2018-06-11 14:00 | 0.80095
CCG | 2018-06-11 15:00 | 0.80095
CCG | 2018-06-11 16:00 | 0.80095
CCG | 2018-06-11 17:00 | 0.80095
CCG | 2018-06-11 18:00 | 0.80095
CCG | 2018-06-11 19:00 | 0.80095
CCG | 2018-06-11 20:00 | 0.80304
CCG | 2018-06-11 21:00 | 0.80617
CCG | 2018-06-11 22:00 | 0.81138
CCG | 2018-06-11 23:00 | 0.81451
CCG | 2018-06-12 | 0.83541
CCG | 2018-06-12 01:00 | 0.83541
CCG | 2018-06-12 02:00 | 0.83541
CCG | 2018-06-12 03:00 | 0.83541
CCG | 2018-06-12 04:00 | 0.83541
CCG | 2018-06-12 05:00 | 0.83541
CCG | 2018-06-12 06:00 | 0.75215
CCG | 2018-06-12 07:00 | 0.75215
CCG | 2018-06-12 08:00 | 0.71769
CCG | 2018-06-12 09:00 | 0.71769
CCG | 2018-06-12 10:00 | 0.71769
CCG | 2018-06-12 11:00 | 0.72135
CCG | 2018-06-12 12:00 | 0.72743
CCG | 2018-06-12 13:00 | 0.73108
CCG | 2018-06-12 14:00 | 0.7665
CCG | 2018-06-12 15:00 | 0.7665
CCG | 2018-06-12 16:00 | 0.7665
CCG | 2018-06-12 17:00 | 0.7665
CCG | 2018-06-12 18:00 | 0.7665
CCG | 2018-06-12 19:00 | 0.77015
CCG | 2018-06-12 20:00 | 0.77623
CCG | 2018-06-12 21:00 | 0.77988
CCG | 2018-06-12 22:00 | 0.80095
CCG | 2018-06-12 23:00 | 0.80095
CCG | 2018-06-13 | 0.80095
CCG | 2018-06-13 01:00 | 0.80095
CCG | 2018-06-13 02:00 | 0.80095
CCG | 2018-06-13 03:00 | 0.80095
CCG | 2018-06-13 04:00 | 0.80095
CCG | 2018-06-13 05:00 | 0.80095
CCG | 2018-06-13 06:00 | 0.80095
CCG | 2018-06-13 07:00 | 0.80095
CCG | 2018-06-13 08:00 | 0.80095
CCG | 2018-06-13 09:00 | 0.80095
CCG | 2018-06-13 10:00 | 0.80095
CCG | 2018-06-13 11:00 | 0.80095
CCG | 2018-06-13 12:00 | 0.80095
CCG | 2018-06-13 13:00 | 0.80095
CCG | 2018-06-13 14:00 | 0.80679
CCG | 2018-06-13 15:00 | 0.82153
CCG | 2018-06-13 16:00 | 0.83541
CCG | 2018-06-13 17:00 | 0.83541
CCG | 2018-06-13 18:00 | 0.83541
CCG | 2018-06-13 19:00 | 0.85918
CCG | 2018-06-13 20:00 | 0.85918
CCG | 2018-06-13 21:00 | 0.85918
CCG | 2018-06-13 22:00 | 0.85918
CCG | 2018-06-13 23:00 | 0.85918
CCG | 2018-06-14 | 0.85918
CCG | 2018-06-14 01:00 | 0.85918
CCG | 2018-06-14 02:00 | 0.85918
CCG | 2018-06-14 03:00 | 0.85918
CCG | 2018-06-14 04:00 | 0.85918
CCG | 2018-06-14 05:00 | 0.85918
CCG | 2018-06-14 06:00 | 0.85918
CCG | 2018-06-14 07:00 | 0.85918
CCG | 2018-06-14 08:00 | 0.85918
CCG | 2018-06-14 09:00 | 0.85918
CCG | 2018-06-14 10:00 | 0.85918
CCG | 2018-06-14 11:00 | 0.85918
CCG | 2018-06-14 12:00 | 0.85918
CCG | 2018-06-14 13:00 | 0.85918
CCG | 2018-06-14 14:00 | 0.85918
CCG | 2018-06-14 15:00 | 0.85918
CCG | 2018-06-14 16:00 | 0.85918
CCG | 2018-06-14 17:00 | 0.85918
CCG | 2018-06-14 18:00 | 0.85918
CCG | 2018-06-14 19:00 | 0.85918
CCG | 2018-06-14 20:00 | 0.85918
CCG | 2018-06-14 21:00 | 0.85918
CCG | 2018-06-14 22:00 | 0.85918
CCG | 2018-06-14 23:00 | 0.85918
CCG | 2018-06-15 | 0.85918
CCG | 2018-06-15 01:00 | 0.85918
CCG | 2018-06-15 02:00 | 0.85918
CCG | 2018-06-15 03:00 | 0.85918
CCG | 2018-06-15 04:00 | 0.85918
CCG | 2018-06-15 05:00 | 0.85918
CCG | 2018-06-15 06:00 | 0.85918
CCG | 2018-06-15 07:00 | 0.85918
CCG | 2018-06-15 08:00 | 0.85918
CCG | 2018-06-15 09:00 | 0.85918
CCG | 2018-06-15 10:00 | 0.85918
CCG | 2018-06-15 11:00 | 0.85918
CCG | 2018-06-15 12:00 | 0.85918
CCG | 2018-06-15 13:00 | 0.85918
CCG | 2018-06-15 14:00 | 0.85918
CCG | 2018-06-15 15:00 | 0.85918
CCG | 2018-06-15 16:00 | 0.85918
CCG | 2018-06-15 17:00 | 0.85918
CCG | 2018-06-15 18:00 | 0.85918
CCG | 2018-06-15 19:00 | 0.85918
CCG | 2018-06-15 20:00 | 0.85918
CCG | 2018-06-15 21:00 | 0.85918
CCG | 2018-06-15 22:00 | 0.85918
CCG | 2018-06-15 23:00 | 0.85918
CCG | 2018-06-16 | 0.691
CCG | 2018-06-16 01:00 | 0.691
CCG | 2018-06-16 02:00 | 0.691
CCG | 2018-06-16 03:00 | 0.691
CCG | 2018-06-16 04:00 | 0.691
CCG | 2018-06-16 05:00 | 0.691
CCG | 2018-06-16 06:00 | 0.691
CCG | 2018-06-16 07:00 | 0.691
CCG | 2018-06-16 08:00 | 0.691
CCG | 2018-06-16 09:00 | 0.691
CCG | 2018-06-16 10:00 | 0.691
CCG | 2018-06-16 11:00 | 0.691
CCG | 2018-06-16 12:00 | 0.72537
CCG | 2018-06-16 13:00 | 0.72537
CCG | 2018-06-16 14:00 | 0.72537
CCG | 2018-06-16 15:00 | 0.72537
CCG | 2018-06-16 16:00 | 0.72537
CCG | 2018-06-16 17:00 | 0.72537
CCG | 2018-06-16 18:00 | 0.72537
CCG | 2018-06-16 19:00 | 0.72537
CCG | 2018-06-16 20:00 | 0.72537
CCG | 2018-06-16 21:00 | 0.72537
CCG | 2018-06-16 22:00 | 0.72537
CCG | 2018-06-16 23:00 | 0.72537
CCG | 2018-06-17 | 0.72537
CCG | 2018-06-17 01:00 | 0.72537
CCG | 2018-06-17 02:00 | 0.72537
CCG | 2018-06-17 03:00 | 0.72537
CCG | 2018-06-17 04:00 | 0.72537
CCG | 2018-06-17 05:00 | 0.72537
CCG | 2018-06-17 06:00 | 0.72537
CCG | 2018-06-17 07:00 | 0.72537
CCG | 2018-06-17 08:00 | 0.72537
CCG | 2018-06-17 09:00 | 0.72537
CCG | 2018-06-17 10:00 | 0.72537
CCG | 2018-06-17 11:00 | 0.72537
CCG | 2018-06-17 12:00 | 0.72537
CCG | 2018-06-17 13:00 | 0.72537
CCG | 2018-06-17 14:00 | 0.72537
CCG | 2018-06-17 15:00 | 0.72537
CCG | 2018-06-17 16:00 | 0.72537
CCG | 2018-06-17 17:00 | 0.72537
CCG | 2018-06-17 18:00 | 0.72537
CCG | 2018-06-17 19:00 | 0.72537
CCG | 2018-06-17 20:00 | 0.72537
CCG | 2018-06-17 21:00 | 0.72537
CCG | 2018-06-17 22:00 | 0.72537
CCG | 2018-06-17 23:00 | 0.72537
CCG | 2018-06-18 | 0.69192
CCG | 2018-06-18 01:00 | 0.69192
CCG | 2018-06-18 02:00 | 0.69192
CCG | 2018-06-18 03:00 | 0.69192
CCG | 2018-06-18 04:00 | 0.69192
CCG | 2018-06-18 05:00 | 0.69192
CCG | 2018-06-18 06:00 | 0.69192
CCG | 2018-06-18 07:00 | 0.69192
CCG | 2018-06-18 08:00 | 0.69192
CCG | 2018-06-18 09:00 | 0.69192
CCG | 2018-06-18 10:00 | 0.69192
CCG | 2018-06-18 11:00 | 0.69192
CCG | 2018-06-18 12:00 | 0.69192
CCG | 2018-06-18 13:00 | 0.69192
CCG | 2018-06-18 14:00 | 0.69192
CCG | 2018-06-18 15:00 | 0.69192
CCG | 2018-06-18 16:00 | 0.69192
CCG | 2018-06-18 17:00 | 0.69192
CCG | 2018-06-18 18:00 | 0.69192
CCG | 2018-06-18 19:00 | 0.69192
CCG | 2018-06-18 20:00 | 0.69192
CCG | 2018-06-18 21:00 | 0.69192
CCG | 2018-06-18 22:00 | 0.69192
CCG | 2018-06-18 23:00 | 0.69192
CCG | 2018-06-19 | 0.69192
CCG | 2018-06-19 01:00 | 0.69192
CCG | 2018-06-19 02:00 | 0.69192
CCG | 2018-06-19 03:00 | 0.69192
CCG | 2018-06-19 04:00 | 0.69192
CCG | 2018-06-19 05:00 | 0.69192
CCG | 2018-06-19 06:00 | 0.69192
CCG | 2018-06-19 07:00 | 0.69192
CCG | 2018-06-19 08:00 | 0.69192
CCG | 2018-06-19 09:00 | 0.69192
CCG | 2018-06-19 10:00 | 0.69192
CCG | 2018-06-19 11:00 | 0.69192
CCG | 2018-06-19 12:00 | 0.69192
CCG | 2018-06-19 13:00 | 0.69192
CCG | 2018-06-19 14:00 | 0.69192
CCG | 2018-06-19 15:00 | 0.69192
CCG | 2018-06-19 16:00 | 0.69192
CCG | 2018-06-19 17:00 | 0.69192
CCG | 2018-06-19 18:00 | 0.69192
CCG | 2018-06-19 19:00 | 0.69192
CCG | 2018-06-19 20:00 | 0.69192
CCG | 2018-06-19 21:00 | 0.69192
CCG | 2018-06-19 22:00 | 0.69192
CCG | 2018-06-19 23:00 | 0.69192
CCG | 2018-06-20 | 0.69192
CCG | 2018-06-20 01:00 | 0.69192
CCG | 2018-06-20 02:00 | 0.69192
CCG | 2018-06-20 03:00 | 0.69192
CCG | 2018-06-20 04:00 | 0.69192
CCG | 2018-06-20 05:00 | 0.69192
CCG | 2018-06-20 06:00 | 0.69192
CCG | 2018-06-20 07:00 | 0.69192
CCG | 2018-06-20 08:00 | 0.69192
CCG | 2018-06-20 09:00 | 0.69192
CCG | 2018-06-20 10:00 | 0.69192
CCG | 2018-06-20 11:00 | 0.69192
CCG | 2018-06-20 12:00 | 0.69192
CCG | 2018-06-20 13:00 | 0.69192
CCG | 2018-06-20 14:00 | 0.69192
CCG | 2018-06-20 15:00 | 0.69192
CCG | 2018-06-20 16:00 | 0.69192
CCG | 2018-06-20 17:00 | 0.69192
CCG | 2018-06-20 18:00 | 0.69192
CCG | 2018-06-20 19:00 | 0.69192
CCG | 2018-06-20 20:00 | 0.69192
CCG | 2018-06-20 21:00 | 0.69192
CCG | 2018-06-20 22:00 | 0.69192
CCG | 2018-06-20 23:00 | 0.69192
CCG | 2018-06-21 | 0.67265
CCG | 2018-06-21 01:00 | 0.67265
CCG | 2018-06-21 02:00 | 0.69192
CCG | 2018-06-21 03:00 | 0.69192
CCG | 2018-06-21 04:00 | 0.69192
CCG | 2018-06-21 05:00 | 0.69192
CCG | 2018-06-21 06:00 | 0.69192
CCG | 2018-06-21 07:00 | 0.69192
CCG | 2018-06-21 08:00 | 0.69192
CCG | 2018-06-21 09:00 | 0.69192
CCG | 2018-06-21 10:00 | 0.69192
CCG | 2018-06-21 11:00 | 0.69192
CCG | 2018-06-21 12:00 | 0.69192
CCG | 2018-06-21 13:00 | 0.69192
CCG | 2018-06-21 14:00 | 0.69192
CCG | 2018-06-21 15:00 | 0.69192
CCG | 2018-06-21 16:00 | 0.69192
CCG | 2018-06-21 17:00 | 0.69192
CCG | 2018-06-21 18:00 | 0.69192
CCG | 2018-06-21 19:00 | 0.69192
CCG | 2018-06-21 20:00 | 0.69192
CCG | 2018-06-21 21:00 | 0.69192
CCG | 2018-06-21 22:00 | 0.69192
CCG | 2018-06-21 23:00 | 0.69192
CCG | 2018-06-22 | 0.62911
CCG | 2018-06-22 01:00 | 0.62911
CCG | 2018-06-22 02:00 | 0.62911
CCG | 2018-06-22 03:00 | 0.62911
CCG | 2018-06-22 04:00 | 0.62911
CCG | 2018-06-22 05:00 | 0.62911
CCG | 2018-06-22 06:00 | 0.62911
CCG | 2018-06-22 07:00 | 0.62911
CCG | 2018-06-22 08:00 | 0.62911
CCG | 2018-06-22 09:00 | 0.62911
CCG | 2018-06-22 10:00 | 0.61875
CCG | 2018-06-22 11:00 | 0.61875
CCG | 2018-06-22 12:00 | 0.58555
CCG | 2018-06-22 13:00 | 0.58555
CCG | 2018-06-22 14:00 | 0.58555
CCG | 2018-06-22 15:00 | 0.58555
CCG | 2018-06-22 16:00 | 0.58555
CCG | 2018-06-22 17:00 | 0.58555
CCG | 2018-06-22 18:00 | 0.58555
CCG | 2018-06-22 19:00 | 0.58555
CCG | 2018-06-22 20:00 | 0.58555
CCG | 2018-06-22 21:00 | 0.58555
CCG | 2018-06-22 22:00 | 0.58555
CCG | 2018-06-22 23:00 | 0.58555
CCG | 2018-06-23 | 0.58555
CCG | 2018-06-23 01:00 | 0.58555
CCG | 2018-06-23 02:00 | 0.58555
CCG | 2018-06-23 03:00 | 0.58555
CCG | 2018-06-23 04:00 | 0.58555
CCG | 2018-06-23 05:00 | 0.58555
CCG | 2018-06-23 06:00 | 0.58555
CCG | 2018-06-23 07:00 | 0.58555
CCG | 2018-06-23 08:00 | 0.58555
CCG | 2018-06-23 09:00 | 0.58555
CCG | 2018-06-23 10:00 | 0.58555
CCG | 2018-06-23 11:00 | 0.58555
CCG | 2018-06-23 12:00 | 0.58555
CCG | 2018-06-23 13:00 | 0.58555
CCG | 2018-06-23 14:00 | 0.62434
CCG | 2018-06-23 15:00 | 0.62434
CCG | 2018-06-23 16:00 | 0.62434
CCG | 2018-06-23 17:00 | 0.62434
CCG | 2018-06-23 18:00 | 0.62434
CCG | 2018-06-23 19:00 | 0.62434
CCG | 2018-06-23 20:00 | 0.65871
CCG | 2018-06-23 21:00 | 0.65871
CCG | 2018-06-23 22:00 | 0.65871
CCG | 2018-06-23 23:00 | 0.65871
CCG | 2018-06-24 | 0.65871
CCG | 2018-06-24 01:00 | 0.65871
CCG | 2018-06-24 02:00 | 0.65871
CCG | 2018-06-24 03:00 | 0.65871
CCG | 2018-06-24 04:00 | 0.65871
CCG | 2018-06-24 05:00 | 0.65871
CCG | 2018-06-24 06:00 | 0.65871
CCG | 2018-06-24 07:00 | 0.65871
CCG | 2018-06-24 08:00 | 0.65871
CCG | 2018-06-24 09:00 | 0.65871
CCG | 2018-06-24 10:00 | 0.65871
CCG | 2018-06-24 11:00 | 0.65871
CCG | 2018-06-24 12:00 | 0.65871
CCG | 2018-06-24 13:00 | 0.65871
CCG | 2018-06-24 14:00 | 0.65871
CCG | 2018-06-24 15:00 | 0.65871
CCG | 2018-06-24 16:00 | 0.65871
CCG | 2018-06-24 17:00 | 0.65871
CCG | 2018-06-24 18:00 | 0.65871
CCG | 2018-06-24 19:00 | 0.65871
CCG | 2018-06-24 20:00 | 0.65871
CCG | 2018-06-24 21:00 | 0.65871
CCG | 2018-06-24 22:00 | 0.65871
CCG | 2018-06-24 23:00 | 0.65871
CCG | 2018-06-25 | 0.65871
CCG | 2018-06-25 01:00 | 0.65871
CCG | 2018-06-25 02:00 | 0.65871
CCG | 2018-06-25 03:00 | 0.65871
CCG | 2018-06-25 04:00 | 0.65871
CCG | 2018-06-25 05:00 | 0.65871
CCG | 2018-06-25 06:00 | 0.65871
CCG | 2018-06-25 07:00 | 0.65871
CCG | 2018-06-25 08:00 | 0.65871
CCG | 2018-06-25 09:00 | 0.65871
CCG | 2018-06-25 10:00 | 0.65871
CCG | 2018-06-25 11:00 | 0.65871
CCG | 2018-06-25 12:00 | 0.65871
CCG | 2018-06-25 13:00 | 0.65871
CCG | 2018-06-25 14:00 | 0.65871
CCG | 2018-06-25 15:00 | 0.65871
CCG | 2018-06-25 16:00 | 0.65871
CCG | 2018-06-25 17:00 | 0.65871
CCG | 2018-06-25 18:00 | 0.65871
CCG | 2018-06-25 19:00 | 0.65871
CCG | 2018-06-25 20:00 | 0.65871
CCG | 2018-06-25 21:00 | 0.65871
CCG | 2018-06-25 22:00 | 0.69292
CCG | 2018-06-25 23:00 | 0.69292
CCG | 2018-06-26 | 0.69292
CCG | 2018-06-26 01:00 | 0.69292
CCG | 2018-06-26 02:00 | 0.69292
CCG | 2018-06-26 03:00 | 0.69292
CCG | 2018-06-26 04:00 | 0.69292
CCG | 2018-06-26 05:00 | 0.69292
CCG | 2018-06-26 06:00 | 0.69292
CCG | 2018-06-26 07:00 | 0.69292
CCG | 2018-06-26 08:00 | 0.69292
CCG | 2018-06-26 09:00 | 0.69292
CCG | 2018-06-26 10:00 | 0.69292
CCG | 2018-06-26 11:00 | 0.69292
CCG | 2018-06-26 12:00 | 0.69292
CCG | 2018-06-26 13:00 | 0.69292
CCG | 2018-06-26 14:00 | 0.69292
CCG | 2018-06-26 15:00 | 0.69292
CCG | 2018-06-26 16:00 | 0.69292
CCG | 2018-06-26 17:00 | 0.69292
CCG | 2018-06-26 18:00 | 0.69292
CCG | 2018-06-26 19:00 | 0.70685
CCG | 2018-06-26 20:00 | 0.70685
CCG | 2018-06-26 21:00 | 0.70685
CCG | 2018-06-26 22:00 | 0.70893
CCG | 2018-06-26 23:00 | 0.70893
CCG | 2018-06-27 | 0.70893
CCG | 2018-06-27 01:00 | 0.70893
CCG | 2018-06-27 02:00 | 0.70893
CCG | 2018-06-27 03:00 | 0.70893
CCG | 2018-06-27 04:00 | 0.70893
CCG | 2018-06-27 05:00 | 0.70893
CCG | 2018-06-27 06:00 | 0.70893
CCG | 2018-06-27 07:00 | 0.70893
CCG | 2018-06-27 08:00 | 0.70893
CCG | 2018-06-27 09:00 | 0.70893
CCG | 2018-06-27 10:00 | 0.70893
CCG | 2018-06-27 11:00 | 0.72821
CCG | 2018-06-27 12:00 | 0.72821
CCG | 2018-06-27 13:00 | 0.72821
CCG | 2018-06-27 14:00 | 0.72821
CCG | 2018-06-27 15:00 | 0.72821
CCG | 2018-06-27 16:00 | 0.72821
CCG | 2018-06-27 17:00 | 0.72821
CCG | 2018-06-27 18:00 | 0.72821
CCG | 2018-06-27 19:00 | 0.72821
CCG | 2018-06-27 20:00 | 0.72821
CCG | 2018-06-27 21:00 | 0.70026
CCG | 2018-06-27 22:00 | 0.70026
CCG | 2018-06-27 23:00 | 0.70026
CCG | 2018-06-28 | 0.70026
CCG | 2018-06-28 01:00 | 0.72821
CCG | 2018-06-28 02:00 | 0.72821
CCG | 2018-06-28 03:00 | 0.72821
CCG | 2018-06-28 04:00 | 0.72612
CCG | 2018-06-28 05:00 | 0.72612
CCG | 2018-06-28 06:00 | 0.72612
CCG | 2018-06-28 07:00 | 0.72612
CCG | 2018-06-28 08:00 | 0.72612
CCG | 2018-06-28 09:00 | 0.72612
CCG | 2018-06-28 10:00 | 0.72612
CCG | 2018-06-28 11:00 | 0.72612
CCG | 2018-06-28 12:00 | 0.72612
CCG | 2018-06-28 13:00 | 0.72612
CCG | 2018-06-28 14:00 | 0.72612
CCG | 2018-06-28 15:00 | 0.72612
CCG | 2018-06-28 16:00 | 0.72612
CCG | 2018-06-28 17:00 | 0.72612
CCG | 2018-06-28 18:00 | 0.72612
CCG | 2018-06-28 19:00 | 0.72612
CCG | 2018-06-28 20:00 | 0.72612
CCG | 2018-06-28 21:00 | 0.72612
CCG | 2018-06-28 22:00 | 0.72612
CCG | 2018-06-28 23:00 | 0.72612
CCG | 2018-06-29 | 0.73857
CCG | 2018-06-29 01:00 | 0.73857
CCG | 2018-06-29 02:00 | 0.73857
CCG | 2018-06-29 03:00 | 0.73648
CCG | 2018-06-29 04:00 | 0.73648
CCG | 2018-06-29 05:00 | 0.73648
CCG | 2018-06-29 06:00 | 0.73648
CCG | 2018-06-29 07:00 | 0.73648
CCG | 2018-06-29 08:00 | 0.73648
CCG | 2018-06-29 09:00 | 0.73648
CCG | 2018-06-29 10:00 | 0.73648
CCG | 2018-06-29 11:00 | 0.73648
CCG | 2018-06-29 12:00 | 0.73648
CCG | 2018-06-29 13:00 | 0.73857
CCG | 2018-06-29 14:00 | 0.73857
CCG | 2018-06-29 15:00 | 0.73857
CCG | 2018-06-29 16:00 | 0.73857
CCG | 2018-06-29 17:00 | 0.73857
CCG | 2018-06-29 18:00 | 0.73857
CCG | 2018-06-29 19:00 | 0.73857
CCG | 2018-06-29 20:00 | 0.73857
CCG | 2018-06-29 21:00 | 0.73857
CCG | 2018-06-29 22:00 | 0.73857
CCG | 2018-06-29 23:00 | 0.73857
CCG | 2018-06-30 | 0.73857
CCG | 2018-06-30 01:00 | 0.73857
CCG | 2018-06-30 02:00 | 0.73857
CCG | 2018-06-30 03:00 | 0.73857
CCG | 2018-06-30 04:00 | 0.73857
CCG | 2018-06-30 05:00 | 0.73857
CCG | 2018-06-30 06:00 | 0.73857
CCG | 2018-06-30 07:00 | 0.73857
CCG | 2018-06-30 08:00 | 0.73857
CCG | 2018-06-30 09:00 | 0.73857
CCG | 2018-06-30 10:00 | 0.73857
CCG | 2018-06-30 11:00 | 0.73857
CCG | 2018-06-30 12:00 | 0.73857
CCG | 2018-06-30 13:00 | 0.73857
CCG | 2018-06-30 14:00 | 0.73857
CCG | 2018-06-30 15:00 | 0.73857
CCG | 2018-06-30 16:00 | 0.73857
CCG | 2018-06-30 17:00 | 0.73857
CCG | 2018-06-30 18:00 | 0.73857
CCG | 2018-06-30 19:00 | 0.73857
CCG | 2018-06-30 20:00 | 0.73857
CCG | 2018-06-30 21:00 | 0.73857
CCG | 2018-06-30 22:00 | 0.73857
CCG | 2018-06-30 23:00 | 0.73857
CCG | 2018-07-01 | 0.73757
CCG | 2018-07-01 01:00 | 0.73757
CCG | 2018-07-01 02:00 | 0.73757
CCG | 2018-07-01 03:00 | 0.73757
CCG | 2018-07-01 04:00 | 0.73757
CCG | 2018-07-01 05:00 | 0.73757
CCG | 2018-07-01 06:00 | 0.73757
CCG | 2018-07-01 07:00 | 0.73757
CCG | 2018-07-01 08:00 | 0.73757
CCG | 2018-07-01 09:00 | 0.73757
CCG | 2018-07-01 10:00 | 0.73757
CCG | 2018-07-01 11:00 | 0.73757
CCG | 2018-07-01 12:00 | 0.73757
CCG | 2018-07-01 13:00 | 0.73757
CCG | 2018-07-01 14:00 | 0.73757
CCG | 2018-07-01 15:00 | 0.73757
CCG | 2018-07-01 16:00 | 0.73757
CCG | 2018-07-01 17:00 | 0.73757
CCG | 2018-07-01 18:00 | 0.73757
CCG | 2018-07-01 19:00 | 0.73757
CCG | 2018-07-01 20:00 | 0.73757
CCG | 2018-07-01 21:00 | 0.73757
CCG | 2018-07-01 22:00 | 0.73757
CCG | 2018-07-01 23:00 | 0.73757
CCG | 2018-07-02 | 0.73757
CCG | 2018-07-02 01:00 | 0.73757
CCG | 2018-07-02 02:00 | 0.73757
CCG | 2018-07-02 03:00 | 0.73757
CCG | 2018-07-02 04:00 | 0.73757
CCG | 2018-07-02 05:00 | 0.73757
CCG | 2018-07-02 06:00 | 0.76852
CCG | 2018-07-02 07:00 | 0.76852
CCG | 2018-07-02 08:00 | 0.76852
CCG | 2018-07-02 09:00 | 0.76852
CCG | 2018-07-02 10:00 | 0.76852
CCG | 2018-07-02 11:00 | 0.76852
CCG | 2018-07-02 12:00 | 0.76852
CCG | 2018-07-02 13:00 | 0.76852
CCG | 2018-07-02 14:00 | 0.76852
CCG | 2018-07-02 15:00 | 0.76852
CCG | 2018-07-02 16:00 | 0.83542
CCG | 2018-07-02 17:00 | 0.83542
CCG | 2018-07-02 18:00 | 0.83542
CCG | 2018-07-02 19:00 | 0.86887
CCG | 2018-07-02 20:00 | 0.87355
CCG | 2018-07-02 21:00 | 0.87355
CCG | 2018-07-02 22:00 | 0.87355
CCG | 2018-07-02 23:00 | 0.87355
CCG | 2018-07-03 | 0.87355
CCG | 2018-07-03 01:00 | 0.87355
CCG | 2018-07-03 02:00 | 0.87355
CCG | 2018-07-03 03:00 | 0.87355
CCG | 2018-07-03 04:00 | 0.87355
CCG | 2018-07-03 05:00 | 0.87355
CCG | 2018-07-03 06:00 | 0.87355
CCG | 2018-07-03 07:00 | 0.87355
CCG | 2018-07-03 08:00 | 0.87355
CCG | 2018-07-03 09:00 | 0.87355
CCG | 2018-07-03 10:00 | 0.87355
CCG | 2018-07-03 11:00 | 0.87355
CCG | 2018-07-03 12:00 | 0.87355
CCG | 2018-07-03 13:00 | 0.87355
CCG | 2018-07-03 14:00 | 0.87355
CCG | 2018-07-03 15:00 | 0.87355
CCG | 2018-07-03 16:00 | 0.87355
CCG | 2018-07-03 17:00 | 0.87355
CCG | 2018-07-03 18:00 | 0.87355
CCG | 2018-07-03 19:00 | 0.87355
CCG | 2018-07-03 20:00 | 0.87355
CCG | 2018-07-03 21:00 | 0.87355
CCG | 2018-07-03 22:00 | 0.87355
CCG | 2018-07-03 23:00 | 0.87355
CCG | 2018-07-04 | 0.907
CCG | 2018-07-04 01:00 | 0.907
CCG | 2018-07-04 02:00 | 0.907
CCG | 2018-07-04 03:00 | 0.907
CCG | 2018-07-04 04:00 | 0.907
CCG | 2018-07-04 05:00 | 0.907
CCG | 2018-07-04 06:00 | 0.907
CCG | 2018-07-04 07:00 | 0.907
CCG | 2018-07-04 08:00 | 0.907
CCG | 2018-07-04 09:00 | 0.907
CCG | 2018-07-04 10:00 | 0.907
CCG | 2018-07-04 11:00 | 0.907
CCG | 2018-07-04 12:00 | 0.907
CCG | 2018-07-04 13:00 | 0.907
CCG | 2018-07-04 14:00 | 0.907
CCG | 2018-07-04 15:00 | 0.907
CCG | 2018-07-04 16:00 | 0.907
CCG | 2018-07-04 17:00 | 0.907
CCG | 2018-07-04 18:00 | 0.907
CCG | 2018-07-04 19:00 | 0.907
CCG | 2018-07-04 20:00 | 0.907
CCG | 2018-07-04 21:00 | 0.907
CCG | 2018-07-04 22:00 | 0.907
CCG | 2018-07-04 23:00 | 0.907
CCG | 2018-07-05 | 0.907
CCG | 2018-07-05 01:00 | 0.907
CCG | 2018-07-05 02:00 | 0.907
CCG | 2018-07-05 03:00 | 0.907
CCG | 2018-07-05 04:00 | 0.907
CCG | 2018-07-05 05:00 | 0.907
CCG | 2018-07-05 06:00 | 0.907
CCG | 2018-07-05 07:00 | 0.907
CCG | 2018-07-05 08:00 | 0.907
CCG | 2018-07-05 09:00 | 0.907
CCG | 2018-07-05 10:00 | 0.907
CCG | 2018-07-05 11:00 | 0.907
CCG | 2018-07-05 12:00 | 0.907
CCG | 2018-07-05 13:00 | 0.907
CCG | 2018-07-05 14:00 | 0.907
CCG | 2018-07-05 15:00 | 0.907
CCG | 2018-07-05 16:00 | 0.907
CCG | 2018-07-05 17:00 | 0.907
CCG | 2018-07-05 18:00 | 0.907
CCG | 2018-07-05 19:00 | 0.907
CCG | 2018-07-05 20:00 | 0.907
CCG | 2018-07-05 21:00 | 0.907
CCG | 2018-07-05 22:00 | 0.907
CCG | 2018-07-05 23:00 | 0.907
CCG | 2018-07-06 | 0.907
CCG | 2018-07-06 01:00 | 0.907
CCG | 2018-07-06 02:00 | 0.907
CCG | 2018-07-06 03:00 | 0.907
CCG | 2018-07-06 04:00 | 0.907
CCG | 2018-07-06 05:00 | 0.907
CCG | 2018-07-06 06:00 | 0.907
CCG | 2018-07-06 07:00 | 0.907
CCG | 2018-07-06 08:00 | 0.907
CCG | 2018-07-06 09:00 | 0.907
CCG | 2018-07-06 10:00 | 0.907
CCG | 2018-07-06 11:00 | 0.907
CCG | 2018-07-06 12:00 | 0.86821
CCG | 2018-07-06 13:00 | 0.86821
CCG | 2018-07-06 14:00 | 0.86821
CCG | 2018-07-06 15:00 | 0.86821
CCG | 2018-07-06 16:00 | 0.86821
CCG | 2018-07-06 17:00 | 0.86821
CCG | 2018-07-06 18:00 | 0.86821
CCG | 2018-07-06 19:00 | 0.86821
CCG | 2018-07-06 20:00 | 0.86821
CCG | 2018-07-06 21:00 | 0.86821
CCG | 2018-07-06 22:00 | 0.86821
CCG | 2018-07-06 23:00 | 0.86821
CCG | 2018-07-07 | 0.86821
CCG | 2018-07-07 01:00 | 0.86821
CCG | 2018-07-07 02:00 | 0.86821
CCG | 2018-07-07 03:00 | 0.86821
CCG | 2018-07-07 04:00 | 0.86821
CCG | 2018-07-07 05:00 | 0.86821
CCG | 2018-07-07 06:00 | 0.86821
CCG | 2018-07-07 07:00 | 0.86821
CCG | 2018-07-07 08:00 | 0.86821
CCG | 2018-07-07 09:00 | 0.86821
CCG | 2018-07-07 10:00 | 0.86821
CCG | 2018-07-07 11:00 | 0.86821
CCG | 2018-07-07 12:00 | 0.86821
CCG | 2018-07-07 13:00 | 0.86821
CCG | 2018-07-07 14:00 | 0.86821
CCG | 2018-07-07 15:00 | 0.86821
CCG | 2018-07-07 16:00 | 0.86821
CCG | 2018-07-07 17:00 | 0.86821
CCG | 2018-07-07 18:00 | 0.86821
CCG | 2018-07-07 19:00 | 0.86821
CCG | 2018-07-07 20:00 | 0.907
CCG | 2018-07-07 21:00 | 0.907
CCG | 2018-07-07 22:00 | 0.907
CCG | 2018-07-07 23:00 | 0.907
CCG | 2018-07-08 | 0.907
CCG | 2018-07-08 01:00 | 0.907
CCG | 2018-07-08 02:00 | 0.907
CCG | 2018-07-08 03:00 | 0.907
CCG | 2018-07-08 04:00 | 0.907
CCG | 2018-07-08 05:00 | 0.907
CCG | 2018-07-08 06:00 | 0.907
CCG | 2018-07-08 07:00 | 0.907
CCG | 2018-07-08 08:00 | 0.907
CCG | 2018-07-08 09:00 | 0.907
CCG | 2018-07-08 10:00 | 0.907
CCG | 2018-07-08 11:00 | 0.907
CCG | 2018-07-08 12:00 | 0.907
CCG | 2018-07-08 13:00 | 0.907
CCG | 2018-07-08 14:00 | 0.907
CCG | 2018-07-08 15:00 | 0.907
CCG | 2018-07-08 16:00 | 0.907
CCG | 2018-07-08 17:00 | 0.907
CCG | 2018-07-08 18:00 | 0.907
CCG | 2018-07-08 19:00 | 0.907
CCG | 2018-07-08 20:00 | 0.907
CCG | 2018-07-08 21:00 | 0.907
CCG | 2018-07-08 22:00 | 0.907
CCG | 2018-07-08 23:00 | 0.907
CCG | 2018-07-09 | 0.907
CCG | 2018-07-09 01:00 | 0.907
CCG | 2018-07-09 02:00 | 0.907
CCG | 2018-07-09 03:00 | 0.907
CCG | 2018-07-09 04:00 | 0.907
CCG | 2018-07-09 05:00 | 0.907
CCG | 2018-07-09 06:00 | 0.907
CCG | 2018-07-09 07:00 | 0.907
CCG | 2018-07-09 08:00 | 0.907
CCG | 2018-07-09 09:00 | 0.907
CCG | 2018-07-09 10:00 | 0.907
CCG | 2018-07-09 11:00 | 0.907
CCG | 2018-07-09 12:00 | 0.907
CCG | 2018-07-09 13:00 | 0.907
CCG | 2018-07-09 14:00 | 0.907
CCG | 2018-07-09 15:00 | 0.907
CCG | 2018-07-09 16:00 | 0.907
CCG | 2018-07-09 17:00 | 0.907
CCG | 2018-07-09 18:00 | 0.907
CCG | 2018-07-09 19:00 | 0.89664
CCG | 2018-07-09 20:00 | 0.89664
CCG | 2018-07-09 21:00 | 0.89664
CCG | 2018-07-09 22:00 | 0.89664
CCG | 2018-07-09 23:00 | 0.89664
CCG | 2018-07-10 | 0.89664
CCG | 2018-07-10 01:00 | 0.89664
CCG | 2018-07-10 02:00 | 0.89664
CCG | 2018-07-10 03:00 | 0.89664
CCG | 2018-07-10 04:00 | 0.89664
CCG | 2018-07-10 05:00 | 0.89664
CCG | 2018-07-10 06:00 | 0.89664
CCG | 2018-07-10 07:00 | 0.89664
CCG | 2018-07-10 08:00 | 0.89664
CCG | 2018-07-10 09:00 | 0.89664
CCG | 2018-07-10 10:00 | 0.89664
CCG | 2018-07-10 11:00 | 0.89664
CCG | 2018-07-10 12:00 | 0.89664
CCG | 2018-07-10 13:00 | 0.89664
CCG | 2018-07-10 14:00 | 0.89664
CCG | 2018-07-10 15:00 | 0.89664
CCG | 2018-07-10 16:00 | 0.89664
CCG | 2018-07-10 17:00 | 0.89664
CCG | 2018-07-10 18:00 | 0.89664
CCG | 2018-07-10 19:00 | 0.89664
CCG | 2018-07-10 20:00 | 0.89664
CCG | 2018-07-10 21:00 | 0.89664
CCG | 2018-07-10 22:00 | 0.89664
CCG | 2018-07-10 23:00 | 0.89664
CCG | 2018-07-11 | 0.89664
CCG | 2018-07-11 01:00 | 0.89664
CCG | 2018-07-11 02:00 | 0.89664
CCG | 2018-07-11 03:00 | 0.89664
CCG | 2018-07-11 04:00 | 0.89664
CCG | 2018-07-11 05:00 | 0.89664
CCG | 2018-07-11 06:00 | 0.89664
CCG | 2018-07-11 07:00 | 0.89664
CCG | 2018-07-11 08:00 | 0.89664
CCG | 2018-07-11 09:00 | 0.89664
CCG | 2018-07-11 10:00 | 0.89664
CCG | 2018-07-11 11:00 | 0.89664
CCG | 2018-07-11 12:00 | 0.89664
CCG | 2018-07-11 13:00 | 0.89664
CCG | 2018-07-11 14:00 | 0.89664
CCG | 2018-07-11 15:00 | 0.89664
CCG | 2018-07-11 16:00 | 0.89664
CCG | 2018-07-11 17:00 | 0.89664
CCG | 2018-07-11 18:00 | 0.89664
CCG | 2018-07-11 19:00 | 0.89664
CCG | 2018-07-11 20:00 | 0.89664
CCG | 2018-07-11 21:00 | 0.89664
CCG | 2018-07-11 22:00 | 0.89664
CCG | 2018-07-11 23:00 | 0.89664
CCG | 2018-07-12 | 0.89664
CCG | 2018-07-12 01:00 | 0.89664
CCG | 2018-07-12 02:00 | 0.89664
CCG | 2018-07-12 03:00 | 0.89664
CCG | 2018-07-12 04:00 | 0.89664
CCG | 2018-07-12 05:00 | 0.89664
CCG | 2018-07-12 06:00 | 0.89664
CCG | 2018-07-12 07:00 | 0.89664
CCG | 2018-07-12 08:00 | 0.89664
CCG | 2018-07-12 09:00 | 0.89664
CCG | 2018-07-12 10:00 | 0.89664
CCG | 2018-07-12 11:00 | 0.89664
CCG | 2018-07-12 12:00 | 0.89664
CCG | 2018-07-12 13:00 | 0.89664
CCG | 2018-07-12 14:00 | 0.89664
CCG | 2018-07-12 15:00 | 0.89664
CCG | 2018-07-12 16:00 | 0.89664
CCG | 2018-07-12 17:00 | 0.89664
CCG | 2018-07-12 18:00 | 0.89664
CCG | 2018-07-12 19:00 | 0.89664
CCG | 2018-07-12 20:00 | 0.89664
CCG | 2018-07-12 21:00 | 0.89664
CCG | 2018-07-12 22:00 | 0.89664
CCG | 2018-07-12 23:00 | 0.89664
CCG | 2018-07-13 | 0.89664
CCG | 2018-07-13 01:00 | 0.89664
CCG | 2018-07-13 02:00 | 0.89664
CCG | 2018-07-13 03:00 | 0.89664
CCG | 2018-07-13 04:00 | 0.89664
CCG | 2018-07-13 05:00 | 0.89664
CCG | 2018-07-13 06:00 | 0.907
CCG | 2018-07-13 07:00 | 0.907
CCG | 2018-07-13 08:00 | 0.907
CCG | 2018-07-13 09:00 | 0.907
CCG | 2018-07-13 10:00 | 0.907
CCG | 2018-07-13 11:00 | 0.907
CCG | 2018-07-13 12:00 | 0.907
CCG | 2018-07-13 13:00 | 0.907
CCG | 2018-07-13 14:00 | 0.907
CCG | 2018-07-13 15:00 | 0.92984
CCG | 2018-07-13 16:00 | 0.92984
CCG | 2018-07-13 17:00 | 0.92984
CCG | 2018-07-13 18:00 | 0.92984
CCG | 2018-07-13 19:00 | 0.907
CCG | 2018-07-13 20:00 | 0.907
CCG | 2018-07-13 21:00 | 0.907
CCG | 2018-07-13 22:00 | 0.907
CCG | 2018-07-13 23:00 | 0.92984
CCG | 2018-07-14 | 0.92984
CCG | 2018-07-14 01:00 | 0.92984
CCG | 2018-07-14 02:00 | 0.92984
CCG | 2018-07-14 03:00 | 0.92984
CCG | 2018-07-14 04:00 | 0.92984
CCG | 2018-07-14 05:00 | 0.92984
CCG | 2018-07-14 06:00 | 0.92984
CCG | 2018-07-14 07:00 | 0.92984
CCG | 2018-07-14 08:00 | 0.92984
CCG | 2018-07-14 09:00 | 0.92984
CCG | 2018-07-14 10:00 | 0.92984
CCG | 2018-07-14 11:00 | 0.92984
CCG | 2018-07-14 12:00 | 0.907
CCG | 2018-07-14 13:00 | 0.907
CCG | 2018-07-14 14:00 | 0.907
CCG | 2018-07-14 15:00 | 0.907
CCG | 2018-07-14 16:00 | 0.907
CCG | 2018-07-14 17:00 | 0.907
CCG | 2018-07-14 18:00 | 0.907
CCG | 2018-07-14 19:00 | 0.907
CCG | 2018-07-14 20:00 | 0.907
CCG | 2018-07-14 21:00 | 0.907
CCG | 2018-07-14 22:00 | 0.907
CCG | 2018-07-14 23:00 | 0.907
CCG | 2018-07-15 | 0.907
CCG | 2018-07-15 01:00 | 0.907
CCG | 2018-07-15 02:00 | 0.907
CCG | 2018-07-15 03:00 | 0.907
CCG | 2018-07-15 04:00 | 0.907
CCG | 2018-07-15 05:00 | 0.907
CCG | 2018-07-15 06:00 | 0.907
CCG | 2018-07-15 07:00 | 0.907
CCG | 2018-07-15 08:00 | 0.907
CCG | 2018-07-15 09:00 | 0.907
CCG | 2018-07-15 10:00 | 0.907
CCG | 2018-07-15 11:00 | 0.907
CCG | 2018-07-15 12:00 | 0.907
CCG | 2018-07-15 13:00 | 0.907
CCG | 2018-07-15 14:00 | 0.907
CCG | 2018-07-15 15:00 | 0.907
CCG | 2018-07-15 16:00 | 0.907
CCG | 2018-07-15 17:00 | 0.907
CCG | 2018-07-15 18:00 | 0.907
CCG | 2018-07-15 19:00 | 0.907
CCG | 2018-07-15 20:00 | 0.907
CCG | 2018-07-15 21:00 | 0.907
CCG | 2018-07-15 22:00 | 0.907
CCG | 2018-07-15 23:00 | 0.907
CCG | 2018-07-16 | 0.907
CCG | 2018-07-16 01:00 | 0.907
CCG | 2018-07-16 02:00 | 0.907
CCG | 2018-07-16 03:00 | 0.907
CCG | 2018-07-16 04:00 | 0.907
CCG | 2018-07-16 05:00 | 0.907
CCG | 2018-07-16 06:00 | 0.907
CCG | 2018-07-16 07:00 | 0.907
CCG | 2018-07-16 08:00 | 0.92984
CCG | 2018-07-16 09:00 | 0.92984
CCG | 2018-07-16 10:00 | 0.92984
CCG | 2018-07-16 11:00 | 0.92984
CCG | 2018-07-16 12:00 | 0.92984
CCG | 2018-07-16 13:00 | 0.92984
CCG | 2018-07-16 14:00 | 0.92984
CCG | 2018-07-16 15:00 | 0.92984
CCG | 2018-07-16 16:00 | 0.92984
CCG | 2018-07-16 17:00 | 0.92984
CCG | 2018-07-16 18:00 | 0.92984
CCG | 2018-07-16 19:00 | 0.907
CCG | 2018-07-16 20:00 | 0.907
CCG | 2018-07-16 21:00 | 0.907
CCG | 2018-07-16 22:00 | 0.907
CCG | 2018-07-16 23:00 | 0.907
CCG | 2018-07-17 | 0.907
CCG | 2018-07-17 01:00 | 0.907
CCG | 2018-07-17 02:00 | 0.907
CCG | 2018-07-17 03:00 | 0.907
CCG | 2018-07-17 04:00 | 0.907
CCG | 2018-07-17 05:00 | 0.907
CCG | 2018-07-17 06:00 | 0.907
CCG | 2018-07-17 07:00 | 0.907
CCG | 2018-07-17 08:00 | 0.907
CCG | 2018-07-17 09:00 | 0.907
CCG | 2018-07-17 10:00 | 0.907
CCG | 2018-07-17 11:00 | 0.907
CCG | 2018-07-17 12:00 | 0.907
CCG | 2018-07-17 13:00 | 0.907
CCG | 2018-07-17 14:00 | 0.907
CCG | 2018-07-17 15:00 | 0.907
CCG | 2018-07-17 16:00 | 0.907
CCG | 2018-07-17 17:00 | 0.92984
CCG | 2018-07-17 18:00 | 0.92984
CCG | 2018-07-17 19:00 | 0.92984
CCG | 2018-07-17 20:00 | 0.92984
CCG | 2018-07-17 21:00 | 0.92984
CCG | 2018-07-17 22:00 | 0.92984
CCG | 2018-07-17 23:00 | 0.92984
CCG | 2018-07-18 | 0.92984
CCG | 2018-07-18 01:00 | 0.92984
CCG | 2018-07-18 02:00 | 0.92984
CCG | 2018-07-18 03:00 | 0.92984
CCG | 2018-07-18 04:00 | 0.92984
CCG | 2018-07-18 05:00 | 0.92984
CCG | 2018-07-18 06:00 | 0.907
CCG | 2018-07-18 07:00 | 0.87071
CCG | 2018-07-18 08:00 | 0.87071
CCG | 2018-07-18 09:00 | 0.87071
CCG | 2018-07-18 10:00 | 0.87071
CCG | 2018-07-18 11:00 | 0.87071
CCG | 2018-07-18 12:00 | 0.87071
CCG | 2018-07-18 13:00 | 0.87071
CCG | 2018-07-18 14:00 | 0.87071
CCG | 2018-07-18 15:00 | 0.87071
CCG | 2018-07-18 16:00 | 0.87071
CCG | 2018-07-18 17:00 | 0.87071
CCG | 2018-07-18 18:00 | 0.89355
CCG | 2018-07-18 19:00 | 0.89355
CCG | 2018-07-18 20:00 | 0.89355
CCG | 2018-07-18 21:00 | 0.89355
CCG | 2018-07-18 22:00 | 0.89355
CCG | 2018-07-18 23:00 | 0.89355
CCG | 2018-07-19 | 0.89355
CCG | 2018-07-19 01:00 | 0.89355
CCG | 2018-07-19 02:00 | 0.89355
CCG | 2018-07-19 03:00 | 0.89355
CCG | 2018-07-19 04:00 | 0.89355
CCG | 2018-07-19 05:00 | 0.89355
CCG | 2018-07-19 06:00 | 0.89355
CCG | 2018-07-19 07:00 | 0.89355
CCG | 2018-07-19 08:00 | 0.89355
CCG | 2018-07-19 09:00 | 0.89355
CCG | 2018-07-19 10:00 | 0.92984
CCG | 2018-07-19 11:00 | 0.92984
CCG | 2018-07-19 12:00 | 0.92984
CCG | 2018-07-19 13:00 | 0.92984
CCG | 2018-07-19 14:00 | 0.92984
CCG | 2018-07-19 15:00 | 0.92984
CCG | 2018-07-19 16:00 | 0.92984
CCG | 2018-07-19 17:00 | 0.92984
CCG | 2018-07-19 18:00 | 0.92984
CCG | 2018-07-19 19:00 | 0.92984
CCG | 2018-07-19 20:00 | 0.92984
CCG | 2018-07-19 21:00 | 0.92984
CCG | 2018-07-19 22:00 | 0.92984
CCG | 2018-07-19 23:00 | 0.92984
CCG | 2018-07-20 | 0.92984
CCG | 2018-07-20 01:00 | 0.92984
CCG | 2018-07-20 02:00 | 0.92984
CCG | 2018-07-20 03:00 | 0.92984
CCG | 2018-07-20 04:00 | 0.92984
CCG | 2018-07-20 05:00 | 0.92984
CCG | 2018-07-20 06:00 | 0.92984
CCG | 2018-07-20 07:00 | 0.92984
CCG | 2018-07-20 08:00 | 0.92984
CCG | 2018-07-20 09:00 | 0.92984
CCG | 2018-07-20 10:00 | 0.92984
CCG | 2018-07-20 11:00 | 0.92984
CCG | 2018-07-20 12:00 | 0.92984
CCG | 2018-07-20 13:00 | 0.92984
CCG | 2018-07-20 14:00 | 0.92984
CCG | 2018-07-20 15:00 | 0.92984
CCG | 2018-07-20 16:00 | 0.92984
CCG | 2018-07-20 17:00 | 0.92984
CCG | 2018-07-20 18:00 | 0.92984
CCG | 2018-07-20 19:00 | 0.92984
CCG | 2018-07-20 20:00 | 0.92984
CCG | 2018-07-20 21:00 | 0.92984
CCG | 2018-07-20 22:00 | 0.92984
CCG | 2018-07-20 23:00 | 0.92984
CCG | 2018-07-21 | 0.92984
CCG | 2018-07-21 01:00 | 0.92984
CCG | 2018-07-21 02:00 | 0.92984
CCG | 2018-07-21 03:00 | 0.92984
CCG | 2018-07-21 04:00 | 0.92984
CCG | 2018-07-21 05:00 | 0.92984
CCG | 2018-07-21 06:00 | 0.92984
CCG | 2018-07-21 07:00 | 0.92984
CCG | 2018-07-21 08:00 | 0.92984
CCG | 2018-07-21 09:00 | 0.92984
CCG | 2018-07-21 10:00 | 0.92984
CCG | 2018-07-21 11:00 | 0.92984
CCG | 2018-07-21 12:00 | 0.92984
CCG | 2018-07-21 13:00 | 0.92984
CCG | 2018-07-21 14:00 | 0.92984
CCG | 2018-07-21 15:00 | 0.92984
CCG | 2018-07-21 16:00 | 0.92984
CCG | 2018-07-21 17:00 | 0.92984
CCG | 2018-07-21 18:00 | 0.92984
CCG | 2018-07-21 19:00 | 0.92984
CCG | 2018-07-21 20:00 | 0.92984
CCG | 2018-07-21 21:00 | 0.92984
CCG | 2018-07-21 22:00 | 0.92984
CCG | 2018-07-21 23:00 | 0.92984
CCG | 2018-07-22 | 0.92984
CCG | 2018-07-22 01:00 | 0.92984
CCG | 2018-07-22 02:00 | 0.92984
CCG | 2018-07-22 03:00 | 0.92984
CCG | 2018-07-22 04:00 | 0.92984
CCG | 2018-07-22 05:00 | 0.92984
CCG | 2018-07-22 06:00 | 0.92984
CCG | 2018-07-22 07:00 | 0.92984
CCG | 2018-07-22 08:00 | 0.92984
CCG | 2018-07-22 09:00 | 0.92984
CCG | 2018-07-22 10:00 | 0.92984
CCG | 2018-07-22 11:00 | 0.92984
CCG | 2018-07-22 12:00 | 0.92984
CCG | 2018-07-22 13:00 | 0.92984
CCG | 2018-07-22 14:00 | 0.92984
CCG | 2018-07-22 15:00 | 0.92984
CCG | 2018-07-22 16:00 | 0.92984
CCG | 2018-07-22 17:00 | 0.92984
CCG | 2018-07-22 18:00 | 0.92984
CCG | 2018-07-22 19:00 | 0.92984
CCG | 2018-07-22 20:00 | 0.92984
CCG | 2018-07-22 21:00 | 0.92984
CCG | 2018-07-22 22:00 | 0.92984
CCG | 2018-07-22 23:00 | 0.92984
CCG | 2018-07-23 | 0.92984
CCG | 2018-07-23 01:00 | 0.92984
CCG | 2018-07-23 02:00 | 0.92984
CCG | 2018-07-23 03:00 | 0.92984
CCG | 2018-07-23 04:00 | 0.92984
CCG | 2018-07-23 05:00 | 0.92984
CCG | 2018-07-23 06:00 | 0.92984
CCG | 2018-07-23 07:00 | 0.92984
CCG | 2018-07-23 08:00 | 0.92984
CCG | 2018-07-23 09:00 | 0.92984
CCG | 2018-07-23 10:00 | 0.92984
CCG | 2018-07-23 11:00 | 0.92984
CCG | 2018-07-23 12:00 | 0.92984
CCG | 2018-07-23 13:00 | 0.92984
CCG | 2018-07-23 14:00 | 0.92984
CCG | 2018-07-23 15:00 | 0.92984
CCG | 2018-07-23 16:00 | 0.92984
CCG | 2018-07-23 17:00 | 0.92984
CCG | 2018-07-23 18:00 | 0.92984
CCG | 2018-07-23 19:00 | 0.92984
CCG | 2018-07-23 20:00 | 0.92984
CCG | 2018-07-23 21:00 | 0.92984
CCG | 2018-07-23 22:00 | 0.92984
CCG | 2018-07-23 23:00 | 0.91057
CCG | 2018-07-24 | 0.91057
CCG | 2018-07-24 01:00 | 0.92984
CCG | 2018-07-24 02:00 | 0.92984
CCG | 2018-07-24 03:00 | 0.92984
CCG | 2018-07-24 04:00 | 0.92984
CCG | 2018-07-24 05:00 | 0.91057
CCG | 2018-07-24 06:00 | 0.91057
CCG | 2018-07-24 07:00 | 0.91057
CCG | 2018-07-24 08:00 | 0.92984
CCG | 2018-07-24 09:00 | 0.92984
CCG | 2018-07-24 10:00 | 0.92984
CCG | 2018-07-24 11:00 | 0.92984
CCG | 2018-07-24 12:00 | 0.92984
CCG | 2018-07-24 13:00 | 0.92984
CCG | 2018-07-24 14:00 | 0.92984
CCG | 2018-07-24 15:00 | 0.92984
CCG | 2018-07-24 16:00 | 0.9119
CCG | 2018-07-24 17:00 | 0.87728
CCG | 2018-07-24 18:00 | 0.89522
CCG | 2018-07-24 19:00 | 0.89522
CCG | 2018-07-24 20:00 | 0.92984
CCG | 2018-07-24 21:00 | 0.92984
CCG | 2018-07-24 22:00 | 0.92984
CCG | 2018-07-24 23:00 | 0.92984
CCG | 2018-07-25 | 0.92984
CCG | 2018-07-25 01:00 | 0.92984
CCG | 2018-07-25 02:00 | 0.92984
CCG | 2018-07-25 03:00 | 0.92984
CCG | 2018-07-25 04:00 | 0.92984
CCG | 2018-07-25 05:00 | 0.92984
CCG | 2018-07-25 06:00 | 0.92984
CCG | 2018-07-25 07:00 | 0.92984
CCG | 2018-07-25 08:00 | 0.92984
CCG | 2018-07-25 09:00 | 0.92984
CCG | 2018-07-25 10:00 | 0.92984
CCG | 2018-07-25 11:00 | 0.92984
CCG | 2018-07-25 12:00 | 0.92984
CCG | 2018-07-25 13:00 | 0.92984
CCG | 2018-07-25 14:00 | 0.92984
CCG | 2018-07-25 15:00 | 0.92984
CCG | 2018-07-25 16:00 | 0.92984
CCG | 2018-07-25 17:00 | 0.92984
CCG | 2018-07-25 18:00 | 0.92984
CCG | 2018-07-25 19:00 | 0.92984
CCG | 2018-07-25 20:00 | 0.92984
CCG | 2018-07-25 21:00 | 0.92984
CCG | 2018-07-25 22:00 | 0.92984
CCG | 2018-07-25 23:00 | 0.92984
CCG | 2018-07-26 | 0.92984
CCG | 2018-07-26 01:00 | 0.92984
CCG | 2018-07-26 02:00 | 0.92984
CCG | 2018-07-26 03:00 | 0.92984
CCG | 2018-07-26 04:00 | 0.92984
CCG | 2018-07-26 05:00 | 0.92984
CCG | 2018-07-26 06:00 | 0.92984
CCG | 2018-07-26 07:00 | 0.92984
CCG | 2018-07-26 08:00 | 0.92984
CCG | 2018-07-26 09:00 | 0.92984
CCG | 2018-07-26 10:00 | 0.92984
CCG | 2018-07-26 11:00 | 0.92984
CCG | 2018-07-26 12:00 | 0.92984
CCG | 2018-07-26 13:00 | 0.92984
CCG | 2018-07-26 14:00 | 0.92984
CCG | 2018-07-26 15:00 | 0.92984
CCG | 2018-07-26 16:00 | 0.92984
CCG | 2018-07-26 17:00 | 0.92984
CCG | 2018-07-26 18:00 | 0.92984
CCG | 2018-07-26 19:00 | 0.92984
CCG | 2018-07-26 20:00 | 0.92984
CCG | 2018-07-26 21:00 | 0.92984
CCG | 2018-07-26 22:00 | 0.92984
CCG | 2018-07-26 23:00 | 0.92984
CCG | 2018-07-27 | 0.89355
CCG | 2018-07-27 01:00 | 0.89355
CCG | 2018-07-27 02:00 | 0.89355
CCG | 2018-07-27 03:00 | 0.89355
CCG | 2018-07-27 04:00 | 0.89355
CCG | 2018-07-27 05:00 | 0.89355
CCG | 2018-07-27 06:00 | 0.89355
CCG | 2018-07-27 07:00 | 0.89355
CCG | 2018-07-27 08:00 | 0.89355
CCG | 2018-07-27 09:00 | 0.89355
CCG | 2018-07-27 10:00 | 0.89355
CCG | 2018-07-27 11:00 | 0.87428
CCG | 2018-07-27 12:00 | 0.87428
CCG | 2018-07-27 13:00 | 0.87428
CCG | 2018-07-27 14:00 | 0.87428
CCG | 2018-07-27 15:00 | 0.87428
CCG | 2018-07-27 16:00 | 0.87428
CCG | 2018-07-27 17:00 | 0.87428
CCG | 2018-07-27 18:00 | 0.77392
CCG | 2018-07-27 19:00 | 0.79319
CCG | 2018-07-27 20:00 | 0.79319
CCG | 2018-07-27 21:00 | 0.79319
CCG | 2018-07-27 22:00 | 0.79319
CCG | 2018-07-27 23:00 | 0.79319
CCG | 2018-07-28 | 0.72359
CCG | 2018-07-28 01:00 | 0.73455
CCG | 2018-07-28 02:00 | 0.7544
CCG | 2018-07-28 03:00 | 0.7544
CCG | 2018-07-28 04:00 | 0.7544
CCG | 2018-07-28 05:00 | 0.7544
CCG | 2018-07-28 06:00 | 0.7544
CCG | 2018-07-28 07:00 | 0.7544
CCG | 2018-07-28 08:00 | 0.7544
CCG | 2018-07-28 09:00 | 0.7544
CCG | 2018-07-28 10:00 | 0.7544
CCG | 2018-07-28 11:00 | 0.7544
CCG | 2018-07-28 12:00 | 0.7544
CCG | 2018-07-28 13:00 | 0.7544
CCG | 2018-07-28 14:00 | 0.7544
CCG | 2018-07-28 15:00 | 0.7544
CCG | 2018-07-28 16:00 | 0.7544
CCG | 2018-07-28 17:00 | 0.7544
CCG | 2018-07-28 18:00 | 0.7544
CCG | 2018-07-28 19:00 | 0.7544
CCG | 2018-07-28 20:00 | 0.7544
CCG | 2018-07-28 21:00 | 0.7544
CCG | 2018-07-28 22:00 | 0.7544
CCG | 2018-07-28 23:00 | 0.7544
CCG | 2018-07-29 | 0.79319
CCG | 2018-07-29 01:00 | 0.79319
CCG | 2018-07-29 02:00 | 0.79319
CCG | 2018-07-29 03:00 | 0.79319
CCG | 2018-07-29 04:00 | 0.79319
CCG | 2018-07-29 05:00 | 0.79319
CCG | 2018-07-29 06:00 | 0.79319
CCG | 2018-07-29 07:00 | 0.79319
CCG | 2018-07-29 08:00 | 0.79319
CCG | 2018-07-29 09:00 | 0.79319
CCG | 2018-07-29 10:00 | 0.79319
CCG | 2018-07-29 11:00 | 0.79319
CCG | 2018-07-29 12:00 | 0.79319
CCG | 2018-07-29 13:00 | 0.79319
CCG | 2018-07-29 14:00 | 0.79319
CCG | 2018-07-29 15:00 | 0.79319
CCG | 2018-07-29 16:00 | 0.79319
CCG | 2018-07-29 17:00 | 0.79319
CCG | 2018-07-29 18:00 | 0.79319
CCG | 2018-07-29 19:00 | 0.79319
CCG | 2018-07-29 20:00 | 0.79319
CCG | 2018-07-29 21:00 | 0.79319
CCG | 2018-07-29 22:00 | 0.79319
CCG | 2018-07-29 23:00 | 0.79319
CCG | 2018-07-30 | 0.79319
CCG | 2018-07-30 01:00 | 0.79319
CCG | 2018-07-30 02:00 | 0.79319
CCG | 2018-07-30 03:00 | 0.79319
CCG | 2018-07-30 04:00 | 0.79319
CCG | 2018-07-30 05:00 | 0.79319
CCG | 2018-07-30 06:00 | 0.75774
CCG | 2018-07-30 07:00 | 0.79319
CCG | 2018-07-30 08:00 | 0.79319
CCG | 2018-07-30 09:00 | 0.79319
CCG | 2018-07-30 10:00 | 0.79319
CCG | 2018-07-30 11:00 | 0.79319
CCG | 2018-07-30 12:00 | 0.79319
CCG | 2018-07-30 13:00 | 0.79319
CCG | 2018-07-30 14:00 | 0.79319
CCG | 2018-07-30 15:00 | 0.79319
CCG | 2018-07-30 16:00 | 0.79319
CCG | 2018-07-30 17:00 | 0.79319
CCG | 2018-07-30 18:00 | 0.79319
CCG | 2018-07-30 19:00 | 0.79319
CCG | 2018-07-30 20:00 | 0.79319
CCG | 2018-07-30 21:00 | 0.79319
CCG | 2018-07-30 22:00 | 0.79319
CCG | 2018-07-30 23:00 | 0.79319
CCG | 2018-07-31 | 0.79319
CCG | 2018-07-31 01:00 | 0.79319
CCG | 2018-07-31 02:00 | 0.79319
CCG | 2018-07-31 03:00 | 0.79319
CCG | 2018-07-31 04:00 | 0.79319
CCG | 2018-07-31 05:00 | 0.79319
CCG | 2018-07-31 06:00 | 0.79319
CCG | 2018-07-31 07:00 | 0.79319
CCG | 2018-07-31 08:00 | 0.79319
CCG | 2018-07-31 09:00 | 0.79319
CCG | 2018-07-31 10:00 | 0.78844
CCG | 2018-07-31 11:00 | 0.78844
CCG | 2018-07-31 12:00 | 0.78844
CCG | 2018-07-31 13:00 | 0.78844
CCG | 2018-07-31 14:00 | 0.79319
CCG | 2018-07-31 15:00 | 0.79319
CCG | 2018-07-31 16:00 | 0.79319
CCG | 2018-07-31 17:00 | 0.79319
CCG | 2018-07-31 18:00 | 0.79319
CCG | 2018-07-31 19:00 | 0.79319
CCG | 2018-07-31 20:00 | 0.79319
CCG | 2018-07-31 21:00 | 0.79319
CCG | 2018-07-31 22:00 | 0.79319
CCG | 2018-07-31 23:00 | 0.79319
CCG | 2018-08-01 | 0.79319
CCG | 2018-08-01 01:00 | 0.79319
CCG | 2018-08-01 02:00 | 0.79319
CCG | 2018-08-01 03:00 | 0.79319
CCG | 2018-08-01 04:00 | 0.79319
CCG | 2018-08-01 05:00 | 0.79319
CCG | 2018-08-01 06:00 | 0.79319
CCG | 2018-08-01 07:00 | 0.79319
CCG | 2018-08-01 08:00 | 0.79319
CCG | 2018-08-01 09:00 | 0.79319
CCG | 2018-08-01 10:00 | 0.79319
CCG | 2018-08-01 11:00 | 0.79319
CCG | 2018-08-01 12:00 | 0.79319
CCG | 2018-08-01 13:00 | 0.79319
CCG | 2018-08-01 14:00 | 0.79319
CCG | 2018-08-01 15:00 | 0.79319
CCG | 2018-08-01 16:00 | 0.79319
CCG | 2018-08-01 17:00 | 0.79319
CCG | 2018-08-01 18:00 | 0.79319
CCG | 2018-08-01 19:00 | 0.79319
CCG | 2018-08-01 20:00 | 0.79319
CCG | 2018-08-01 21:00 | 0.79319
CCG | 2018-08-01 22:00 | 0.79319
CCG | 2018-08-01 23:00 | 0.79319
CCG | 2018-08-02 | 0.79319
CCG | 2018-08-02 01:00 | 0.79319
CCG | 2018-08-02 02:00 | 0.79319
CCG | 2018-08-02 03:00 | 0.79319
CCG | 2018-08-02 04:00 | 0.79319
CCG | 2018-08-02 05:00 | 0.79319
CCG | 2018-08-02 06:00 | 0.79319
CCG | 2018-08-02 07:00 | 0.79319
CCG | 2018-08-02 08:00 | 0.82665
CCG | 2018-08-02 09:00 | 0.79119
CCG | 2018-08-02 10:00 | 0.79119
CCG | 2018-08-02 11:00 | 0.79119
CCG | 2018-08-02 12:00 | 0.79119
CCG | 2018-08-02 13:00 | 0.79119
CCG | 2018-08-02 14:00 | 0.79119
CCG | 2018-08-02 15:00 | 0.79119
CCG | 2018-08-02 16:00 | 0.82665
CCG | 2018-08-02 17:00 | 0.82665
CCG | 2018-08-02 18:00 | 0.82665
CCG | 2018-08-02 19:00 | 0.82665
CCG | 2018-08-02 20:00 | 0.82665
CCG | 2018-08-02 21:00 | 0.82665
CCG | 2018-08-02 22:00 | 0.82665
CCG | 2018-08-02 23:00 | 0.82665
CCG | 2018-08-03 | 0.82665
CCG | 2018-08-03 01:00 | 0.82665
CCG | 2018-08-03 02:00 | 0.82665
CCG | 2018-08-03 03:00 | 0.82665
CCG | 2018-08-03 04:00 | 0.82665
CCG | 2018-08-03 05:00 | 0.82665
CCG | 2018-08-03 06:00 | 0.78785
CCG | 2018-08-03 07:00 | 0.78785
CCG | 2018-08-03 08:00 | 0.78785
CCG | 2018-08-03 09:00 | 0.78785
CCG | 2018-08-03 10:00 | 0.78785
CCG | 2018-08-03 11:00 | 0.78785
CCG | 2018-08-03 12:00 | 0.82131
CCG | 2018-08-03 13:00 | 0.82131
CCG | 2018-08-03 14:00 | 0.85476
CCG | 2018-08-03 15:00 | 0.89355
CCG | 2018-08-03 16:00 | 0.89355
CCG | 2018-08-03 17:00 | 0.89355
CCG | 2018-08-03 18:00 | 0.89355
CCG | 2018-08-03 19:00 | 0.89355
CCG | 2018-08-03 20:00 | 0.89355
CCG | 2018-08-03 21:00 | 0.89355
CCG | 2018-08-03 22:00 | 0.89355
CCG | 2018-08-03 23:00 | 0.89355
CCG | 2018-08-04 | 0.89355
CCG | 2018-08-04 01:00 | 0.89355
CCG | 2018-08-04 02:00 | 0.89355
CCG | 2018-08-04 03:00 | 0.89355
CCG | 2018-08-04 04:00 | 0.89355
CCG | 2018-08-04 05:00 | 0.89355
CCG | 2018-08-04 06:00 | 0.89355
CCG | 2018-08-04 07:00 | 0.89355
CCG | 2018-08-04 08:00 | 0.89355
CCG | 2018-08-04 09:00 | 0.89355
CCG | 2018-08-04 10:00 | 0.89355
CCG | 2018-08-04 11:00 | 0.89355
CCG | 2018-08-04 12:00 | 0.89355
CCG | 2018-08-04 13:00 | 0.89355
CCG | 2018-08-04 14:00 | 0.89355
CCG | 2018-08-04 15:00 | 0.89355
CCG | 2018-08-04 16:00 | 0.87428
CCG | 2018-08-04 17:00 | 0.87428
CCG | 2018-08-04 18:00 | 0.87428
CCG | 2018-08-04 19:00 | 0.89355
CCG | 2018-08-04 20:00 | 0.89355
CCG | 2018-08-04 21:00 | 0.89355
CCG | 2018-08-04 22:00 | 0.89355
CCG | 2018-08-04 23:00 | 0.89355
CCG | 2018-08-05 | 0.89355
CCG | 2018-08-05 01:00 | 0.89355
CCG | 2018-08-05 02:00 | 0.89355
CCG | 2018-08-05 03:00 | 0.89355
CCG | 2018-08-05 04:00 | 0.89355
CCG | 2018-08-05 05:00 | 0.8591
CCG | 2018-08-05 06:00 | 0.8591
CCG | 2018-08-05 07:00 | 0.8591
CCG | 2018-08-05 08:00 | 0.8591
CCG | 2018-08-05 09:00 | 0.8591
CCG | 2018-08-05 10:00 | 0.8591
CCG | 2018-08-05 11:00 | 0.86858
CCG | 2018-08-05 12:00 | 0.89355
CCG | 2018-08-05 13:00 | 0.89355
CCG | 2018-08-05 14:00 | 0.89355
CCG | 2018-08-05 15:00 | 0.89355
CCG | 2018-08-05 16:00 | 0.89355
CCG | 2018-08-05 17:00 | 0.89355
CCG | 2018-08-05 18:00 | 0.89355
CCG | 2018-08-05 19:00 | 0.89355
CCG | 2018-08-05 20:00 | 0.89355
CCG | 2018-08-05 21:00 | 0.89355
CCG | 2018-08-05 22:00 | 0.89355
CCG | 2018-08-05 23:00 | 0.89355
CCG | 2018-08-06 | 0.92801
CCG | 2018-08-06 01:00 | 0.92801
CCG | 2018-08-06 02:00 | 0.92801
CCG | 2018-08-06 03:00 | 0.92801
CCG | 2018-08-06 04:00 | 0.92801
CCG | 2018-08-06 05:00 | 0.92801
CCG | 2018-08-06 06:00 | 0.92801
CCG | 2018-08-06 07:00 | 0.92801
CCG | 2018-08-06 08:00 | 0.92801
CCG | 2018-08-06 09:00 | 0.92801
CCG | 2018-08-06 10:00 | 0.92801
CCG | 2018-08-06 11:00 | 0.92801
CCG | 2018-08-06 12:00 | 0.92801
CCG | 2018-08-06 13:00 | 0.92801
CCG | 2018-08-06 14:00 | 0.92801
CCG | 2018-08-06 15:00 | 0.92801
CCG | 2018-08-06 16:00 | 0.92801
CCG | 2018-08-06 17:00 | 0.92801
CCG | 2018-08-06 18:00 | 0.92801
CCG | 2018-08-06 19:00 | 0.92801
CCG | 2018-08-06 20:00 | 0.92801
CCG | 2018-08-06 21:00 | 0.92801
CCG | 2018-08-06 22:00 | 0.92801
CCG | 2018-08-06 23:00 | 0.92801
CCG | 2018-08-07 | 0.92801
CCG | 2018-08-07 01:00 | 0.92801
CCG | 2018-08-07 02:00 | 0.92801
CCG | 2018-08-07 03:00 | 0.92801
CCG | 2018-08-07 04:00 | 0.92801
CCG | 2018-08-07 05:00 | 0.92801
CCG | 2018-08-07 06:00 | 0.92801
CCG | 2018-08-07 07:00 | 0.92801
CCG | 2018-08-07 08:00 | 0.92801
CCG | 2018-08-07 09:00 | 0.92801
CCG | 2018-08-07 10:00 | 0.92801
CCG | 2018-08-07 11:00 | 0.92801
CCG | 2018-08-07 12:00 | 0.92801
CCG | 2018-08-07 13:00 | 0.92801
CCG | 2018-08-07 14:00 | 0.92801
CCG | 2018-08-07 15:00 | 0.92801
CCG | 2018-08-07 16:00 | 0.92801
CCG | 2018-08-07 17:00 | 0.92801
CCG | 2018-08-07 18:00 | 0.92801
CCG | 2018-08-07 19:00 | 0.92801
CCG | 2018-08-07 20:00 | 0.92801
CCG | 2018-08-07 21:00 | 0.92801
CCG | 2018-08-07 22:00 | 0.92801
CCG | 2018-08-07 23:00 | 0.92801
CCG | 2018-08-08 | 0.89363
CCG | 2018-08-08 01:00 | 0.89363
CCG | 2018-08-08 02:00 | 0.89363
CCG | 2018-08-08 03:00 | 0.89363
CCG | 2018-08-08 04:00 | 0.89363
CCG | 2018-08-08 05:00 | 0.89363
CCG | 2018-08-08 06:00 | 0.89363
CCG | 2018-08-08 07:00 | 0.89363
CCG | 2018-08-08 08:00 | 0.89363
CCG | 2018-08-08 09:00 | 0.89363
CCG | 2018-08-08 10:00 | 0.89363
CCG | 2018-08-08 11:00 | 0.89363
CCG | 2018-08-08 12:00 | 0.89363
CCG | 2018-08-08 13:00 | 0.89363
CCG | 2018-08-08 14:00 | 0.89363
CCG | 2018-08-08 15:00 | 0.89363
CCG | 2018-08-08 16:00 | 0.89363
CCG | 2018-08-08 17:00 | 0.89363
CCG | 2018-08-08 18:00 | 0.89363
CCG | 2018-08-08 19:00 | 0.89363
CCG | 2018-08-08 20:00 | 0.89363
CCG | 2018-08-08 21:00 | 0.89363
CCG | 2018-08-08 22:00 | 0.89363
CCG | 2018-08-08 23:00 | 0.89363
CCG | 2018-08-09 | 0.89363
CCG | 2018-08-09 01:00 | 0.89363
CCG | 2018-08-09 02:00 | 0.89363
CCG | 2018-08-09 03:00 | 0.89363
CCG | 2018-08-09 04:00 | 0.89363
CCG | 2018-08-09 05:00 | 0.89363
CCG | 2018-08-09 06:00 | 0.89363
CCG | 2018-08-09 07:00 | 0.89363
CCG | 2018-08-09 08:00 | 0.89363
CCG | 2018-08-09 09:00 | 0.89363
CCG | 2018-08-09 10:00 | 0.89363
CCG | 2018-08-09 11:00 | 0.89363
CCG | 2018-08-09 12:00 | 0.89363
CCG | 2018-08-09 13:00 | 0.89363
CCG | 2018-08-09 14:00 | 0.89363
CCG | 2018-08-09 15:00 | 0.89363
CCG | 2018-08-09 16:00 | 0.89363
CCG | 2018-08-09 17:00 | 0.89363
CCG | 2018-08-09 18:00 | 0.89363
CCG | 2018-08-09 19:00 | 0.89363
CCG | 2018-08-09 20:00 | 0.89363
CCG | 2018-08-09 21:00 | 0.89363
CCG | 2018-08-09 22:00 | 0.89363
CCG | 2018-08-09 23:00 | 0.89363
CCG | 2018-08-10 | 0.89363
CCG | 2018-08-10 01:00 | 0.89363
CCG | 2018-08-10 02:00 | 0.89363
CCG | 2018-08-10 03:00 | 0.89363
CCG | 2018-08-10 04:00 | 0.89363
CCG | 2018-08-10 05:00 | 0.89363
CCG | 2018-08-10 06:00 | 0.89363
CCG | 2018-08-10 07:00 | 0.89363
CCG | 2018-08-10 08:00 | 0.89363
CCG | 2018-08-10 09:00 | 0.89363
CCG | 2018-08-10 10:00 | 0.89363
CCG | 2018-08-10 11:00 | 0.89363
CCG | 2018-08-10 12:00 | 0.89363
CCG | 2018-08-10 13:00 | 0.89363
CCG | 2018-08-10 14:00 | 0.89363
CCG | 2018-08-10 15:00 | 0.89363
CCG | 2018-08-10 16:00 | 0.89363
CCG | 2018-08-10 17:00 | 0.89363
CCG | 2018-08-10 18:00 | 0.89363
CCG | 2018-08-10 19:00 | 0.89363
CCG | 2018-08-10 20:00 | 0.89363
CCG | 2018-08-10 21:00 | 0.89363
CCG | 2018-08-10 22:00 | 0.89363
CCG | 2018-08-10 23:00 | 0.89363
CCG | 2018-08-11 | 0.89363
CCG | 2018-08-11 01:00 | 0.89363
CCG | 2018-08-11 02:00 | 0.89363
CCG | 2018-08-11 03:00 | 0.89363
CCG | 2018-08-11 04:00 | 0.89363
CCG | 2018-08-11 05:00 | 0.89363
CCG | 2018-08-11 06:00 | 0.89363
CCG | 2018-08-11 07:00 | 0.89363
CCG | 2018-08-11 08:00 | 0.89363
CCG | 2018-08-11 09:00 | 0.89363
CCG | 2018-08-11 10:00 | 0.89363
CCG | 2018-08-11 11:00 | 0.89363
CCG | 2018-08-11 12:00 | 0.89363
CCG | 2018-08-11 13:00 | 0.89363
CCG | 2018-08-11 14:00 | 0.89363
CCG | 2018-08-11 15:00 | 0.89363
CCG | 2018-08-11 16:00 | 0.89363
CCG | 2018-08-11 17:00 | 0.89363
CCG | 2018-08-11 18:00 | 0.89363
CCG | 2018-08-11 19:00 | 0.89363
CCG | 2018-08-11 20:00 | 0.89363
CCG | 2018-08-11 21:00 | 0.89363
CCG | 2018-08-11 22:00 | 0.89363
CCG | 2018-08-11 23:00 | 0.89363
CCG | 2018-08-12 | 0.82473
CCG | 2018-08-12 01:00 | 0.82473
CCG | 2018-08-12 02:00 | 0.82473
CCG | 2018-08-12 03:00 | 0.82473
CCG | 2018-08-12 04:00 | 0.82473
CCG | 2018-08-12 05:00 | 0.82473
CCG | 2018-08-12 06:00 | 0.82473
CCG | 2018-08-12 07:00 | 0.82473
CCG | 2018-08-12 08:00 | 0.82473
CCG | 2018-08-12 09:00 | 0.82473
CCG | 2018-08-12 10:00 | 0.82473
CCG | 2018-08-12 11:00 | 0.82473
CCG | 2018-08-12 12:00 | 0.82473
CCG | 2018-08-12 13:00 | 0.82473
CCG | 2018-08-12 14:00 | 0.82473
CCG | 2018-08-12 15:00 | 0.82473
CCG | 2018-08-12 16:00 | 0.82473
CCG | 2018-08-12 17:00 | 0.82473
CCG | 2018-08-12 18:00 | 0.82473
CCG | 2018-08-12 19:00 | 0.82473
CCG | 2018-08-12 20:00 | 0.82473
CCG | 2018-08-12 21:00 | 0.82473
CCG | 2018-08-12 22:00 | 0.82473
CCG | 2018-08-12 23:00 | 0.82473
CCG | 2018-08-13 | 0.8591
CCG | 2018-08-13 01:00 | 0.8591
CCG | 2018-08-13 02:00 | 0.8591
CCG | 2018-08-13 03:00 | 0.8591
CCG | 2018-08-13 04:00 | 0.8591
CCG | 2018-08-13 05:00 | 0.8591
CCG | 2018-08-13 06:00 | 0.8591
CCG | 2018-08-13 07:00 | 0.82031
CCG | 2018-08-13 08:00 | 0.8591
CCG | 2018-08-13 09:00 | 0.82239
CCG | 2018-08-13 10:00 | 0.82239
CCG | 2018-08-13 11:00 | 0.82239
CCG | 2018-08-13 12:00 | 0.82239
CCG | 2018-08-13 13:00 | 0.8591
CCG | 2018-08-13 14:00 | 0.8591
CCG | 2018-08-13 15:00 | 0.8591
CCG | 2018-08-13 16:00 | 0.8591
CCG | 2018-08-13 17:00 | 0.8591
CCG | 2018-08-13 18:00 | 0.8591
CCG | 2018-08-13 19:00 | 0.8591
CCG | 2018-08-13 20:00 | 0.8591
CCG | 2018-08-13 21:00 | 0.8591
CCG | 2018-08-13 22:00 | 0.8591
CCG | 2018-08-13 23:00 | 0.8591
CCG | 2018-08-14 | 0.8591
CCG | 2018-08-14 01:00 | 0.8591
CCG | 2018-08-14 02:00 | 0.8591
CCG | 2018-08-14 03:00 | 0.8591
CCG | 2018-08-14 04:00 | 0.8591
CCG | 2018-08-14 05:00 | 0.8591
CCG | 2018-08-14 06:00 | 0.8591
CCG | 2018-08-14 07:00 | 0.8591
CCG | 2018-08-14 08:00 | 0.8591
CCG | 2018-08-14 09:00 | 0.8591
CCG | 2018-08-14 10:00 | 0.8591
CCG | 2018-08-14 11:00 | 0.8591
CCG | 2018-08-14 12:00 | 0.8591
CCG | 2018-08-14 13:00 | 0.8591
CCG | 2018-08-14 14:00 | 0.8591
CCG | 2018-08-14 15:00 | 0.8591
CCG | 2018-08-14 16:00 | 0.8591
CCG | 2018-08-14 17:00 | 0.8591
CCG | 2018-08-14 18:00 | 0.8591
CCG | 2018-08-14 19:00 | 0.8591
CCG | 2018-08-14 20:00 | 0.8591
CCG | 2018-08-14 21:00 | 0.8591
CCG | 2018-08-14 22:00 | 0.8591
CCG | 2018-08-14 23:00 | 0.8591
CCG | 2018-08-15 | 0.8591
CCG | 2018-08-15 01:00 | 0.8591
CCG | 2018-08-15 02:00 | 0.8591
CCG | 2018-08-15 03:00 | 0.8591
CCG | 2018-08-15 04:00 | 0.8591
CCG | 2018-08-15 05:00 | 0.8591
CCG | 2018-08-15 06:00 | 0.8591
CCG | 2018-08-15 07:00 | 0.8591
CCG | 2018-08-15 08:00 | 0.8591
CCG | 2018-08-15 09:00 | 0.8591
CCG | 2018-08-15 10:00 | 0.8591
CCG | 2018-08-15 11:00 | 0.8591
CCG | 2018-08-15 12:00 | 0.8591
CCG | 2018-08-15 13:00 | 0.8591
CCG | 2018-08-15 14:00 | 0.8591
CCG | 2018-08-15 15:00 | 0.8591
CCG | 2018-08-15 16:00 | 0.8591
CCG | 2018-08-15 17:00 | 0.8591
CCG | 2018-08-15 18:00 | 0.8591
CCG | 2018-08-15 19:00 | 0.8591
CCG | 2018-08-15 20:00 | 0.81029
CCG | 2018-08-15 21:00 | 0.81029
CCG | 2018-08-15 22:00 | 0.81029
CCG | 2018-08-15 23:00 | 0.81029
CCG | 2018-08-16 | 0.77467
CCG | 2018-08-16 01:00 | 0.77467
CCG | 2018-08-16 02:00 | 0.77467
CCG | 2018-08-16 03:00 | 0.77467
CCG | 2018-08-16 04:00 | 0.77467
CCG | 2018-08-16 05:00 | 0.77467
CCG | 2018-08-16 06:00 | 0.77467
CCG | 2018-08-16 07:00 | 0.77467
CCG | 2018-08-16 08:00 | 0.77467
CCG | 2018-08-16 09:00 | 0.77467
CCG | 2018-08-16 10:00 | 0.77467
CCG | 2018-08-16 11:00 | 0.77467
CCG | 2018-08-16 12:00 | 0.77467
CCG | 2018-08-16 13:00 | 0.77467
CCG | 2018-08-16 14:00 | 0.77467
CCG | 2018-08-16 15:00 | 0.77467
CCG | 2018-08-16 16:00 | 0.77467
CCG | 2018-08-16 17:00 | 0.77467
CCG | 2018-08-16 18:00 | 0.77467
CCG | 2018-08-16 19:00 | 0.77467
CCG | 2018-08-16 20:00 | 0.77467
CCG | 2018-08-16 21:00 | 0.77467
CCG | 2018-08-16 22:00 | 0.77467
CCG | 2018-08-16 23:00 | 0.77467
CCG | 2018-08-17 | 0.77467
CCG | 2018-08-17 01:00 | 0.77467
CCG | 2018-08-17 02:00 | 0.77467
CCG | 2018-08-17 03:00 | 0.77467
CCG | 2018-08-17 04:00 | 0.77467
CCG | 2018-08-17 05:00 | 0.77467
CCG | 2018-08-17 06:00 | 0.77467
CCG | 2018-08-17 07:00 | 0.77467
CCG | 2018-08-17 08:00 | 0.77467
CCG | 2018-08-17 09:00 | 0.77467
CCG | 2018-08-17 10:00 | 0.77467
CCG | 2018-08-17 11:00 | 0.77467
CCG | 2018-08-17 12:00 | 0.77467
CCG | 2018-08-17 13:00 | 0.77467
CCG | 2018-08-17 14:00 | 0.77467
CCG | 2018-08-17 15:00 | 0.77467
CCG | 2018-08-17 16:00 | 0.77467
CCG | 2018-08-17 17:00 | 0.77467
CCG | 2018-08-17 18:00 | 0.77467
CCG | 2018-08-17 19:00 | 0.77467
CCG | 2018-08-17 20:00 | 0.77467
CCG | 2018-08-17 21:00 | 0.77467
CCG | 2018-08-17 22:00 | 0.81029
CCG | 2018-08-17 23:00 | 0.81029
CCG | 2018-08-18 | 0.73705
CCG | 2018-08-18 01:00 | 0.73705
CCG | 2018-08-18 02:00 | 0.73705
CCG | 2018-08-18 03:00 | 0.73705
CCG | 2018-08-18 04:00 | 0.73705
CCG | 2018-08-18 05:00 | 0.73705
CCG | 2018-08-18 06:00 | 0.70143
CCG | 2018-08-18 07:00 | 0.73705
CCG | 2018-08-18 08:00 | 0.73705
CCG | 2018-08-18 09:00 | 0.73705
CCG | 2018-08-18 10:00 | 0.73705
CCG | 2018-08-18 11:00 | 0.73705
CCG | 2018-08-18 12:00 | 0.73705
CCG | 2018-08-18 13:00 | 0.73705
CCG | 2018-08-18 14:00 | 0.73705
CCG | 2018-08-18 15:00 | 0.73705
CCG | 2018-08-18 16:00 | 0.73705
CCG | 2018-08-18 17:00 | 0.73705
CCG | 2018-08-18 18:00 | 0.73705
CCG | 2018-08-18 19:00 | 0.73705
CCG | 2018-08-18 20:00 | 0.73705
CCG | 2018-08-18 21:00 | 0.73705
CCG | 2018-08-18 22:00 | 0.73705
CCG | 2018-08-18 23:00 | 0.73705
CCG | 2018-08-19 | 0.73705
CCG | 2018-08-19 01:00 | 0.73705
CCG | 2018-08-19 02:00 | 0.73705
CCG | 2018-08-19 03:00 | 0.73705
CCG | 2018-08-19 04:00 | 0.73705
CCG | 2018-08-19 05:00 | 0.73705
CCG | 2018-08-19 06:00 | 0.73705
CCG | 2018-08-19 07:00 | 0.73705
CCG | 2018-08-19 08:00 | 0.73705
CCG | 2018-08-19 09:00 | 0.73705
CCG | 2018-08-19 10:00 | 0.73705
CCG | 2018-08-19 11:00 | 0.73705
CCG | 2018-08-19 12:00 | 0.73705
CCG | 2018-08-19 13:00 | 0.73705
CCG | 2018-08-19 14:00 | 0.73705
CCG | 2018-08-19 15:00 | 0.73705
CCG | 2018-08-19 16:00 | 0.73705
CCG | 2018-08-19 17:00 | 0.73705
CCG | 2018-08-19 18:00 | 0.73705
CCG | 2018-08-19 19:00 | 0.73705
CCG | 2018-08-19 20:00 | 0.78585
CCG | 2018-08-19 21:00 | 0.78585
CCG | 2018-08-19 22:00 | 0.78585
CCG | 2018-08-19 23:00 | 0.78585
CCG | 2018-08-20 | 0.78585
CCG | 2018-08-20 01:00 | 0.78585
CCG | 2018-08-20 02:00 | 0.78585
CCG | 2018-08-20 03:00 | 0.78585
CCG | 2018-08-20 04:00 | 0.78585
CCG | 2018-08-20 05:00 | 0.78585
CCG | 2018-08-20 06:00 | 0.78585
CCG | 2018-08-20 07:00 | 0.78585
CCG | 2018-08-20 08:00 | 0.78585
CCG | 2018-08-20 09:00 | 0.78585
CCG | 2018-08-20 10:00 | 0.78585
CCG | 2018-08-20 11:00 | 0.78585
CCG | 2018-08-20 12:00 | 0.78585
CCG | 2018-08-20 13:00 | 0.78585
CCG | 2018-08-20 14:00 | 0.78585
CCG | 2018-08-20 15:00 | 0.78585
CCG | 2018-08-20 16:00 | 0.78585
CCG | 2018-08-20 17:00 | 0.78585
CCG | 2018-08-20 18:00 | 0.78585
CCG | 2018-08-20 19:00 | 0.78585
CCG | 2018-08-20 20:00 | 0.78585
CCG | 2018-08-20 21:00 | 0.78585
CCG | 2018-08-20 22:00 | 0.78585
CCG | 2018-08-20 23:00 | 0.78585
CCG | 2018-08-21 | 0.78585
CCG | 2018-08-21 01:00 | 0.78585
CCG | 2018-08-21 02:00 | 0.78585
CCG | 2018-08-21 03:00 | 0.78585
CCG | 2018-08-21 04:00 | 0.78585
CCG | 2018-08-21 05:00 | 0.78585
CCG | 2018-08-21 06:00 | 0.78585
CCG | 2018-08-21 07:00 | 0.78585
CCG | 2018-08-21 08:00 | 0.78585
CCG | 2018-08-21 09:00 | 0.78585
CCG | 2018-08-21 10:00 | 0.78585
CCG | 2018-08-21 11:00 | 0.78585
CCG | 2018-08-21 12:00 | 0.78585
CCG | 2018-08-21 13:00 | 0.78585
CCG | 2018-08-21 14:00 | 0.78585
CCG | 2018-08-21 15:00 | 0.78585
CCG | 2018-08-21 16:00 | 0.78585
CCG | 2018-08-21 17:00 | 0.78585
CCG | 2018-08-21 18:00 | 0.77292
CCG | 2018-08-21 19:00 | 0.77292
CCG | 2018-08-21 20:00 | 0.77292
CCG | 2018-08-21 21:00 | 0.77292
CCG | 2018-08-21 22:00 | 0.77292
CCG | 2018-08-21 23:00 | 0.77292
CCG | 2018-08-22 | 0.75365
CCG | 2018-08-22 01:00 | 0.77292
CCG | 2018-08-22 02:00 | 0.77292
CCG | 2018-08-22 03:00 | 0.77292
CCG | 2018-08-22 04:00 | 0.77292
CCG | 2018-08-22 05:00 | 0.77292
CCG | 2018-08-22 06:00 | 0.77292
CCG | 2018-08-22 07:00 | 0.77292
CCG | 2018-08-22 08:00 | 0.77292
CCG | 2018-08-22 09:00 | 0.77292
CCG | 2018-08-22 10:00 | 0.77292
CCG | 2018-08-22 11:00 | 0.77292
CCG | 2018-08-22 12:00 | 0.77292
CCG | 2018-08-22 13:00 | 0.77292
CCG | 2018-08-22 14:00 | 0.77292
CCG | 2018-08-22 15:00 | 0.73705
CCG | 2018-08-22 16:00 | 0.73705
CCG | 2018-08-22 17:00 | 0.77292
CCG | 2018-08-22 18:00 | 0.77292
CCG | 2018-08-22 19:00 | 0.77292
CCG | 2018-08-22 20:00 | 0.77292
CCG | 2018-08-22 21:00 | 0.77292
CCG | 2018-08-22 22:00 | 0.77292
CCG | 2018-08-22 23:00 | 0.77292
CCG | 2018-08-23 | 0.77292
CCG | 2018-08-23 01:00 | 0.77292
CCG | 2018-08-23 02:00 | 0.77292
CCG | 2018-08-23 03:00 | 0.77292
CCG | 2018-08-23 04:00 | 0.77292
CCG | 2018-08-23 05:00 | 0.73972
CCG | 2018-08-23 06:00 | 0.73972
CCG | 2018-08-23 07:00 | 0.73972
CCG | 2018-08-23 08:00 | 0.73972
CCG | 2018-08-23 09:00 | 0.73972
CCG | 2018-08-23 10:00 | 0.75365
CCG | 2018-08-23 11:00 | 0.75365
CCG | 2018-08-23 12:00 | 0.75365
CCG | 2018-08-23 13:00 | 0.75365
CCG | 2018-08-23 14:00 | 0.77292
CCG | 2018-08-23 15:00 | 0.77292
CCG | 2018-08-23 16:00 | 0.77292
CCG | 2018-08-23 17:00 | 0.77292
CCG | 2018-08-23 18:00 | 0.77292
CCG | 2018-08-23 19:00 | 0.77292
CCG | 2018-08-23 20:00 | 0.77292
CCG | 2018-08-23 21:00 | 0.77292
CCG | 2018-08-23 22:00 | 0.77292
CCG | 2018-08-23 23:00 | 0.77292
CCG | 2018-08-24 | 0.77292
CCG | 2018-08-24 01:00 | 0.77292
CCG | 2018-08-24 02:00 | 0.77292
CCG | 2018-08-24 03:00 | 0.77292
CCG | 2018-08-24 04:00 | 0.77292
CCG | 2018-08-24 05:00 | 0.77292
CCG | 2018-08-24 06:00 | 0.77292
CCG | 2018-08-24 07:00 | 0.77292
CCG | 2018-08-24 08:00 | 0.77292
CCG | 2018-08-24 09:00 | 0.77292
CCG | 2018-08-24 10:00 | 0.77292
CCG | 2018-08-24 11:00 | 0.77292
CCG | 2018-08-24 12:00 | 0.77292
CCG | 2018-08-24 13:00 | 0.77292
CCG | 2018-08-24 14:00 | 0.77292
CCG | 2018-08-24 15:00 | 0.77292
CCG | 2018-08-24 16:00 | 0.77292
CCG | 2018-08-24 17:00 | 0.77292
CCG | 2018-08-24 18:00 | 0.77292
CCG | 2018-08-24 19:00 | 0.77292
CCG | 2018-08-24 20:00 | 0.77292
CCG | 2018-08-24 21:00 | 0.77292
CCG | 2018-08-24 22:00 | 0.77292
CCG | 2018-08-24 23:00 | 0.77292
CCG | 2018-08-25 | 0.73413
CCG | 2018-08-25 01:00 | 0.73413
CCG | 2018-08-25 02:00 | 0.73413
CCG | 2018-08-25 03:00 | 0.73413
CCG | 2018-08-25 04:00 | 0.73413
CCG | 2018-08-25 05:00 | 0.73413
CCG | 2018-08-25 06:00 | 0.73413
CCG | 2018-08-25 07:00 | 0.73413
CCG | 2018-08-25 08:00 | 0.73413
CCG | 2018-08-25 09:00 | 0.73413
CCG | 2018-08-25 10:00 | 0.73413
CCG | 2018-08-25 11:00 | 0.73413
CCG | 2018-08-25 12:00 | 0.73413
CCG | 2018-08-25 13:00 | 0.73413
CCG | 2018-08-25 14:00 | 0.73413
CCG | 2018-08-25 15:00 | 0.73413
CCG | 2018-08-25 16:00 | 0.73413
CCG | 2018-08-25 17:00 | 0.73413
CCG | 2018-08-25 18:00 | 0.73413
CCG | 2018-08-25 19:00 | 0.73413
CCG | 2018-08-25 20:00 | 0.73413
CCG | 2018-08-25 21:00 | 0.73413
CCG | 2018-08-25 22:00 | 0.73413
CCG | 2018-08-25 23:00 | 0.73413
CCG | 2018-08-26 | 0.69967
CCG | 2018-08-26 01:00 | 0.69967
CCG | 2018-08-26 02:00 | 0.69967
CCG | 2018-08-26 03:00 | 0.69967
CCG | 2018-08-26 04:00 | 0.69967
CCG | 2018-08-26 05:00 | 0.69967
CCG | 2018-08-26 06:00 | 0.69967
CCG | 2018-08-26 07:00 | 0.69967
CCG | 2018-08-26 08:00 | 0.69967
CCG | 2018-08-26 09:00 | 0.69967
CCG | 2018-08-26 10:00 | 0.69967
CCG | 2018-08-26 11:00 | 0.69967
CCG | 2018-08-26 12:00 | 0.69967
CCG | 2018-08-26 13:00 | 0.69967
CCG | 2018-08-26 14:00 | 0.73413
CCG | 2018-08-26 15:00 | 0.73413
CCG | 2018-08-26 16:00 | 0.73413
CCG | 2018-08-26 17:00 | 0.7373
CCG | 2018-08-26 18:00 | 0.77292
CCG | 2018-08-26 19:00 | 0.77292
CCG | 2018-08-26 20:00 | 0.77292
CCG | 2018-08-26 21:00 | 0.77292
CCG | 2018-08-26 22:00 | 0.77292
CCG | 2018-08-26 23:00 | 0.77292
CCG | 2018-08-27 | 0.80737
CCG | 2018-08-27 01:00 | 0.80737
CCG | 2018-08-27 02:00 | 0.80737
CCG | 2018-08-27 03:00 | 0.80737
CCG | 2018-08-27 04:00 | 0.80737
CCG | 2018-08-27 05:00 | 0.80737
CCG | 2018-08-27 06:00 | 0.80737
CCG | 2018-08-27 07:00 | 0.80737
CCG | 2018-08-27 08:00 | 0.80737
CCG | 2018-08-27 09:00 | 0.80737
CCG | 2018-08-27 10:00 | 0.80737
CCG | 2018-08-27 11:00 | 0.80737
CCG | 2018-08-27 12:00 | 0.80737
CCG | 2018-08-27 13:00 | 0.80737
CCG | 2018-08-27 14:00 | 0.80737
CCG | 2018-08-27 15:00 | 0.80737
CCG | 2018-08-27 16:00 | 0.80737
CCG | 2018-08-27 17:00 | 0.80737
CCG | 2018-08-27 18:00 | 0.84183
CCG | 2018-08-27 19:00 | 0.84183
CCG | 2018-08-27 20:00 | 0.84183
CCG | 2018-08-27 21:00 | 0.84183
CCG | 2018-08-27 22:00 | 0.84183
CCG | 2018-08-27 23:00 | 0.84183
CCG | 2018-08-28 | 0.84183
CCG | 2018-08-28 01:00 | 0.84183
CCG | 2018-08-28 02:00 | 0.84183
CCG | 2018-08-28 03:00 | 0.84183
CCG | 2018-08-28 04:00 | 0.84183
CCG | 2018-08-28 05:00 | 0.84183
CCG | 2018-08-28 06:00 | 0.84183
CCG | 2018-08-28 07:00 | 0.84183
CCG | 2018-08-28 08:00 | 0.84183
CCG | 2018-08-28 09:00 | 0.84183
CCG | 2018-08-28 10:00 | 0.84183
CCG | 2018-08-28 11:00 | 0.84183
CCG | 2018-08-28 12:00 | 0.84183
CCG | 2018-08-28 13:00 | 0.84183
CCG | 2018-08-28 14:00 | 0.84183
CCG | 2018-08-28 15:00 | 0.84183
CCG | 2018-08-28 16:00 | 0.84183
CCG | 2018-08-28 17:00 | 0.84183
CCG | 2018-08-28 18:00 | 0.84183
CCG | 2018-08-28 19:00 | 0.84183
CCG | 2018-08-28 20:00 | 0.84183
CCG | 2018-08-28 21:00 | 0.84183
CCG | 2018-08-28 22:00 | 0.84183
CCG | 2018-08-28 23:00 | 0.84183
CCG | 2018-08-29 | 0.84183
CCG | 2018-08-29 01:00 | 0.82256
CCG | 2018-08-29 02:00 | 0.84183
CCG | 2018-08-29 03:00 | 0.84183
CCG | 2018-08-29 04:00 | 0.84183
CCG | 2018-08-29 05:00 | 0.84183
CCG | 2018-08-29 06:00 | 0.84183
CCG | 2018-08-29 07:00 | 0.84183
CCG | 2018-08-29 08:00 | 0.84183
CCG | 2018-08-29 09:00 | 0.84183
CCG | 2018-08-29 10:00 | 0.84183
CCG | 2018-08-29 11:00 | 0.84183
CCG | 2018-08-29 12:00 | 0.84183
CCG | 2018-08-29 13:00 | 0.84183
CCG | 2018-08-29 14:00 | 0.84183
CCG | 2018-08-29 15:00 | 0.84183
CCG | 2018-08-29 16:00 | 0.84183
CCG | 2018-08-29 17:00 | 0.84183
CCG | 2018-08-29 18:00 | 0.84183
CCG | 2018-08-29 19:00 | 0.84183
CCG | 2018-08-29 20:00 | 0.84183
CCG | 2018-08-29 21:00 | 0.84183
CCG | 2018-08-29 22:00 | 0.84183
CCG | 2018-08-29 23:00 | 0.84183
CCG | 2018-08-30 | 0.84183
CCG | 2018-08-30 01:00 | 0.84183
CCG | 2018-08-30 02:00 | 0.84183
CCG | 2018-08-30 03:00 | 0.84183
CCG | 2018-08-30 04:00 | 0.84183
CCG | 2018-08-30 05:00 | 0.84183
CCG | 2018-08-30 06:00 | 0.84183
CCG | 2018-08-30 07:00 | 0.84183
CCG | 2018-08-30 08:00 | 0.84183
CCG | 2018-08-30 09:00 | 0.84183
CCG | 2018-08-30 10:00 | 0.84183
CCG | 2018-08-30 11:00 | 0.84183
CCG | 2018-08-30 12:00 | 0.84183
CCG | 2018-08-30 13:00 | 0.84183
CCG | 2018-08-30 14:00 | 0.84183
CCG | 2018-08-30 15:00 | 0.84183
CCG | 2018-08-30 16:00 | 0.84183
CCG | 2018-08-30 17:00 | 0.84183
CCG | 2018-08-30 18:00 | 0.80737
CCG | 2018-08-30 19:00 | 0.80737
CCG | 2018-08-30 20:00 | 0.84183
CCG | 2018-08-30 21:00 | 0.87753
CCG | 2018-08-30 22:00 | 0.87753
CCG | 2018-08-30 23:00 | 0.87753
CCG | 2018-08-31 | 0.87753
CCG | 2018-08-31 01:00 | 0.87753
CCG | 2018-08-31 02:00 | 0.84166
CCG | 2018-08-31 03:00 | 0.84166
CCG | 2018-08-31 04:00 | 0.84166
CCG | 2018-08-31 05:00 | 0.84166
CCG | 2018-08-31 06:00 | 0.84166
CCG | 2018-08-31 07:00 | 0.89046
CCG | 2018-08-31 08:00 | 0.89046
CCG | 2018-08-31 09:00 | 0.89046
CCG | 2018-08-31 10:00 | 0.89046
CCG | 2018-08-31 11:00 | 0.89046
CCG | 2018-08-31 12:00 | 0.89046
CCG | 2018-08-31 13:00 | 0.89046
CCG | 2018-08-31 14:00 | 0.89046
CCG | 2018-08-31 15:00 | 0.89046
CCG | 2018-08-31 16:00 | 0.89046
CCG | 2018-08-31 17:00 | 0.89046
CCG | 2018-08-31 18:00 | 0.89046
CCG | 2018-08-31 19:00 | 0.89046
CCG | 2018-08-31 20:00 | 0.89046
CCG | 2018-08-31 21:00 | 0.89046
CCG | 2018-08-31 22:00 | 0.89046
CCG | 2018-08-31 23:00 | 0.89046
CCG | 2018-09-01 | 0.85701
CCG | 2018-09-01 01:00 | 0.85701
CCG | 2018-09-01 02:00 | 0.85701
CCG | 2018-09-01 03:00 | 0.85701
CCG | 2018-09-01 04:00 | 0.85701
CCG | 2018-09-01 05:00 | 0.85701
CCG | 2018-09-01 06:00 | 0.85701
CCG | 2018-09-01 07:00 | 0.85701
CCG | 2018-09-01 08:00 | 0.85701
CCG | 2018-09-01 09:00 | 0.85701
CCG | 2018-09-01 10:00 | 0.85701
CCG | 2018-09-01 11:00 | 0.85701
CCG | 2018-09-01 12:00 | 0.85701
CCG | 2018-09-01 13:00 | 0.85701
CCG | 2018-09-01 14:00 | 0.85701
CCG | 2018-09-01 15:00 | 0.85701
CCG | 2018-09-01 16:00 | 0.85701
CCG | 2018-09-01 17:00 | 0.85701
CCG | 2018-09-01 18:00 | 0.85701
CCG | 2018-09-01 19:00 | 0.85701
CCG | 2018-09-01 20:00 | 0.85701
CCG | 2018-09-01 21:00 | 0.85701
CCG | 2018-09-01 22:00 | 0.85701
CCG | 2018-09-01 23:00 | 0.85701
CCG | 2018-09-02 | 0.85701
CCG | 2018-09-02 01:00 | 0.85701
CCG | 2018-09-02 02:00 | 0.85701
CCG | 2018-09-02 03:00 | 0.85701
CCG | 2018-09-02 04:00 | 0.85701
CCG | 2018-09-02 05:00 | 0.85701
CCG | 2018-09-02 06:00 | 0.85701
CCG | 2018-09-02 07:00 | 0.85701
CCG | 2018-09-02 08:00 | 0.85701
CCG | 2018-09-02 09:00 | 0.85701
CCG | 2018-09-02 10:00 | 0.85701
CCG | 2018-09-02 11:00 | 0.85701
CCG | 2018-09-02 12:00 | 0.85701
CCG | 2018-09-02 13:00 | 0.85701
CCG | 2018-09-02 14:00 | 0.85701
CCG | 2018-09-02 15:00 | 0.85701
CCG | 2018-09-02 16:00 | 0.85701
CCG | 2018-09-02 17:00 | 0.85701
CCG | 2018-09-02 18:00 | 0.85701
CCG | 2018-09-02 19:00 | 0.85701
CCG | 2018-09-02 20:00 | 0.85701
CCG | 2018-09-02 21:00 | 0.85701
CCG | 2018-09-02 22:00 | 0.85701
CCG | 2018-09-02 23:00 | 0.85701
CCG | 2018-09-03 | 0.85701
CCG | 2018-09-03 01:00 | 0.85701
CCG | 2018-09-03 02:00 | 0.85701
CCG | 2018-09-03 03:00 | 0.85701
CCG | 2018-09-03 04:00 | 0.85701
CCG | 2018-09-03 05:00 | 0.85701
CCG | 2018-09-03 06:00 | 0.85822
CCG | 2018-09-03 07:00 | 0.86135
CCG | 2018-09-03 08:00 | 0.86656
CCG | 2018-09-03 09:00 | 0.86969
CCG | 2018-09-03 10:00 | 0.89101
CCG | 2018-09-03 11:00 | 0.89101
CCG | 2018-09-03 12:00 | 0.89101
CCG | 2018-09-03 13:00 | 0.89101
CCG | 2018-09-03 14:00 | 0.89101
CCG | 2018-09-03 15:00 | 0.89101
CCG | 2018-09-03 16:00 | 0.89101
CCG | 2018-09-03 17:00 | 0.89101
CCG | 2018-09-03 18:00 | 0.89101
CCG | 2018-09-03 19:00 | 0.89101
CCG | 2018-09-03 20:00 | 0.89101
CCG | 2018-09-03 21:00 | 0.89101
CCG | 2018-09-03 22:00 | 0.89101
CCG | 2018-09-03 23:00 | 0.89147
CCG | 2018-09-04 | 0.89147
CCG | 2018-09-04 01:00 | 0.89147
CCG | 2018-09-04 02:00 | 0.89147
CCG | 2018-09-04 03:00 | 0.89147
CCG | 2018-09-04 04:00 | 0.89147
CCG | 2018-09-04 05:00 | 0.89147
CCG | 2018-09-04 06:00 | 0.86862
CCG | 2018-09-04 07:00 | 0.86862
CCG | 2018-09-04 08:00 | 0.86862
CCG | 2018-09-04 09:00 | 0.83292
CCG | 2018-09-04 10:00 | 0.81
CCG | 2018-09-04 11:00 | 0.81
CCG | 2018-09-04 12:00 | 0.84571
CCG | 2018-09-04 13:00 | 0.84571
CCG | 2018-09-04 14:00 | 0.86855
CCG | 2018-09-04 15:00 | 0.86855
CCG | 2018-09-04 16:00 | 0.86855
CCG | 2018-09-04 17:00 | 0.86855
CCG | 2018-09-04 18:00 | 0.86855
CCG | 2018-09-04 19:00 | 0.86855
CCG | 2018-09-04 20:00 | 0.86855
CCG | 2018-09-04 21:00 | 0.86855
CCG | 2018-09-04 22:00 | 0.86855
CCG | 2018-09-04 23:00 | 0.86855
CCG | 2018-09-05 | 0.86855
CCG | 2018-09-05 01:00 | 0.86855
CCG | 2018-09-05 02:00 | 0.86855
CCG | 2018-09-05 03:00 | 0.86855
CCG | 2018-09-05 04:00 | 0.86855
CCG | 2018-09-05 05:00 | 0.86855
CCG | 2018-09-05 06:00 | 0.86855
CCG | 2018-09-05 07:00 | 0.84571
CCG | 2018-09-05 08:00 | 0.84571
CCG | 2018-09-05 09:00 | 0.84571
CCG | 2018-09-05 10:00 | 0.84571
CCG | 2018-09-05 11:00 | 0.84571
CCG | 2018-09-05 12:00 | 0.86855
CCG | 2018-09-05 13:00 | 0.86855
CCG | 2018-09-05 14:00 | 0.86855
CCG | 2018-09-05 15:00 | 0.86855
CCG | 2018-09-05 16:00 | 0.86855
CCG | 2018-09-05 17:00 | 0.86855
CCG | 2018-09-05 18:00 | 0.86855
CCG | 2018-09-05 19:00 | 0.86855
CCG | 2018-09-05 20:00 | 0.86855
CCG | 2018-09-05 21:00 | 0.86855
CCG | 2018-09-05 22:00 | 0.86855
CCG | 2018-09-05 23:00 | 0.86855
CCG | 2018-09-06 | 0.86855
CCG | 2018-09-06 01:00 | 0.86855
CCG | 2018-09-06 02:00 | 0.86855
CCG | 2018-09-06 03:00 | 0.86855
CCG | 2018-09-06 04:00 | 0.86855
CCG | 2018-09-06 05:00 | 0.83535
CCG | 2018-09-06 06:00 | 0.86855
CCG | 2018-09-06 07:00 | 0.86855
CCG | 2018-09-06 08:00 | 0.86855
CCG | 2018-09-06 09:00 | 0.86855
CCG | 2018-09-06 10:00 | 0.86855
CCG | 2018-09-06 11:00 | 0.86855
CCG | 2018-09-06 12:00 | 0.86855
CCG | 2018-09-06 13:00 | 0.86855
CCG | 2018-09-06 14:00 | 0.86855
CCG | 2018-09-06 15:00 | 0.86855
CCG | 2018-09-06 16:00 | 0.86855
CCG | 2018-09-06 17:00 | 0.86855
CCG | 2018-09-06 18:00 | 0.86855
CCG | 2018-09-06 19:00 | 0.86855
CCG | 2018-09-06 20:00 | 0.86855
CCG | 2018-09-06 21:00 | 0.86855
CCG | 2018-09-06 22:00 | 0.86855
CCG | 2018-09-06 23:00 | 0.86855
CCG | 2018-09-07 | 0.86855
CCG | 2018-09-07 01:00 | 0.86855
CCG | 2018-09-07 02:00 | 0.86855
CCG | 2018-09-07 03:00 | 0.86855
CCG | 2018-09-07 04:00 | 0.86855
CCG | 2018-09-07 05:00 | 0.86855
CCG | 2018-09-07 06:00 | 0.86855
CCG | 2018-09-07 07:00 | 0.86855
CCG | 2018-09-07 08:00 | 0.86855
CCG | 2018-09-07 09:00 | 0.86855
CCG | 2018-09-07 10:00 | 0.86855
CCG | 2018-09-07 11:00 | 0.86855
CCG | 2018-09-07 12:00 | 0.86855
CCG | 2018-09-07 13:00 | 0.86855
CCG | 2018-09-07 14:00 | 0.86855
CCG | 2018-09-07 15:00 | 0.86855
CCG | 2018-09-07 16:00 | 0.86855
CCG | 2018-09-07 17:00 | 0.86855
CCG | 2018-09-07 18:00 | 0.86855
CCG | 2018-09-07 19:00 | 0.86855
CCG | 2018-09-07 20:00 | 0.86855
CCG | 2018-09-07 21:00 | 0.86855
CCG | 2018-09-07 22:00 | 0.86855
CCG | 2018-09-07 23:00 | 0.86855
CCG | 2018-09-08 | 0.86855
CCG | 2018-09-08 01:00 | 0.8341
CCG | 2018-09-08 02:00 | 0.8341
CCG | 2018-09-08 03:00 | 0.8341
CCG | 2018-09-08 04:00 | 0.8341
CCG | 2018-09-08 05:00 | 0.8341
CCG | 2018-09-08 06:00 | 0.86855
CCG | 2018-09-08 07:00 | 0.86855
CCG | 2018-09-08 08:00 | 0.86855
CCG | 2018-09-08 09:00 | 0.86855
CCG | 2018-09-08 10:00 | 0.86855
CCG | 2018-09-08 11:00 | 0.86855
CCG | 2018-09-08 12:00 | 0.86855
CCG | 2018-09-08 13:00 | 0.86855
CCG | 2018-09-08 14:00 | 0.86855
CCG | 2018-09-08 15:00 | 0.86855
CCG | 2018-09-08 16:00 | 0.86855
CCG | 2018-09-08 17:00 | 0.86855
CCG | 2018-09-08 18:00 | 0.86855
CCG | 2018-09-08 19:00 | 0.86855
CCG | 2018-09-08 20:00 | 0.86855
CCG | 2018-09-08 21:00 | 0.86855
CCG | 2018-09-08 22:00 | 0.86855
CCG | 2018-09-08 23:00 | 0.86855
CCG | 2018-09-09 | 0.86855
CCG | 2018-09-09 01:00 | 0.86855
CCG | 2018-09-09 02:00 | 0.86855
CCG | 2018-09-09 03:00 | 0.86855
CCG | 2018-09-09 04:00 | 0.86855
CCG | 2018-09-09 05:00 | 0.86855
CCG | 2018-09-09 06:00 | 0.86855
CCG | 2018-09-09 07:00 | 0.86855
CCG | 2018-09-09 08:00 | 0.8341
CCG | 2018-09-09 09:00 | 0.8341
CCG | 2018-09-09 10:00 | 0.8341
CCG | 2018-09-09 11:00 | 0.8341
CCG | 2018-09-09 12:00 | 0.86855
CCG | 2018-09-09 13:00 | 0.86855
CCG | 2018-09-09 14:00 | 0.86855
CCG | 2018-09-09 15:00 | 0.86855
CCG | 2018-09-09 16:00 | 0.86855
CCG | 2018-09-09 17:00 | 0.86855
CCG | 2018-09-09 18:00 | 0.86855
CCG | 2018-09-09 19:00 | 0.86855
CCG | 2018-09-09 20:00 | 0.86855
CCG | 2018-09-09 21:00 | 0.86855
CCG | 2018-09-09 22:00 | 0.86855
CCG | 2018-09-09 23:00 | 0.86855
CCG | 2018-09-10 | 0.86855
CCG | 2018-09-10 01:00 | 0.86855
CCG | 2018-09-10 02:00 | 0.86855
CCG | 2018-09-10 03:00 | 0.86855
CCG | 2018-09-10 04:00 | 0.86855
CCG | 2018-09-10 05:00 | 0.86855
CCG | 2018-09-10 06:00 | 0.86855
CCG | 2018-09-10 07:00 | 0.86855
CCG | 2018-09-10 08:00 | 0.86855
CCG | 2018-09-10 09:00 | 0.86855
CCG | 2018-09-10 10:00 | 0.86855
CCG | 2018-09-10 11:00 | 0.86855
CCG | 2018-09-10 12:00 | 0.86855
CCG | 2018-09-10 13:00 | 0.86855
CCG | 2018-09-10 14:00 | 0.86855
CCG | 2018-09-10 15:00 | 0.86855
CCG | 2018-09-10 16:00 | 0.83309
CCG | 2018-09-10 17:00 | 0.83309
CCG | 2018-09-10 18:00 | 0.83309
CCG | 2018-09-10 19:00 | 0.83309
CCG | 2018-09-10 20:00 | 0.83309
CCG | 2018-09-10 21:00 | 0.83309
CCG | 2018-09-10 22:00 | 0.83309
CCG | 2018-09-10 23:00 | 0.83309
CCG | 2018-09-11 | 0.83309
CCG | 2018-09-11 01:00 | 0.83309
CCG | 2018-09-11 02:00 | 0.83309
CCG | 2018-09-11 03:00 | 0.83309
CCG | 2018-09-11 04:00 | 0.83309
CCG | 2018-09-11 05:00 | 0.83309
CCG | 2018-09-11 06:00 | 0.83309
CCG | 2018-09-11 07:00 | 0.83309
CCG | 2018-09-11 08:00 | 0.83309
CCG | 2018-09-11 09:00 | 0.83309
CCG | 2018-09-11 10:00 | 0.83309
CCG | 2018-09-11 11:00 | 0.83309
CCG | 2018-09-11 12:00 | 0.83309
CCG | 2018-09-11 13:00 | 0.83309
CCG | 2018-09-11 14:00 | 0.81025
CCG | 2018-09-11 15:00 | 0.83309
CCG | 2018-09-11 16:00 | 0.83309
CCG | 2018-09-11 17:00 | 0.83309
CCG | 2018-09-11 18:00 | 0.83309
CCG | 2018-09-11 19:00 | 0.83309
CCG | 2018-09-11 20:00 | 0.83309
CCG | 2018-09-11 21:00 | 0.83309
CCG | 2018-09-11 22:00 | 0.83309
CCG | 2018-09-11 23:00 | 0.83309
CCG | 2018-09-12 | 0.81025
CCG | 2018-09-12 01:00 | 0.81025
CCG | 2018-09-12 02:00 | 0.81025
CCG | 2018-09-12 03:00 | 0.81025
CCG | 2018-09-12 04:00 | 0.81025
CCG | 2018-09-12 05:00 | 0.81025
CCG | 2018-09-12 06:00 | 0.81025
CCG | 2018-09-12 07:00 | 0.81025
CCG | 2018-09-12 08:00 | 0.81025
CCG | 2018-09-12 09:00 | 0.81025
CCG | 2018-09-12 10:00 | 0.81025
CCG | 2018-09-12 11:00 | 0.77588
CCG | 2018-09-12 12:00 | 0.77588
CCG | 2018-09-12 13:00 | 0.77588
CCG | 2018-09-12 14:00 | 0.77588
CCG | 2018-09-12 15:00 | 0.77588
CCG | 2018-09-12 16:00 | 0.77588
CCG | 2018-09-12 17:00 | 0.77588
CCG | 2018-09-12 18:00 | 0.77588
CCG | 2018-09-12 19:00 | 0.75523
CCG | 2018-09-12 20:00 | 0.75523
CCG | 2018-09-12 21:00 | 0.75523
CCG | 2018-09-12 22:00 | 0.75523
CCG | 2018-09-12 23:00 | 0.75523
CCG | 2018-09-13 | 0.76917
CCG | 2018-09-13 01:00 | 0.76917
CCG | 2018-09-13 02:00 | 0.76917
CCG | 2018-09-13 03:00 | 0.76917
CCG | 2018-09-13 04:00 | 0.79872
CCG | 2018-09-13 05:00 | 0.79872
CCG | 2018-09-13 06:00 | 0.79872
CCG | 2018-09-13 07:00 | 0.79872
CCG | 2018-09-13 08:00 | 0.79872
CCG | 2018-09-13 09:00 | 0.79872
CCG | 2018-09-13 10:00 | 0.79872
CCG | 2018-09-13 11:00 | 0.78746
CCG | 2018-09-13 12:00 | 0.78746
CCG | 2018-09-13 13:00 | 0.79872
CCG | 2018-09-13 14:00 | 0.79872
CCG | 2018-09-13 15:00 | 0.79872
CCG | 2018-09-13 16:00 | 0.79872
CCG | 2018-09-13 17:00 | 0.79872
CCG | 2018-09-13 18:00 | 0.79872
CCG | 2018-09-13 19:00 | 0.79872
CCG | 2018-09-13 20:00 | 0.79872
CCG | 2018-09-13 21:00 | 0.79872
CCG | 2018-09-13 22:00 | 0.79872
CCG | 2018-09-13 23:00 | 0.79872
CCG | 2018-09-14 | 0.79872
CCG | 2018-09-14 01:00 | 0.79872
CCG | 2018-09-14 02:00 | 0.79872
CCG | 2018-09-14 03:00 | 0.79872
CCG | 2018-09-14 04:00 | 0.79872
CCG | 2018-09-14 05:00 | 0.79872
CCG | 2018-09-14 06:00 | 0.79872
CCG | 2018-09-14 07:00 | 0.79872
CCG | 2018-09-14 08:00 | 0.79872
CCG | 2018-09-14 09:00 | 0.79872
CCG | 2018-09-14 10:00 | 0.79872
CCG | 2018-09-14 11:00 | 0.79872
CCG | 2018-09-14 12:00 | 0.79872
CCG | 2018-09-14 13:00 | 0.79872
CCG | 2018-09-14 14:00 | 0.79872
CCG | 2018-09-14 15:00 | 0.79872
CCG | 2018-09-14 16:00 | 0.79872
CCG | 2018-09-14 17:00 | 0.79872
CCG | 2018-09-14 18:00 | 0.79872
CCG | 2018-09-14 19:00 | 0.79872
CCG | 2018-09-14 20:00 | 0.83418
CCG | 2018-09-14 21:00 | 0.83418
CCG | 2018-09-14 22:00 | 0.83418
CCG | 2018-09-14 23:00 | 0.83418
CCG | 2018-09-15 | 0.83418
CCG | 2018-09-15 01:00 | 0.79972
CCG | 2018-09-15 02:00 | 0.79972
CCG | 2018-09-15 03:00 | 0.79972
CCG | 2018-09-15 04:00 | 0.79972
CCG | 2018-09-15 05:00 | 0.79972
CCG | 2018-09-15 06:00 | 0.83418
CCG | 2018-09-15 07:00 | 0.83418
CCG | 2018-09-15 08:00 | 0.83418
CCG | 2018-09-15 09:00 | 0.83418
CCG | 2018-09-15 10:00 | 0.83418
CCG | 2018-09-15 11:00 | 0.83418
CCG | 2018-09-15 12:00 | 0.83418
CCG | 2018-09-15 13:00 | 0.83418
CCG | 2018-09-15 14:00 | 0.83418
CCG | 2018-09-15 15:00 | 0.83418
CCG | 2018-09-15 16:00 | 0.83418
CCG | 2018-09-15 17:00 | 0.83418
CCG | 2018-09-15 18:00 | 0.83418
CCG | 2018-09-15 19:00 | 0.83418
CCG | 2018-09-15 20:00 | 0.83418
CCG | 2018-09-15 21:00 | 0.83418
CCG | 2018-09-15 22:00 | 0.83418
CCG | 2018-09-15 23:00 | 0.83418
CCG | 2018-09-16 | 0.85735
CCG | 2018-09-16 01:00 | 0.85735
CCG | 2018-09-16 02:00 | 0.85735
CCG | 2018-09-16 03:00 | 0.85735
CCG | 2018-09-16 04:00 | 0.85735
CCG | 2018-09-16 05:00 | 0.85735
CCG | 2018-09-16 06:00 | 0.85735
CCG | 2018-09-16 07:00 | 0.85735
CCG | 2018-09-16 08:00 | 0.85735
CCG | 2018-09-16 09:00 | 0.85735
CCG | 2018-09-16 10:00 | 0.85735
CCG | 2018-09-16 11:00 | 0.85735
CCG | 2018-09-16 12:00 | 0.85735
CCG | 2018-09-16 13:00 | 0.85735
CCG | 2018-09-16 14:00 | 0.85735
CCG | 2018-09-16 15:00 | 0.85735
CCG | 2018-09-16 16:00 | 0.85735
CCG | 2018-09-16 17:00 | 0.85735
CCG | 2018-09-16 18:00 | 0.85735
CCG | 2018-09-16 19:00 | 0.85735
CCG | 2018-09-16 20:00 | 0.85735
CCG | 2018-09-16 21:00 | 0.85735
CCG | 2018-09-16 22:00 | 0.85735
CCG | 2018-09-16 23:00 | 0.85735
CCG | 2018-09-17 | 0.85735
CCG | 2018-09-17 01:00 | 0.85735
CCG | 2018-09-17 02:00 | 0.85735
CCG | 2018-09-17 03:00 | 0.85735
CCG | 2018-09-17 04:00 | 0.85735
CCG | 2018-09-17 05:00 | 0.85735
CCG | 2018-09-17 06:00 | 0.85735
CCG | 2018-09-17 07:00 | 0.85735
CCG | 2018-09-17 08:00 | 0.85735
CCG | 2018-09-17 09:00 | 0.85735
CCG | 2018-09-17 10:00 | 0.85735
CCG | 2018-09-17 11:00 | 0.85735
CCG | 2018-09-17 12:00 | 0.85735
CCG | 2018-09-17 13:00 | 0.85735
CCG | 2018-09-17 14:00 | 0.85735
CCG | 2018-09-17 15:00 | 0.85735
CCG | 2018-09-17 16:00 | 0.85735
CCG | 2018-09-17 17:00 | 0.85735
CCG | 2018-09-17 18:00 | 0.85735
CCG | 2018-09-17 19:00 | 0.85735
CCG | 2018-09-17 20:00 | 0.85735
CCG | 2018-09-17 21:00 | 0.85735
CCG | 2018-09-17 22:00 | 0.85735
CCG | 2018-09-17 23:00 | 0.85735
CCG | 2018-09-18 | 0.85735
CCG | 2018-09-18 01:00 | 0.85735
CCG | 2018-09-18 02:00 | 0.85735
CCG | 2018-09-18 03:00 | 0.85735
CCG | 2018-09-18 04:00 | 0.85735
CCG | 2018-09-18 05:00 | 0.85735
CCG | 2018-09-18 06:00 | 0.85735
CCG | 2018-09-18 07:00 | 0.85735
CCG | 2018-09-18 08:00 | 0.85735
CCG | 2018-09-18 09:00 | 0.85735
CCG | 2018-09-18 10:00 | 0.85735
CCG | 2018-09-18 11:00 | 0.85735
CCG | 2018-09-18 12:00 | 0.85735
CCG | 2018-09-18 13:00 | 0.85735
CCG | 2018-09-18 14:00 | 0.85735
CCG | 2018-09-18 15:00 | 0.85735
CCG | 2018-09-18 16:00 | 0.83749
CCG | 2018-09-18 17:00 | 0.83749
CCG | 2018-09-18 18:00 | 0.83749
CCG | 2018-09-18 19:00 | 0.83749
CCG | 2018-09-18 20:00 | 0.83749
CCG | 2018-09-18 21:00 | 0.83749
CCG | 2018-09-18 22:00 | 0.83749
CCG | 2018-09-18 23:00 | 0.83749
CCG | 2018-09-19 | 0.82289
CCG | 2018-09-19 01:00 | 0.82289
CCG | 2018-09-19 02:00 | 0.82289
CCG | 2018-09-19 03:00 | 0.82289
CCG | 2018-09-19 04:00 | 0.82289
CCG | 2018-09-19 05:00 | 0.82289
CCG | 2018-09-19 06:00 | 0.82289
CCG | 2018-09-19 07:00 | 0.82289
CCG | 2018-09-19 08:00 | 0.82289
CCG | 2018-09-19 09:00 | 0.82289
CCG | 2018-09-19 10:00 | 0.82289
CCG | 2018-09-19 11:00 | 0.82289
CCG | 2018-09-19 12:00 | 0.82289
CCG | 2018-09-19 13:00 | 0.82289
CCG | 2018-09-19 14:00 | 0.82289
CCG | 2018-09-19 15:00 | 0.82289
CCG | 2018-09-19 16:00 | 0.82289
CCG | 2018-09-19 17:00 | 0.82289
CCG | 2018-09-19 18:00 | 0.82289
CCG | 2018-09-19 19:00 | 0.82289
CCG | 2018-09-19 20:00 | 0.82289
CCG | 2018-09-19 21:00 | 0.82289
CCG | 2018-09-19 22:00 | 0.82289
CCG | 2018-09-19 23:00 | 0.82289
CCG | 2018-09-20 | 0.82289
CCG | 2018-09-20 01:00 | 0.82289
CCG | 2018-09-20 02:00 | 0.82289
CCG | 2018-09-20 03:00 | 0.82289
CCG | 2018-09-20 04:00 | 0.82289
CCG | 2018-09-20 05:00 | 0.82289
CCG | 2018-09-20 06:00 | 0.78719
CCG | 2018-09-20 07:00 | 0.78719
CCG | 2018-09-20 08:00 | 0.82289
CCG | 2018-09-20 09:00 | 0.82289
CCG | 2018-09-20 10:00 | 0.78719
CCG | 2018-09-20 11:00 | 0.78719
CCG | 2018-09-20 12:00 | 0.82289
CCG | 2018-09-20 13:00 | 0.78719
CCG | 2018-09-20 14:00 | 0.82289
CCG | 2018-09-20 15:00 | 0.82289
CCG | 2018-09-20 16:00 | 0.82289
CCG | 2018-09-20 17:00 | 0.82289
CCG | 2018-09-20 18:00 | 0.82289
CCG | 2018-09-20 19:00 | 0.82289
CCG | 2018-09-20 20:00 | 0.82289
CCG | 2018-09-20 21:00 | 0.82289
CCG | 2018-09-20 22:00 | 0.82289
CCG | 2018-09-20 23:00 | 0.82289
CCG | 2018-09-21 | 0.82289
CCG | 2018-09-21 01:00 | 0.82289
CCG | 2018-09-21 02:00 | 0.82289
CCG | 2018-09-21 03:00 | 0.82289
CCG | 2018-09-21 04:00 | 0.82289
CCG | 2018-09-21 05:00 | 0.82289
CCG | 2018-09-21 06:00 | 0.82289
CCG | 2018-09-21 07:00 | 0.82289
CCG | 2018-09-21 08:00 | 0.82289
CCG | 2018-09-21 09:00 | 0.82289
CCG | 2018-09-21 10:00 | 0.82289
CCG | 2018-09-21 11:00 | 0.82289
CCG | 2018-09-21 12:00 | 0.82289
CCG | 2018-09-21 13:00 | 0.82289
CCG | 2018-09-21 14:00 | 0.82289
CCG | 2018-09-21 15:00 | 0.82289
CCG | 2018-09-21 16:00 | 0.82289
CCG | 2018-09-21 17:00 | 0.82289
CCG | 2018-09-21 18:00 | 0.82289
CCG | 2018-09-21 19:00 | 0.82289
CCG | 2018-09-21 20:00 | 0.82289
CCG | 2018-09-21 21:00 | 0.82289
CCG | 2018-09-21 22:00 | 0.82289
CCG | 2018-09-21 23:00 | 0.82289
CCG | 2018-09-22 | 0.75559
CCG | 2018-09-22 01:00 | 0.75559
CCG | 2018-09-22 02:00 | 0.75559
CCG | 2018-09-22 03:00 | 0.75559
CCG | 2018-09-22 04:00 | 0.74558
CCG | 2018-09-22 05:00 | 0.74558
CCG | 2018-09-22 06:00 | 0.74558
CCG | 2018-09-22 07:00 | 0.74558
CCG | 2018-09-22 08:00 | 0.74558
CCG | 2018-09-22 09:00 | 0.74558
CCG | 2018-09-22 10:00 | 0.74558
CCG | 2018-09-22 11:00 | 0.74558
CCG | 2018-09-22 12:00 | 0.74558
CCG | 2018-09-22 13:00 | 0.74558
CCG | 2018-09-22 14:00 | 0.74558
CCG | 2018-09-22 15:00 | 0.74558
CCG | 2018-09-22 16:00 | 0.74558
CCG | 2018-09-22 17:00 | 0.74558
CCG | 2018-09-22 18:00 | 0.74558
CCG | 2018-09-22 19:00 | 0.74558
CCG | 2018-09-22 20:00 | 0.74558
CCG | 2018-09-22 21:00 | 0.74558
CCG | 2018-09-22 22:00 | 0.74558
CCG | 2018-09-22 23:00 | 0.74558
CCG | 2018-09-23 | 0.74558
CCG | 2018-09-23 01:00 | 0.74558
CCG | 2018-09-23 02:00 | 0.74558
CCG | 2018-09-23 03:00 | 0.74558
CCG | 2018-09-23 04:00 | 0.74558
CCG | 2018-09-23 05:00 | 0.74558
CCG | 2018-09-23 06:00 | 0.74558
CCG | 2018-09-23 07:00 | 0.74558
CCG | 2018-09-23 08:00 | 0.74558
CCG | 2018-09-23 09:00 | 0.74558
CCG | 2018-09-23 10:00 | 0.74558
CCG | 2018-09-23 11:00 | 0.74558
CCG | 2018-09-23 12:00 | 0.74558
CCG | 2018-09-23 13:00 | 0.74558
CCG | 2018-09-23 14:00 | 0.74558
CCG | 2018-09-23 15:00 | 0.74558
CCG | 2018-09-23 16:00 | 0.74558
CCG | 2018-09-23 17:00 | 0.74558
CCG | 2018-09-23 18:00 | 0.74558
CCG | 2018-09-23 19:00 | 0.74558
CCG | 2018-09-23 20:00 | 0.74558
CCG | 2018-09-23 21:00 | 0.74558
CCG | 2018-09-23 22:00 | 0.74558
CCG | 2018-09-23 23:00 | 0.74558
CCG | 2018-09-24 | 0.78004
CCG | 2018-09-24 01:00 | 0.78004
CCG | 2018-09-24 02:00 | 0.78004
CCG | 2018-09-24 03:00 | 0.78004
CCG | 2018-09-24 04:00 | 0.78004
CCG | 2018-09-24 05:00 | 0.78004
CCG | 2018-09-24 06:00 | 0.78004
CCG | 2018-09-24 07:00 | 0.78004
CCG | 2018-09-24 08:00 | 0.78004
CCG | 2018-09-24 09:00 | 0.78004
CCG | 2018-09-24 10:00 | 0.78004
CCG | 2018-09-24 11:00 | 0.78004
CCG | 2018-09-24 12:00 | 0.78004
CCG | 2018-09-24 13:00 | 0.78004
CCG | 2018-09-24 14:00 | 0.78004
CCG | 2018-09-24 15:00 | 0.78004
CCG | 2018-09-24 16:00 | 0.78004
CCG | 2018-09-24 17:00 | 0.78004
CCG | 2018-09-24 18:00 | 0.78004
CCG | 2018-09-24 19:00 | 0.78004
CCG | 2018-09-24 20:00 | 0.78004
CCG | 2018-09-24 21:00 | 0.78004
CCG | 2018-09-24 22:00 | 0.78004
CCG | 2018-09-24 23:00 | 0.78004
CCG | 2018-09-25 | 0.78004
CCG | 2018-09-25 01:00 | 0.78004
CCG | 2018-09-25 02:00 | 0.78004
CCG | 2018-09-25 03:00 | 0.78004
CCG | 2018-09-25 04:00 | 0.78004
CCG | 2018-09-25 05:00 | 0.78004
CCG | 2018-09-25 06:00 | 0.78004
CCG | 2018-09-25 07:00 | 0.78004
CCG | 2018-09-25 08:00 | 0.78004
CCG | 2018-09-25 09:00 | 0.78004
CCG | 2018-09-25 10:00 | 0.78004
CCG | 2018-09-25 11:00 | 0.78004
CCG | 2018-09-25 12:00 | 0.78004
CCG | 2018-09-25 13:00 | 0.78004
CCG | 2018-09-25 14:00 | 0.78004
CCG | 2018-09-25 15:00 | 0.78004
CCG | 2018-09-25 16:00 | 0.78004
CCG | 2018-09-25 17:00 | 0.78004
CCG | 2018-09-25 18:00 | 0.78004
CCG | 2018-09-25 19:00 | 0.78004
CCG | 2018-09-25 20:00 | 0.78004
CCG | 2018-09-25 21:00 | 0.78004
CCG | 2018-09-25 22:00 | 0.78004
CCG | 2018-09-25 23:00 | 0.78004
CCG | 2018-09-26 | 0.78004
CCG | 2018-09-26 01:00 | 0.78004
CCG | 2018-09-26 02:00 | 0.78004
CCG | 2018-09-26 03:00 | 0.78004
CCG | 2018-09-26 04:00 | 0.78004
CCG | 2018-09-26 05:00 | 0.51241
CCG | 2018-09-26 06:00 | 0.51241
CCG | 2018-09-26 07:00 | 0.57932
CCG | 2018-09-26 08:00 | 0.57932
CCG | 2018-09-26 09:00 | 0.61277
CCG | 2018-09-26 10:00 | 0.64623
CCG | 2018-09-26 11:00 | 0.67968
CCG | 2018-09-26 12:00 | 0.69887
CCG | 2018-09-26 13:00 | 0.73232
CCG | 2018-09-26 14:00 | 0.76577
CCG | 2018-09-26 15:00 | 0.76577
CCG | 2018-09-26 16:00 | 0.76577
CCG | 2018-09-26 17:00 | 0.76577
CCG | 2018-09-26 18:00 | 0.76577
CCG | 2018-09-26 19:00 | 0.76577
CCG | 2018-09-26 20:00 | 0.76577
CCG | 2018-09-26 21:00 | 0.76577
CCG | 2018-09-26 22:00 | 0.76577
CCG | 2018-09-26 23:00 | 0.76577
CCG | 2018-09-27 | 0.76577
CCG | 2018-09-27 01:00 | 0.76577
CCG | 2018-09-27 02:00 | 0.76577
CCG | 2018-09-27 03:00 | 0.76577
CCG | 2018-09-27 04:00 | 0.76577
CCG | 2018-09-27 05:00 | 0.76577
CCG | 2018-09-27 06:00 | 0.76577
CCG | 2018-09-27 07:00 | 0.76577
CCG | 2018-09-27 08:00 | 0.76577
CCG | 2018-09-27 09:00 | 0.76577
CCG | 2018-09-27 10:00 | 0.76577
CCG | 2018-09-27 11:00 | 0.76577
CCG | 2018-09-27 12:00 | 0.76577
CCG | 2018-09-27 13:00 | 0.76577
CCG | 2018-09-27 14:00 | 0.76577
CCG | 2018-09-27 15:00 | 0.76577
CCG | 2018-09-27 16:00 | 0.76577
CCG | 2018-09-27 17:00 | 0.78004
CCG | 2018-09-27 18:00 | 0.81441
CCG | 2018-09-27 19:00 | 0.81441
CCG | 2018-09-27 20:00 | 0.81441
CCG | 2018-09-27 21:00 | 0.81441
CCG | 2018-09-27 22:00 | 0.81441
CCG | 2018-09-27 23:00 | 0.81441
CCG | 2018-09-28 | 0.81441
CCG | 2018-09-28 01:00 | 0.81441
CCG | 2018-09-28 02:00 | 0.81441
CCG | 2018-09-28 03:00 | 0.81441
CCG | 2018-09-28 04:00 | 0.81441
CCG | 2018-09-28 05:00 | 0.81441
CCG | 2018-09-28 06:00 | 0.81441
CCG | 2018-09-28 07:00 | 0.81441
CCG | 2018-09-28 08:00 | 0.81441
CCG | 2018-09-28 09:00 | 0.81441
CCG | 2018-09-28 10:00 | 0.81441
CCG | 2018-09-28 11:00 | 0.77879
CCG | 2018-09-28 12:00 | 0.81441
CCG | 2018-09-28 13:00 | 0.81441
CCG | 2018-09-28 14:00 | 0.81441
CCG | 2018-09-28 15:00 | 0.81441
CCG | 2018-09-28 16:00 | 0.81441
CCG | 2018-09-28 17:00 | 0.81441
CCG | 2018-09-28 18:00 | 0.81441
CCG | 2018-09-28 19:00 | 0.81441
CCG | 2018-09-28 20:00 | 0.81441
CCG | 2018-09-28 21:00 | 0.81441
CCG | 2018-09-28 22:00 | 0.81441
CCG | 2018-09-28 23:00 | 0.81441
CCG | 2018-09-29 | 0.77995
CCG | 2018-09-29 01:00 | 0.77995
CCG | 2018-09-29 02:00 | 0.77995
CCG | 2018-09-29 03:00 | 0.77995
CCG | 2018-09-29 04:00 | 0.77995
CCG | 2018-09-29 05:00 | 0.77995
CCG | 2018-09-29 06:00 | 0.77995
CCG | 2018-09-29 07:00 | 0.77995
CCG | 2018-09-29 08:00 | 0.77995
CCG | 2018-09-29 09:00 | 0.77995
CCG | 2018-09-29 10:00 | 0.77995
CCG | 2018-09-29 11:00 | 0.77995
CCG | 2018-09-29 12:00 | 0.77995
CCG | 2018-09-29 13:00 | 0.77995
CCG | 2018-09-29 14:00 | 0.77995
CCG | 2018-09-29 15:00 | 0.77995
CCG | 2018-09-29 16:00 | 0.77995
CCG | 2018-09-29 17:00 | 0.77995
CCG | 2018-09-29 18:00 | 0.77995
CCG | 2018-09-29 19:00 | 0.77995
CCG | 2018-09-29 20:00 | 0.77995
CCG | 2018-09-29 21:00 | 0.77995
CCG | 2018-09-29 22:00 | 0.77995
CCG | 2018-09-29 23:00 | 0.77995
CCG | 2018-09-30 | 0.77995
CCG | 2018-09-30 01:00 | 0.77995
CCG | 2018-09-30 02:00 | 0.77995
CCG | 2018-09-30 03:00 | 0.77995
CCG | 2018-09-30 04:00 | 0.77995
CCG | 2018-09-30 05:00 | 0.77995
CCG | 2018-09-30 06:00 | 0.77995
CCG | 2018-09-30 07:00 | 0.77995
CCG | 2018-09-30 08:00 | 0.77995
CCG | 2018-09-30 09:00 | 0.77995
CCG | 2018-09-30 10:00 | 0.77995
CCG | 2018-09-30 11:00 | 0.77995
CCG | 2018-09-30 12:00 | 0.77995
CCG | 2018-09-30 13:00 | 0.77995
CCG | 2018-09-30 14:00 | 0.77995
CCG | 2018-09-30 15:00 | 0.81875
CCG | 2018-09-30 16:00 | 0.81875
CCG | 2018-09-30 17:00 | 0.81875
CCG | 2018-09-30 18:00 | 0.81875
CCG | 2018-09-30 19:00 | 0.81875
CCG | 2018-09-30 20:00 | 0.81875
CCG | 2018-09-30 21:00 | 0.81875
CCG | 2018-09-30 22:00 | 0.81875
CCG | 2018-09-30 23:00 | 0.81875
CCG | 2018-10-01 | 0.81875
CCG | 2018-10-01 01:00 | 0.81875
CCG | 2018-10-01 02:00 | 0.81875
CCG | 2018-10-01 03:00 | 0.81875
CCG | 2018-10-01 04:00 | 0.81875
CCG | 2018-10-01 05:00 | 0.81875
CCG | 2018-10-01 06:00 | 0.81875
CCG | 2018-10-01 07:00 | 0.81875
CCG | 2018-10-01 08:00 | 0.78304
CCG | 2018-10-01 09:00 | 0.78304
CCG | 2018-10-01 10:00 | 0.78304
CCG | 2018-10-01 11:00 | 0.78304
CCG | 2018-10-01 12:00 | 0.78304
CCG | 2018-10-01 13:00 | 0.78304
CCG | 2018-10-01 14:00 | 0.78304
CCG | 2018-10-01 15:00 | 0.78304
CCG | 2018-10-01 16:00 | 0.78304
CCG | 2018-10-01 17:00 | 0.78304
CCG | 2018-10-01 18:00 | 0.78304
CCG | 2018-10-01 19:00 | 0.78304
CCG | 2018-10-01 20:00 | 0.78304
CCG | 2018-10-01 21:00 | 0.78304
CCG | 2018-10-01 22:00 | 0.78304
CCG | 2018-10-01 23:00 | 0.78304
CCG | 2018-10-02 | 0.78304
CCG | 2018-10-02 01:00 | 0.78304
CCG | 2018-10-02 02:00 | 0.78304
CCG | 2018-10-02 03:00 | 0.78304
CCG | 2018-10-02 04:00 | 0.81875
CCG | 2018-10-02 05:00 | 0.81875
CCG | 2018-10-02 06:00 | 0.81875
CCG | 2018-10-02 07:00 | 0.81875
CCG | 2018-10-02 08:00 | 0.81875
CCG | 2018-10-02 09:00 | 0.81875
CCG | 2018-10-02 10:00 | 0.81875
CCG | 2018-10-02 11:00 | 0.81875
CCG | 2018-10-02 12:00 | 0.81875
CCG | 2018-10-02 13:00 | 0.81875
CCG | 2018-10-02 14:00 | 0.81875
CCG | 2018-10-02 15:00 | 0.8532
CCG | 2018-10-02 16:00 | 0.8532
CCG | 2018-10-02 17:00 | 0.8532
CCG | 2018-10-02 18:00 | 0.8532
CCG | 2018-10-02 19:00 | 0.8532
CCG | 2018-10-02 20:00 | 0.8532
CCG | 2018-10-02 21:00 | 0.8532
CCG | 2018-10-02 22:00 | 0.8532
CCG | 2018-10-02 23:00 | 0.8532
CCG | 2018-10-03 | 0.8532
CCG | 2018-10-03 01:00 | 0.8532
CCG | 2018-10-03 02:00 | 0.8532
CCG | 2018-10-03 03:00 | 0.81749
CCG | 2018-10-03 04:00 | 0.8532
CCG | 2018-10-03 05:00 | 0.8532
CCG | 2018-10-03 06:00 | 0.8532
CCG | 2018-10-03 07:00 | 0.8532
CCG | 2018-10-03 08:00 | 0.8532
CCG | 2018-10-03 09:00 | 0.8532
CCG | 2018-10-03 10:00 | 0.8532
CCG | 2018-10-03 11:00 | 0.8532
CCG | 2018-10-03 12:00 | 0.8532
CCG | 2018-10-03 13:00 | 0.87612
CCG | 2018-10-03 14:00 | 0.87612
CCG | 2018-10-03 15:00 | 0.85684
CCG | 2018-10-03 16:00 | 0.85684
CCG | 2018-10-03 17:00 | 0.85684
CCG | 2018-10-03 18:00 | 0.85684
CCG | 2018-10-03 19:00 | 0.85684
CCG | 2018-10-03 20:00 | 0.85684
CCG | 2018-10-03 21:00 | 0.85684
CCG | 2018-10-03 22:00 | 0.85684
CCG | 2018-10-03 23:00 | 0.85684
CCG | 2018-10-04 | 0.85684
CCG | 2018-10-04 01:00 | 0.85684
CCG | 2018-10-04 02:00 | 0.85684
CCG | 2018-10-04 03:00 | 0.85684
CCG | 2018-10-04 04:00 | 0.85684
CCG | 2018-10-04 05:00 | 0.85684
CCG | 2018-10-04 06:00 | 0.85684
CCG | 2018-10-04 07:00 | 0.85684
CCG | 2018-10-04 08:00 | 0.85684
CCG | 2018-10-04 09:00 | 0.85684
CCG | 2018-10-04 10:00 | 0.85684
CCG | 2018-10-04 11:00 | 0.85684
CCG | 2018-10-04 12:00 | 0.85684
CCG | 2018-10-04 13:00 | 0.85684
CCG | 2018-10-04 14:00 | 0.85684
CCG | 2018-10-04 15:00 | 0.87612
CCG | 2018-10-04 16:00 | 0.84291
CCG | 2018-10-04 17:00 | 0.84291
CCG | 2018-10-04 18:00 | 0.8532
CCG | 2018-10-04 19:00 | 0.8532
CCG | 2018-10-04 20:00 | 0.8532
CCG | 2018-10-04 21:00 | 0.8532
CCG | 2018-10-04 22:00 | 0.8532
CCG | 2018-10-04 23:00 | 0.8532
CCG | 2018-10-05 | 0.83036
CCG | 2018-10-05 01:00 | 0.83036
CCG | 2018-10-05 02:00 | 0.83036
CCG | 2018-10-05 03:00 | 0.83036
CCG | 2018-10-05 04:00 | 0.83036
CCG | 2018-10-05 05:00 | 0.83036
CCG | 2018-10-05 06:00 | 0.83036
CCG | 2018-10-05 07:00 | 0.83036
CCG | 2018-10-05 08:00 | 0.83036
CCG | 2018-10-05 09:00 | 0.85327
CCG | 2018-10-05 10:00 | 0.85327
CCG | 2018-10-05 11:00 | 0.85327
CCG | 2018-10-05 12:00 | 0.85327
CCG | 2018-10-05 13:00 | 0.85327
CCG | 2018-10-05 14:00 | 0.85327
CCG | 2018-10-05 15:00 | 0.85327
CCG | 2018-10-05 16:00 | 0.84436
CCG | 2018-10-05 17:00 | 0.86721
CCG | 2018-10-05 18:00 | 0.86721
CCG | 2018-10-05 19:00 | 0.86721
CCG | 2018-10-05 20:00 | 0.86721
CCG | 2018-10-05 21:00 | 0.86721
CCG | 2018-10-05 22:00 | 0.86721
CCG | 2018-10-05 23:00 | 0.86721
CCG | 2018-10-06 | 0.86721
CCG | 2018-10-06 01:00 | 0.86721
CCG | 2018-10-06 02:00 | 0.86721
CCG | 2018-10-06 03:00 | 0.86721
CCG | 2018-10-06 04:00 | 0.87612
CCG | 2018-10-06 05:00 | 0.87612
CCG | 2018-10-06 06:00 | 0.87612
CCG | 2018-10-06 07:00 | 0.87612
CCG | 2018-10-06 08:00 | 0.87612
CCG | 2018-10-06 09:00 | 0.87612
CCG | 2018-10-06 10:00 | 0.87612
CCG | 2018-10-06 11:00 | 0.87612
CCG | 2018-10-06 12:00 | 0.87612
CCG | 2018-10-06 13:00 | 0.87612
CCG | 2018-10-06 14:00 | 0.91282
CCG | 2018-10-06 15:00 | 0.91282
CCG | 2018-10-06 16:00 | 0.91282
CCG | 2018-10-06 17:00 | 0.91282
CCG | 2018-10-06 18:00 | 0.91282
CCG | 2018-10-06 19:00 | 0.91282
CCG | 2018-10-06 20:00 | 0.91282
CCG | 2018-10-06 21:00 | 0.91282
CCG | 2018-10-06 22:00 | 0.91282
CCG | 2018-10-06 23:00 | 0.91282
CCG | 2018-10-07 | 0.91282
CCG | 2018-10-07 01:00 | 0.91282
CCG | 2018-10-07 02:00 | 0.91282
CCG | 2018-10-07 03:00 | 0.91282
CCG | 2018-10-07 04:00 | 0.91282
CCG | 2018-10-07 05:00 | 0.91282
CCG | 2018-10-07 06:00 | 0.91282
CCG | 2018-10-07 07:00 | 0.91282
CCG | 2018-10-07 08:00 | 0.91282
CCG | 2018-10-07 09:00 | 0.91282
CCG | 2018-10-07 10:00 | 0.91282
CCG | 2018-10-07 11:00 | 0.91282
CCG | 2018-10-07 12:00 | 0.91282
CCG | 2018-10-07 13:00 | 0.91282
CCG | 2018-10-07 14:00 | 0.91282
CCG | 2018-10-07 15:00 | 0.91282
CCG | 2018-10-07 16:00 | 0.91282
CCG | 2018-10-07 17:00 | 0.91282
CCG | 2018-10-07 18:00 | 0.87962
CCG | 2018-10-07 19:00 | 0.87962
CCG | 2018-10-07 20:00 | 0.87962
CCG | 2018-10-07 21:00 | 0.87962
CCG | 2018-10-07 22:00 | 0.87962
CCG | 2018-10-07 23:00 | 0.87962
CCG | 2018-10-08 | 0.87916
CCG | 2018-10-08 01:00 | 0.87916
CCG | 2018-10-08 02:00 | 0.87916
CCG | 2018-10-08 03:00 | 0.87916
CCG | 2018-10-08 04:00 | 0.87916
CCG | 2018-10-08 05:00 | 0.8875
CCG | 2018-10-08 06:00 | 0.8875
CCG | 2018-10-08 07:00 | 0.8875
CCG | 2018-10-08 08:00 | 0.8875
CCG | 2018-10-08 09:00 | 0.8875
CCG | 2018-10-08 10:00 | 0.8875
CCG | 2018-10-08 11:00 | 0.8875
CCG | 2018-10-08 12:00 | 0.91236
CCG | 2018-10-08 13:00 | 0.91236
CCG | 2018-10-08 14:00 | 0.91236
CCG | 2018-10-08 15:00 | 0.91236
CCG | 2018-10-08 16:00 | 0.87357
CCG | 2018-10-08 17:00 | 0.87357
CCG | 2018-10-08 18:00 | 0.87357
CCG | 2018-10-08 19:00 | 0.87357
CCG | 2018-10-08 20:00 | 0.87566
CCG | 2018-10-08 21:00 | 0.87566
CCG | 2018-10-08 22:00 | 0.87566
CCG | 2018-10-08 23:00 | 0.87566
CCG | 2018-10-09 | 0.91445
CCG | 2018-10-09 01:00 | 0.91445
CCG | 2018-10-09 02:00 | 0.91445
CCG | 2018-10-09 03:00 | 0.91445
CCG | 2018-10-09 04:00 | 0.91445
CCG | 2018-10-09 05:00 | 0.91445
CCG | 2018-10-09 06:00 | 0.91445
CCG | 2018-10-09 07:00 | 0.91445
CCG | 2018-10-09 08:00 | 0.91445
CCG | 2018-10-09 09:00 | 0.91445
CCG | 2018-10-09 10:00 | 0.91445
CCG | 2018-10-09 11:00 | 0.91445
CCG | 2018-10-09 12:00 | 0.91445
CCG | 2018-10-09 13:00 | 0.91445
CCG | 2018-10-09 14:00 | 0.84554
CCG | 2018-10-09 15:00 | 0.84554
CCG | 2018-10-09 16:00 | 0.84554
CCG | 2018-10-09 17:00 | 0.84554
CCG | 2018-10-09 18:00 | 0.84554
CCG | 2018-10-09 19:00 | 0.84554
CCG | 2018-10-09 20:00 | 0.84554
CCG | 2018-10-09 21:00 | 0.84554
CCG | 2018-10-09 22:00 | 0.86014
CCG | 2018-10-09 23:00 | 0.87109
CCG | 2018-10-10 | 0.91491
CCG | 2018-10-10 01:00 | 0.91491
CCG | 2018-10-10 02:00 | 0.91491
CCG | 2018-10-10 03:00 | 0.91491
CCG | 2018-10-10 04:00 | 0.91491
CCG | 2018-10-10 05:00 | 0.91491
CCG | 2018-10-10 06:00 | 0.91491
CCG | 2018-10-10 07:00 | 0.91491
CCG | 2018-10-10 08:00 | 0.91491
CCG | 2018-10-10 09:00 | 0.91491
CCG | 2018-10-10 10:00 | 0.91491
CCG | 2018-10-10 11:00 | 0.91491
CCG | 2018-10-10 12:00 | 0.91491
CCG | 2018-10-10 13:00 | 0.91491
CCG | 2018-10-10 14:00 | 0.91491
CCG | 2018-10-10 15:00 | 0.91491
CCG | 2018-10-10 16:00 | 0.91491
CCG | 2018-10-10 17:00 | 0.91491
CCG | 2018-10-10 18:00 | 0.91491
CCG | 2018-10-10 19:00 | 0.91491
CCG | 2018-10-10 20:00 | 0.91491
CCG | 2018-10-10 21:00 | 0.91491
CCG | 2018-10-10 22:00 | 0.91491
CCG | 2018-10-10 23:00 | 0.91491
CCG | 2018-10-11 | 0.91491
CCG | 2018-10-11 01:00 | 0.91491
CCG | 2018-10-11 02:00 | 0.91491
CCG | 2018-10-11 03:00 | 0.91491
CCG | 2018-10-11 04:00 | 0.91491
CCG | 2018-10-11 05:00 | 0.91491
CCG | 2018-10-11 06:00 | 0.91491
CCG | 2018-10-11 07:00 | 0.91491
CCG | 2018-10-11 08:00 | 0.91491
CCG | 2018-10-11 09:00 | 0.91491
CCG | 2018-10-11 10:00 | 0.91491
CCG | 2018-10-11 11:00 | 0.91491
CCG | 2018-10-11 12:00 | 0.91491
CCG | 2018-10-11 13:00 | 0.91491
CCG | 2018-10-11 14:00 | 0.91491
CCG | 2018-10-11 15:00 | 0.91491
CCG | 2018-10-11 16:00 | 0.91491
CCG | 2018-10-11 17:00 | 0.91491
CCG | 2018-10-11 18:00 | 0.91491
CCG | 2018-10-11 19:00 | 0.91491
CCG | 2018-10-11 20:00 | 0.91491
CCG | 2018-10-11 21:00 | 0.91491
CCG | 2018-10-11 22:00 | 0.91491
CCG | 2018-10-11 23:00 | 0.91491
CCG | 2018-10-12 | 0.91491
CCG | 2018-10-12 01:00 | 0.91491
CCG | 2018-10-12 02:00 | 0.91491
CCG | 2018-10-12 03:00 | 0.91491
CCG | 2018-10-12 04:00 | 0.91491
CCG | 2018-10-12 05:00 | 0.91491
CCG | 2018-10-12 06:00 | 0.91491
CCG | 2018-10-12 07:00 | 0.88045
CCG | 2018-10-12 08:00 | 0.88624
CCG | 2018-10-12 09:00 | 0.90089
CCG | 2018-10-12 10:00 | 0.91491
CCG | 2018-10-12 11:00 | 0.91491
CCG | 2018-10-12 12:00 | 0.91491
CCG | 2018-10-12 13:00 | 0.91491
CCG | 2018-10-12 14:00 | 0.91491
CCG | 2018-10-12 15:00 | 0.91491
CCG | 2018-10-12 16:00 | 0.89113
CCG | 2018-10-12 17:00 | 0.91491
CCG | 2018-10-12 18:00 | 0.91491
CCG | 2018-10-12 19:00 | 0.91491
CCG | 2018-10-12 20:00 | 0.91491
CCG | 2018-10-12 21:00 | 0.91491
CCG | 2018-10-12 22:00 | 0.91491
CCG | 2018-10-12 23:00 | 0.91491
CCG | 2018-10-13 | 0.91491
CCG | 2018-10-13 01:00 | 0.91491
CCG | 2018-10-13 02:00 | 0.91491
CCG | 2018-10-13 03:00 | 0.91491
CCG | 2018-10-13 04:00 | 0.91491
CCG | 2018-10-13 05:00 | 0.91491
CCG | 2018-10-13 06:00 | 0.91491
CCG | 2018-10-13 07:00 | 0.91491
CCG | 2018-10-13 08:00 | 0.91491
CCG | 2018-10-13 09:00 | 0.91491
CCG | 2018-10-13 10:00 | 0.91491
CCG | 2018-10-13 11:00 | 0.91491
CCG | 2018-10-13 12:00 | 0.91491
CCG | 2018-10-13 13:00 | 0.91491
CCG | 2018-10-13 14:00 | 0.91491
CCG | 2018-10-13 15:00 | 0.91491
CCG | 2018-10-13 16:00 | 0.91491
CCG | 2018-10-13 17:00 | 0.91491
CCG | 2018-10-13 18:00 | 0.91491
CCG | 2018-10-13 19:00 | 0.91491
CCG | 2018-10-13 20:00 | 0.89199
CCG | 2018-10-13 21:00 | 0.89199
CCG | 2018-10-13 22:00 | 0.89199
CCG | 2018-10-13 23:00 | 0.89199
CCG | 2018-10-14 | 0.89199
CCG | 2018-10-14 01:00 | 0.89199
CCG | 2018-10-14 02:00 | 0.89199
CCG | 2018-10-14 03:00 | 0.89199
CCG | 2018-10-14 04:00 | 0.85637
CCG | 2018-10-14 05:00 | 0.85637
CCG | 2018-10-14 06:00 | 0.85637
CCG | 2018-10-14 07:00 | 0.85637
CCG | 2018-10-14 08:00 | 0.87929
CCG | 2018-10-14 09:00 | 0.87929
CCG | 2018-10-14 10:00 | 0.87929
CCG | 2018-10-14 11:00 | 0.91491
CCG | 2018-10-14 12:00 | 0.91491
CCG | 2018-10-14 13:00 | 0.91491
CCG | 2018-10-14 14:00 | 0.91491
CCG | 2018-10-14 15:00 | 0.91491
CCG | 2018-10-14 16:00 | 0.91491
CCG | 2018-10-14 17:00 | 0.91491
CCG | 2018-10-14 18:00 | 0.91491
CCG | 2018-10-14 19:00 | 0.91491
CCG | 2018-10-14 20:00 | 0.91491
CCG | 2018-10-14 21:00 | 0.91491
CCG | 2018-10-14 22:00 | 0.91491
CCG | 2018-10-14 23:00 | 0.91491
CCG | 2018-10-15 | 0.91491
CCG | 2018-10-15 01:00 | 0.91491
CCG | 2018-10-15 02:00 | 0.91491
CCG | 2018-10-15 03:00 | 0.91491
CCG | 2018-10-15 04:00 | 0.91491
CCG | 2018-10-15 05:00 | 0.91491
CCG | 2018-10-15 06:00 | 0.91491
CCG | 2018-10-15 07:00 | 0.91491
CCG | 2018-10-15 08:00 | 0.91491
CCG | 2018-10-15 09:00 | 0.91491
CCG | 2018-10-15 10:00 | 0.91491
CCG | 2018-10-15 11:00 | 0.91491
CCG | 2018-10-15 12:00 | 0.91491
CCG | 2018-10-15 13:00 | 0.91491
CCG | 2018-10-15 14:00 | 0.91491
CCG | 2018-10-15 15:00 | 0.91491
CCG | 2018-10-15 16:00 | 0.91491
CCG | 2018-10-15 17:00 | 0.91491
CCG | 2018-10-15 18:00 | 0.91491
CCG | 2018-10-15 19:00 | 0.91491
CCG | 2018-10-15 20:00 | 0.91491
CCG | 2018-10-15 21:00 | 0.91491
CCG | 2018-10-15 22:00 | 0.91491
CCG | 2018-10-15 23:00 | 0.91491
CCG | 2018-10-16 | 0.91491
CCG | 2018-10-16 01:00 | 0.91491
CCG | 2018-10-16 02:00 | 0.91491
CCG | 2018-10-16 03:00 | 0.91491
CCG | 2018-10-16 04:00 | 0.91491
CCG | 2018-10-16 05:00 | 0.91491
CCG | 2018-10-16 06:00 | 0.91491
CCG | 2018-10-16 07:00 | 0.91491
CCG | 2018-10-16 08:00 | 0.91491
CCG | 2018-10-16 09:00 | 0.91491
CCG | 2018-10-16 10:00 | 0.91491
CCG | 2018-10-16 11:00 | 0.91491
CCG | 2018-10-16 12:00 | 0.91491
CCG | 2018-10-16 13:00 | 0.91491
CCG | 2018-10-16 14:00 | 0.91491
CCG | 2018-10-16 15:00 | 0.89207
CCG | 2018-10-16 16:00 | 0.89207
CCG | 2018-10-16 17:00 | 0.89207
CCG | 2018-10-16 18:00 | 0.89207
CCG | 2018-10-16 19:00 | 0.89207
CCG | 2018-10-16 20:00 | 0.91491
CCG | 2018-10-16 21:00 | 0.91491
CCG | 2018-10-16 22:00 | 0.91491
CCG | 2018-10-16 23:00 | 0.91491
CCG | 2018-10-17 | 0.91491
CCG | 2018-10-17 01:00 | 0.91491
CCG | 2018-10-17 02:00 | 0.91491
CCG | 2018-10-17 03:00 | 0.91491
CCG | 2018-10-17 04:00 | 0.91491
CCG | 2018-10-17 05:00 | 0.91491
CCG | 2018-10-17 06:00 | 0.91491
CCG | 2018-10-17 07:00 | 0.91491
CCG | 2018-10-17 08:00 | 0.91491
CCG | 2018-10-17 09:00 | 0.91491
CCG | 2018-10-17 10:00 | 0.91491
CCG | 2018-10-17 11:00 | 0.91491
CCG | 2018-10-17 12:00 | 0.91491
CCG | 2018-10-17 13:00 | 0.91491
CCG | 2018-10-17 14:00 | 0.91491
CCG | 2018-10-17 15:00 | 0.91491
CCG | 2018-10-17 16:00 | 0.91491
CCG | 2018-10-17 17:00 | 0.91491
CCG | 2018-10-17 18:00 | 0.91491
CCG | 2018-10-17 19:00 | 0.91491
CCG | 2018-10-17 20:00 | 0.91491
CCG | 2018-10-17 21:00 | 0.91491
CCG | 2018-10-17 22:00 | 0.91491
CCG | 2018-10-17 23:00 | 0.91491
CCG | 2018-10-18 | 0.91491
CCG | 2018-10-18 01:00 | 0.91491
CCG | 2018-10-18 02:00 | 0.91491
CCG | 2018-10-18 03:00 | 0.91491
CCG | 2018-10-18 04:00 | 0.91491
CCG | 2018-10-18 05:00 | 0.91491
CCG | 2018-10-18 06:00 | 0.91491
CCG | 2018-10-18 07:00 | 0.91491
CCG | 2018-10-18 08:00 | 0.91491
CCG | 2018-10-18 09:00 | 0.91491
CCG | 2018-10-18 10:00 | 0.91491
CCG | 2018-10-18 11:00 | 0.91491
CCG | 2018-10-18 12:00 | 0.91491
CCG | 2018-10-18 13:00 | 0.91491
CCG | 2018-10-18 14:00 | 0.91491
CCG | 2018-10-18 15:00 | 0.91491
CCG | 2018-10-18 16:00 | 0.91491
CCG | 2018-10-18 17:00 | 0.91491
CCG | 2018-10-18 18:00 | 0.91491
CCG | 2018-10-18 19:00 | 0.91491
CCG | 2018-10-18 20:00 | 0.91491
CCG | 2018-10-18 21:00 | 0.91491
CCG | 2018-10-18 22:00 | 0.91491
CCG | 2018-10-18 23:00 | 0.91491
CCG | 2018-10-19 | 0.91491
CCG | 2018-10-19 01:00 | 0.91491
CCG | 2018-10-19 02:00 | 0.91491
CCG | 2018-10-19 03:00 | 0.91491
CCG | 2018-10-19 04:00 | 0.91491
CCG | 2018-10-19 05:00 | 0.87945
CCG | 2018-10-19 06:00 | 0.87945
CCG | 2018-10-19 07:00 | 0.87945
CCG | 2018-10-19 08:00 | 0.87945
CCG | 2018-10-19 09:00 | 0.91491
CCG | 2018-10-19 10:00 | 0.91491
CCG | 2018-10-19 11:00 | 0.91491
CCG | 2018-10-19 12:00 | 0.91491
CCG | 2018-10-19 13:00 | 0.91491
CCG | 2018-10-19 14:00 | 0.91491
CCG | 2018-10-19 15:00 | 0.91491
CCG | 2018-10-19 16:00 | 0.91491
CCG | 2018-10-19 17:00 | 0.91491
CCG | 2018-10-19 18:00 | 0.91491
CCG | 2018-10-19 19:00 | 0.91491
CCG | 2018-10-19 20:00 | 0.91491
CCG | 2018-10-19 21:00 | 0.91491
CCG | 2018-10-19 22:00 | 0.91491
CCG | 2018-10-19 23:00 | 0.91491
CCG | 2018-10-20 | 0.91491
CCG | 2018-10-20 01:00 | 0.91491
CCG | 2018-10-20 02:00 | 0.91491
CCG | 2018-10-20 03:00 | 0.91491
CCG | 2018-10-20 04:00 | 0.91491
CCG | 2018-10-20 05:00 | 0.91491
CCG | 2018-10-20 06:00 | 0.91491
CCG | 2018-10-20 07:00 | 0.91491
CCG | 2018-10-20 08:00 | 0.91491
CCG | 2018-10-20 09:00 | 0.91491
CCG | 2018-10-20 10:00 | 0.91491
CCG | 2018-10-20 11:00 | 0.91491
CCG | 2018-10-20 12:00 | 0.91491
CCG | 2018-10-20 13:00 | 0.91491
CCG | 2018-10-20 14:00 | 0.91491
CCG | 2018-10-20 15:00 | 0.91491
CCG | 2018-10-20 16:00 | 0.91491
CCG | 2018-10-20 17:00 | 0.91491
CCG | 2018-10-20 18:00 | 0.91491
CCG | 2018-10-20 19:00 | 0.91491
CCG | 2018-10-20 20:00 | 0.91491
CCG | 2018-10-20 21:00 | 0.91491
CCG | 2018-10-20 22:00 | 0.91491
CCG | 2018-10-20 23:00 | 0.91491
CCG | 2018-10-21 | 0.91491
CCG | 2018-10-21 01:00 | 0.91491
CCG | 2018-10-21 02:00 | 0.91491
CCG | 2018-10-21 03:00 | 0.91491
CCG | 2018-10-21 04:00 | 0.91491
CCG | 2018-10-21 05:00 | 0.91491
CCG | 2018-10-21 06:00 | 0.91491
CCG | 2018-10-21 07:00 | 0.91491
CCG | 2018-10-21 08:00 | 0.91491
CCG | 2018-10-21 09:00 | 0.91491
CCG | 2018-10-21 10:00 | 0.91491
CCG | 2018-10-21 11:00 | 0.91491
CCG | 2018-10-21 12:00 | 0.91491
CCG | 2018-10-21 13:00 | 0.91491
CCG | 2018-10-21 14:00 | 0.91491
CCG | 2018-10-21 15:00 | 0.91491
CCG | 2018-10-21 16:00 | 0.89797
CCG | 2018-10-21 17:00 | 0.89797
CCG | 2018-10-21 18:00 | 0.89797
CCG | 2018-10-21 19:00 | 0.89797
CCG | 2018-10-21 20:00 | 0.89797
CCG | 2018-10-21 21:00 | 0.89797
CCG | 2018-10-21 22:00 | 0.89797
CCG | 2018-10-21 23:00 | 0.89797
CCG | 2018-10-22 | 0.89797
CCG | 2018-10-22 01:00 | 0.89797
CCG | 2018-10-22 02:00 | 0.89797
CCG | 2018-10-22 03:00 | 0.89797
CCG | 2018-10-22 04:00 | 0.89797
CCG | 2018-10-22 05:00 | 0.89797
CCG | 2018-10-22 06:00 | 0.87506
CCG | 2018-10-22 07:00 | 0.87506
CCG | 2018-10-22 08:00 | 0.89797
CCG | 2018-10-22 09:00 | 0.89797
CCG | 2018-10-22 10:00 | 0.89797
CCG | 2018-10-22 11:00 | 0.89797
CCG | 2018-10-22 12:00 | 0.91491
CCG | 2018-10-22 13:00 | 0.91491
CCG | 2018-10-22 14:00 | 0.91491
CCG | 2018-10-22 15:00 | 0.91491
CCG | 2018-10-22 16:00 | 0.91491
CCG | 2018-10-22 17:00 | 0.91491
CCG | 2018-10-22 18:00 | 0.91491
CCG | 2018-10-22 19:00 | 0.91491
CCG | 2018-10-22 20:00 | 0.91491
CCG | 2018-10-22 21:00 | 0.91491
CCG | 2018-10-22 22:00 | 0.91491
CCG | 2018-10-22 23:00 | 0.91491
CCG | 2018-10-23 | 0.91491
CCG | 2018-10-23 01:00 | 0.91491
CCG | 2018-10-23 02:00 | 0.91491
CCG | 2018-10-23 03:00 | 0.91491
CCG | 2018-10-23 04:00 | 0.91491
CCG | 2018-10-23 05:00 | 0.91491
CCG | 2018-10-23 06:00 | 0.91491
CCG | 2018-10-23 07:00 | 0.88316
CCG | 2018-10-23 08:00 | 0.88316
CCG | 2018-10-23 09:00 | 0.88316
CCG | 2018-10-23 10:00 | 0.88316
CCG | 2018-10-23 11:00 | 0.88316
CCG | 2018-10-23 12:00 | 0.88316
CCG | 2018-10-23 13:00 | 0.88316
CCG | 2018-10-23 14:00 | 0.88673
CCG | 2018-10-23 15:00 | 0.88673
CCG | 2018-10-23 16:00 | 0.89564
CCG | 2018-10-23 17:00 | 0.89564
CCG | 2018-10-23 18:00 | 0.89564
CCG | 2018-10-23 19:00 | 0.91491
CCG | 2018-10-23 20:00 | 0.91491
CCG | 2018-10-23 21:00 | 0.91491
CCG | 2018-10-23 22:00 | 0.91491
CCG | 2018-10-23 23:00 | 0.91491
CCG | 2018-10-24 | 0.87612
CCG | 2018-10-24 01:00 | 0.87612
CCG | 2018-10-24 02:00 | 0.87612
CCG | 2018-10-24 03:00 | 0.87612
CCG | 2018-10-24 04:00 | 0.87612
CCG | 2018-10-24 05:00 | 0.87612
CCG | 2018-10-24 06:00 | 0.87612
CCG | 2018-10-24 07:00 | 0.87612
CCG | 2018-10-24 08:00 | 0.87612
CCG | 2018-10-24 09:00 | 0.87612
CCG | 2018-10-24 10:00 | 0.87612
CCG | 2018-10-24 11:00 | 0.87612
CCG | 2018-10-24 12:00 | 0.87612
CCG | 2018-10-24 13:00 | 0.85684
CCG | 2018-10-24 14:00 | 0.85684
CCG | 2018-10-24 15:00 | 0.85684
CCG | 2018-10-24 16:00 | 0.85684
CCG | 2018-10-24 17:00 | 0.85684
CCG | 2018-10-24 18:00 | 0.89564
CCG | 2018-10-24 19:00 | 0.89564
CCG | 2018-10-24 20:00 | 0.89564
CCG | 2018-10-24 21:00 | 0.89564
CCG | 2018-10-24 22:00 | 0.89564
CCG | 2018-10-24 23:00 | 0.89564
CCG | 2018-10-25 | 0.89564
CCG | 2018-10-25 01:00 | 0.89564
CCG | 2018-10-25 02:00 | 0.89564
CCG | 2018-10-25 03:00 | 0.89564
CCG | 2018-10-25 04:00 | 0.89564
CCG | 2018-10-25 05:00 | 0.94444
CCG | 2018-10-25 06:00 | 0.94444
CCG | 2018-10-25 07:00 | 0.86018
CCG | 2018-10-25 08:00 | 0.90715
CCG | 2018-10-25 09:00 | 0.86018
CCG | 2018-10-25 10:00 | 0.86018
CCG | 2018-10-25 11:00 | 0.86018
CCG | 2018-10-25 12:00 | 0.86018
CCG | 2018-10-25 13:00 | 0.90732
CCG | 2018-10-25 14:00 | 0.85851
CCG | 2018-10-25 15:00 | 0.85851
CCG | 2018-10-25 16:00 | 0.90732
CCG | 2018-10-25 17:00 | 0.8752
CCG | 2018-10-25 18:00 | 0.8752
CCG | 2018-10-25 19:00 | 0.90732
CCG | 2018-10-25 20:00 | 0.90732
CCG | 2018-10-25 21:00 | 0.90732
CCG | 2018-10-25 22:00 | 0.90732
CCG | 2018-10-25 23:00 | 0.90898
CCG | 2018-10-26 | 0.94444
CCG | 2018-10-26 01:00 | 0.94444
CCG | 2018-10-26 02:00 | 0.94444
CCG | 2018-10-26 03:00 | 0.94444
CCG | 2018-10-26 04:00 | 0.94444
CCG | 2018-10-26 05:00 | 0.94444
CCG | 2018-10-26 06:00 | 0.94444
CCG | 2018-10-26 07:00 | 0.94444
CCG | 2018-10-26 08:00 | 0.94444
CCG | 2018-10-26 09:00 | 0.94444
CCG | 2018-10-26 10:00 | 0.94444
CCG | 2018-10-26 11:00 | 0.94444
CCG | 2018-10-26 12:00 | 0.94444
CCG | 2018-10-26 13:00 | 0.94444
CCG | 2018-10-26 14:00 | 0.94444
CCG | 2018-10-26 15:00 | 0.94444
CCG | 2018-10-26 16:00 | 0.94444
CCG | 2018-10-26 17:00 | 0.94444
CCG | 2018-10-26 18:00 | 0.94444
CCG | 2018-10-26 19:00 | 0.94444
CCG | 2018-10-26 20:00 | 0.94444
CCG | 2018-10-26 21:00 | 0.94444
CCG | 2018-10-26 22:00 | 0.94444
CCG | 2018-10-26 23:00 | 0.94444
CCG | 2018-10-27 | 0.94444
CCG | 2018-10-27 01:00 | 0.94444
CCG | 2018-10-27 02:00 | 0.94444
CCG | 2018-10-27 03:00 | 0.94444
CCG | 2018-10-27 04:00 | 0.94444
CCG | 2018-10-27 05:00 | 0.94444
CCG | 2018-10-27 06:00 | 0.94444
CCG | 2018-10-27 07:00 | 0.94444
CCG | 2018-10-27 08:00 | 0.94444
CCG | 2018-10-27 09:00 | 0.94444
CCG | 2018-10-27 10:00 | 0.94444
CCG | 2018-10-27 11:00 | 0.94444
CCG | 2018-10-27 12:00 | 0.94444
CCG | 2018-10-27 13:00 | 0.94444
CCG | 2018-10-27 14:00 | 0.94444
CCG | 2018-10-27 15:00 | 0.94444
CCG | 2018-10-27 16:00 | 0.94444
CCG | 2018-10-27 17:00 | 0.94444
CCG | 2018-10-27 18:00 | 0.94444
CCG | 2018-10-27 19:00 | 0.94444
CCG | 2018-10-27 20:00 | 0.94444
CCG | 2018-10-27 21:00 | 0.94444
CCG | 2018-10-27 22:00 | 0.94444
CCG | 2018-10-27 23:00 | 0.94444
CCG | 2018-10-28 | 0.94444
CCG | 2018-10-28 01:00 | 0.90999
CCG | 2018-10-28 02:00 | 0.90999
CCG | 2018-10-28 03:00 | 0.90999
CCG | 2018-10-28 04:00 | 0.90999
CCG | 2018-10-28 05:00 | 0.90999
CCG | 2018-10-28 06:00 | 0.90999
CCG | 2018-10-28 07:00 | 0.90999
CCG | 2018-10-28 08:00 | 0.90999
CCG | 2018-10-28 09:00 | 0.94444
CCG | 2018-10-28 10:00 | 0.94444
CCG | 2018-10-28 11:00 | 0.94444
CCG | 2018-10-28 12:00 | 0.94444
CCG | 2018-10-28 13:00 | 0.94444
CCG | 2018-10-28 14:00 | 0.94444
CCG | 2018-10-28 15:00 | 0.94444
CCG | 2018-10-28 16:00 | 0.91007
CCG | 2018-10-28 17:00 | 0.91007
CCG | 2018-10-28 18:00 | 0.94444
CCG | 2018-10-28 19:00 | 0.94444
CCG | 2018-10-28 20:00 | 0.94444
CCG | 2018-10-28 21:00 | 0.94444
CCG | 2018-10-28 22:00 | 0.94444
CCG | 2018-10-28 23:00 | 0.94444
CCG | 2018-10-29 | 0.94444
CCG | 2018-10-29 01:00 | 0.94444
CCG | 2018-10-29 02:00 | 0.94444
CCG | 2018-10-29 03:00 | 0.94444
CCG | 2018-10-29 04:00 | 0.94444
CCG | 2018-10-29 05:00 | 0.94444
CCG | 2018-10-29 06:00 | 0.94444
CCG | 2018-10-29 07:00 | 0.92517
CCG | 2018-10-29 08:00 | 0.92517
CCG | 2018-10-29 09:00 | 0.94444
CCG | 2018-10-29 10:00 | 0.94444
CCG | 2018-10-29 11:00 | 0.94444
CCG | 2018-10-29 12:00 | 0.94444
CCG | 2018-10-29 13:00 | 0.94444
CCG | 2018-10-29 14:00 | 0.94444
CCG | 2018-10-29 15:00 | 0.94444
CCG | 2018-10-29 16:00 | 0.94444
CCG | 2018-10-29 17:00 | 0.94444
CCG | 2018-10-29 18:00 | 0.81063
CCG | 2018-10-29 19:00 | 0.81063
CCG | 2018-10-29 20:00 | 0.81063
CCG | 2018-10-29 21:00 | 0.81063
CCG | 2018-10-29 22:00 | 0.81063
CCG | 2018-10-29 23:00 | 0.81063
CCG | 2018-10-30 | 0.84408
CCG | 2018-10-30 01:00 | 0.87753
CCG | 2018-10-30 02:00 | 0.87753
CCG | 2018-10-30 03:00 | 0.87753
CCG | 2018-10-30 04:00 | 0.87753
CCG | 2018-10-30 05:00 | 0.87753
CCG | 2018-10-30 06:00 | 0.87753
CCG | 2018-10-30 07:00 | 0.87753
CCG | 2018-10-30 08:00 | 0.87753
CCG | 2018-10-30 09:00 | 0.87753
CCG | 2018-10-30 10:00 | 0.87753
CCG | 2018-10-30 11:00 | 0.87753
CCG | 2018-10-30 12:00 | 0.87753
CCG | 2018-10-30 13:00 | 0.87753
CCG | 2018-10-30 14:00 | 0.87753
CCG | 2018-10-30 15:00 | 0.87753
CCG | 2018-10-30 16:00 | 0.87753
CCG | 2018-10-30 17:00 | 0.87753
CCG | 2018-10-30 18:00 | 0.87753
CCG | 2018-10-30 19:00 | 0.87753
CCG | 2018-10-30 20:00 | 0.87753
CCG | 2018-10-30 21:00 | 0.87753
CCG | 2018-10-30 22:00 | 0.87753
CCG | 2018-10-30 23:00 | 0.87753
CCG | 2018-10-31 | 0.87753
CCG | 2018-10-31 01:00 | 0.87753
CCG | 2018-10-31 02:00 | 0.87753
CCG | 2018-10-31 03:00 | 0.87753
CCG | 2018-10-31 04:00 | 0.87753
CCG | 2018-10-31 05:00 | 0.87753
CCG | 2018-10-31 06:00 | 0.87753
CCG | 2018-10-31 07:00 | 0.87753
CCG | 2018-10-31 08:00 | 0.8606
CCG | 2018-10-31 09:00 | 0.8606
CCG | 2018-10-31 10:00 | 0.8606
CCG | 2018-10-31 11:00 | 0.8606
CCG | 2018-10-31 12:00 | 0.87753
CCG | 2018-10-31 13:00 | 0.87753
CCG | 2018-10-31 14:00 | 0.87753
CCG | 2018-10-31 15:00 | 0.87753
CCG | 2018-10-31 16:00 | 0.87753
CCG | 2018-10-31 17:00 | 0.87753
CCG | 2018-10-31 18:00 | 0.8968
CCG | 2018-10-31 19:00 | 0.8968
CCG | 2018-10-31 20:00 | 0.8968
CCG | 2018-10-31 21:00 | 0.8968
CCG | 2018-10-31 22:00 | 0.8968
CCG | 2018-10-31 23:00 | 0.8968
CCG | 2018-11-01 | 0.87753
CCG | 2018-11-01 01:00 | 0.87753
CCG | 2018-11-01 02:00 | 0.87753
CCG | 2018-11-01 03:00 | 0.87753
CCG | 2018-11-01 04:00 | 0.87753
CCG | 2018-11-01 05:00 | 0.87753
CCG | 2018-11-01 06:00 | 0.87753
CCG | 2018-11-01 07:00 | 0.87753
CCG | 2018-11-01 08:00 | 0.87753
CCG | 2018-11-01 09:00 | 0.86992
CCG | 2018-11-01 10:00 | 0.86992
CCG | 2018-11-01 11:00 | 0.86992
CCG | 2018-11-01 12:00 | 0.86992
CCG | 2018-11-01 13:00 | 0.86992
CCG | 2018-11-01 14:00 | 0.86992
CCG | 2018-11-01 15:00 | 0.86992
CCG | 2018-11-01 16:00 | 0.86992
CCG | 2018-11-01 17:00 | 0.86992
CCG | 2018-11-01 18:00 | 0.90338
CCG | 2018-11-01 19:00 | 0.90338
CCG | 2018-11-01 20:00 | 0.90338
CCG | 2018-11-01 21:00 | 0.90338
CCG | 2018-11-01 22:00 | 0.90338
CCG | 2018-11-01 23:00 | 0.89172
CCG | 2018-11-02 | 0.89172
CCG | 2018-11-02 01:00 | 0.89172
CCG | 2018-11-02 02:00 | 0.89172
CCG | 2018-11-02 03:00 | 0.89172
CCG | 2018-11-02 04:00 | 0.89172
CCG | 2018-11-02 05:00 | 0.89172
CCG | 2018-11-02 06:00 | 0.89172
CCG | 2018-11-02 07:00 | 0.89172
CCG | 2018-11-02 08:00 | 0.89172
CCG | 2018-11-02 09:00 | 0.89172
CCG | 2018-11-02 10:00 | 0.89172
CCG | 2018-11-02 11:00 | 0.89172
CCG | 2018-11-02 12:00 | 0.89172
CCG | 2018-11-02 13:00 | 0.89172
CCG | 2018-11-02 14:00 | 0.89172
CCG | 2018-11-02 15:00 | 0.89172
CCG | 2018-11-02 16:00 | 0.89172
CCG | 2018-11-02 17:00 | 0.89172
CCG | 2018-11-02 18:00 | 0.89172
CCG | 2018-11-02 19:00 | 0.89172
CCG | 2018-11-02 20:00 | 0.89172
CCG | 2018-11-02 21:00 | 0.89172
CCG | 2018-11-02 22:00 | 0.86459
CCG | 2018-11-02 23:00 | 0.86459
CCG | 2018-11-03 | 0.92492
CCG | 2018-11-03 01:00 | 0.92492
CCG | 2018-11-03 02:00 | 0.92492
CCG | 2018-11-03 03:00 | 0.92492
CCG | 2018-11-03 04:00 | 0.92492
CCG | 2018-11-03 05:00 | 0.92492
CCG | 2018-11-03 06:00 | 0.92492
CCG | 2018-11-03 07:00 | 0.92492
CCG | 2018-11-03 08:00 | 0.92492
CCG | 2018-11-03 09:00 | 0.92492
CCG | 2018-11-03 10:00 | 0.92492
CCG | 2018-11-03 11:00 | 0.92492
CCG | 2018-11-03 12:00 | 0.92492
CCG | 2018-11-03 13:00 | 0.92492
CCG | 2018-11-03 14:00 | 0.92492
CCG | 2018-11-03 15:00 | 0.92492
CCG | 2018-11-03 16:00 | 0.92492
CCG | 2018-11-03 17:00 | 0.92492
CCG | 2018-11-03 18:00 | 0.92492
CCG | 2018-11-03 19:00 | 0.92492
CCG | 2018-11-03 20:00 | 0.92492
CCG | 2018-11-03 21:00 | 0.92492
CCG | 2018-11-03 22:00 | 0.92492
CCG | 2018-11-03 23:00 | 0.92492
CCG | 2018-11-04 | 0.92492
CCG | 2018-11-04 01:00 | 0.92492
CCG | 2018-11-04 02:00 | 0.92492
CCG | 2018-11-04 03:00 | 0.92492
CCG | 2018-11-04 04:00 | 0.92492
CCG | 2018-11-04 05:00 | 0.92492
CCG | 2018-11-04 06:00 | 0.92492
CCG | 2018-11-04 07:00 | 0.92492
CCG | 2018-11-04 08:00 | 0.96371
CCG | 2018-11-04 09:00 | 0.96371
CCG | 2018-11-04 10:00 | 0.96371
CCG | 2018-11-04 11:00 | 0.96371
CCG | 2018-11-04 12:00 | 0.96371
CCG | 2018-11-04 13:00 | 0.96371
CCG | 2018-11-04 14:00 | 0.96371
CCG | 2018-11-04 15:00 | 0.96371
CCG | 2018-11-04 16:00 | 0.96371
CCG | 2018-11-04 17:00 | 0.96371
CCG | 2018-11-04 18:00 | 0.96371
CCG | 2018-11-04 19:00 | 0.96371
CCG | 2018-11-04 20:00 | 0.96371
CCG | 2018-11-04 21:00 | 0.96371
CCG | 2018-11-04 22:00 | 0.96371
CCG | 2018-11-04 23:00 | 0.96371
CCG | 2018-11-05 | 0.96371
CCG | 2018-11-05 01:00 | 0.96371
CCG | 2018-11-05 02:00 | 0.96371
CCG | 2018-11-05 03:00 | 0.96371
CCG | 2018-11-05 04:00 | 0.96371
CCG | 2018-11-05 05:00 | 0.96371
CCG | 2018-11-05 06:00 | 0.96371
CCG | 2018-11-05 07:00 | 0.96371
CCG | 2018-11-05 08:00 | 0.96371
CCG | 2018-11-05 09:00 | 0.96371
CCG | 2018-11-05 10:00 | 0.96371
CCG | 2018-11-05 11:00 | 0.93026
CCG | 2018-11-05 12:00 | 0.93026
CCG | 2018-11-05 13:00 | 0.93026
CCG | 2018-11-05 14:00 | 0.93026
CCG | 2018-11-05 15:00 | 0.93026
CCG | 2018-11-05 16:00 | 0.93026
CCG | 2018-11-05 17:00 | 0.93026
CCG | 2018-11-05 18:00 | 0.93026
CCG | 2018-11-05 19:00 | 0.93026
CCG | 2018-11-05 20:00 | 0.93026
CCG | 2018-11-05 21:00 | 0.93026
CCG | 2018-11-05 22:00 | 0.93026
CCG | 2018-11-05 23:00 | 0.93026
CCG | 2018-11-06 | 0.93026
CCG | 2018-11-06 01:00 | 0.93026
CCG | 2018-11-06 02:00 | 0.93026
CCG | 2018-11-06 03:00 | 0.93026
CCG | 2018-11-06 04:00 | 0.93026
CCG | 2018-11-06 05:00 | 0.93026
CCG | 2018-11-06 06:00 | 0.93026
CCG | 2018-11-06 07:00 | 0.93026
CCG | 2018-11-06 08:00 | 0.93026
CCG | 2018-11-06 09:00 | 0.93026
CCG | 2018-11-06 10:00 | 0.93026
CCG | 2018-11-06 11:00 | 0.93026
CCG | 2018-11-06 12:00 | 0.93026
CCG | 2018-11-06 13:00 | 0.93026
CCG | 2018-11-06 14:00 | 0.93026
CCG | 2018-11-06 15:00 | 0.93026
CCG | 2018-11-06 16:00 | 0.93026
CCG | 2018-11-06 17:00 | 0.93026
CCG | 2018-11-06 18:00 | 0.93026
CCG | 2018-11-06 19:00 | 0.93026
CCG | 2018-11-06 20:00 | 0.93026
CCG | 2018-11-06 21:00 | 0.93026
CCG | 2018-11-06 22:00 | 0.93026
CCG | 2018-11-06 23:00 | 0.93026
CCG | 2018-11-07 | 0.93026
CCG | 2018-11-07 01:00 | 0.93026
CCG | 2018-11-07 02:00 | 0.93026
CCG | 2018-11-07 03:00 | 0.93026
CCG | 2018-11-07 04:00 | 0.93026
CCG | 2018-11-07 05:00 | 0.93026
CCG | 2018-11-07 06:00 | 0.93026
CCG | 2018-11-07 07:00 | 0.93026
CCG | 2018-11-07 08:00 | 0.93026
CCG | 2018-11-07 09:00 | 0.93026
CCG | 2018-11-07 10:00 | 0.93026
CCG | 2018-11-07 11:00 | 0.93026
CCG | 2018-11-07 12:00 | 0.93026
CCG | 2018-11-07 13:00 | 0.93026
CCG | 2018-11-07 14:00 | 0.93026
CCG | 2018-11-07 15:00 | 0.93026
CCG | 2018-11-07 16:00 | 0.93026
CCG | 2018-11-07 17:00 | 0.93026
CCG | 2018-11-07 18:00 | 0.93026
CCG | 2018-11-07 19:00 | 0.93026
CCG | 2018-11-07 20:00 | 0.96371
CCG | 2018-11-07 21:00 | 0.96371
CCG | 2018-11-07 22:00 | 0.96371
CCG | 2018-11-07 23:00 | 0.96371
CCG | 2018-11-08 | 0.96371
CCG | 2018-11-08 01:00 | 0.96371
CCG | 2018-11-08 02:00 | 0.96371
CCG | 2018-11-08 03:00 | 0.96371
CCG | 2018-11-08 04:00 | 0.96371
CCG | 2018-11-08 05:00 | 0.96371
CCG | 2018-11-08 06:00 | 0.96371
CCG | 2018-11-08 07:00 | 0.96371
CCG | 2018-11-08 08:00 | 0.96371
CCG | 2018-11-08 09:00 | 0.96371
CCG | 2018-11-08 10:00 | 0.96371
CCG | 2018-11-08 11:00 | 0.96371
CCG | 2018-11-08 12:00 | 0.96371
CCG | 2018-11-08 13:00 | 0.96371
CCG | 2018-11-08 14:00 | 0.96371
CCG | 2018-11-08 15:00 | 0.96371
CCG | 2018-11-08 16:00 | 0.96371
CCG | 2018-11-08 17:00 | 0.96371
CCG | 2018-11-08 18:00 | 0.96371
CCG | 2018-11-08 19:00 | 0.96371
CCG | 2018-11-08 20:00 | 0.96371
CCG | 2018-11-08 21:00 | 0.96371
CCG | 2018-11-08 22:00 | 0.96371
CCG | 2018-11-08 23:00 | 0.96371
CCG | 2018-11-09 | 0.96371
CCG | 2018-11-09 01:00 | 0.96371
CCG | 2018-11-09 02:00 | 0.96371
CCG | 2018-11-09 03:00 | 0.96371
CCG | 2018-11-09 04:00 | 0.96371
CCG | 2018-11-09 05:00 | 0.96371
CCG | 2018-11-09 06:00 | 0.96371
CCG | 2018-11-09 07:00 | 0.96371
CCG | 2018-11-09 08:00 | 0.96371
CCG | 2018-11-09 09:00 | 0.96371
CCG | 2018-11-09 10:00 | 0.91491
CCG | 2018-11-09 11:00 | 0.91491
CCG | 2018-11-09 12:00 | 0.96371
CCG | 2018-11-09 13:00 | 0.96371
CCG | 2018-11-09 14:00 | 0.96371
CCG | 2018-11-09 15:00 | 0.96371
CCG | 2018-11-09 16:00 | 0.96371
CCG | 2018-11-09 17:00 | 0.96371
CCG | 2018-11-09 18:00 | 0.96371
CCG | 2018-11-09 19:00 | 0.96371
CCG | 2018-11-09 20:00 | 0.96371
CCG | 2018-11-09 21:00 | 0.96371
CCG | 2018-11-09 22:00 | 0.96371
CCG | 2018-11-09 23:00 | 0.96371
CCG | 2018-11-10 | 0.96371
CCG | 2018-11-10 01:00 | 0.96371
CCG | 2018-11-10 02:00 | 0.96371
CCG | 2018-11-10 03:00 | 0.96371
CCG | 2018-11-10 04:00 | 0.96371
CCG | 2018-11-10 05:00 | 0.96371
CCG | 2018-11-10 06:00 | 0.96371
CCG | 2018-11-10 07:00 | 0.96371
CCG | 2018-11-10 08:00 | 0.96371
CCG | 2018-11-10 09:00 | 0.96371
CCG | 2018-11-10 10:00 | 0.92926
CCG | 2018-11-10 11:00 | 0.92926
CCG | 2018-11-10 12:00 | 0.92926
CCG | 2018-11-10 13:00 | 0.92926
CCG | 2018-11-10 14:00 | 0.92926
CCG | 2018-11-10 15:00 | 0.92926
CCG | 2018-11-10 16:00 | 0.92926
CCG | 2018-11-10 17:00 | 0.92926
CCG | 2018-11-10 18:00 | 0.92926
CCG | 2018-11-10 19:00 | 0.92926
CCG | 2018-11-10 20:00 | 0.92926
CCG | 2018-11-10 21:00 | 0.92926
CCG | 2018-11-10 22:00 | 0.92926
CCG | 2018-11-10 23:00 | 0.92926
CCG | 2018-11-11 | 0.92926
CCG | 2018-11-11 01:00 | 0.92926
CCG | 2018-11-11 02:00 | 0.92926
CCG | 2018-11-11 03:00 | 0.92926
CCG | 2018-11-11 04:00 | 0.96371
CCG | 2018-11-11 05:00 | 0.94444
CCG | 2018-11-11 06:00 | 0.94444
CCG | 2018-11-11 07:00 | 0.94444
CCG | 2018-11-11 08:00 | 0.96371
CCG | 2018-11-11 09:00 | 0.96371
CCG | 2018-11-11 10:00 | 0.96371
CCG | 2018-11-11 11:00 | 0.96371
CCG | 2018-11-11 12:00 | 0.96371
CCG | 2018-11-11 13:00 | 0.96371
CCG | 2018-11-11 14:00 | 0.96371
CCG | 2018-11-11 15:00 | 0.96371
CCG | 2018-11-11 16:00 | 0.96371
CCG | 2018-11-11 17:00 | 0.96371
CCG | 2018-11-11 18:00 | 0.96371
CCG | 2018-11-11 19:00 | 0.96371
CCG | 2018-11-11 20:00 | 0.96371
CCG | 2018-11-11 21:00 | 0.96371
CCG | 2018-11-11 22:00 | 0.96371
CCG | 2018-11-11 23:00 | 0.96371
CCG | 2018-11-12 | 0.96371
CCG | 2018-11-12 01:00 | 0.96371
CCG | 2018-11-12 02:00 | 0.96371
CCG | 2018-11-12 03:00 | 0.96371
CCG | 2018-11-12 04:00 | 0.96371
CCG | 2018-11-12 05:00 | 0.96371
CCG | 2018-11-12 06:00 | 0.96371
CCG | 2018-11-12 07:00 | 0.96371
CCG | 2018-11-12 08:00 | 0.96371
CCG | 2018-11-12 09:00 | 0.96371
CCG | 2018-11-12 10:00 | 0.96371
CCG | 2018-11-12 11:00 | 0.96371
CCG | 2018-11-12 12:00 | 0.96371
CCG | 2018-11-12 13:00 | 0.96371
CCG | 2018-11-12 14:00 | 0.96371
CCG | 2018-11-12 15:00 | 0.96371
CCG | 2018-11-12 16:00 | 0.96371
CCG | 2018-11-12 17:00 | 0.96371
CCG | 2018-11-12 18:00 | 0.96371
CCG | 2018-11-12 19:00 | 0.96371
CCG | 2018-11-12 20:00 | 0.96371
CCG | 2018-11-12 21:00 | 0.96371
CCG | 2018-11-12 22:00 | 0.96371
CCG | 2018-11-12 23:00 | 0.96371
CCG | 2018-11-13 | 0.96371
CCG | 2018-11-13 01:00 | 0.96371
CCG | 2018-11-13 02:00 | 0.96371
CCG | 2018-11-13 03:00 | 0.96371
CCG | 2018-11-13 04:00 | 0.96371
CCG | 2018-11-13 05:00 | 0.96371
CCG | 2018-11-13 06:00 | 0.96371
CCG | 2018-11-13 07:00 | 0.96371
CCG | 2018-11-13 08:00 | 0.92492
CCG | 2018-11-13 09:00 | 0.92492
CCG | 2018-11-13 10:00 | 0.92492
CCG | 2018-11-13 11:00 | 0.92492
CCG | 2018-11-13 12:00 | 0.92492
CCG | 2018-11-13 13:00 | 0.92492
CCG | 2018-11-13 14:00 | 0.8928
CCG | 2018-11-13 15:00 | 0.8928
CCG | 2018-11-13 16:00 | 0.8928
CCG | 2018-11-13 17:00 | 0.8928
CCG | 2018-11-13 18:00 | 0.8928
CCG | 2018-11-13 19:00 | 0.8928
CCG | 2018-11-13 20:00 | 0.8928
CCG | 2018-11-13 21:00 | 0.92492
CCG | 2018-11-13 22:00 | 0.92492
CCG | 2018-11-13 23:00 | 0.93551
CCG | 2018-11-14 | 0.93551
CCG | 2018-11-14 01:00 | 0.96371
CCG | 2018-11-14 02:00 | 0.96371
CCG | 2018-11-14 03:00 | 0.96371
CCG | 2018-11-14 04:00 | 0.96371
CCG | 2018-11-14 05:00 | 0.96371
CCG | 2018-11-14 06:00 | 0.96371
CCG | 2018-11-14 07:00 | 0.96371
CCG | 2018-11-14 08:00 | 0.96371
CCG | 2018-11-14 09:00 | 0.96371
CCG | 2018-11-14 10:00 | 0.96371
CCG | 2018-11-14 11:00 | 0.96371
CCG | 2018-11-14 12:00 | 0.96371
CCG | 2018-11-14 13:00 | 0.96371
CCG | 2018-11-14 14:00 | 0.96371
CCG | 2018-11-14 15:00 | 0.96371
CCG | 2018-11-14 16:00 | 0.96371
CCG | 2018-11-14 17:00 | 0.96371
CCG | 2018-11-14 18:00 | 0.96371
CCG | 2018-11-14 19:00 | 0.96371
CCG | 2018-11-14 20:00 | 0.96371
CCG | 2018-11-14 21:00 | 0.96371
CCG | 2018-11-14 22:00 | 0.96371
CCG | 2018-11-14 23:00 | 0.96371
CCG | 2018-11-15 | 0.96371
CCG | 2018-11-15 01:00 | 0.96371
CCG | 2018-11-15 02:00 | 0.96371
CCG | 2018-11-15 03:00 | 0.96371
CCG | 2018-11-15 04:00 | 0.96371
CCG | 2018-11-15 05:00 | 0.96371
CCG | 2018-11-15 06:00 | 0.96371
CCG | 2018-11-15 07:00 | 0.94444
CCG | 2018-11-15 08:00 | 0.96371
CCG | 2018-11-15 09:00 | 0.94444
CCG | 2018-11-15 10:00 | 0.94444
CCG | 2018-11-15 11:00 | 0.94444
CCG | 2018-11-15 12:00 | 0.96371
CCG | 2018-11-15 13:00 | 0.96371
CCG | 2018-11-15 14:00 | 0.96371
CCG | 2018-11-15 15:00 | 0.96371
CCG | 2018-11-15 16:00 | 0.96371
CCG | 2018-11-15 17:00 | 0.96371
CCG | 2018-11-15 18:00 | 0.96371
CCG | 2018-11-15 19:00 | 0.96371
CCG | 2018-11-15 20:00 | 0.96371
CCG | 2018-11-15 21:00 | 0.96371
CCG | 2018-11-15 22:00 | 0.96371
CCG | 2018-11-15 23:00 | 0.96371
CCG | 2018-11-16 | 0.96371
CCG | 2018-11-16 01:00 | 0.96371
CCG | 2018-11-16 02:00 | 0.96371
CCG | 2018-11-16 03:00 | 0.96371
CCG | 2018-11-16 04:00 | 0.96371
CCG | 2018-11-16 05:00 | 0.96371
CCG | 2018-11-16 06:00 | 0.96371
CCG | 2018-11-16 07:00 | 0.96371
CCG | 2018-11-16 08:00 | 0.96371
CCG | 2018-11-16 09:00 | 0.96371
CCG | 2018-11-16 10:00 | 0.96371
CCG | 2018-11-16 11:00 | 0.96371
CCG | 2018-11-16 12:00 | 0.96371
CCG | 2018-11-16 13:00 | 0.96371
CCG | 2018-11-16 14:00 | 0.96371
CCG | 2018-11-16 15:00 | 0.96371
CCG | 2018-11-16 16:00 | 0.96371
CCG | 2018-11-16 17:00 | 0.96371
CCG | 2018-11-16 18:00 | 0.96371
CCG | 2018-11-16 19:00 | 0.96371
CCG | 2018-11-16 20:00 | 0.96371
CCG | 2018-11-16 21:00 | 0.96371
CCG | 2018-11-16 22:00 | 0.96371
CCG | 2018-11-16 23:00 | 0.96371
CCG | 2018-11-17 | 0.96371
CCG | 2018-11-17 01:00 | 0.96371
CCG | 2018-11-17 02:00 | 0.96371
CCG | 2018-11-17 03:00 | 0.96371
CCG | 2018-11-17 04:00 | 0.96371
CCG | 2018-11-17 05:00 | 0.96371
CCG | 2018-11-17 06:00 | 0.96371
CCG | 2018-11-17 07:00 | 0.96371
CCG | 2018-11-17 08:00 | 0.96371
CCG | 2018-11-17 09:00 | 0.96371
CCG | 2018-11-17 10:00 | 0.96371
CCG | 2018-11-17 11:00 | 0.96371
CCG | 2018-11-17 12:00 | 0.96371
CCG | 2018-11-17 13:00 | 0.96371
CCG | 2018-11-17 14:00 | 0.96371
CCG | 2018-11-17 15:00 | 0.96371
CCG | 2018-11-17 16:00 | 0.96371
CCG | 2018-11-17 17:00 | 0.96371
CCG | 2018-11-17 18:00 | 0.96371
CCG | 2018-11-17 19:00 | 0.96371
CCG | 2018-11-17 20:00 | 0.96371
CCG | 2018-11-17 21:00 | 0.96371
CCG | 2018-11-17 22:00 | 0.96371
CCG | 2018-11-17 23:00 | 0.96371
CCG | 2018-11-18 | 0.96371
CCG | 2018-11-18 01:00 | 0.96371
CCG | 2018-11-18 02:00 | 0.92809
CCG | 2018-11-18 03:00 | 0.92809
CCG | 2018-11-18 04:00 | 0.92809
CCG | 2018-11-18 05:00 | 0.92809
CCG | 2018-11-18 06:00 | 0.92809
CCG | 2018-11-18 07:00 | 0.92809
CCG | 2018-11-18 08:00 | 0.92809
CCG | 2018-11-18 09:00 | 0.92809
CCG | 2018-11-18 10:00 | 0.92809
CCG | 2018-11-18 11:00 | 0.92809
CCG | 2018-11-18 12:00 | 0.92809
CCG | 2018-11-18 13:00 | 0.92809
CCG | 2018-11-18 14:00 | 0.92809
CCG | 2018-11-18 15:00 | 0.92809
CCG | 2018-11-18 16:00 | 0.96371
CCG | 2018-11-18 17:00 | 0.96371
CCG | 2018-11-18 18:00 | 0.96371
CCG | 2018-11-18 19:00 | 0.96371
CCG | 2018-11-18 20:00 | 0.96371
CCG | 2018-11-18 21:00 | 0.96371
CCG | 2018-11-18 22:00 | 0.96371
CCG | 2018-11-18 23:00 | 0.96371
CCG | 2018-11-19 | 0.96371
CCG | 2018-11-19 01:00 | 0.96371
CCG | 2018-11-19 02:00 | 0.96371
CCG | 2018-11-19 03:00 | 0.96371
CCG | 2018-11-19 04:00 | 0.96371
CCG | 2018-11-19 05:00 | 0.96371
CCG | 2018-11-19 06:00 | 0.96371
CCG | 2018-11-19 07:00 | 0.96371
CCG | 2018-11-19 08:00 | 0.96371
CCG | 2018-11-19 09:00 | 0.96371
CCG | 2018-11-19 10:00 | 0.96371
CCG | 2018-11-19 11:00 | 0.96371
CCG | 2018-11-19 12:00 | 0.96371
CCG | 2018-11-19 13:00 | 0.96371
CCG | 2018-11-19 14:00 | 0.96371
CCG | 2018-11-19 15:00 | 0.96371
CCG | 2018-11-19 16:00 | 0.96371
CCG | 2018-11-19 17:00 | 0.96371
CCG | 2018-11-19 18:00 | 0.96371
CCG | 2018-11-19 19:00 | 0.96371
CCG | 2018-11-19 20:00 | 0.96371
CCG | 2018-11-19 21:00 | 0.96371
CCG | 2018-11-19 22:00 | 0.96371
CCG | 2018-11-19 23:00 | 0.96371
CCG | 2018-11-20 | 0.96371
CCG | 2018-11-20 01:00 | 0.96371
CCG | 2018-11-20 02:00 | 0.96371
CCG | 2018-11-20 03:00 | 0.96371
CCG | 2018-11-20 04:00 | 0.96371
CCG | 2018-11-20 05:00 | 0.96371
CCG | 2018-11-20 06:00 | 0.96371
CCG | 2018-11-20 07:00 | 0.96371
CCG | 2018-11-20 08:00 | 0.96371
CCG | 2018-11-20 09:00 | 0.96371
CCG | 2018-11-20 10:00 | 0.96371
CCG | 2018-11-20 11:00 | 0.96371
CCG | 2018-11-20 12:00 | 0.96371
CCG | 2018-11-20 13:00 | 0.96371
CCG | 2018-11-20 14:00 | 0.96371
CCG | 2018-11-20 15:00 | 0.96371
CCG | 2018-11-20 16:00 | 0.96371
CCG | 2018-11-20 17:00 | 0.96371
CCG | 2018-11-20 18:00 | 0.96371
CCG | 2018-11-20 19:00 | 0.96371
CCG | 2018-11-20 20:00 | 0.96371
CCG | 2018-11-20 21:00 | 0.96371
CCG | 2018-11-20 22:00 | 0.96371
CCG | 2018-11-20 23:00 | 0.96371
CCG | 2018-11-21 | 0.96371
CCG | 2018-11-21 01:00 | 0.96371
CCG | 2018-11-21 02:00 | 0.96371
CCG | 2018-11-21 03:00 | 0.96371
CCG | 2018-11-21 04:00 | 0.96371
CCG | 2018-11-21 05:00 | 0.96371
CCG | 2018-11-21 06:00 | 0.96371
CCG | 2018-11-21 07:00 | 0.96371
CCG | 2018-11-21 08:00 | 0.96371
CCG | 2018-11-21 09:00 | 0.96371
CCG | 2018-11-21 10:00 | 0.96371
CCG | 2018-11-21 11:00 | 0.96371
CCG | 2018-11-21 12:00 | 0.96371
CCG | 2018-11-21 13:00 | 0.96371
CCG | 2018-11-21 14:00 | 0.96371
CCG | 2018-11-21 15:00 | 0.96371
CCG | 2018-11-21 16:00 | 0.96371
CCG | 2018-11-21 17:00 | 0.96371
CCG | 2018-11-21 18:00 | 0.96371
CCG | 2018-11-21 19:00 | 0.96371
CCG | 2018-11-21 20:00 | 0.96371
CCG | 2018-11-21 21:00 | 0.96371
CCG | 2018-11-21 22:00 | 0.96371
CCG | 2018-11-21 23:00 | 0.96371
CCG | 2018-11-22 | 0.96371
CCG | 2018-11-22 01:00 | 0.96371
CCG | 2018-11-22 02:00 | 0.96371
CCG | 2018-11-22 03:00 | 0.96371
CCG | 2018-11-22 04:00 | 0.96371
CCG | 2018-11-22 05:00 | 0.96371
CCG | 2018-11-22 06:00 | 0.96371
CCG | 2018-11-22 07:00 | 0.96371
CCG | 2018-11-22 08:00 | 0.96371
CCG | 2018-11-22 09:00 | 0.96371
CCG | 2018-11-22 10:00 | 0.96371
CCG | 2018-11-22 11:00 | 0.96371
CCG | 2018-11-22 12:00 | 0.96371
CCG | 2018-11-22 13:00 | 0.96371
CCG | 2018-11-22 14:00 | 0.96371
CCG | 2018-11-22 15:00 | 0.8948
CCG | 2018-11-22 16:00 | 0.8948
CCG | 2018-11-22 17:00 | 0.8948
CCG | 2018-11-22 18:00 | 0.8948
CCG | 2018-11-22 19:00 | 0.8948
CCG | 2018-11-22 20:00 | 0.8948
CCG | 2018-11-22 21:00 | 0.8948
CCG | 2018-11-22 22:00 | 0.8948
CCG | 2018-11-22 23:00 | 0.8948
CCG | 2018-11-23 | 0.8948
CCG | 2018-11-23 01:00 | 0.8948
CCG | 2018-11-23 02:00 | 0.8948
CCG | 2018-11-23 03:00 | 0.8948
CCG | 2018-11-23 04:00 | 0.8948
CCG | 2018-11-23 05:00 | 0.8948
CCG | 2018-11-23 06:00 | 0.96371
CCG | 2018-11-23 07:00 | 0.96371
CCG | 2018-11-23 08:00 | 0.96371
CCG | 2018-11-23 09:00 | 0.96371
CCG | 2018-11-23 10:00 | 0.96371
CCG | 2018-11-23 11:00 | 0.96371
CCG | 2018-11-23 12:00 | 0.96371
CCG | 2018-11-23 13:00 | 0.96371
CCG | 2018-11-23 14:00 | 0.96371
CCG | 2018-11-23 15:00 | 0.96371
CCG | 2018-11-23 16:00 | 0.96371
CCG | 2018-11-23 17:00 | 0.96371
CCG | 2018-11-23 18:00 | 0.96371
CCG | 2018-11-23 19:00 | 0.96371
CCG | 2018-11-23 20:00 | 0.96371
CCG | 2018-11-23 21:00 | 0.96371
CCG | 2018-11-23 22:00 | 0.96371
CCG | 2018-11-23 23:00 | 0.96371
CCG | 2018-11-24 | 0.96371
CCG | 2018-11-24 01:00 | 0.96371
CCG | 2018-11-24 02:00 | 0.96371
CCG | 2018-11-24 03:00 | 0.96371
CCG | 2018-11-24 04:00 | 0.96371
CCG | 2018-11-24 05:00 | 0.96371
CCG | 2018-11-24 06:00 | 0.96371
CCG | 2018-11-24 07:00 | 0.96371
CCG | 2018-11-24 08:00 | 1
CCG | 2018-11-24 09:00 | 1
CCG | 2018-11-24 10:00 | 1
CCG | 2018-11-24 11:00 | 1
CCG | 2018-11-24 12:00 | 0.96371
CCG | 2018-11-24 13:00 | 0.96371
CCG | 2018-11-24 14:00 | 0.96371
CCG | 2018-11-24 15:00 | 0.96371
CCG | 2018-11-24 16:00 | 0.96371
CCG | 2018-11-24 17:00 | 1
CCG | 2018-11-24 18:00 | 1
CCG | 2018-11-24 19:00 | 1
CCG | 2018-11-24 20:00 | 1
CCG | 2018-11-24 21:00 | 1
CCG | 2018-11-24 22:00 | 1
CCG | 2018-11-24 23:00 | 1
CCG | 2018-11-25 | 1
CCG | 2018-11-25 01:00 | 1
CCG | 2018-11-25 02:00 | 1
CCG | 2018-11-25 03:00 | 1
CCG | 2018-11-25 04:00 | 1
CCG | 2018-11-25 05:00 | 1
CCG | 2018-11-25 06:00 | 1
CCG | 2018-11-25 07:00 | 1
CCG | 2018-11-25 08:00 | 1
CCG | 2018-11-25 09:00 | 1
CCG | 2018-11-25 10:00 | 1
CCG | 2018-11-25 11:00 | 1
CCG | 2018-11-25 12:00 | 1
CCG | 2018-11-25 13:00 | 1
CCG | 2018-11-25 14:00 | 1
CCG | 2018-11-25 15:00 | 1
CCG | 2018-11-25 16:00 | 1
CCG | 2018-11-25 17:00 | 1
CCG | 2018-11-25 18:00 | 1
CCG | 2018-11-25 19:00 | 1
CCG | 2018-11-25 20:00 | 1
CCG | 2018-11-25 21:00 | 1
CCG | 2018-11-25 22:00 | 1
CCG | 2018-11-25 23:00 | 1
CCG | 2018-11-26 | 1
CCG | 2018-11-26 01:00 | 1
CCG | 2018-11-26 02:00 | 1
CCG | 2018-11-26 03:00 | 1
CCG | 2018-11-26 04:00 | 1
CCG | 2018-11-26 05:00 | 1
CCG | 2018-11-26 06:00 | 1
CCG | 2018-11-26 07:00 | 1
CCG | 2018-11-26 08:00 | 1
CCG | 2018-11-26 09:00 | 1
CCG | 2018-11-26 10:00 | 1
CCG | 2018-11-26 11:00 | 0.97831
CCG | 2018-11-26 12:00 | 0.97831
CCG | 2018-11-26 13:00 | 1
CCG | 2018-11-26 14:00 | 1
CCG | 2018-11-26 15:00 | 1
CCG | 2018-11-26 16:00 | 1
CCG | 2018-11-26 17:00 | 1
CCG | 2018-11-26 18:00 | 1
CCG | 2018-11-26 19:00 | 1
CCG | 2018-11-26 20:00 | 0.9804
CCG | 2018-11-26 21:00 | 0.9804
CCG | 2018-11-26 22:00 | 0.9804
CCG | 2018-11-26 23:00 | 1
CCG | 2018-11-27 | 1
CCG | 2018-11-27 01:00 | 1
CCG | 2018-11-27 02:00 | 1
CCG | 2018-11-27 03:00 | 1
CCG | 2018-11-27 04:00 | 1
CCG | 2018-11-27 05:00 | 1
CCG | 2018-11-27 06:00 | 1
CCG | 2018-11-27 07:00 | 1
CCG | 2018-11-27 08:00 | 1
CCG | 2018-11-27 09:00 | 1
CCG | 2018-11-27 10:00 | 1
CCG | 2018-11-27 11:00 | 1
CCG | 2018-11-27 12:00 | 1
CCG | 2018-11-27 13:00 | 1
CCG | 2018-11-27 14:00 | 1
CCG | 2018-11-27 15:00 | 1
CCG | 2018-11-27 16:00 | 1
CCG | 2018-11-27 17:00 | 1
CCG | 2018-11-27 18:00 | 1
CCG | 2018-11-27 19:00 | 1
CCG | 2018-11-27 20:00 | 1
CCG | 2018-11-27 21:00 | 1
CCG | 2018-11-27 22:00 | 1
CCG | 2018-11-27 23:00 | 1
CCG | 2018-11-28 | 1
CCG | 2018-11-28 01:00 | 1
CCG | 2018-11-28 02:00 | 1
CCG | 2018-11-28 03:00 | 1
CCG | 2018-11-28 04:00 | 1
CCG | 2018-11-28 05:00 | 1
CCG | 2018-11-28 06:00 | 1
CCG | 2018-11-28 07:00 | 1
CCG | 2018-11-28 08:00 | 1
CCG | 2018-11-28 09:00 | 1
CCG | 2018-11-28 10:00 | 0.99867
CCG | 2018-11-28 11:00 | 0.99867
CCG | 2018-11-28 12:00 | 0.99867
CCG | 2018-11-28 13:00 | 0.99867
CCG | 2018-11-28 14:00 | 0.99867
CCG | 2018-11-28 15:00 | 0.97939
CCG | 2018-11-28 16:00 | 0.97939
CCG | 2018-11-28 17:00 | 0.97939
CCG | 2018-11-28 18:00 | 0.97939
CCG | 2018-11-28 19:00 | 0.97939
CCG | 2018-11-28 20:00 | 0.97939
CCG | 2018-11-28 21:00 | 0.98073
CCG | 2018-11-28 22:00 | 0.98073
CCG | 2018-11-28 23:00 | 0.98073
CCG | 2018-11-29 | 0.98073
CCG | 2018-11-29 01:00 | 0.98073
CCG | 2018-11-29 02:00 | 0.98073
CCG | 2018-11-29 03:00 | 0.98073
CCG | 2018-11-29 04:00 | 0.98073
CCG | 2018-11-29 05:00 | 0.98073
CCG | 2018-11-29 06:00 | 0.95695
CCG | 2018-11-29 07:00 | 0.95695
CCG | 2018-11-29 08:00 | 0.95695
CCG | 2018-11-29 09:00 | 0.95695
CCG | 2018-11-29 10:00 | 0.95695
CCG | 2018-11-29 11:00 | 0.95695
CCG | 2018-11-29 12:00 | 0.95695
CCG | 2018-11-29 13:00 | 0.95695
CCG | 2018-11-29 14:00 | 0.98073
CCG | 2018-11-29 15:00 | 0.98073
CCG | 2018-11-29 16:00 | 0.98073
CCG | 2018-11-29 17:00 | 0.98073
CCG | 2018-11-29 18:00 | 0.98073
CCG | 2018-11-29 19:00 | 0.98073
CCG | 2018-11-29 20:00 | 0.98073
CCG | 2018-11-29 21:00 | 0.98073
CCG | 2018-11-29 22:00 | 0.98073
CCG | 2018-11-29 23:00 | 0.98073
CCG | 2018-11-30 | 0.98073
CCG | 2018-11-30 01:00 | 0.98073
CCG | 2018-11-30 02:00 | 0.98073
CCG | 2018-11-30 03:00 | 0.98073
CCG | 2018-11-30 04:00 | 0.98073
CCG | 2018-11-30 05:00 | 0.98073
CCG | 2018-11-30 06:00 | 0.98073
CCG | 2018-11-30 07:00 | 0.98073
CCG | 2018-11-30 08:00 | 0.98073
CCG | 2018-11-30 09:00 | 0.98073
CCG | 2018-11-30 10:00 | 0.98073
CCG | 2018-11-30 11:00 | 0.98073
CCG | 2018-11-30 12:00 | 0.94194
CCG | 2018-11-30 13:00 | 0.98073
CCG | 2018-11-30 14:00 | 0.98073
CCG | 2018-11-30 15:00 | 0.98073
CCG | 2018-11-30 16:00 | 0.98073
CCG | 2018-11-30 17:00 | 0.98073
CCG | 2018-11-30 18:00 | 0.98073
CCG | 2018-11-30 19:00 | 0.98073
CCG | 2018-11-30 20:00 | 0.98073
CCG | 2018-11-30 21:00 | 0.98073
CCG | 2018-11-30 22:00 | 0.98073
CCG | 2018-11-30 23:00 | 0.98073
CCG | 2018-12-01 | 0.93193
CCG | 2018-12-01 01:00 | 0.93193
CCG | 2018-12-01 02:00 | 0.93193
CCG | 2018-12-01 03:00 | 0.93193
CCG | 2018-12-01 04:00 | 0.93193
CCG | 2018-12-01 05:00 | 0.93193
CCG | 2018-12-01 06:00 | 0.93193
CCG | 2018-12-01 07:00 | 0.93193
CCG | 2018-12-01 08:00 | 0.93193
CCG | 2018-12-01 09:00 | 0.93193
CCG | 2018-12-01 10:00 | 0.93193
CCG | 2018-12-01 11:00 | 0.93193
CCG | 2018-12-01 12:00 | 0.93193
CCG | 2018-12-01 13:00 | 0.93193
CCG | 2018-12-01 14:00 | 0.93193
CCG | 2018-12-01 15:00 | 0.93193
CCG | 2018-12-01 16:00 | 0.93193
CCG | 2018-12-01 17:00 | 0.93193
CCG | 2018-12-01 18:00 | 0.93193
CCG | 2018-12-01 19:00 | 0.89313
CCG | 2018-12-01 20:00 | 0.89313
CCG | 2018-12-01 21:00 | 0.89313
CCG | 2018-12-01 22:00 | 0.89313
CCG | 2018-12-01 23:00 | 0.89313
CCG | 2018-12-02 | 0.89313
CCG | 2018-12-02 01:00 | 0.89313
CCG | 2018-12-02 02:00 | 0.91241
CCG | 2018-12-02 03:00 | 0.9512
CCG | 2018-12-02 04:00 | 0.9512
CCG | 2018-12-02 05:00 | 0.9512
CCG | 2018-12-02 06:00 | 0.9512
CCG | 2018-12-02 07:00 | 0.9512
CCG | 2018-12-02 08:00 | 0.9512
CCG | 2018-12-02 09:00 | 0.9512
CCG | 2018-12-02 10:00 | 0.91491
CCG | 2018-12-02 11:00 | 0.91491
CCG | 2018-12-02 12:00 | 0.91491
CCG | 2018-12-02 13:00 | 0.91491
CCG | 2018-12-02 14:00 | 0.91491
CCG | 2018-12-02 15:00 | 0.91491
CCG | 2018-12-02 16:00 | 0.91491
CCG | 2018-12-02 17:00 | 0.91491
CCG | 2018-12-02 18:00 | 0.91491
CCG | 2018-12-02 19:00 | 0.91491
CCG | 2018-12-02 20:00 | 0.91491
CCG | 2018-12-02 21:00 | 0.91491
CCG | 2018-12-02 22:00 | 0.91491
CCG | 2018-12-02 23:00 | 0.91491
CCG | 2018-12-03 | 0.91491
CCG | 2018-12-03 01:00 | 0.91491
CCG | 2018-12-03 02:00 | 0.91491
CCG | 2018-12-03 03:00 | 0.91491
CCG | 2018-12-03 04:00 | 0.91491
CCG | 2018-12-03 05:00 | 0.91491
CCG | 2018-12-03 06:00 | 0.91491
CCG | 2018-12-03 07:00 | 0.92826
CCG | 2018-12-03 08:00 | 0.92826
CCG | 2018-12-03 09:00 | 0.92826
CCG | 2018-12-03 10:00 | 0.92826
CCG | 2018-12-03 11:00 | 0.92826
CCG | 2018-12-03 12:00 | 0.92784
CCG | 2018-12-03 13:00 | 0.92784
CCG | 2018-12-03 14:00 | 0.92784
CCG | 2018-12-03 15:00 | 0.96329
CCG | 2018-12-03 16:00 | 0.96329
CCG | 2018-12-03 17:00 | 0.96329
CCG | 2018-12-03 18:00 | 0.96329
CCG | 2018-12-03 19:00 | 0.96329
CCG | 2018-12-03 20:00 | 0.94402
CCG | 2018-12-03 21:00 | 0.94402
CCG | 2018-12-03 22:00 | 0.96329
CCG | 2018-12-03 23:00 | 0.96329
CCG | 2018-12-04 | 0.96329
CCG | 2018-12-04 01:00 | 0.96329
CCG | 2018-12-04 02:00 | 0.94402
CCG | 2018-12-04 03:00 | 0.96329
CCG | 2018-12-04 04:00 | 0.96329
CCG | 2018-12-04 05:00 | 0.96329
CCG | 2018-12-04 06:00 | 0.96329
CCG | 2018-12-04 07:00 | 0.96329
CCG | 2018-12-04 08:00 | 0.96329
CCG | 2018-12-04 09:00 | 0.96329
CCG | 2018-12-04 10:00 | 0.96329
CCG | 2018-12-04 11:00 | 0.92759
CCG | 2018-12-04 12:00 | 0.96329
CCG | 2018-12-04 13:00 | 0.96329
CCG | 2018-12-04 14:00 | 0.96329
CCG | 2018-12-04 15:00 | 0.96329
CCG | 2018-12-04 16:00 | 0.96329
CCG | 2018-12-04 17:00 | 0.96329
CCG | 2018-12-04 18:00 | 0.96329
CCG | 2018-12-04 19:00 | 0.96329
CCG | 2018-12-04 20:00 | 0.96329
CCG | 2018-12-04 21:00 | 0.96329
CCG | 2018-12-04 22:00 | 0.96329
CCG | 2018-12-04 23:00 | 0.96329
CCG | 2018-12-05 | 0.96329
CCG | 2018-12-05 01:00 | 0.96329
CCG | 2018-12-05 02:00 | 0.96329
CCG | 2018-12-05 03:00 | 0.96329
CCG | 2018-12-05 04:00 | 0.96329
CCG | 2018-12-05 05:00 | 0.96329
CCG | 2018-12-05 06:00 | 0.96329
CCG | 2018-12-05 07:00 | 0.96329
CCG | 2018-12-05 08:00 | 0.96329
CCG | 2018-12-05 09:00 | 0.96329
CCG | 2018-12-05 10:00 | 0.96329
CCG | 2018-12-05 11:00 | 0.96329
CCG | 2018-12-05 12:00 | 0.96329
CCG | 2018-12-05 13:00 | 0.96329
CCG | 2018-12-05 14:00 | 0.96329
CCG | 2018-12-05 15:00 | 0.98098
CCG | 2018-12-05 16:00 | 0.98098
CCG | 2018-12-05 17:00 | 0.98098
CCG | 2018-12-05 18:00 | 0.98098
CCG | 2018-12-05 19:00 | 0.98098
CCG | 2018-12-05 20:00 | 0.98098
CCG | 2018-12-05 21:00 | 0.98098
CCG | 2018-12-05 22:00 | 0.98098
CCG | 2018-12-05 23:00 | 0.99958
CCG | 2018-12-06 | 0.99958
CCG | 2018-12-06 01:00 | 0.99958
CCG | 2018-12-06 02:00 | 0.99958
CCG | 2018-12-06 03:00 | 0.99958
CCG | 2018-12-06 04:00 | 0.99958
CCG | 2018-12-06 05:00 | 0.99958
CCG | 2018-12-06 06:00 | 0.99958
CCG | 2018-12-06 07:00 | 0.99958
CCG | 2018-12-06 08:00 | 0.98265
CCG | 2018-12-06 09:00 | 0.98265
CCG | 2018-12-06 10:00 | 0.94636
CCG | 2018-12-06 11:00 | 0.94636
CCG | 2018-12-06 12:00 | 0.94636
CCG | 2018-12-06 13:00 | 0.94636
CCG | 2018-12-06 14:00 | 0.94636
CCG | 2018-12-06 15:00 | 0.94636
CCG | 2018-12-06 16:00 | 0.96329
CCG | 2018-12-06 17:00 | 0.96329
CCG | 2018-12-06 18:00 | 0.96329
CCG | 2018-12-06 19:00 | 0.96329
CCG | 2018-12-06 20:00 | 0.96329
CCG | 2018-12-06 21:00 | 0.96329
CCG | 2018-12-06 22:00 | 0.96329
CCG | 2018-12-06 23:00 | 0.96329
CCG | 2018-12-07 | 0.96329
CCG | 2018-12-07 01:00 | 0.96329
CCG | 2018-12-07 02:00 | 0.96329
CCG | 2018-12-07 03:00 | 0.96329
CCG | 2018-12-07 04:00 | 0.96329
CCG | 2018-12-07 05:00 | 0.96329
CCG | 2018-12-07 06:00 | 0.96329
CCG | 2018-12-07 07:00 | 0.96329
CCG | 2018-12-07 08:00 | 0.96329
CCG | 2018-12-07 09:00 | 0.96329
CCG | 2018-12-07 10:00 | 0.96329
CCG | 2018-12-07 11:00 | 0.96329
CCG | 2018-12-07 12:00 | 0.96329
CCG | 2018-12-07 13:00 | 0.96329
CCG | 2018-12-07 14:00 | 0.96329
CCG | 2018-12-07 15:00 | 0.96329
CCG | 2018-12-07 16:00 | 0.96329
CCG | 2018-12-07 17:00 | 0.96329
CCG | 2018-12-07 18:00 | 0.96329
CCG | 2018-12-07 19:00 | 0.96329
CCG | 2018-12-07 20:00 | 0.96371
CCG | 2018-12-07 21:00 | 0.96371
CCG | 2018-12-07 22:00 | 0.92492
CCG | 2018-12-07 23:00 | 0.92492
CCG | 2018-12-08 | 0.87612
CCG | 2018-12-08 01:00 | 0.87612
CCG | 2018-12-08 02:00 | 0.87612
CCG | 2018-12-08 03:00 | 0.87612
CCG | 2018-12-08 04:00 | 0.87612
CCG | 2018-12-08 05:00 | 0.87612
CCG | 2018-12-08 06:00 | 0.87612
CCG | 2018-12-08 07:00 | 0.87612
CCG | 2018-12-08 08:00 | 0.87612
CCG | 2018-12-08 09:00 | 0.87612
CCG | 2018-12-08 10:00 | 0.87612
CCG | 2018-12-08 11:00 | 0.87612
CCG | 2018-12-08 12:00 | 0.87612
CCG | 2018-12-08 13:00 | 0.87612
CCG | 2018-12-08 14:00 | 0.87612
CCG | 2018-12-08 15:00 | 0.87612
CCG | 2018-12-08 16:00 | 0.87612
CCG | 2018-12-08 17:00 | 0.87612
CCG | 2018-12-08 18:00 | 0.87612
CCG | 2018-12-08 19:00 | 0.87612
CCG | 2018-12-08 20:00 | 0.87612
CCG | 2018-12-08 21:00 | 0.87612
CCG | 2018-12-08 22:00 | 0.87612
CCG | 2018-12-08 23:00 | 0.87612
CCG | 2018-12-09 | 0.96371
CCG | 2018-12-09 01:00 | 0.96371
CCG | 2018-12-09 02:00 | 0.96371
CCG | 2018-12-09 03:00 | 0.96371
CCG | 2018-12-09 04:00 | 0.96371
CCG | 2018-12-09 05:00 | 0.96371
CCG | 2018-12-09 06:00 | 0.96371
CCG | 2018-12-09 07:00 | 0.96371
CCG | 2018-12-09 08:00 | 0.96371
CCG | 2018-12-09 09:00 | 0.96371
CCG | 2018-12-09 10:00 | 0.96371
CCG | 2018-12-09 11:00 | 0.96371
CCG | 2018-12-09 12:00 | 0.96371
CCG | 2018-12-09 13:00 | 0.96371
CCG | 2018-12-09 14:00 | 0.96371
CCG | 2018-12-09 15:00 | 0.96371
CCG | 2018-12-09 16:00 | 0.96371
CCG | 2018-12-09 17:00 | 0.96371
CCG | 2018-12-09 18:00 | 0.96371
CCG | 2018-12-09 19:00 | 0.96371
CCG | 2018-12-09 20:00 | 0.96371
CCG | 2018-12-09 21:00 | 0.96371
CCG | 2018-12-09 22:00 | 0.96371
CCG | 2018-12-09 23:00 | 0.96371
CCG | 2018-12-10 | 0.92826
CCG | 2018-12-10 01:00 | 0.96371
CCG | 2018-12-10 02:00 | 0.96371
CCG | 2018-12-10 03:00 | 0.96371
CCG | 2018-12-10 04:00 | 0.96371
CCG | 2018-12-10 05:00 | 0.91491
CCG | 2018-12-10 06:00 | 0.96371
CCG | 2018-12-10 07:00 | 0.96371
CCG | 2018-12-10 08:00 | 0.96371
CCG | 2018-12-10 09:00 | 0.96371
CCG | 2018-12-10 10:00 | 0.96371
CCG | 2018-12-10 11:00 | 0.96371
CCG | 2018-12-10 12:00 | 0.96371
CCG | 2018-12-10 13:00 | 0.96371
CCG | 2018-12-10 14:00 | 0.96371
CCG | 2018-12-10 15:00 | 0.96371
CCG | 2018-12-10 16:00 | 0.96371
CCG | 2018-12-10 17:00 | 0.96371
CCG | 2018-12-10 18:00 | 0.96371
CCG | 2018-12-10 19:00 | 0.96371
CCG | 2018-12-10 20:00 | 0.96371
CCG | 2018-12-10 21:00 | 0.96371
CCG | 2018-12-10 22:00 | 0.96371
CCG | 2018-12-10 23:00 | 0.96371
CCG | 2018-12-11 | 0.96371
CCG | 2018-12-11 01:00 | 0.96371
CCG | 2018-12-11 02:00 | 0.96371
CCG | 2018-12-11 03:00 | 0.96371
CCG | 2018-12-11 04:00 | 0.96313
CCG | 2018-12-11 05:00 | 0.96313
CCG | 2018-12-11 06:00 | 0.96313
CCG | 2018-12-11 07:00 | 0.96313
CCG | 2018-12-11 08:00 | 0.96371
CCG | 2018-12-11 09:00 | 1
CCG | 2018-12-11 10:00 | 1
CCG | 2018-12-11 11:00 | 1
CCG | 2018-12-11 12:00 | 1
CCG | 2018-12-11 13:00 | 1
CCG | 2018-12-11 14:00 | 1
CCG | 2018-12-11 15:00 | 1
CCG | 2018-12-11 16:00 | 1
CCG | 2018-12-11 17:00 | 1
CCG | 2018-12-11 18:00 | 1
CCG | 2018-12-11 19:00 | 1
CCG | 2018-12-11 20:00 | 1
CCG | 2018-12-11 21:00 | 1
CCG | 2018-12-11 22:00 | 1
CCG | 2018-12-11 23:00 | 1
CCG | 2018-12-12 | 1
CCG | 2018-12-12 01:00 | 1
CCG | 2018-12-12 02:00 | 1
CCG | 2018-12-12 03:00 | 1
CCG | 2018-12-12 04:00 | 0.98073
CCG | 2018-12-12 05:00 | 0.98073
CCG | 2018-12-12 06:00 | 0.98073
CCG | 2018-12-12 07:00 | 0.98073
CCG | 2018-12-12 08:00 | 0.98073
CCG | 2018-12-12 09:00 | 0.98073
CCG | 2018-12-12 10:00 | 0.98073
CCG | 2018-12-12 11:00 | 0.98073
CCG | 2018-12-12 12:00 | 0.98073
CCG | 2018-12-12 13:00 | 0.91182
CCG | 2018-12-12 14:00 | 0.91182
CCG | 2018-12-12 15:00 | 0.91182
CCG | 2018-12-12 16:00 | 0.91182
CCG | 2018-12-12 17:00 | 0.91182
CCG | 2018-12-12 18:00 | 0.93109
CCG | 2018-12-12 19:00 | 0.93109
CCG | 2018-12-12 20:00 | 0.93109
CCG | 2018-12-12 21:00 | 0.93109
CCG | 2018-12-12 22:00 | 0.93109
CCG | 2018-12-12 23:00 | 0.93109
CCG | 2018-12-13 | 0.93109
CCG | 2018-12-13 01:00 | 0.93109
CCG | 2018-12-13 02:00 | 0.93067
CCG | 2018-12-13 03:00 | 0.93067
CCG | 2018-12-13 04:00 | 0.93067
CCG | 2018-12-13 05:00 | 0.93067
CCG | 2018-12-13 06:00 | 0.93067
CCG | 2018-12-13 07:00 | 0.93067
CCG | 2018-12-13 08:00 | 0.93067
CCG | 2018-12-13 09:00 | 0.93067
CCG | 2018-12-13 10:00 | 0.93067
CCG | 2018-12-13 11:00 | 0.93067
CCG | 2018-12-13 12:00 | 0.93109
CCG | 2018-12-13 13:00 | 0.90732
CCG | 2018-12-13 14:00 | 0.90732
CCG | 2018-12-13 15:00 | 0.90732
CCG | 2018-12-13 16:00 | 0.90732
CCG | 2018-12-13 17:00 | 0.90732
CCG | 2018-12-13 18:00 | 0.90732
CCG | 2018-12-13 19:00 | 0.90732
CCG | 2018-12-13 20:00 | 0.90732
CCG | 2018-12-13 21:00 | 0.93109
CCG | 2018-12-13 22:00 | 0.93109
CCG | 2018-12-13 23:00 | 0.93109
CCG | 2018-12-14 | 0.93109
CCG | 2018-12-14 01:00 | 0.93109
CCG | 2018-12-14 02:00 | 0.93109
CCG | 2018-12-14 03:00 | 0.93109
CCG | 2018-12-14 04:00 | 0.93109
CCG | 2018-12-14 05:00 | 0.93109
CCG | 2018-12-14 06:00 | 0.93109
CCG | 2018-12-14 07:00 | 0.93109
CCG | 2018-12-14 08:00 | 0.93109
CCG | 2018-12-14 09:00 | 0.93109
CCG | 2018-12-14 10:00 | 0.93109
CCG | 2018-12-14 11:00 | 0.93109
CCG | 2018-12-14 12:00 | 0.93109
CCG | 2018-12-14 13:00 | 0.93109
CCG | 2018-12-14 14:00 | 1
CCG | 2018-12-14 15:00 | 1
CCG | 2018-12-14 16:00 | 1
CCG | 2018-12-14 17:00 | 1
CCG | 2018-12-14 18:00 | 1
CCG | 2018-12-14 19:00 | 1
CCG | 2018-12-14 20:00 | 1
CCG | 2018-12-14 21:00 | 1
CCG | 2018-12-14 22:00 | 1
CCG | 2018-12-14 23:00 | 1
CCG | 2018-12-15 | 1
CCG | 2018-12-15 01:00 | 1
CCG | 2018-12-15 02:00 | 1
CCG | 2018-12-15 03:00 | 1
CCG | 2018-12-15 04:00 | 1
CCG | 2018-12-15 05:00 | 1
CCG | 2018-12-15 06:00 | 1
CCG | 2018-12-15 07:00 | 1
CCG | 2018-12-15 08:00 | 1
CCG | 2018-12-15 09:00 | 1
CCG | 2018-12-15 10:00 | 1
CCG | 2018-12-15 11:00 | 1
CCG | 2018-12-15 12:00 | 1
CCG | 2018-12-15 13:00 | 1
CCG | 2018-12-15 14:00 | 1
CCG | 2018-12-15 15:00 | 1
CCG | 2018-12-15 16:00 | 1
CCG | 2018-12-15 17:00 | 1
CCG | 2018-12-15 18:00 | 1
CCG | 2018-12-15 19:00 | 1
CCG | 2018-12-15 20:00 | 1
CCG | 2018-12-15 21:00 | 1
CCG | 2018-12-15 22:00 | 0.98073
CCG | 2018-12-15 23:00 | 1
CCG | 2018-12-16 | 0.91629
CCG | 2018-12-16 01:00 | 0.91629
CCG | 2018-12-16 02:00 | 0.91629
CCG | 2018-12-16 03:00 | 0.91674
CCG | 2018-12-16 04:00 | 0.91674
CCG | 2018-12-16 05:00 | 0.91674
CCG | 2018-12-16 06:00 | 0.91674
CCG | 2018-12-16 07:00 | 0.91674
CCG | 2018-12-16 08:00 | 0.91674
CCG | 2018-12-16 09:00 | 0.91674
CCG | 2018-12-16 10:00 | 0.91674
CCG | 2018-12-16 11:00 | 0.91674
CCG | 2018-12-16 12:00 | 0.91674
CCG | 2018-12-16 13:00 | 0.91674
CCG | 2018-12-16 14:00 | 0.91674
CCG | 2018-12-16 15:00 | 0.96555
CCG | 2018-12-16 16:00 | 0.96555
CCG | 2018-12-16 17:00 | 1
CCG | 2018-12-16 18:00 | 1
CCG | 2018-12-16 19:00 | 1
CCG | 2018-12-16 20:00 | 1
CCG | 2018-12-16 21:00 | 1
CCG | 2018-12-16 22:00 | 1
CCG | 2018-12-16 23:00 | 1
CCG | 2018-12-17 | 1
CCG | 2018-12-17 01:00 | 1
CCG | 2018-12-17 02:00 | 1
CCG | 2018-12-17 03:00 | 1
CCG | 2018-12-17 04:00 | 1
CCG | 2018-12-17 05:00 | 1
CCG | 2018-12-17 06:00 | 1
CCG | 2018-12-17 07:00 | 1
CCG | 2018-12-17 08:00 | 1
CCG | 2018-12-17 09:00 | 1
CCG | 2018-12-17 10:00 | 1
CCG | 2018-12-17 11:00 | 1
CCG | 2018-12-17 12:00 | 1
CCG | 2018-12-17 13:00 | 1
CCG | 2018-12-17 14:00 | 1
CCG | 2018-12-17 15:00 | 1
CCG | 2018-12-17 16:00 | 1
CCG | 2018-12-17 17:00 | 1
CCG | 2018-12-17 18:00 | 1
CCG | 2018-12-17 19:00 | 1
CCG | 2018-12-17 20:00 | 1
CCG | 2018-12-17 21:00 | 1
CCG | 2018-12-17 22:00 | 1
CCG | 2018-12-17 23:00 | 1
CCG | 2018-12-18 | 1
CCG | 2018-12-18 01:00 | 1
CCG | 2018-12-18 02:00 | 1
CCG | 2018-12-18 03:00 | 1
CCG | 2018-12-18 04:00 | 1
CCG | 2018-12-18 05:00 | 1
CCG | 2018-12-18 06:00 | 1
CCG | 2018-12-18 07:00 | 1
CCG | 2018-12-18 08:00 | 1
CCG | 2018-12-18 09:00 | 1
CCG | 2018-12-18 10:00 | 1
CCG | 2018-12-18 11:00 | 1
CCG | 2018-12-18 12:00 | 1
CCG | 2018-12-18 13:00 | 1
CCG | 2018-12-18 14:00 | 1
CCG | 2018-12-18 15:00 | 1
CCG | 2018-12-18 16:00 | 1
CCG | 2018-12-18 17:00 | 1
CCG | 2018-12-18 18:00 | 1
CCG | 2018-12-18 19:00 | 1
CCG | 2018-12-18 20:00 | 1
CCG | 2018-12-18 21:00 | 0.9668
CCG | 2018-12-18 22:00 | 0.9668
CCG | 2018-12-18 23:00 | 0.9668
CCG | 2018-12-19 | 0.9668
CCG | 2018-12-19 01:00 | 0.9668
CCG | 2018-12-19 02:00 | 0.9668
CCG | 2018-12-19 03:00 | 0.9668
CCG | 2018-12-19 04:00 | 0.9668
CCG | 2018-12-19 05:00 | 0.9668
CCG | 2018-12-19 06:00 | 0.9668
CCG | 2018-12-19 07:00 | 0.93109
CCG | 2018-12-19 08:00 | 0.96015
CCG | 2018-12-19 09:00 | 0.96015
CCG | 2018-12-19 10:00 | 0.98306
CCG | 2018-12-19 11:00 | 0.98306
CCG | 2018-12-19 12:00 | 0.98306
CCG | 2018-12-19 13:00 | 0.98306
CCG | 2018-12-19 14:00 | 0.98306
CCG | 2018-12-19 15:00 | 0.98306
CCG | 2018-12-19 16:00 | 0.98306
CCG | 2018-12-19 17:00 | 1
CCG | 2018-12-19 18:00 | 1
CCG | 2018-12-19 19:00 | 1
CCG | 2018-12-19 20:00 | 1
CCG | 2018-12-19 21:00 | 1
CCG | 2018-12-19 22:00 | 1
CCG | 2018-12-19 23:00 | 1
CCG | 2018-12-20 | 1
CCG | 2018-12-20 01:00 | 1
CCG | 2018-12-20 02:00 | 1
CCG | 2018-12-20 03:00 | 1
CCG | 2018-12-20 04:00 | 1
CCG | 2018-12-20 05:00 | 1
CCG | 2018-12-20 06:00 | 0.96438
CCG | 2018-12-20 07:00 | 1
CCG | 2018-12-20 08:00 | 1
CCG | 2018-12-20 09:00 | 1
CCG | 2018-12-20 10:00 | 1
CCG | 2018-12-20 11:00 | 1
CCG | 2018-12-20 12:00 | 1
CCG | 2018-12-20 13:00 | 1
CCG | 2018-12-20 14:00 | 1
CCG | 2018-12-20 15:00 | 1
CCG | 2018-12-20 16:00 | 1
CCG | 2018-12-20 17:00 | 1
CCG | 2018-12-20 18:00 | 1
CCG | 2018-12-20 19:00 | 1
CCG | 2018-12-20 20:00 | 1
CCG | 2018-12-20 21:00 | 1
CCG | 2018-12-20 22:00 | 1
CCG | 2018-12-20 23:00 | 1
CCG | 2018-12-21 | 1
CCG | 2018-12-21 01:00 | 1
CCG | 2018-12-21 02:00 | 1
CCG | 2018-12-21 03:00 | 1
CCG | 2018-12-21 04:00 | 1
CCG | 2018-12-21 05:00 | 1
CCG | 2018-12-21 06:00 | 1
CCG | 2018-12-21 07:00 | 1
CCG | 2018-12-21 08:00 | 1
CCG | 2018-12-21 09:00 | 1
CCG | 2018-12-21 10:00 | 1
CCG | 2018-12-21 11:00 | 1
CCG | 2018-12-21 12:00 | 1
CCG | 2018-12-21 13:00 | 1
CCG | 2018-12-21 14:00 | 1
CCG | 2018-12-21 15:00 | 1
CCG | 2018-12-21 16:00 | 1
CCG | 2018-12-21 17:00 | 1
CCG | 2018-12-21 18:00 | 1
CCG | 2018-12-21 19:00 | 1
CCG | 2018-12-21 20:00 | 1
CCG | 2018-12-21 21:00 | 1
CCG | 2018-12-21 22:00 | 1
CCG | 2018-12-21 23:00 | 1
CCG | 2018-12-22 | 0.88229
CCG | 2018-12-22 01:00 | 0.88229
CCG | 2018-12-22 02:00 | 0.88229
CCG | 2018-12-22 03:00 | 0.88229
CCG | 2018-12-22 04:00 | 0.88229
CCG | 2018-12-22 05:00 | 0.88229
CCG | 2018-12-22 06:00 | 0.88229
CCG | 2018-12-22 07:00 | 0.88229
CCG | 2018-12-22 08:00 | 0.88229
CCG | 2018-12-22 09:00 | 0.88229
CCG | 2018-12-22 10:00 | 0.88229
CCG | 2018-12-22 11:00 | 0.88229
CCG | 2018-12-22 12:00 | 0.88229
CCG | 2018-12-22 13:00 | 0.88229
CCG | 2018-12-22 14:00 | 0.88229
CCG | 2018-12-22 15:00 | 0.93109
CCG | 2018-12-22 16:00 | 0.93109
CCG | 2018-12-22 17:00 | 0.93109
CCG | 2018-12-22 18:00 | 0.93109
CCG | 2018-12-22 19:00 | 0.93109
CCG | 2018-12-22 20:00 | 0.93109
CCG | 2018-12-22 21:00 | 0.93109
CCG | 2018-12-22 22:00 | 0.93109
CCG | 2018-12-22 23:00 | 0.93109
CCG | 2018-12-23 | 0.93109
CCG | 2018-12-23 01:00 | 0.93109
CCG | 2018-12-23 02:00 | 0.93109
CCG | 2018-12-23 03:00 | 0.93109
CCG | 2018-12-23 04:00 | 0.93109
CCG | 2018-12-23 05:00 | 0.93109
CCG | 2018-12-23 06:00 | 0.93109
CCG | 2018-12-23 07:00 | 0.93109
CCG | 2018-12-23 08:00 | 0.93109
CCG | 2018-12-23 09:00 | 0.93109
CCG | 2018-12-23 10:00 | 0.93109
CCG | 2018-12-23 11:00 | 0.93109
CCG | 2018-12-23 12:00 | 0.93109
CCG | 2018-12-23 13:00 | 0.93109
CCG | 2018-12-23 14:00 | 0.93109
CCG | 2018-12-23 15:00 | 0.93109
CCG | 2018-12-23 16:00 | 0.93109
CCG | 2018-12-23 17:00 | 0.93109
CCG | 2018-12-23 18:00 | 0.93109
CCG | 2018-12-23 19:00 | 0.93109
CCG | 2018-12-23 20:00 | 0.93109
CCG | 2018-12-23 21:00 | 0.93109
CCG | 2018-12-23 22:00 | 0.93109
CCG | 2018-12-23 23:00 | 0.93109
CCG | 2018-12-24 | 0.8948
CCG | 2018-12-24 01:00 | 0.8948
CCG | 2018-12-24 02:00 | 0.8948
CCG | 2018-12-24 03:00 | 0.8948
CCG | 2018-12-24 04:00 | 0.8948
CCG | 2018-12-24 05:00 | 0.8948
CCG | 2018-12-24 06:00 | 0.8948
CCG | 2018-12-24 07:00 | 0.8948
CCG | 2018-12-24 08:00 | 0.8948
CCG | 2018-12-24 09:00 | 0.8948
CCG | 2018-12-24 10:00 | 0.8948
CCG | 2018-12-24 11:00 | 0.8948
CCG | 2018-12-24 12:00 | 0.8948
CCG | 2018-12-24 13:00 | 0.8948
CCG | 2018-12-24 14:00 | 0.8948
CCG | 2018-12-24 15:00 | 0.8948
CCG | 2018-12-24 16:00 | 0.8948
CCG | 2018-12-24 17:00 | 0.8948
CCG | 2018-12-24 18:00 | 0.93109
CCG | 2018-12-24 19:00 | 0.93109
CCG | 2018-12-24 20:00 | 0.93109
CCG | 2018-12-24 21:00 | 0.93109
CCG | 2018-12-24 22:00 | 0.93109
CCG | 2018-12-24 23:00 | 0.94205
CCG | 2018-12-25 | 0.96555
CCG | 2018-12-25 01:00 | 0.96555
CCG | 2018-12-25 02:00 | 0.96555
CCG | 2018-12-25 03:00 | 0.96555
CCG | 2018-12-25 04:00 | 0.96555
CCG | 2018-12-25 05:00 | 0.96555
CCG | 2018-12-25 06:00 | 0.96555
CCG | 2018-12-25 07:00 | 0.96555
CCG | 2018-12-25 08:00 | 0.96555
CCG | 2018-12-25 09:00 | 0.96555
CCG | 2018-12-25 10:00 | 0.96555
CCG | 2018-12-25 11:00 | 0.96555
CCG | 2018-12-25 12:00 | 0.96555
CCG | 2018-12-25 13:00 | 0.96555
CCG | 2018-12-25 14:00 | 0.96555
CCG | 2018-12-25 15:00 | 0.96555
CCG | 2018-12-25 16:00 | 0.96555
CCG | 2018-12-25 17:00 | 0.96555
CCG | 2018-12-25 18:00 | 0.96555
CCG | 2018-12-25 19:00 | 0.96555
CCG | 2018-12-25 20:00 | 0.96555
CCG | 2018-12-25 21:00 | 0.96555
CCG | 2018-12-25 22:00 | 0.96555
CCG | 2018-12-25 23:00 | 0.96555
CCG | 2018-12-26 | 0.93209
CCG | 2018-12-26 01:00 | 0.93209
CCG | 2018-12-26 02:00 | 0.93209
CCG | 2018-12-26 03:00 | 0.93209
CCG | 2018-12-26 04:00 | 0.93209
CCG | 2018-12-26 05:00 | 0.93209
CCG | 2018-12-26 06:00 | 0.93209
CCG | 2018-12-26 07:00 | 0.93209
CCG | 2018-12-26 08:00 | 0.91516
CCG | 2018-12-26 09:00 | 0.91516
CCG | 2018-12-26 10:00 | 0.91516
CCG | 2018-12-26 11:00 | 0.91516
CCG | 2018-12-26 12:00 | 0.91516
CCG | 2018-12-26 13:00 | 0.91516
CCG | 2018-12-26 14:00 | 0.91516
CCG | 2018-12-26 15:00 | 0.91516
CCG | 2018-12-26 16:00 | 0.91516
CCG | 2018-12-26 17:00 | 0.91516
CCG | 2018-12-26 18:00 | 0.91516
CCG | 2018-12-26 19:00 | 0.91516
CCG | 2018-12-26 20:00 | 0.91516
CCG | 2018-12-26 21:00 | 0.91516
CCG | 2018-12-26 22:00 | 0.91516
CCG | 2018-12-26 23:00 | 0.91516
CCG | 2018-12-27 | 0.91516
CCG | 2018-12-27 01:00 | 0.91516
CCG | 2018-12-27 02:00 | 0.91516
CCG | 2018-12-27 03:00 | 0.91516
CCG | 2018-12-27 04:00 | 0.91516
CCG | 2018-12-27 05:00 | 0.91516
CCG | 2018-12-27 06:00 | 0.91516
CCG | 2018-12-27 07:00 | 0.91516
CCG | 2018-12-27 08:00 | 0.91516
CCG | 2018-12-27 09:00 | 0.91516
CCG | 2018-12-27 10:00 | 0.91516
CCG | 2018-12-27 11:00 | 0.91516
CCG | 2018-12-27 12:00 | 0.91516
CCG | 2018-12-27 13:00 | 0.91516
CCG | 2018-12-27 14:00 | 0.91516
CCG | 2018-12-27 15:00 | 0.91516
CCG | 2018-12-27 16:00 | 0.91516
CCG | 2018-12-27 17:00 | 0.91516
CCG | 2018-12-27 18:00 | 0.91516
CCG | 2018-12-27 19:00 | 0.91516
CCG | 2018-12-27 20:00 | 0.91516
CCG | 2018-12-27 21:00 | 0.91516
CCG | 2018-12-27 22:00 | 0.91516
CCG | 2018-12-27 23:00 | 0.91516
CCG | 2018-12-28 | 0.91516
CCG | 2018-12-28 01:00 | 0.91516
CCG | 2018-12-28 02:00 | 0.91516
CCG | 2018-12-28 03:00 | 0.91516
CCG | 2018-12-28 04:00 | 0.91516
CCG | 2018-12-28 05:00 | 0.91516
CCG | 2018-12-28 06:00 | 0.91516
CCG | 2018-12-28 07:00 | 0.91516
CCG | 2018-12-28 08:00 | 0.91516
CCG | 2018-12-28 09:00 | 0.91516
CCG | 2018-12-28 10:00 | 0.91516
CCG | 2018-12-28 11:00 | 0.91516
CCG | 2018-12-28 12:00 | 0.93209
CCG | 2018-12-28 13:00 | 0.93209
CCG | 2018-12-28 14:00 | 0.93209
CCG | 2018-12-28 15:00 | 0.93209
CCG | 2018-12-28 16:00 | 0.93209
CCG | 2018-12-28 17:00 | 0.93209
CCG | 2018-12-28 18:00 | 0.93209
CCG | 2018-12-28 19:00 | 0.93209
CCG | 2018-12-28 20:00 | 0.93209
CCG | 2018-12-28 21:00 | 0.93209
CCG | 2018-12-28 22:00 | 0.88329
CCG | 2018-12-28 23:00 | 0.88329
CCG | 2018-12-29 | 0.88329
CCG | 2018-12-29 01:00 | 0.88329
CCG | 2018-12-29 02:00 | 0.88329
CCG | 2018-12-29 03:00 | 0.88329
CCG | 2018-12-29 04:00 | 0.88329
CCG | 2018-12-29 05:00 | 0.88329
CCG | 2018-12-29 06:00 | 0.88329
CCG | 2018-12-29 07:00 | 0.88329
CCG | 2018-12-29 08:00 | 0.88329
CCG | 2018-12-29 09:00 | 0.88329
CCG | 2018-12-29 10:00 | 0.88329
CCG | 2018-12-29 11:00 | 0.88329
CCG | 2018-12-29 12:00 | 0.88329
CCG | 2018-12-29 13:00 | 0.93209
CCG | 2018-12-29 14:00 | 0.93209
CCG | 2018-12-29 15:00 | 0.93209
CCG | 2018-12-29 16:00 | 0.93209
CCG | 2018-12-29 17:00 | 0.93209
CCG | 2018-12-29 18:00 | 0.93209
CCG | 2018-12-29 19:00 | 0.93209
CCG | 2018-12-29 20:00 | 0.93209
CCG | 2018-12-29 21:00 | 0.93209
CCG | 2018-12-29 22:00 | 0.93209
CCG | 2018-12-29 23:00 | 0.93209
CCG | 2018-12-30 | 0.96555
CCG | 2018-12-30 01:00 | 0.96555
CCG | 2018-12-30 02:00 | 0.96555
CCG | 2018-12-30 03:00 | 0.96555
CCG | 2018-12-30 04:00 | 0.96555
CCG | 2018-12-30 05:00 | 0.96555
CCG | 2018-12-30 06:00 | 0.96555
CCG | 2018-12-30 07:00 | 0.96555
CCG | 2018-12-30 08:00 | 0.96555
CCG | 2018-12-30 09:00 | 0.96555
CCG | 2018-12-30 10:00 | 0.96555
CCG | 2018-12-30 11:00 | 0.96555
CCG | 2018-12-30 12:00 | 0.96555
CCG | 2018-12-30 13:00 | 0.96555
CCG | 2018-12-30 14:00 | 0.96555
CCG | 2018-12-30 15:00 | 0.94628
CCG | 2018-12-30 16:00 | 0.94628
CCG | 2018-12-30 17:00 | 0.94628
CCG | 2018-12-30 18:00 | 0.96555
CCG | 2018-12-30 19:00 | 0.96555
CCG | 2018-12-30 20:00 | 0.96555
CCG | 2018-12-30 21:00 | 0.96555
CCG | 2018-12-30 22:00 | 0.96555
CCG | 2018-12-30 23:00 | 0.96555
CCG | 2018-12-31 | 0.92926
CCG | 2018-12-31 01:00 | 0.90999
CCG | 2018-12-31 02:00 | 0.90999
CCG | 2018-12-31 03:00 | 0.92926
CCG | 2018-12-31 04:00 | 0.92926
CCG | 2018-12-31 05:00 | 0.92926
CCG | 2018-12-31 06:00 | 0.92926
CCG | 2018-12-31 07:00 | 0.92926
CCG | 2018-12-31 08:00 | 0.92926
CCG | 2018-12-31 09:00 | 0.92926
CCG | 2018-12-31 10:00 | 0.92926
CCG | 2018-12-31 11:00 | 0.92926
CCG | 2018-12-31 12:00 | 0.92926
CCG | 2018-12-31 13:00 | 0.92926
CCG | 2018-12-31 14:00 | 0.92926
CCG | 2018-12-31 15:00 | 0.92926
CCG | 2018-12-31 16:00 | 0.96555
CCG | 2018-12-31 17:00 | 0.96555
CCG | 2018-12-31 18:00 | 0.96555
CCG | 2018-12-31 19:00 | 0.96555
CCG | 2018-12-31 20:00 | 0.96555
CCG | 2018-12-31 21:00 | 0.96555
CCG | 2018-12-31 22:00 | 0.96555
CCG | 2018-12-31 23:00 | 0.96555
Coal | 2018-01-01 | 0.85398
Coal | 2018-01-01 01:00 | 0.85398
Coal | 2018-01-01 02:00 | 0.85398
Coal | 2018-01-01 03:00 | 0.85398
Coal | 2018-01-01 04:00 | 0.85398
Coal | 2018-01-01 05:00 | 0.85398
Coal | 2018-01-01 06:00 | 0.85398
Coal | 2018-01-01 07:00 | 0.85398
Coal | 2018-01-01 08:00 | 0.85398
Coal | 2018-01-01 09:00 | 0.85398
Coal | 2018-01-01 10:00 | 0.85398
Coal | 2018-01-01 11:00 | 0.85398
Coal | 2018-01-01 12:00 | 0.85398
Coal | 2018-01-01 13:00 | 0.85398
Coal | 2018-01-01 14:00 | 0.85398
Coal | 2018-01-01 15:00 | 0.85398
Coal | 2018-01-01 16:00 | 0.85398
Coal | 2018-01-01 17:00 | 0.85398
Coal | 2018-01-01 18:00 | 0.85398
Coal | 2018-01-01 19:00 | 0.85398
Coal | 2018-01-01 20:00 | 0.85398
Coal | 2018-01-01 21:00 | 0.85398
Coal | 2018-01-01 22:00 | 0.85398
Coal | 2018-01-01 23:00 | 0.85398
Coal | 2018-01-02 | 0.85398
Coal | 2018-01-02 01:00 | 0.85398
Coal | 2018-01-02 02:00 | 0.85398
Coal | 2018-01-02 03:00 | 0.85398
Coal | 2018-01-02 04:00 | 0.85398
Coal | 2018-01-02 05:00 | 0.85398
Coal | 2018-01-02 06:00 | 0.85398
Coal | 2018-01-02 07:00 | 0.85398
Coal | 2018-01-02 08:00 | 0.85398
Coal | 2018-01-02 09:00 | 0.85398
Coal | 2018-01-02 10:00 | 0.85398
Coal | 2018-01-02 11:00 | 0.85398
Coal | 2018-01-02 12:00 | 0.85398
Coal | 2018-01-02 13:00 | 0.85398
Coal | 2018-01-02 14:00 | 0.85398
Coal | 2018-01-02 15:00 | 0.85398
Coal | 2018-01-02 16:00 | 0.85398
Coal | 2018-01-02 17:00 | 0.85398
Coal | 2018-01-02 18:00 | 0.85398
Coal | 2018-01-02 19:00 | 0.85398
Coal | 2018-01-02 20:00 | 0.85398
Coal | 2018-01-02 21:00 | 0.85398
Coal | 2018-01-02 22:00 | 0.85398
Coal | 2018-01-02 23:00 | 0.85398
Coal | 2018-01-03 | 0.85398
Coal | 2018-01-03 01:00 | 0.85398
Coal | 2018-01-03 02:00 | 0.85398
Coal | 2018-01-03 03:00 | 0.85398
Coal | 2018-01-03 04:00 | 0.85398
Coal | 2018-01-03 05:00 | 0.85398
Coal | 2018-01-03 06:00 | 0.85398
Coal | 2018-01-03 07:00 | 0.85398
Coal | 2018-01-03 08:00 | 0.85398
Coal | 2018-01-03 09:00 | 0.85398
Coal | 2018-01-03 10:00 | 0.85398
Coal | 2018-01-03 11:00 | 0.85398
Coal | 2018-01-03 12:00 | 0.85398
Coal | 2018-01-03 13:00 | 0.85398
Coal | 2018-01-03 14:00 | 0.85398
Coal | 2018-01-03 15:00 | 0.85398
Coal | 2018-01-03 16:00 | 0.85398
Coal | 2018-01-03 17:00 | 0.85398
Coal | 2018-01-03 18:00 | 0.85398
Coal | 2018-01-03 19:00 | 0.85398
Coal | 2018-01-03 20:00 | 0.85398
Coal | 2018-01-03 21:00 | 0.85398
Coal | 2018-01-03 22:00 | 0.85398
Coal | 2018-01-03 23:00 | 0.85398
Coal | 2018-01-04 | 0.85398
Coal | 2018-01-04 01:00 | 0.85398
Coal | 2018-01-04 02:00 | 0.85398
Coal | 2018-01-04 03:00 | 0.85398
Coal | 2018-01-04 04:00 | 0.85398
Coal | 2018-01-04 05:00 | 0.85398
Coal | 2018-01-04 06:00 | 0.85398
Coal | 2018-01-04 07:00 | 0.85398
Coal | 2018-01-04 08:00 | 0.85398
Coal | 2018-01-04 09:00 | 0.85398
Coal | 2018-01-04 10:00 | 0.85398
Coal | 2018-01-04 11:00 | 0.85398
Coal | 2018-01-04 12:00 | 0.85398
Coal | 2018-01-04 13:00 | 0.85398
Coal | 2018-01-04 14:00 | 0.85398
Coal | 2018-01-04 15:00 | 0.85398
Coal | 2018-01-04 16:00 | 0.85398
Coal | 2018-01-04 17:00 | 0.85398
Coal | 2018-01-04 18:00 | 0.85398
Coal | 2018-01-04 19:00 | 0.85398
Coal | 2018-01-04 20:00 | 0.85398
Coal | 2018-01-04 21:00 | 0.85398
Coal | 2018-01-04 22:00 | 0.85398
Coal | 2018-01-04 23:00 | 0.85398
Coal | 2018-01-05 | 0.85398
Coal | 2018-01-05 01:00 | 0.85398
Coal | 2018-01-05 02:00 | 0.85398
Coal | 2018-01-05 03:00 | 0.85398
Coal | 2018-01-05 04:00 | 0.85398
Coal | 2018-01-05 05:00 | 0.85398
Coal | 2018-01-05 06:00 | 0.85398
Coal | 2018-01-05 07:00 | 0.70418
Coal | 2018-01-05 08:00 | 0.70418
Coal | 2018-01-05 09:00 | 0.70418
Coal | 2018-01-05 10:00 | 0.70418
Coal | 2018-01-05 11:00 | 0.70418
Coal | 2018-01-05 12:00 | 0.70418
Coal | 2018-01-05 13:00 | 0.70418
Coal | 2018-01-05 14:00 | 0.70418
Coal | 2018-01-05 15:00 | 0.70418
Coal | 2018-01-05 16:00 | 0.70418
Coal | 2018-01-05 17:00 | 0.85398
Coal | 2018-01-05 18:00 | 0.85398
Coal | 2018-01-05 19:00 | 0.85398
Coal | 2018-01-05 20:00 | 0.85398
Coal | 2018-01-05 21:00 | 0.85398
Coal | 2018-01-05 22:00 | 0.85398
Coal | 2018-01-05 23:00 | 0.85398
Coal | 2018-01-06 | 0.85398
Coal | 2018-01-06 01:00 | 0.85398
Coal | 2018-01-06 02:00 | 0.85398
Coal | 2018-01-06 03:00 | 0.85398
Coal | 2018-01-06 04:00 | 0.85398
Coal | 2018-01-06 05:00 | 0.85398
Coal | 2018-01-06 06:00 | 0.85398
Coal | 2018-01-06 07:00 | 0.85398
Coal | 2018-01-06 08:00 | 0.85398
Coal | 2018-01-06 09:00 | 0.85398
Coal | 2018-01-06 10:00 | 0.85398
Coal | 2018-01-06 11:00 | 0.85398
Coal | 2018-01-06 12:00 | 0.85398
Coal | 2018-01-06 13:00 | 0.85398
Coal | 2018-01-06 14:00 | 0.85398
Coal | 2018-01-06 15:00 | 0.85398
Coal | 2018-01-06 16:00 | 0.85398
Coal | 2018-01-06 17:00 | 0.85398
Coal | 2018-01-06 18:00 | 0.85398
Coal | 2018-01-06 19:00 | 0.85398
Coal | 2018-01-06 20:00 | 0.85398
Coal | 2018-01-06 21:00 | 0.85398
Coal | 2018-01-06 22:00 | 0.85398
Coal | 2018-01-06 23:00 | 0.85398
Coal | 2018-01-07 | 0.85398
Coal | 2018-01-07 01:00 | 0.85398
Coal | 2018-01-07 02:00 | 0.85398
Coal | 2018-01-07 03:00 | 0.85398
Coal | 2018-01-07 04:00 | 0.85398
Coal | 2018-01-07 05:00 | 0.85398
Coal | 2018-01-07 06:00 | 0.85398
Coal | 2018-01-07 07:00 | 0.85398
Coal | 2018-01-07 08:00 | 0.85398
Coal | 2018-01-07 09:00 | 0.85398
Coal | 2018-01-07 10:00 | 0.85398
Coal | 2018-01-07 11:00 | 0.85398
Coal | 2018-01-07 12:00 | 0.85398
Coal | 2018-01-07 13:00 | 0.85398
Coal | 2018-01-07 14:00 | 0.85398
Coal | 2018-01-07 15:00 | 0.85398
Coal | 2018-01-07 16:00 | 0.85398
Coal | 2018-01-07 17:00 | 0.85398
Coal | 2018-01-07 18:00 | 0.85398
Coal | 2018-01-07 19:00 | 0.85398
Coal | 2018-01-07 20:00 | 0.85398
Coal | 2018-01-07 21:00 | 0.85398
Coal | 2018-01-07 22:00 | 0.85398
Coal | 2018-01-07 23:00 | 0.85398
Coal | 2018-01-08 | 0.85398
Coal | 2018-01-08 01:00 | 0.85398
Coal | 2018-01-08 02:00 | 0.85398
Coal | 2018-01-08 03:00 | 0.85398
Coal | 2018-01-08 04:00 | 0.70796
Coal | 2018-01-08 05:00 | 0.70796
Coal | 2018-01-08 06:00 | 0.70796
Coal | 2018-01-08 07:00 | 0.70796
Coal | 2018-01-08 08:00 | 0.85398
Coal | 2018-01-08 09:00 | 0.85398
Coal | 2018-01-08 10:00 | 0.85398
Coal | 2018-01-08 11:00 | 0.85398
Coal | 2018-01-08 12:00 | 0.85398
Coal | 2018-01-08 13:00 | 0.85398
Coal | 2018-01-08 14:00 | 0.85398
Coal | 2018-01-08 15:00 | 0.85398
Coal | 2018-01-08 16:00 | 0.85398
Coal | 2018-01-08 17:00 | 0.85398
Coal | 2018-01-08 18:00 | 0.70796
Coal | 2018-01-08 19:00 | 0.85398
Coal | 2018-01-08 20:00 | 0.85398
Coal | 2018-01-08 21:00 | 0.85398
Coal | 2018-01-08 22:00 | 0.85398
Coal | 2018-01-08 23:00 | 0.85398
Coal | 2018-01-09 | 0.85398
Coal | 2018-01-09 01:00 | 0.85398
Coal | 2018-01-09 02:00 | 0.85398
Coal | 2018-01-09 03:00 | 0.85398
Coal | 2018-01-09 04:00 | 0.85398
Coal | 2018-01-09 05:00 | 0.85398
Coal | 2018-01-09 06:00 | 0.85398
Coal | 2018-01-09 07:00 | 0.85398
Coal | 2018-01-09 08:00 | 0.85398
Coal | 2018-01-09 09:00 | 0.85398
Coal | 2018-01-09 10:00 | 0.85398
Coal | 2018-01-09 11:00 | 0.85398
Coal | 2018-01-09 12:00 | 0.85398
Coal | 2018-01-09 13:00 | 0.85398
Coal | 2018-01-09 14:00 | 0.85398
Coal | 2018-01-09 15:00 | 0.85398
Coal | 2018-01-09 16:00 | 0.85398
Coal | 2018-01-09 17:00 | 0.85398
Coal | 2018-01-09 18:00 | 0.85398
Coal | 2018-01-09 19:00 | 0.85398
Coal | 2018-01-09 20:00 | 0.85398
Coal | 2018-01-09 21:00 | 0.85398
Coal | 2018-01-09 22:00 | 0.85398
Coal | 2018-01-09 23:00 | 0.85398
Coal | 2018-01-10 | 0.85398
Coal | 2018-01-10 01:00 | 0.85398
Coal | 2018-01-10 02:00 | 0.85398
Coal | 2018-01-10 03:00 | 0.85398
Coal | 2018-01-10 04:00 | 0.70418
Coal | 2018-01-10 05:00 | 0.70418
Coal | 2018-01-10 06:00 | 0.70418
Coal | 2018-01-10 07:00 | 0.70418
Coal | 2018-01-10 08:00 | 0.70418
Coal | 2018-01-10 09:00 | 0.70418
Coal | 2018-01-10 10:00 | 0.70418
Coal | 2018-01-10 11:00 | 0.85398
Coal | 2018-01-10 12:00 | 0.85398
Coal | 2018-01-10 13:00 | 0.85398
Coal | 2018-01-10 14:00 | 0.85398
Coal | 2018-01-10 15:00 | 0.85398
Coal | 2018-01-10 16:00 | 0.85398
Coal | 2018-01-10 17:00 | 0.85398
Coal | 2018-01-10 18:00 | 0.85398
Coal | 2018-01-10 19:00 | 0.85398
Coal | 2018-01-10 20:00 | 0.85398
Coal | 2018-01-10 21:00 | 0.85398
Coal | 2018-01-10 22:00 | 0.85398
Coal | 2018-01-10 23:00 | 0.85398
Coal | 2018-01-11 | 0.85398
Coal | 2018-01-11 01:00 | 0.85398
Coal | 2018-01-11 02:00 | 0.85398
Coal | 2018-01-11 03:00 | 0.85398
Coal | 2018-01-11 04:00 | 0.85398
Coal | 2018-01-11 05:00 | 0.85398
Coal | 2018-01-11 06:00 | 0.85398
Coal | 2018-01-11 07:00 | 0.85398
Coal | 2018-01-11 08:00 | 0.85398
Coal | 2018-01-11 09:00 | 0.85398
Coal | 2018-01-11 10:00 | 0.85398
Coal | 2018-01-11 11:00 | 0.85398
Coal | 2018-01-11 12:00 | 0.85398
Coal | 2018-01-11 13:00 | 0.85398
Coal | 2018-01-11 14:00 | 0.85398
Coal | 2018-01-11 15:00 | 0.85398
Coal | 2018-01-11 16:00 | 0.85398
Coal | 2018-01-11 17:00 | 0.85398
Coal | 2018-01-11 18:00 | 0.85398
Coal | 2018-01-11 19:00 | 0.85398
Coal | 2018-01-11 20:00 | 0.85398
Coal | 2018-01-11 21:00 | 0.85398
Coal | 2018-01-11 22:00 | 0.85398
Coal | 2018-01-11 23:00 | 0.85398
Coal | 2018-01-12 | 0.85398
Coal | 2018-01-12 01:00 | 0.85398
Coal | 2018-01-12 02:00 | 0.85398
Coal | 2018-01-12 03:00 | 0.85398
Coal | 2018-01-12 04:00 | 0.85398
Coal | 2018-01-12 05:00 | 0.85398
Coal | 2018-01-12 06:00 | 0.85398
Coal | 2018-01-12 07:00 | 0.85398
Coal | 2018-01-12 08:00 | 0.85398
Coal | 2018-01-12 09:00 | 0.85398
Coal | 2018-01-12 10:00 | 0.85398
Coal | 2018-01-12 11:00 | 0.85398
Coal | 2018-01-12 12:00 | 0.85398
Coal | 2018-01-12 13:00 | 0.85398
Coal | 2018-01-12 14:00 | 0.85398
Coal | 2018-01-12 15:00 | 0.85398
Coal | 2018-01-12 16:00 | 0.85398
Coal | 2018-01-12 17:00 | 0.85398
Coal | 2018-01-12 18:00 | 0.85398
Coal | 2018-01-12 19:00 | 0.85398
Coal | 2018-01-12 20:00 | 0.85398
Coal | 2018-01-12 21:00 | 0.85398
Coal | 2018-01-12 22:00 | 0.85398
Coal | 2018-01-12 23:00 | 0.85398
Coal | 2018-01-13 | 0.85398
Coal | 2018-01-13 01:00 | 0.85398
Coal | 2018-01-13 02:00 | 0.85398
Coal | 2018-01-13 03:00 | 0.85398
Coal | 2018-01-13 04:00 | 0.85398
Coal | 2018-01-13 05:00 | 0.85398
Coal | 2018-01-13 06:00 | 0.85398
Coal | 2018-01-13 07:00 | 0.85398
Coal | 2018-01-13 08:00 | 0.85398
Coal | 2018-01-13 09:00 | 0.85398
Coal | 2018-01-13 10:00 | 0.85398
Coal | 2018-01-13 11:00 | 0.85398
Coal | 2018-01-13 12:00 | 0.85398
Coal | 2018-01-13 13:00 | 0.85398
Coal | 2018-01-13 14:00 | 0.85398
Coal | 2018-01-13 15:00 | 0.85398
Coal | 2018-01-13 16:00 | 0.85398
Coal | 2018-01-13 17:00 | 0.85398
Coal | 2018-01-13 18:00 | 0.85398
Coal | 2018-01-13 19:00 | 0.85398
Coal | 2018-01-13 20:00 | 0.85398
Coal | 2018-01-13 21:00 | 0.85398
Coal | 2018-01-13 22:00 | 0.85398
Coal | 2018-01-13 23:00 | 0.85398
Coal | 2018-01-14 | 0.85398
Coal | 2018-01-14 01:00 | 0.85398
Coal | 2018-01-14 02:00 | 0.85398
Coal | 2018-01-14 03:00 | 0.85398
Coal | 2018-01-14 04:00 | 0.85398
Coal | 2018-01-14 05:00 | 0.85398
Coal | 2018-01-14 06:00 | 0.85398
Coal | 2018-01-14 07:00 | 0.85398
Coal | 2018-01-14 08:00 | 0.85398
Coal | 2018-01-14 09:00 | 0.85398
Coal | 2018-01-14 10:00 | 0.85398
Coal | 2018-01-14 11:00 | 0.85398
Coal | 2018-01-14 12:00 | 0.85398
Coal | 2018-01-14 13:00 | 0.85398
Coal | 2018-01-14 14:00 | 0.85398
Coal | 2018-01-14 15:00 | 0.85398
Coal | 2018-01-14 16:00 | 0.85398
Coal | 2018-01-14 17:00 | 0.85398
Coal | 2018-01-14 18:00 | 0.85398
Coal | 2018-01-14 19:00 | 0.85398
Coal | 2018-01-14 20:00 | 0.85398
Coal | 2018-01-14 21:00 | 0.85398
Coal | 2018-01-14 22:00 | 0.85398
Coal | 2018-01-14 23:00 | 0.85398
Coal | 2018-01-15 | 0.85398
Coal | 2018-01-15 01:00 | 0.85398
Coal | 2018-01-15 02:00 | 0.85398
Coal | 2018-01-15 03:00 | 0.85398
Coal | 2018-01-15 04:00 | 0.85398
Coal | 2018-01-15 05:00 | 0.85398
Coal | 2018-01-15 06:00 | 0.85398
Coal | 2018-01-15 07:00 | 0.83384
Coal | 2018-01-15 08:00 | 0.83384
Coal | 2018-01-15 09:00 | 0.83384
Coal | 2018-01-15 10:00 | 0.85398
Coal | 2018-01-15 11:00 | 0.85398
Coal | 2018-01-15 12:00 | 0.85398
Coal | 2018-01-15 13:00 | 0.85398
Coal | 2018-01-15 14:00 | 0.85398
Coal | 2018-01-15 15:00 | 0.85398
Coal | 2018-01-15 16:00 | 0.85398
Coal | 2018-01-15 17:00 | 0.85398
Coal | 2018-01-15 18:00 | 0.85398
Coal | 2018-01-15 19:00 | 0.85398
Coal | 2018-01-15 20:00 | 0.85398
Coal | 2018-01-15 21:00 | 0.85398
Coal | 2018-01-15 22:00 | 0.85398
Coal | 2018-01-15 23:00 | 0.85398
Coal | 2018-01-16 | 0.85398
Coal | 2018-01-16 01:00 | 0.85398
Coal | 2018-01-16 02:00 | 0.85398
Coal | 2018-01-16 03:00 | 0.85398
Coal | 2018-01-16 04:00 | 0.85398
Coal | 2018-01-16 05:00 | 0.85398
Coal | 2018-01-16 06:00 | 0.80363
Coal | 2018-01-16 07:00 | 0.80363
Coal | 2018-01-16 08:00 | 0.80363
Coal | 2018-01-16 09:00 | 0.80363
Coal | 2018-01-16 10:00 | 0.80363
Coal | 2018-01-16 11:00 | 0.85398
Coal | 2018-01-16 12:00 | 0.85398
Coal | 2018-01-16 13:00 | 0.85398
Coal | 2018-01-16 14:00 | 0.85398
Coal | 2018-01-16 15:00 | 0.85398
Coal | 2018-01-16 16:00 | 0.85398
Coal | 2018-01-16 17:00 | 0.85398
Coal | 2018-01-16 18:00 | 0.85398
Coal | 2018-01-16 19:00 | 0.85398
Coal | 2018-01-16 20:00 | 0.85398
Coal | 2018-01-16 21:00 | 0.85398
Coal | 2018-01-16 22:00 | 0.85398
Coal | 2018-01-16 23:00 | 0.85398
Coal | 2018-01-17 | 0.85398
Coal | 2018-01-17 01:00 | 0.85398
Coal | 2018-01-17 02:00 | 0.85398
Coal | 2018-01-17 03:00 | 0.85398
Coal | 2018-01-17 04:00 | 0.85398
Coal | 2018-01-17 05:00 | 0.85398
Coal | 2018-01-17 06:00 | 0.85398
Coal | 2018-01-17 07:00 | 0.85398
Coal | 2018-01-17 08:00 | 0.85398
Coal | 2018-01-17 09:00 | 0.85398
Coal | 2018-01-17 10:00 | 0.85398
Coal | 2018-01-17 11:00 | 0.85398
Coal | 2018-01-17 12:00 | 0.85398
Coal | 2018-01-17 13:00 | 0.85398
Coal | 2018-01-17 14:00 | 0.85398
Coal | 2018-01-17 15:00 | 0.85398
Coal | 2018-01-17 16:00 | 1
Coal | 2018-01-17 17:00 | 1
Coal | 2018-01-17 18:00 | 1
Coal | 2018-01-17 19:00 | 1
Coal | 2018-01-17 20:00 | 1
Coal | 2018-01-17 21:00 | 1
Coal | 2018-01-17 22:00 | 1
Coal | 2018-01-17 23:00 | 1
Coal | 2018-01-18 | 1
Coal | 2018-01-18 01:00 | 1
Coal | 2018-01-18 02:00 | 1
Coal | 2018-01-18 03:00 | 1
Coal | 2018-01-18 04:00 | 1
Coal | 2018-01-18 05:00 | 1
Coal | 2018-01-18 06:00 | 1
Coal | 2018-01-18 07:00 | 1
Coal | 2018-01-18 08:00 | 1
Coal | 2018-01-18 09:00 | 1
Coal | 2018-01-18 10:00 | 1
Coal | 2018-01-18 11:00 | 1
Coal | 2018-01-18 12:00 | 1
Coal | 2018-01-18 13:00 | 1
Coal | 2018-01-18 14:00 | 1
Coal | 2018-01-18 15:00 | 1
Coal | 2018-01-18 16:00 | 1
Coal | 2018-01-18 17:00 | 1
Coal | 2018-01-18 18:00 | 1
Coal | 2018-01-18 19:00 | 1
Coal | 2018-01-18 20:00 | 1
Coal | 2018-01-18 21:00 | 1
Coal | 2018-01-18 22:00 | 1
Coal | 2018-01-18 23:00 | 1
Coal | 2018-01-19 | 1
Coal | 2018-01-19 01:00 | 1
Coal | 2018-01-19 02:00 | 1
Coal | 2018-01-19 03:00 | 1
Coal | 2018-01-19 04:00 | 1
Coal | 2018-01-19 05:00 | 1
Coal | 2018-01-19 06:00 | 1
Coal | 2018-01-19 07:00 | 1
Coal | 2018-01-19 08:00 | 1
Coal | 2018-01-19 09:00 | 1
Coal | 2018-01-19 10:00 | 1
Coal | 2018-01-19 11:00 | 1
Coal | 2018-01-19 12:00 | 1
Coal | 2018-01-19 13:00 | 1
Coal | 2018-01-19 14:00 | 1
Coal | 2018-01-19 15:00 | 1
Coal | 2018-01-19 16:00 | 1
Coal | 2018-01-19 17:00 | 1
Coal | 2018-01-19 18:00 | 1
Coal | 2018-01-19 19:00 | 1
Coal | 2018-01-19 20:00 | 1
Coal | 2018-01-19 21:00 | 1
Coal | 2018-01-19 22:00 | 1
Coal | 2018-01-19 23:00 | 1
Coal | 2018-01-20 | 1
Coal | 2018-01-20 01:00 | 1
Coal | 2018-01-20 02:00 | 1
Coal | 2018-01-20 03:00 | 1
Coal | 2018-01-20 04:00 | 1
Coal | 2018-01-20 05:00 | 1
Coal | 2018-01-20 06:00 | 1
Coal | 2018-01-20 07:00 | 1
Coal | 2018-01-20 08:00 | 1
Coal | 2018-01-20 09:00 | 1
Coal | 2018-01-20 10:00 | 1
Coal | 2018-01-20 11:00 | 1
Coal | 2018-01-20 12:00 | 1
Coal | 2018-01-20 13:00 | 1
Coal | 2018-01-20 14:00 | 1
Coal | 2018-01-20 15:00 | 1
Coal | 2018-01-20 16:00 | 1
Coal | 2018-01-20 17:00 | 1
Coal | 2018-01-20 18:00 | 1
Coal | 2018-01-20 19:00 | 1
Coal | 2018-01-20 20:00 | 1
Coal | 2018-01-20 21:00 | 1
Coal | 2018-01-20 22:00 | 1
Coal | 2018-01-20 23:00 | 1
Coal | 2018-01-21 | 1
Coal | 2018-01-21 01:00 | 1
Coal | 2018-01-21 02:00 | 1
Coal | 2018-01-21 03:00 | 1
Coal | 2018-01-21 04:00 | 1
Coal | 2018-01-21 05:00 | 1
Coal | 2018-01-21 06:00 | 1
Coal | 2018-01-21 07:00 | 1
Coal | 2018-01-21 08:00 | 1
Coal | 2018-01-21 09:00 | 1
Coal | 2018-01-21 10:00 | 1
Coal | 2018-01-21 11:00 | 1
Coal | 2018-01-21 12:00 | 1
Coal | 2018-01-21 13:00 | 1
Coal | 2018-01-21 14:00 | 1
Coal | 2018-01-21 15:00 | 1
Coal | 2018-01-21 16:00 | 1
Coal | 2018-01-21 17:00 | 1
Coal | 2018-01-21 18:00 | 1
Coal | 2018-01-21 19:00 | 1
Coal | 2018-01-21 20:00 | 1
Coal | 2018-01-21 21:00 | 1
Coal | 2018-01-21 22:00 | 1
Coal | 2018-01-21 23:00 | 1
Coal | 2018-01-22 | 1
Coal | 2018-01-22 01:00 | 1
Coal | 2018-01-22 02:00 | 1
Coal | 2018-01-22 03:00 | 1
Coal | 2018-01-22 04:00 | 1
Coal | 2018-01-22 05:00 | 1
Coal | 2018-01-22 06:00 | 1
Coal | 2018-01-22 07:00 | 1
Coal | 2018-01-22 08:00 | 1
Coal | 2018-01-22 09:00 | 1
Coal | 2018-01-22 10:00 | 1
Coal | 2018-01-22 11:00 | 1
Coal | 2018-01-22 12:00 | 1
Coal | 2018-01-22 13:00 | 1
Coal | 2018-01-22 14:00 | 1
Coal | 2018-01-22 15:00 | 1
Coal | 2018-01-22 16:00 | 1
Coal | 2018-01-22 17:00 | 1
Coal | 2018-01-22 18:00 | 1
Coal | 2018-01-22 19:00 | 1
Coal | 2018-01-22 20:00 | 1
Coal | 2018-01-22 21:00 | 1
Coal | 2018-01-22 22:00 | 1
Coal | 2018-01-22 23:00 | 1
Coal | 2018-01-23 | 1
Coal | 2018-01-23 01:00 | 1
Coal | 2018-01-23 02:00 | 1
Coal | 2018-01-23 03:00 | 1
Coal | 2018-01-23 04:00 | 1
Coal | 2018-01-23 05:00 | 1
Coal | 2018-01-23 06:00 | 1
Coal | 2018-01-23 07:00 | 1
Coal | 2018-01-23 08:00 | 1
Coal | 2018-01-23 09:00 | 1
Coal | 2018-01-23 10:00 | 1
Coal | 2018-01-23 11:00 | 1
Coal | 2018-01-23 12:00 | 1
Coal | 2018-01-23 13:00 | 1
Coal | 2018-01-23 14:00 | 1
Coal | 2018-01-23 15:00 | 1
Coal | 2018-01-23 16:00 | 1
Coal | 2018-01-23 17:00 | 1
Coal | 2018-01-23 18:00 | 1
Coal | 2018-01-23 19:00 | 1
Coal | 2018-01-23 20:00 | 1
Coal | 2018-01-23 21:00 | 1
Coal | 2018-01-23 22:00 | 1
Coal | 2018-01-23 23:00 | 1
Coal | 2018-01-24 | 1
Coal | 2018-01-24 01:00 | 1
Coal | 2018-01-24 02:00 | 1
Coal | 2018-01-24 03:00 | 1
Coal | 2018-01-24 04:00 | 1
Coal | 2018-01-24 05:00 | 1
Coal | 2018-01-24 06:00 | 1
Coal | 2018-01-24 07:00 | 1
Coal | 2018-01-24 08:00 | 1
Coal | 2018-01-24 09:00 | 1
Coal | 2018-01-24 10:00 | 1
Coal | 2018-01-24 11:00 | 1
Coal | 2018-01-24 12:00 | 1
Coal | 2018-01-24 13:00 | 1
Coal | 2018-01-24 14:00 | 1
Coal | 2018-01-24 15:00 | 1
Coal | 2018-01-24 16:00 | 1
Coal | 2018-01-24 17:00 | 1
Coal | 2018-01-24 18:00 | 1
Coal | 2018-01-24 19:00 | 1
Coal | 2018-01-24 20:00 | 1
Coal | 2018-01-24 21:00 | 1
Coal | 2018-01-24 22:00 | 1
Coal | 2018-01-24 23:00 | 1
Coal | 2018-01-25 | 0.8502
Coal | 2018-01-25 01:00 | 0.8502
Coal | 2018-01-25 02:00 | 0.8502
Coal | 2018-01-25 03:00 | 0.8502
Coal | 2018-01-25 04:00 | 0.8502
Coal | 2018-01-25 05:00 | 0.8502
Coal | 2018-01-25 06:00 | 0.8502
Coal | 2018-01-25 07:00 | 0.8502
Coal | 2018-01-25 08:00 | 0.8502
Coal | 2018-01-25 09:00 | 0.8502
Coal | 2018-01-25 10:00 | 0.8502
Coal | 2018-01-25 11:00 | 0.8502
Coal | 2018-01-25 12:00 | 0.8502
Coal | 2018-01-25 13:00 | 0.8502
Coal | 2018-01-25 14:00 | 0.8502
Coal | 2018-01-25 15:00 | 0.8502
Coal | 2018-01-25 16:00 | 0.8502
Coal | 2018-01-25 17:00 | 0.8502
Coal | 2018-01-25 18:00 | 0.8502
Coal | 2018-01-25 19:00 | 1
Coal | 2018-01-25 20:00 | 1
Coal | 2018-01-25 21:00 | 1
Coal | 2018-01-25 22:00 | 1
Coal | 2018-01-25 23:00 | 1
Coal | 2018-01-26 | 1
Coal | 2018-01-26 01:00 | 1
Coal | 2018-01-26 02:00 | 1
Coal | 2018-01-26 03:00 | 1
Coal | 2018-01-26 04:00 | 1
Coal | 2018-01-26 05:00 | 1
Coal | 2018-01-26 06:00 | 1
Coal | 2018-01-26 07:00 | 1
Coal | 2018-01-26 08:00 | 1
Coal | 2018-01-26 09:00 | 1
Coal | 2018-01-26 10:00 | 1
Coal | 2018-01-26 11:00 | 1
Coal | 2018-01-26 12:00 | 1
Coal | 2018-01-26 13:00 | 1
Coal | 2018-01-26 14:00 | 1
Coal | 2018-01-26 15:00 | 1
Coal | 2018-01-26 16:00 | 1
Coal | 2018-01-26 17:00 | 1
Coal | 2018-01-26 18:00 | 1
Coal | 2018-01-26 19:00 | 1
Coal | 2018-01-26 20:00 | 1
Coal | 2018-01-26 21:00 | 1
Coal | 2018-01-26 22:00 | 1
Coal | 2018-01-26 23:00 | 1
Coal | 2018-01-27 | 1
Coal | 2018-01-27 01:00 | 1
Coal | 2018-01-27 02:00 | 1
Coal | 2018-01-27 03:00 | 1
Coal | 2018-01-27 04:00 | 1
Coal | 2018-01-27 05:00 | 1
Coal | 2018-01-27 06:00 | 1
Coal | 2018-01-27 07:00 | 1
Coal | 2018-01-27 08:00 | 1
Coal | 2018-01-27 09:00 | 1
Coal | 2018-01-27 10:00 | 1
Coal | 2018-01-27 11:00 | 1
Coal | 2018-01-27 12:00 | 1
Coal | 2018-01-27 13:00 | 1
Coal | 2018-01-27 14:00 | 1
Coal | 2018-01-27 15:00 | 1
Coal | 2018-01-27 16:00 | 1
Coal | 2018-01-27 17:00 | 1
Coal | 2018-01-27 18:00 | 1
Coal | 2018-01-27 19:00 | 1
Coal | 2018-01-27 20:00 | 1
Coal | 2018-01-27 21:00 | 1
Coal | 2018-01-27 22:00 | 1
Coal | 2018-01-27 23:00 | 1
Coal | 2018-01-28 | 1
Coal | 2018-01-28 01:00 | 1
Coal | 2018-01-28 02:00 | 1
Coal | 2018-01-28 03:00 | 1
Coal | 2018-01-28 04:00 | 1
Coal | 2018-01-28 05:00 | 1
Coal | 2018-01-28 06:00 | 1
Coal | 2018-01-28 07:00 | 1
Coal | 2018-01-28 08:00 | 1
Coal | 2018-01-28 09:00 | 1
Coal | 2018-01-28 10:00 | 1
Coal | 2018-01-28 11:00 | 1
Coal | 2018-01-28 12:00 | 1
Coal | 2018-01-28 13:00 | 1
Coal | 2018-01-28 14:00 | 1
Coal | 2018-01-28 15:00 | 1
Coal | 2018-01-28 16:00 | 1
Coal | 2018-01-28 17:00 | 1
Coal | 2018-01-28 18:00 | 1
Coal | 2018-01-28 19:00 | 1
Coal | 2018-01-28 20:00 | 1
Coal | 2018-01-28 21:00 | 1
Coal | 2018-01-28 22:00 | 1
Coal | 2018-01-28 23:00 | 1
Coal | 2018-01-29 | 1
Coal | 2018-01-29 01:00 | 1
Coal | 2018-01-29 02:00 | 1
Coal | 2018-01-29 03:00 | 1
Coal | 2018-01-29 04:00 | 0.85398
Coal | 2018-01-29 05:00 | 0.85398
Coal | 2018-01-29 06:00 | 0.70796
Coal | 2018-01-29 07:00 | 0.70796
Coal | 2018-01-29 08:00 | 0.85398
Coal | 2018-01-29 09:00 | 0.85398
Coal | 2018-01-29 10:00 | 0.85398
Coal | 2018-01-29 11:00 | 0.85398
Coal | 2018-01-29 12:00 | 0.85398
Coal | 2018-01-29 13:00 | 0.85398
Coal | 2018-01-29 14:00 | 0.85398
Coal | 2018-01-29 15:00 | 0.85398
Coal | 2018-01-29 16:00 | 0.85398
Coal | 2018-01-29 17:00 | 0.85398
Coal | 2018-01-29 18:00 | 0.85398
Coal | 2018-01-29 19:00 | 0.85398
Coal | 2018-01-29 20:00 | 0.85398
Coal | 2018-01-29 21:00 | 0.85398
Coal | 2018-01-29 22:00 | 1
Coal | 2018-01-29 23:00 | 1
Coal | 2018-01-30 | 1
Coal | 2018-01-30 01:00 | 1
Coal | 2018-01-30 02:00 | 1
Coal | 2018-01-30 03:00 | 1
Coal | 2018-01-30 04:00 | 0.85398
Coal | 2018-01-30 05:00 | 0.85398
Coal | 2018-01-30 06:00 | 0.85398
Coal | 2018-01-30 07:00 | 0.85398
Coal | 2018-01-30 08:00 | 0.85398
Coal | 2018-01-30 09:00 | 0.85398
Coal | 2018-01-30 10:00 | 0.85398
Coal | 2018-01-30 11:00 | 0.85398
Coal | 2018-01-30 12:00 | 1
Coal | 2018-01-30 13:00 | 0.96727
Coal | 2018-01-30 14:00 | 0.96727
Coal | 2018-01-30 15:00 | 0.96727
Coal | 2018-01-30 16:00 | 0.96727
Coal | 2018-01-30 17:00 | 0.96727
Coal | 2018-01-30 18:00 | 0.96727
Coal | 2018-01-30 19:00 | 0.96727
Coal | 2018-01-30 20:00 | 0.96727
Coal | 2018-01-30 21:00 | 0.96727
Coal | 2018-01-30 22:00 | 0.96727
Coal | 2018-01-30 23:00 | 0.96727
Coal | 2018-01-31 | 0.97482
Coal | 2018-01-31 01:00 | 0.97482
Coal | 2018-01-31 02:00 | 0.97482
Coal | 2018-01-31 03:00 | 0.97482
Coal | 2018-01-31 04:00 | 0.97482
Coal | 2018-01-31 05:00 | 0.97482
Coal | 2018-01-31 06:00 | 0.97482
Coal | 2018-01-31 07:00 | 0.92447
Coal | 2018-01-31 08:00 | 0.92447
Coal | 2018-01-31 09:00 | 0.92447
Coal | 2018-01-31 10:00 | 0.94965
Coal | 2018-01-31 11:00 | 0.94965
Coal | 2018-01-31 12:00 | 0.94965
Coal | 2018-01-31 13:00 | 0.94965
Coal | 2018-01-31 14:00 | 0.94965
Coal | 2018-01-31 15:00 | 0.94965
Coal | 2018-01-31 16:00 | 0.94965
Coal | 2018-01-31 17:00 | 0.94965
Coal | 2018-01-31 18:00 | 1
Coal | 2018-01-31 19:00 | 1
Coal | 2018-01-31 20:00 | 1
Coal | 2018-01-31 21:00 | 1
Coal | 2018-01-31 22:00 | 1
Coal | 2018-01-31 23:00 | 1
Coal | 2018-02-01 | 1
Coal | 2018-02-01 01:00 | 1
Coal | 2018-02-01 02:00 | 1
Coal | 2018-02-01 03:00 | 1
Coal | 2018-02-01 04:00 | 1
Coal | 2018-02-01 05:00 | 1
Coal | 2018-02-01 06:00 | 1
Coal | 2018-02-01 07:00 | 1
Coal | 2018-02-01 08:00 | 1
Coal | 2018-02-01 09:00 | 1
Coal | 2018-02-01 10:00 | 0.95317
Coal | 2018-02-01 11:00 | 0.95317
Coal | 2018-02-01 12:00 | 0.95317
Coal | 2018-02-01 13:00 | 0.95317
Coal | 2018-02-01 14:00 | 0.95317
Coal | 2018-02-01 15:00 | 0.95317
Coal | 2018-02-01 16:00 | 0.95317
Coal | 2018-02-01 17:00 | 1
Coal | 2018-02-01 18:00 | 1
Coal | 2018-02-01 19:00 | 1
Coal | 2018-02-01 20:00 | 1
Coal | 2018-02-01 21:00 | 1
Coal | 2018-02-01 22:00 | 1
Coal | 2018-02-01 23:00 | 1
Coal | 2018-02-02 | 1
Coal | 2018-02-02 01:00 | 1
Coal | 2018-02-02 02:00 | 0.94965
Coal | 2018-02-02 03:00 | 0.94965
Coal | 2018-02-02 04:00 | 0.80363
Coal | 2018-02-02 05:00 | 0.80363
Coal | 2018-02-02 06:00 | 0.80363
Coal | 2018-02-02 07:00 | 0.94965
Coal | 2018-02-02 08:00 | 0.94965
Coal | 2018-02-02 09:00 | 1
Coal | 2018-02-02 10:00 | 1
Coal | 2018-02-02 11:00 | 1
Coal | 2018-02-02 12:00 | 1
Coal | 2018-02-02 13:00 | 1
Coal | 2018-02-02 14:00 | 1
Coal | 2018-02-02 15:00 | 1
Coal | 2018-02-02 16:00 | 1
Coal | 2018-02-02 17:00 | 1
Coal | 2018-02-02 18:00 | 1
Coal | 2018-02-02 19:00 | 0.92447
Coal | 2018-02-02 20:00 | 0.92447
Coal | 2018-02-02 21:00 | 0.92447
Coal | 2018-02-02 22:00 | 0.92447
Coal | 2018-02-02 23:00 | 0.92447
Coal | 2018-02-03 | 0.92447
Coal | 2018-02-03 01:00 | 0.92447
Coal | 2018-02-03 02:00 | 0.77845
Coal | 2018-02-03 03:00 | 0.77845
Coal | 2018-02-03 04:00 | 0.77845
Coal | 2018-02-03 05:00 | 0.77845
Coal | 2018-02-03 06:00 | 0.77845
Coal | 2018-02-03 07:00 | 0.77845
Coal | 2018-02-03 08:00 | 0.77845
Coal | 2018-02-03 09:00 | 0.77845
Coal | 2018-02-03 10:00 | 0.77845
Coal | 2018-02-03 11:00 | 0.77845
Coal | 2018-02-03 12:00 | 0.85398
Coal | 2018-02-03 13:00 | 0.85398
Coal | 2018-02-03 14:00 | 0.85398
Coal | 2018-02-03 15:00 | 0.81168
Coal | 2018-02-03 16:00 | 0.81168
Coal | 2018-02-03 17:00 | 0.81168
Coal | 2018-02-03 18:00 | 0.81168
Coal | 2018-02-03 19:00 | 0.81168
Coal | 2018-02-03 20:00 | 0.81168
Coal | 2018-02-03 21:00 | 0.81168
Coal | 2018-02-03 22:00 | 0.81168
Coal | 2018-02-03 23:00 | 0.81168
Coal | 2018-02-04 | 0.81168
Coal | 2018-02-04 01:00 | 0.81168
Coal | 2018-02-04 02:00 | 0.81168
Coal | 2018-02-04 03:00 | 0.81168
Coal | 2018-02-04 04:00 | 0.81168
Coal | 2018-02-04 05:00 | 0.81168
Coal | 2018-02-04 06:00 | 0.81168
Coal | 2018-02-04 07:00 | 0.81168
Coal | 2018-02-04 08:00 | 0.81168
Coal | 2018-02-04 09:00 | 0.81168
Coal | 2018-02-04 10:00 | 0.81168
Coal | 2018-02-04 11:00 | 0.81168
Coal | 2018-02-04 12:00 | 0.81168
Coal | 2018-02-04 13:00 | 0.81168
Coal | 2018-02-04 14:00 | 0.81168
Coal | 2018-02-04 15:00 | 0.81168
Coal | 2018-02-04 16:00 | 0.81168
Coal | 2018-02-04 17:00 | 0.81168
Coal | 2018-02-04 18:00 | 0.9577
Coal | 2018-02-04 19:00 | 0.9577
Coal | 2018-02-04 20:00 | 0.9577
Coal | 2018-02-04 21:00 | 0.9577
Coal | 2018-02-04 22:00 | 0.9577
Coal | 2018-02-04 23:00 | 0.9577
Coal | 2018-02-05 | 0.9577
Coal | 2018-02-05 01:00 | 0.9577
Coal | 2018-02-05 02:00 | 0.9577
Coal | 2018-02-05 03:00 | 0.9577
Coal | 2018-02-05 04:00 | 0.9577
Coal | 2018-02-05 05:00 | 0.9577
Coal | 2018-02-05 06:00 | 0.9577
Coal | 2018-02-05 07:00 | 0.9577
Coal | 2018-02-05 08:00 | 0.9577
Coal | 2018-02-05 09:00 | 0.9577
Coal | 2018-02-05 10:00 | 0.9577
Coal | 2018-02-05 11:00 | 0.9577
Coal | 2018-02-05 12:00 | 0.9577
Coal | 2018-02-05 13:00 | 0.9577
Coal | 2018-02-05 14:00 | 0.9577
Coal | 2018-02-05 15:00 | 0.9577
Coal | 2018-02-05 16:00 | 0.9577
Coal | 2018-02-05 17:00 | 1
Coal | 2018-02-05 18:00 | 1
Coal | 2018-02-05 19:00 | 1
Coal | 2018-02-05 20:00 | 1
Coal | 2018-02-05 21:00 | 1
Coal | 2018-02-05 22:00 | 1
Coal | 2018-02-05 23:00 | 1
Coal | 2018-02-06 | 1
Coal | 2018-02-06 01:00 | 1
Coal | 2018-02-06 02:00 | 1
Coal | 2018-02-06 03:00 | 1
Coal | 2018-02-06 04:00 | 1
Coal | 2018-02-06 05:00 | 1
Coal | 2018-02-06 06:00 | 1
Coal | 2018-02-06 07:00 | 1
Coal | 2018-02-06 08:00 | 1
Coal | 2018-02-06 09:00 | 0.97986
Coal | 2018-02-06 10:00 | 0.97986
Coal | 2018-02-06 11:00 | 0.97986
Coal | 2018-02-06 12:00 | 1
Coal | 2018-02-06 13:00 | 1
Coal | 2018-02-06 14:00 | 1
Coal | 2018-02-06 15:00 | 1
Coal | 2018-02-06 16:00 | 0.97608
Coal | 2018-02-06 17:00 | 0.97608
Coal | 2018-02-06 18:00 | 1
Coal | 2018-02-06 19:00 | 1
Coal | 2018-02-06 20:00 | 1
Coal | 2018-02-06 21:00 | 1
Coal | 2018-02-06 22:00 | 1
Coal | 2018-02-06 23:00 | 1
Coal | 2018-02-07 | 0.9577
Coal | 2018-02-07 01:00 | 0.9577
Coal | 2018-02-07 02:00 | 0.9577
Coal | 2018-02-07 03:00 | 0.9577
Coal | 2018-02-07 04:00 | 0.9577
Coal | 2018-02-07 05:00 | 0.9577
Coal | 2018-02-07 06:00 | 0.9577
Coal | 2018-02-07 07:00 | 0.9577
Coal | 2018-02-07 08:00 | 0.93379
Coal | 2018-02-07 09:00 | 0.93379
Coal | 2018-02-07 10:00 | 0.9577
Coal | 2018-02-07 11:00 | 0.9577
Coal | 2018-02-07 12:00 | 0.9577
Coal | 2018-02-07 13:00 | 0.9577
Coal | 2018-02-07 14:00 | 0.9577
Coal | 2018-02-07 15:00 | 0.9577
Coal | 2018-02-07 16:00 | 0.9577
Coal | 2018-02-07 17:00 | 0.9577
Coal | 2018-02-07 18:00 | 0.9577
Coal | 2018-02-07 19:00 | 0.9577
Coal | 2018-02-07 20:00 | 0.9577
Coal | 2018-02-07 21:00 | 0.9577
Coal | 2018-02-07 22:00 | 0.80791
Coal | 2018-02-07 23:00 | 0.80791
Coal | 2018-02-08 | 0.80791
Coal | 2018-02-08 01:00 | 0.80791
Coal | 2018-02-08 02:00 | 0.80791
Coal | 2018-02-08 03:00 | 0.80791
Coal | 2018-02-08 04:00 | 0.80791
Coal | 2018-02-08 05:00 | 0.80791
Coal | 2018-02-08 06:00 | 0.80791
Coal | 2018-02-08 07:00 | 0.80791
Coal | 2018-02-08 08:00 | 0.80791
Coal | 2018-02-08 09:00 | 0.80791
Coal | 2018-02-08 10:00 | 0.80791
Coal | 2018-02-08 11:00 | 0.80791
Coal | 2018-02-08 12:00 | 0.80791
Coal | 2018-02-08 13:00 | 0.80791
Coal | 2018-02-08 14:00 | 0.80791
Coal | 2018-02-08 15:00 | 0.78399
Coal | 2018-02-08 16:00 | 0.78399
Coal | 2018-02-08 17:00 | 0.71349
Coal | 2018-02-08 18:00 | 0.73741
Coal | 2018-02-08 19:00 | 0.73741
Coal | 2018-02-08 20:00 | 0.80791
Coal | 2018-02-08 21:00 | 0.80791
Coal | 2018-02-08 22:00 | 0.80791
Coal | 2018-02-08 23:00 | 0.80791
Coal | 2018-02-09 | 0.80791
Coal | 2018-02-09 01:00 | 0.70418
Coal | 2018-02-09 02:00 | 0.70418
Coal | 2018-02-09 03:00 | 0.70418
Coal | 2018-02-09 04:00 | 0.70418
Coal | 2018-02-09 05:00 | 0.70418
Coal | 2018-02-09 06:00 | 0.70418
Coal | 2018-02-09 07:00 | 0.70418
Coal | 2018-02-09 08:00 | 0.70418
Coal | 2018-02-09 09:00 | 0.70418
Coal | 2018-02-09 10:00 | 0.85398
Coal | 2018-02-09 11:00 | 0.85398
Coal | 2018-02-09 12:00 | 0.85398
Coal | 2018-02-09 13:00 | 0.85398
Coal | 2018-02-09 14:00 | 0.85398
Coal | 2018-02-09 15:00 | 0.85398
Coal | 2018-02-09 16:00 | 0.85398
Coal | 2018-02-09 17:00 | 0.85398
Coal | 2018-02-09 18:00 | 0.85398
Coal | 2018-02-09 19:00 | 0.85398
Coal | 2018-02-09 20:00 | 0.85398
Coal | 2018-02-09 21:00 | 0.85398
Coal | 2018-02-09 22:00 | 0.85398
Coal | 2018-02-09 23:00 | 0.85398
Coal | 2018-02-10 | 0.55438
Coal | 2018-02-10 01:00 | 0.55438
Coal | 2018-02-10 02:00 | 0.55438
Coal | 2018-02-10 03:00 | 0.55438
Coal | 2018-02-10 04:00 | 0.55438
Coal | 2018-02-10 05:00 | 0.55438
Coal | 2018-02-10 06:00 | 0.52165
Coal | 2018-02-10 07:00 | 0.52165
Coal | 2018-02-10 08:00 | 0.52165
Coal | 2018-02-10 09:00 | 0.55438
Coal | 2018-02-10 10:00 | 0.55438
Coal | 2018-02-10 11:00 | 0.55438
Coal | 2018-02-10 12:00 | 0.55438
Coal | 2018-02-10 13:00 | 0.70418
Coal | 2018-02-10 14:00 | 0.70418
Coal | 2018-02-10 15:00 | 0.70418
Coal | 2018-02-10 16:00 | 0.70418
Coal | 2018-02-10 17:00 | 0.70418
Coal | 2018-02-10 18:00 | 0.70418
Coal | 2018-02-10 19:00 | 0.70418
Coal | 2018-02-10 20:00 | 0.70418
Coal | 2018-02-10 21:00 | 0.70418
Coal | 2018-02-10 22:00 | 0.70418
Coal | 2018-02-10 23:00 | 0.70418
Coal | 2018-02-11 | 0.70418
Coal | 2018-02-11 01:00 | 0.70418
Coal | 2018-02-11 02:00 | 0.70418
Coal | 2018-02-11 03:00 | 0.70418
Coal | 2018-02-11 04:00 | 0.70418
Coal | 2018-02-11 05:00 | 0.70418
Coal | 2018-02-11 06:00 | 0.70418
Coal | 2018-02-11 07:00 | 0.70418
Coal | 2018-02-11 08:00 | 0.70418
Coal | 2018-02-11 09:00 | 0.70418
Coal | 2018-02-11 10:00 | 0.70418
Coal | 2018-02-11 11:00 | 0.67145
Coal | 2018-02-11 12:00 | 0.67145
Coal | 2018-02-11 13:00 | 0.67145
Coal | 2018-02-11 14:00 | 0.67145
Coal | 2018-02-11 15:00 | 0.67145
Coal | 2018-02-11 16:00 | 0.67145
Coal | 2018-02-11 17:00 | 0.67145
Coal | 2018-02-11 18:00 | 0.67145
Coal | 2018-02-11 19:00 | 0.70418
Coal | 2018-02-11 20:00 | 0.70418
Coal | 2018-02-11 21:00 | 0.70418
Coal | 2018-02-11 22:00 | 0.70418
Coal | 2018-02-11 23:00 | 0.63369
Coal | 2018-02-12 | 0.63369
Coal | 2018-02-12 01:00 | 0.70418
Coal | 2018-02-12 02:00 | 0.70418
Coal | 2018-02-12 03:00 | 0.70418
Coal | 2018-02-12 04:00 | 0.70418
Coal | 2018-02-12 05:00 | 0.85398
Coal | 2018-02-12 06:00 | 0.85398
Coal | 2018-02-12 07:00 | 0.85398
Coal | 2018-02-12 08:00 | 0.85398
Coal | 2018-02-12 09:00 | 0.85398
Coal | 2018-02-12 10:00 | 0.85398
Coal | 2018-02-12 11:00 | 0.85398
Coal | 2018-02-12 12:00 | 0.85398
Coal | 2018-02-12 13:00 | 0.85398
Coal | 2018-02-12 14:00 | 0.85398
Coal | 2018-02-12 15:00 | 0.85398
Coal | 2018-02-12 16:00 | 0.85398
Coal | 2018-02-12 17:00 | 0.85398
Coal | 2018-02-12 18:00 | 0.85398
Coal | 2018-02-12 19:00 | 0.70418
Coal | 2018-02-12 20:00 | 0.85398
Coal | 2018-02-12 21:00 | 0.85398
Coal | 2018-02-12 22:00 | 0.77845
Coal | 2018-02-12 23:00 | 0.77845
Coal | 2018-02-13 | 0.77845
Coal | 2018-02-13 01:00 | 0.77845
Coal | 2018-02-13 02:00 | 0.77845
Coal | 2018-02-13 03:00 | 0.77845
Coal | 2018-02-13 04:00 | 0.77845
Coal | 2018-02-13 05:00 | 0.77845
Coal | 2018-02-13 06:00 | 0.77845
Coal | 2018-02-13 07:00 | 0.77845
Coal | 2018-02-13 08:00 | 0.77845
Coal | 2018-02-13 09:00 | 0.85398
Coal | 2018-02-13 10:00 | 0.85398
Coal | 2018-02-13 11:00 | 0.85398
Coal | 2018-02-13 12:00 | 0.85398
Coal | 2018-02-13 13:00 | 0.85398
Coal | 2018-02-13 14:00 | 0.85398
Coal | 2018-02-13 15:00 | 0.85398
Coal | 2018-02-13 16:00 | 0.85398
Coal | 2018-02-13 17:00 | 0.85398
Coal | 2018-02-13 18:00 | 0.85398
Coal | 2018-02-13 19:00 | 0.85398
Coal | 2018-02-13 20:00 | 0.85398
Coal | 2018-02-13 21:00 | 0.85398
Coal | 2018-02-13 22:00 | 0.85398
Coal | 2018-02-13 23:00 | 0.85398
Coal | 2018-02-14 | 0.85398
Coal | 2018-02-14 01:00 | 0.85398
Coal | 2018-02-14 02:00 | 0.85398
Coal | 2018-02-14 03:00 | 0.85398
Coal | 2018-02-14 04:00 | 0.85398
Coal | 2018-02-14 05:00 | 0.85398
Coal | 2018-02-14 06:00 | 0.85398
Coal | 2018-02-14 07:00 | 0.85398
Coal | 2018-02-14 08:00 | 0.85398
Coal | 2018-02-14 09:00 | 0.85398
Coal | 2018-02-14 10:00 | 0.85398
Coal | 2018-02-14 11:00 | 0.85398
Coal | 2018-02-14 12:00 | 0.85398
Coal | 2018-02-14 13:00 | 0.85398
Coal | 2018-02-14 14:00 | 0.80488
Coal | 2018-02-14 15:00 | 0.80488
Coal | 2018-02-14 16:00 | 0.80488
Coal | 2018-02-14 17:00 | 0.80488
Coal | 2018-02-14 18:00 | 0.85398
Coal | 2018-02-14 19:00 | 0.85398
Coal | 2018-02-14 20:00 | 0.85398
Coal | 2018-02-14 21:00 | 0.81747
Coal | 2018-02-14 22:00 | 0.81747
Coal | 2018-02-14 23:00 | 0.67145
Coal | 2018-02-15 | 0.70796
Coal | 2018-02-15 01:00 | 0.70796
Coal | 2018-02-15 02:00 | 0.70796
Coal | 2018-02-15 03:00 | 0.70796
Coal | 2018-02-15 04:00 | 0.70796
Coal | 2018-02-15 05:00 | 0.70796
Coal | 2018-02-15 06:00 | 0.70796
Coal | 2018-02-15 07:00 | 0.70796
Coal | 2018-02-15 08:00 | 0.70796
Coal | 2018-02-15 09:00 | 0.70796
Coal | 2018-02-15 10:00 | 0.70796
Coal | 2018-02-15 11:00 | 0.70796
Coal | 2018-02-15 12:00 | 0.68404
Coal | 2018-02-15 13:00 | 0.68404
Coal | 2018-02-15 14:00 | 0.68404
Coal | 2018-02-15 15:00 | 0.68404
Coal | 2018-02-15 16:00 | 0.68404
Coal | 2018-02-15 17:00 | 0.68404
Coal | 2018-02-15 18:00 | 0.70796
Coal | 2018-02-15 19:00 | 0.70796
Coal | 2018-02-15 20:00 | 0.70796
Coal | 2018-02-15 21:00 | 0.70796
Coal | 2018-02-15 22:00 | 0.70796
Coal | 2018-02-15 23:00 | 0.70796
Coal | 2018-02-16 | 0.70796
Coal | 2018-02-16 01:00 | 0.70796
Coal | 2018-02-16 02:00 | 0.70796
Coal | 2018-02-16 03:00 | 0.70796
Coal | 2018-02-16 04:00 | 0.70796
Coal | 2018-02-16 05:00 | 0.70796
Coal | 2018-02-16 06:00 | 0.70796
Coal | 2018-02-16 07:00 | 0.70796
Coal | 2018-02-16 08:00 | 0.70796
Coal | 2018-02-16 09:00 | 0.70796
Coal | 2018-02-16 10:00 | 0.70796
Coal | 2018-02-16 11:00 | 0.70796
Coal | 2018-02-16 12:00 | 0.70796
Coal | 2018-02-16 13:00 | 0.70796
Coal | 2018-02-16 14:00 | 0.70796
Coal | 2018-02-16 15:00 | 0.70796
Coal | 2018-02-16 16:00 | 0.70796
Coal | 2018-02-16 17:00 | 0.70796
Coal | 2018-02-16 18:00 | 0.56193
Coal | 2018-02-16 19:00 | 0.56193
Coal | 2018-02-16 20:00 | 0.41213
Coal | 2018-02-16 21:00 | 0.41213
Coal | 2018-02-16 22:00 | 0.41213
Coal | 2018-02-16 23:00 | 0.41213
Coal | 2018-02-17 | 0.41213
Coal | 2018-02-17 01:00 | 0.41213
Coal | 2018-02-17 02:00 | 0.41213
Coal | 2018-02-17 03:00 | 0.41213
Coal | 2018-02-17 04:00 | 0.41213
Coal | 2018-02-17 05:00 | 0.41213
Coal | 2018-02-17 06:00 | 0.41213
Coal | 2018-02-17 07:00 | 0.41213
Coal | 2018-02-17 08:00 | 0.41213
Coal | 2018-02-17 09:00 | 0.41213
Coal | 2018-02-17 10:00 | 0.41213
Coal | 2018-02-17 11:00 | 0.41213
Coal | 2018-02-17 12:00 | 0.41213
Coal | 2018-02-17 13:00 | 0.41213
Coal | 2018-02-17 14:00 | 0.41213
Coal | 2018-02-17 15:00 | 0.41213
Coal | 2018-02-17 16:00 | 0.41213
Coal | 2018-02-17 17:00 | 0.41213
Coal | 2018-02-17 18:00 | 0.41213
Coal | 2018-02-17 19:00 | 0.41213
Coal | 2018-02-17 20:00 | 0.41213
Coal | 2018-02-17 21:00 | 0.41213
Coal | 2018-02-17 22:00 | 0.41213
Coal | 2018-02-17 23:00 | 0.41213
Coal | 2018-02-18 | 0.41213
Coal | 2018-02-18 01:00 | 0.41213
Coal | 2018-02-18 02:00 | 0.41213
Coal | 2018-02-18 03:00 | 0.41213
Coal | 2018-02-18 04:00 | 0.41213
Coal | 2018-02-18 05:00 | 0.41213
Coal | 2018-02-18 06:00 | 0.41213
Coal | 2018-02-18 07:00 | 0.41213
Coal | 2018-02-18 08:00 | 0.41213
Coal | 2018-02-18 09:00 | 0.41213
Coal | 2018-02-18 10:00 | 0.56193
Coal | 2018-02-18 11:00 | 0.56193
Coal | 2018-02-18 12:00 | 0.56193
Coal | 2018-02-18 13:00 | 0.56193
Coal | 2018-02-18 14:00 | 0.56193
Coal | 2018-02-18 15:00 | 0.56193
Coal | 2018-02-18 16:00 | 0.56193
Coal | 2018-02-18 17:00 | 0.56193
Coal | 2018-02-18 18:00 | 0.56193
Coal | 2018-02-18 19:00 | 0.56193
Coal | 2018-02-18 20:00 | 0.41213
Coal | 2018-02-18 21:00 | 0.41213
Coal | 2018-02-18 22:00 | 0.41213
Coal | 2018-02-18 23:00 | 0.41213
Coal | 2018-02-19 | 0.41213
Coal | 2018-02-19 01:00 | 0.55816
Coal | 2018-02-19 02:00 | 0.55816
Coal | 2018-02-19 03:00 | 0.55816
Coal | 2018-02-19 04:00 | 0.70418
Coal | 2018-02-19 05:00 | 0.70418
Coal | 2018-02-19 06:00 | 0.70418
Coal | 2018-02-19 07:00 | 0.70418
Coal | 2018-02-19 08:00 | 0.70418
Coal | 2018-02-19 09:00 | 0.70418
Coal | 2018-02-19 10:00 | 0.70418
Coal | 2018-02-19 11:00 | 0.70418
Coal | 2018-02-19 12:00 | 0.70418
Coal | 2018-02-19 13:00 | 0.70418
Coal | 2018-02-19 14:00 | 0.679
Coal | 2018-02-19 15:00 | 0.70418
Coal | 2018-02-19 16:00 | 0.70418
Coal | 2018-02-19 17:00 | 0.85398
Coal | 2018-02-19 18:00 | 0.85398
Coal | 2018-02-19 19:00 | 0.85398
Coal | 2018-02-19 20:00 | 0.85398
Coal | 2018-02-19 21:00 | 0.85398
Coal | 2018-02-19 22:00 | 0.85398
Coal | 2018-02-19 23:00 | 0.85398
Coal | 2018-02-20 | 0.85398
Coal | 2018-02-20 01:00 | 0.85398
Coal | 2018-02-20 02:00 | 0.85398
Coal | 2018-02-20 03:00 | 0.85398
Coal | 2018-02-20 04:00 | 0.85398
Coal | 2018-02-20 05:00 | 0.85398
Coal | 2018-02-20 06:00 | 0.85398
Coal | 2018-02-20 07:00 | 0.85398
Coal | 2018-02-20 08:00 | 0.85398
Coal | 2018-02-20 09:00 | 0.85398
Coal | 2018-02-20 10:00 | 0.85398
Coal | 2018-02-20 11:00 | 0.85398
Coal | 2018-02-20 12:00 | 0.85398
Coal | 2018-02-20 13:00 | 0.85398
Coal | 2018-02-20 14:00 | 0.85398
Coal | 2018-02-20 15:00 | 0.85398
Coal | 2018-02-20 16:00 | 0.85398
Coal | 2018-02-20 17:00 | 0.85398
Coal | 2018-02-20 18:00 | 0.85398
Coal | 2018-02-20 19:00 | 0.85398
Coal | 2018-02-20 20:00 | 0.85398
Coal | 2018-02-20 21:00 | 0.85398
Coal | 2018-02-20 22:00 | 0.85398
Coal | 2018-02-20 23:00 | 0.85398
Coal | 2018-02-21 | 0.85398
Coal | 2018-02-21 01:00 | 0.85398
Coal | 2018-02-21 02:00 | 0.85398
Coal | 2018-02-21 03:00 | 0.85398
Coal | 2018-02-21 04:00 | 0.85398
Coal | 2018-02-21 05:00 | 0.85398
Coal | 2018-02-21 06:00 | 0.85398
Coal | 2018-02-21 07:00 | 0.85398
Coal | 2018-02-21 08:00 | 0.85398
Coal | 2018-02-21 09:00 | 0.85398
Coal | 2018-02-21 10:00 | 0.85398
Coal | 2018-02-21 11:00 | 0.80992
Coal | 2018-02-21 12:00 | 0.80992
Coal | 2018-02-21 13:00 | 0.80992
Coal | 2018-02-21 14:00 | 0.85398
Coal | 2018-02-21 15:00 | 0.85398
Coal | 2018-02-21 16:00 | 0.85398
Coal | 2018-02-21 17:00 | 0.85398
Coal | 2018-02-21 18:00 | 0.85398
Coal | 2018-02-21 19:00 | 0.85398
Coal | 2018-02-21 20:00 | 0.70418
Coal | 2018-02-21 21:00 | 0.70418
Coal | 2018-02-21 22:00 | 0.70418
Coal | 2018-02-21 23:00 | 0.70418
Coal | 2018-02-22 | 0.55438
Coal | 2018-02-22 01:00 | 0.55438
Coal | 2018-02-22 02:00 | 0.55438
Coal | 2018-02-22 03:00 | 0.55438
Coal | 2018-02-22 04:00 | 0.55438
Coal | 2018-02-22 05:00 | 0.70418
Coal | 2018-02-22 06:00 | 0.70418
Coal | 2018-02-22 07:00 | 0.70418
Coal | 2018-02-22 08:00 | 0.70418
Coal | 2018-02-22 09:00 | 0.70418
Coal | 2018-02-22 10:00 | 0.70418
Coal | 2018-02-22 11:00 | 0.70418
Coal | 2018-02-22 12:00 | 0.68026
Coal | 2018-02-22 13:00 | 0.68026
Coal | 2018-02-22 14:00 | 0.68026
Coal | 2018-02-22 15:00 | 0.68026
Coal | 2018-02-22 16:00 | 0.70418
Coal | 2018-02-22 17:00 | 0.70418
Coal | 2018-02-22 18:00 | 0.68026
Coal | 2018-02-22 19:00 | 0.68026
Coal | 2018-02-22 20:00 | 0.68026
Coal | 2018-02-22 21:00 | 0.68026
Coal | 2018-02-22 22:00 | 0.68026
Coal | 2018-02-22 23:00 | 0.68026
Coal | 2018-02-23 | 0.68026
Coal | 2018-02-23 01:00 | 0.70418
Coal | 2018-02-23 02:00 | 0.70418
Coal | 2018-02-23 03:00 | 0.70418
Coal | 2018-02-23 04:00 | 0.70418
Coal | 2018-02-23 05:00 | 0.70418
Coal | 2018-02-23 06:00 | 0.85398
Coal | 2018-02-23 07:00 | 0.85398
Coal | 2018-02-23 08:00 | 0.85398
Coal | 2018-02-23 09:00 | 0.85398
Coal | 2018-02-23 10:00 | 0.85398
Coal | 2018-02-23 11:00 | 0.85398
Coal | 2018-02-23 12:00 | 0.85398
Coal | 2018-02-23 13:00 | 0.85398
Coal | 2018-02-23 14:00 | 0.85398
Coal | 2018-02-23 15:00 | 0.85398
Coal | 2018-02-23 16:00 | 0.85398
Coal | 2018-02-23 17:00 | 0.85398
Coal | 2018-02-23 18:00 | 0.85398
Coal | 2018-02-23 19:00 | 0.85398
Coal | 2018-02-23 20:00 | 0.85398
Coal | 2018-02-23 21:00 | 0.85398
Coal | 2018-02-23 22:00 | 0.85398
Coal | 2018-02-23 23:00 | 0.85398
Coal | 2018-02-24 | 0.70418
Coal | 2018-02-24 01:00 | 0.70418
Coal | 2018-02-24 02:00 | 0.70418
Coal | 2018-02-24 03:00 | 0.70418
Coal | 2018-02-24 04:00 | 0.70418
Coal | 2018-02-24 05:00 | 0.679
Coal | 2018-02-24 06:00 | 0.70418
Coal | 2018-02-24 07:00 | 0.70418
Coal | 2018-02-24 08:00 | 0.70418
Coal | 2018-02-24 09:00 | 0.8502
Coal | 2018-02-24 10:00 | 0.8502
Coal | 2018-02-24 11:00 | 0.80791
Coal | 2018-02-24 12:00 | 0.80791
Coal | 2018-02-24 13:00 | 0.8502
Coal | 2018-02-24 14:00 | 0.80791
Coal | 2018-02-24 15:00 | 0.9577
Coal | 2018-02-24 16:00 | 0.9577
Coal | 2018-02-24 17:00 | 0.9577
Coal | 2018-02-24 18:00 | 0.88218
Coal | 2018-02-24 19:00 | 0.88218
Coal | 2018-02-24 20:00 | 0.88218
Coal | 2018-02-24 21:00 | 0.9577
Coal | 2018-02-24 22:00 | 0.9577
Coal | 2018-02-24 23:00 | 0.9577
Coal | 2018-02-25 | 0.9577
Coal | 2018-02-25 01:00 | 0.9577
Coal | 2018-02-25 02:00 | 0.9577
Coal | 2018-02-25 03:00 | 0.9577
Coal | 2018-02-25 04:00 | 0.9577
Coal | 2018-02-25 05:00 | 0.9577
Coal | 2018-02-25 06:00 | 0.9577
Coal | 2018-02-25 07:00 | 0.9577
Coal | 2018-02-25 08:00 | 0.85398
Coal | 2018-02-25 09:00 | 0.85398
Coal | 2018-02-25 10:00 | 0.85398
Coal | 2018-02-25 11:00 | 0.85398
Coal | 2018-02-25 12:00 | 0.85398
Coal | 2018-02-25 13:00 | 0.85398
Coal | 2018-02-25 14:00 | 0.85398
Coal | 2018-02-25 15:00 | 0.85398
Coal | 2018-02-25 16:00 | 0.85398
Coal | 2018-02-25 17:00 | 0.85398
Coal | 2018-02-25 18:00 | 0.85398
Coal | 2018-02-25 19:00 | 0.85398
Coal | 2018-02-25 20:00 | 0.85398
Coal | 2018-02-25 21:00 | 0.85398
Coal | 2018-02-25 22:00 | 0.85398
Coal | 2018-02-25 23:00 | 0.85398
Coal | 2018-02-26 | 0.85398
Coal | 2018-02-26 01:00 | 0.85398
Coal | 2018-02-26 02:00 | 0.85398
Coal | 2018-02-26 03:00 | 0.85398
Coal | 2018-02-26 04:00 | 0.85398
Coal | 2018-02-26 05:00 | 0.85398
Coal | 2018-02-26 06:00 | 0.85398
Coal | 2018-02-26 07:00 | 0.85398
Coal | 2018-02-26 08:00 | 0.85398
Coal | 2018-02-26 09:00 | 0.85398
Coal | 2018-02-26 10:00 | 0.85398
Coal | 2018-02-26 11:00 | 0.85398
Coal | 2018-02-26 12:00 | 0.85398
Coal | 2018-02-26 13:00 | 0.85398
Coal | 2018-02-26 14:00 | 0.85398
Coal | 2018-02-26 15:00 | 0.85398
Coal | 2018-02-26 16:00 | 0.85398
Coal | 2018-02-26 17:00 | 0.85398
Coal | 2018-02-26 18:00 | 0.85398
Coal | 2018-02-26 19:00 | 0.85398
Coal | 2018-02-26 20:00 | 0.85398
Coal | 2018-02-26 21:00 | 0.80791
Coal | 2018-02-26 22:00 | 0.80791
Coal | 2018-02-26 23:00 | 0.80791
Coal | 2018-02-27 | 0.80791
Coal | 2018-02-27 01:00 | 0.80791
Coal | 2018-02-27 02:00 | 0.80791
Coal | 2018-02-27 03:00 | 0.80791
Coal | 2018-02-27 04:00 | 0.80791
Coal | 2018-02-27 05:00 | 0.80791
Coal | 2018-02-27 06:00 | 0.80791
Coal | 2018-02-27 07:00 | 0.80791
Coal | 2018-02-27 08:00 | 0.80791
Coal | 2018-02-27 09:00 | 0.80791
Coal | 2018-02-27 10:00 | 0.80791
Coal | 2018-02-27 11:00 | 0.80791
Coal | 2018-02-27 12:00 | 0.80791
Coal | 2018-02-27 13:00 | 0.80791
Coal | 2018-02-27 14:00 | 0.80791
Coal | 2018-02-27 15:00 | 0.80791
Coal | 2018-02-27 16:00 | 0.80791
Coal | 2018-02-27 17:00 | 0.80791
Coal | 2018-02-27 18:00 | 0.80791
Coal | 2018-02-27 19:00 | 0.80791
Coal | 2018-02-27 20:00 | 0.80791
Coal | 2018-02-27 21:00 | 0.80791
Coal | 2018-02-27 22:00 | 0.80791
Coal | 2018-02-27 23:00 | 0.80791
Coal | 2018-02-28 | 0.73439
Coal | 2018-02-28 01:00 | 0.73439
Coal | 2018-02-28 02:00 | 0.73439
Coal | 2018-02-28 03:00 | 0.73439
Coal | 2018-02-28 04:00 | 0.73439
Coal | 2018-02-28 05:00 | 0.73439
Coal | 2018-02-28 06:00 | 0.73439
Coal | 2018-02-28 07:00 | 0.73439
Coal | 2018-02-28 08:00 | 0.73439
Coal | 2018-02-28 09:00 | 0.73439
Coal | 2018-02-28 10:00 | 0.73439
Coal | 2018-02-28 11:00 | 0.73439
Coal | 2018-02-28 12:00 | 0.73439
Coal | 2018-02-28 13:00 | 0.73439
Coal | 2018-02-28 14:00 | 0.73439
Coal | 2018-02-28 15:00 | 0.73439
Coal | 2018-02-28 16:00 | 0.73439
Coal | 2018-02-28 17:00 | 0.73439
Coal | 2018-02-28 18:00 | 0.66012
Coal | 2018-02-28 19:00 | 0.66012
Coal | 2018-02-28 20:00 | 0.68706
Coal | 2018-02-28 21:00 | 0.68706
Coal | 2018-02-28 22:00 | 0.68706
Coal | 2018-02-28 23:00 | 0.68706
Coal | 2018-03-01 | 0.70418
Coal | 2018-03-01 01:00 | 0.70418
Coal | 2018-03-01 02:00 | 0.65383
Coal | 2018-03-01 03:00 | 0.65383
Coal | 2018-03-01 04:00 | 0.65383
Coal | 2018-03-01 05:00 | 0.65383
Coal | 2018-03-01 06:00 | 0.70418
Coal | 2018-03-01 07:00 | 0.70418
Coal | 2018-03-01 08:00 | 0.70418
Coal | 2018-03-01 09:00 | 0.70418
Coal | 2018-03-01 10:00 | 0.70418
Coal | 2018-03-01 11:00 | 0.70418
Coal | 2018-03-01 12:00 | 0.70418
Coal | 2018-03-01 13:00 | 0.70418
Coal | 2018-03-01 14:00 | 0.70418
Coal | 2018-03-01 15:00 | 0.70418
Coal | 2018-03-01 16:00 | 0.70418
Coal | 2018-03-01 17:00 | 0.70418
Coal | 2018-03-01 18:00 | 0.70418
Coal | 2018-03-01 19:00 | 0.70418
Coal | 2018-03-01 20:00 | 0.70418
Coal | 2018-03-01 21:00 | 0.70418
Coal | 2018-03-01 22:00 | 0.70418
Coal | 2018-03-01 23:00 | 0.70418
Coal | 2018-03-02 | 0.70418
Coal | 2018-03-02 01:00 | 0.70418
Coal | 2018-03-02 02:00 | 0.65383
Coal | 2018-03-02 03:00 | 0.65383
Coal | 2018-03-02 04:00 | 0.65383
Coal | 2018-03-02 05:00 | 0.65383
Coal | 2018-03-02 06:00 | 0.70418
Coal | 2018-03-02 07:00 | 0.70418
Coal | 2018-03-02 08:00 | 0.70418
Coal | 2018-03-02 09:00 | 0.70418
Coal | 2018-03-02 10:00 | 0.70418
Coal | 2018-03-02 11:00 | 0.70418
Coal | 2018-03-02 12:00 | 0.70418
Coal | 2018-03-02 13:00 | 0.70418
Coal | 2018-03-02 14:00 | 0.70418
Coal | 2018-03-02 15:00 | 0.70418
Coal | 2018-03-02 16:00 | 0.70418
Coal | 2018-03-02 17:00 | 0.70418
Coal | 2018-03-02 18:00 | 0.70418
Coal | 2018-03-02 19:00 | 0.70418
Coal | 2018-03-02 20:00 | 0.70418
Coal | 2018-03-02 21:00 | 0.70418
Coal | 2018-03-02 22:00 | 0.70418
Coal | 2018-03-02 23:00 | 0.70418
Coal | 2018-03-03 | 0.70418
Coal | 2018-03-03 01:00 | 0.70418
Coal | 2018-03-03 02:00 | 0.65383
Coal | 2018-03-03 03:00 | 0.65383
Coal | 2018-03-03 04:00 | 0.65383
Coal | 2018-03-03 05:00 | 0.65383
Coal | 2018-03-03 06:00 | 0.55816
Coal | 2018-03-03 07:00 | 0.55816
Coal | 2018-03-03 08:00 | 0.41213
Coal | 2018-03-03 09:00 | 0.41213
Coal | 2018-03-03 10:00 | 0.41213
Coal | 2018-03-03 11:00 | 0.41213
Coal | 2018-03-03 12:00 | 0.41213
Coal | 2018-03-03 13:00 | 0.41213
Coal | 2018-03-03 14:00 | 0.55816
Coal | 2018-03-03 15:00 | 0.55816
Coal | 2018-03-03 16:00 | 0.55816
Coal | 2018-03-03 17:00 | 0.55816
Coal | 2018-03-03 18:00 | 0.55816
Coal | 2018-03-03 19:00 | 0.55816
Coal | 2018-03-03 20:00 | 0.55816
Coal | 2018-03-03 21:00 | 0.55816
Coal | 2018-03-03 22:00 | 0.55816
Coal | 2018-03-03 23:00 | 0.55816
Coal | 2018-03-04 | 0.55816
Coal | 2018-03-04 01:00 | 0.55816
Coal | 2018-03-04 02:00 | 0.55816
Coal | 2018-03-04 03:00 | 0.55816
Coal | 2018-03-04 04:00 | 0.55816
Coal | 2018-03-04 05:00 | 0.55816
Coal | 2018-03-04 06:00 | 0.55816
Coal | 2018-03-04 07:00 | 0.55816
Coal | 2018-03-04 08:00 | 0.55816
Coal | 2018-03-04 09:00 | 0.55816
Coal | 2018-03-04 10:00 | 0.55816
Coal | 2018-03-04 11:00 | 0.55816
Coal | 2018-03-04 12:00 | 0.55816
Coal | 2018-03-04 13:00 | 0.55816
Coal | 2018-03-04 14:00 | 0.48263
Coal | 2018-03-04 15:00 | 0.48263
Coal | 2018-03-04 16:00 | 0.55816
Coal | 2018-03-04 17:00 | 0.55816
Coal | 2018-03-04 18:00 | 0.55816
Coal | 2018-03-04 19:00 | 0.55816
Coal | 2018-03-04 20:00 | 0.55816
Coal | 2018-03-04 21:00 | 0.55816
Coal | 2018-03-04 22:00 | 0.55816
Coal | 2018-03-04 23:00 | 0.55816
Coal | 2018-03-05 | 0.55816
Coal | 2018-03-05 01:00 | 0.55816
Coal | 2018-03-05 02:00 | 0.55816
Coal | 2018-03-05 03:00 | 0.55816
Coal | 2018-03-05 04:00 | 0.55816
Coal | 2018-03-05 05:00 | 0.55816
Coal | 2018-03-05 06:00 | 0.55816
Coal | 2018-03-05 07:00 | 0.55816
Coal | 2018-03-05 08:00 | 0.55816
Coal | 2018-03-05 09:00 | 0.55816
Coal | 2018-03-05 10:00 | 0.53424
Coal | 2018-03-05 11:00 | 0.53424
Coal | 2018-03-05 12:00 | 0.53424
Coal | 2018-03-05 13:00 | 0.53424
Coal | 2018-03-05 14:00 | 0.53424
Coal | 2018-03-05 15:00 | 0.53424
Coal | 2018-03-05 16:00 | 0.53424
Coal | 2018-03-05 17:00 | 0.53424
Coal | 2018-03-05 18:00 | 0.53424
Coal | 2018-03-05 19:00 | 0.55816
Coal | 2018-03-05 20:00 | 0.55816
Coal | 2018-03-05 21:00 | 0.55816
Coal | 2018-03-05 22:00 | 0.55816
Coal | 2018-03-05 23:00 | 0.55816
Coal | 2018-03-06 | 0.55816
Coal | 2018-03-06 01:00 | 0.55816
Coal | 2018-03-06 02:00 | 0.55816
Coal | 2018-03-06 03:00 | 0.55816
Coal | 2018-03-06 04:00 | 0.55816
Coal | 2018-03-06 05:00 | 0.55816
Coal | 2018-03-06 06:00 | 0.55816
Coal | 2018-03-06 07:00 | 0.55816
Coal | 2018-03-06 08:00 | 0.55816
Coal | 2018-03-06 09:00 | 0.55816
Coal | 2018-03-06 10:00 | 0.55816
Coal | 2018-03-06 11:00 | 0.55816
Coal | 2018-03-06 12:00 | 0.55816
Coal | 2018-03-06 13:00 | 0.55816
Coal | 2018-03-06 14:00 | 0.55816
Coal | 2018-03-06 15:00 | 0.55816
Coal | 2018-03-06 16:00 | 0.55816
Coal | 2018-03-06 17:00 | 0.55816
Coal | 2018-03-06 18:00 | 0.55816
Coal | 2018-03-06 19:00 | 0.55816
Coal | 2018-03-06 20:00 | 0.55816
Coal | 2018-03-06 21:00 | 0.70796
Coal | 2018-03-06 22:00 | 0.70796
Coal | 2018-03-06 23:00 | 0.70796
Coal | 2018-03-07 | 0.70796
Coal | 2018-03-07 01:00 | 0.70796
Coal | 2018-03-07 02:00 | 0.70796
Coal | 2018-03-07 03:00 | 0.70796
Coal | 2018-03-07 04:00 | 0.70796
Coal | 2018-03-07 05:00 | 0.70796
Coal | 2018-03-07 06:00 | 0.70796
Coal | 2018-03-07 07:00 | 0.70796
Coal | 2018-03-07 08:00 | 0.70796
Coal | 2018-03-07 09:00 | 0.70796
Coal | 2018-03-07 10:00 | 0.70796
Coal | 2018-03-07 11:00 | 0.70796
Coal | 2018-03-07 12:00 | 0.70796
Coal | 2018-03-07 13:00 | 0.70796
Coal | 2018-03-07 14:00 | 0.70796
Coal | 2018-03-07 15:00 | 0.70796
Coal | 2018-03-07 16:00 | 0.70796
Coal | 2018-03-07 17:00 | 0.70796
Coal | 2018-03-07 18:00 | 0.70796
Coal | 2018-03-07 19:00 | 0.70796
Coal | 2018-03-07 20:00 | 0.70796
Coal | 2018-03-07 21:00 | 0.70796
Coal | 2018-03-07 22:00 | 0.70796
Coal | 2018-03-07 23:00 | 0.70796
Coal | 2018-03-08 | 0.70796
Coal | 2018-03-08 01:00 | 0.70796
Coal | 2018-03-08 02:00 | 0.70796
Coal | 2018-03-08 03:00 | 0.70796
Coal | 2018-03-08 04:00 | 0.70796
Coal | 2018-03-08 05:00 | 0.70796
Coal | 2018-03-08 06:00 | 0.70796
Coal | 2018-03-08 07:00 | 0.70796
Coal | 2018-03-08 08:00 | 0.70796
Coal | 2018-03-08 09:00 | 0.70796
Coal | 2018-03-08 10:00 | 0.70796
Coal | 2018-03-08 11:00 | 0.70796
Coal | 2018-03-08 12:00 | 0.70796
Coal | 2018-03-08 13:00 | 0.70796
Coal | 2018-03-08 14:00 | 0.70796
Coal | 2018-03-08 15:00 | 0.70796
Coal | 2018-03-08 16:00 | 0.70796
Coal | 2018-03-08 17:00 | 0.70796
Coal | 2018-03-08 18:00 | 0.70796
Coal | 2018-03-08 19:00 | 0.70796
Coal | 2018-03-08 20:00 | 0.70796
Coal | 2018-03-08 21:00 | 0.70796
Coal | 2018-03-08 22:00 | 0.70796
Coal | 2018-03-08 23:00 | 0.70796
Coal | 2018-03-09 | 0.70796
Coal | 2018-03-09 01:00 | 0.70796
Coal | 2018-03-09 02:00 | 0.70796
Coal | 2018-03-09 03:00 | 0.70796
Coal | 2018-03-09 04:00 | 0.70796
Coal | 2018-03-09 05:00 | 0.70796
Coal | 2018-03-09 06:00 | 0.70796
Coal | 2018-03-09 07:00 | 0.70796
Coal | 2018-03-09 08:00 | 0.70796
Coal | 2018-03-09 09:00 | 0.70796
Coal | 2018-03-09 10:00 | 0.70796
Coal | 2018-03-09 11:00 | 0.70796
Coal | 2018-03-09 12:00 | 0.70796
Coal | 2018-03-09 13:00 | 0.70796
Coal | 2018-03-09 14:00 | 0.70796
Coal | 2018-03-09 15:00 | 0.70796
Coal | 2018-03-09 16:00 | 0.70796
Coal | 2018-03-09 17:00 | 0.70796
Coal | 2018-03-09 18:00 | 0.70796
Coal | 2018-03-09 19:00 | 0.70796
Coal | 2018-03-09 20:00 | 0.70796
Coal | 2018-03-09 21:00 | 0.70796
Coal | 2018-03-09 22:00 | 0.70796
Coal | 2018-03-09 23:00 | 0.70796
Coal | 2018-03-10 | 0.56193
Coal | 2018-03-10 01:00 | 0.56193
Coal | 2018-03-10 02:00 | 0.56193
Coal | 2018-03-10 03:00 | 0.56193
Coal | 2018-03-10 04:00 | 0.56193
Coal | 2018-03-10 05:00 | 0.56193
Coal | 2018-03-10 06:00 | 0.56193
Coal | 2018-03-10 07:00 | 0.56193
Coal | 2018-03-10 08:00 | 0.56193
Coal | 2018-03-10 09:00 | 0.56193
Coal | 2018-03-10 10:00 | 0.56193
Coal | 2018-03-10 11:00 | 0.56193
Coal | 2018-03-10 12:00 | 0.56193
Coal | 2018-03-10 13:00 | 0.56193
Coal | 2018-03-10 14:00 | 0.56193
Coal | 2018-03-10 15:00 | 0.56193
Coal | 2018-03-10 16:00 | 0.56193
Coal | 2018-03-10 17:00 | 0.56193
Coal | 2018-03-10 18:00 | 0.56193
Coal | 2018-03-10 19:00 | 0.56193
Coal | 2018-03-10 20:00 | 0.56193
Coal | 2018-03-10 21:00 | 0.56193
Coal | 2018-03-10 22:00 | 0.56193
Coal | 2018-03-10 23:00 | 0.56193
Coal | 2018-03-11 | 0.56193
Coal | 2018-03-11 01:00 | 0.56193
Coal | 2018-03-11 02:00 | 0.56193
Coal | 2018-03-11 03:00 | 0.56193
Coal | 2018-03-11 04:00 | 0.56193
Coal | 2018-03-11 05:00 | 0.56193
Coal | 2018-03-11 06:00 | 0.56193
Coal | 2018-03-11 07:00 | 0.56193
Coal | 2018-03-11 08:00 | 0.56193
Coal | 2018-03-11 09:00 | 0.56193
Coal | 2018-03-11 10:00 | 0.56193
Coal | 2018-03-11 11:00 | 0.56193
Coal | 2018-03-11 12:00 | 0.56193
Coal | 2018-03-11 13:00 | 0.56193
Coal | 2018-03-11 14:00 | 0.56193
Coal | 2018-03-11 15:00 | 0.56193
Coal | 2018-03-11 16:00 | 0.56193
Coal | 2018-03-11 17:00 | 0.56193
Coal | 2018-03-11 18:00 | 0.56193
Coal | 2018-03-11 19:00 | 0.56193
Coal | 2018-03-11 20:00 | 0.56193
Coal | 2018-03-11 21:00 | 0.56193
Coal | 2018-03-11 22:00 | 0.56193
Coal | 2018-03-11 23:00 | 0.56193
Coal | 2018-03-12 | 0.56193
Coal | 2018-03-12 01:00 | 0.56193
Coal | 2018-03-12 02:00 | 0.56193
Coal | 2018-03-12 03:00 | 0.56193
Coal | 2018-03-12 04:00 | 0.70796
Coal | 2018-03-12 05:00 | 0.70796
Coal | 2018-03-12 06:00 | 0.70796
Coal | 2018-03-12 07:00 | 0.70796
Coal | 2018-03-12 08:00 | 0.70796
Coal | 2018-03-12 09:00 | 0.70796
Coal | 2018-03-12 10:00 | 0.70796
Coal | 2018-03-12 11:00 | 0.70796
Coal | 2018-03-12 12:00 | 0.70796
Coal | 2018-03-12 13:00 | 0.70796
Coal | 2018-03-12 14:00 | 0.70796
Coal | 2018-03-12 15:00 | 0.70796
Coal | 2018-03-12 16:00 | 0.70796
Coal | 2018-03-12 17:00 | 0.70796
Coal | 2018-03-12 18:00 | 0.70796
Coal | 2018-03-12 19:00 | 0.70796
Coal | 2018-03-12 20:00 | 0.70796
Coal | 2018-03-12 21:00 | 0.70796
Coal | 2018-03-12 22:00 | 0.70796
Coal | 2018-03-12 23:00 | 0.70796
Coal | 2018-03-13 | 0.70796
Coal | 2018-03-13 01:00 | 0.70796
Coal | 2018-03-13 02:00 | 0.70796
Coal | 2018-03-13 03:00 | 0.70796
Coal | 2018-03-13 04:00 | 0.70796
Coal | 2018-03-13 05:00 | 0.56193
Coal | 2018-03-13 06:00 | 0.56193
Coal | 2018-03-13 07:00 | 0.56193
Coal | 2018-03-13 08:00 | 0.56193
Coal | 2018-03-13 09:00 | 0.56193
Coal | 2018-03-13 10:00 | 0.70796
Coal | 2018-03-13 11:00 | 0.70796
Coal | 2018-03-13 12:00 | 0.70796
Coal | 2018-03-13 13:00 | 0.70796
Coal | 2018-03-13 14:00 | 0.70796
Coal | 2018-03-13 15:00 | 0.70796
Coal | 2018-03-13 16:00 | 0.70796
Coal | 2018-03-13 17:00 | 0.70796
Coal | 2018-03-13 18:00 | 0.70796
Coal | 2018-03-13 19:00 | 0.70796
Coal | 2018-03-13 20:00 | 0.70796
Coal | 2018-03-13 21:00 | 0.70796
Coal | 2018-03-13 22:00 | 0.70796
Coal | 2018-03-13 23:00 | 0.70796
Coal | 2018-03-14 | 0.70796
Coal | 2018-03-14 01:00 | 0.70796
Coal | 2018-03-14 02:00 | 0.70796
Coal | 2018-03-14 03:00 | 0.70796
Coal | 2018-03-14 04:00 | 0.70796
Coal | 2018-03-14 05:00 | 0.70796
Coal | 2018-03-14 06:00 | 0.70796
Coal | 2018-03-14 07:00 | 0.70796
Coal | 2018-03-14 08:00 | 0.70796
Coal | 2018-03-14 09:00 | 0.70796
Coal | 2018-03-14 10:00 | 0.70796
Coal | 2018-03-14 11:00 | 0.70796
Coal | 2018-03-14 12:00 | 0.70796
Coal | 2018-03-14 13:00 | 0.70796
Coal | 2018-03-14 14:00 | 0.70796
Coal | 2018-03-14 15:00 | 0.70796
Coal | 2018-03-14 16:00 | 0.70796
Coal | 2018-03-14 17:00 | 0.70796
Coal | 2018-03-14 18:00 | 0.70796
Coal | 2018-03-14 19:00 | 0.70796
Coal | 2018-03-14 20:00 | 0.70796
Coal | 2018-03-14 21:00 | 0.70796
Coal | 2018-03-14 22:00 | 0.70796
Coal | 2018-03-14 23:00 | 0.70796
Coal | 2018-03-15 | 0.70796
Coal | 2018-03-15 01:00 | 0.70796
Coal | 2018-03-15 02:00 | 0.70796
Coal | 2018-03-15 03:00 | 0.70796
Coal | 2018-03-15 04:00 | 0.70796
Coal | 2018-03-15 05:00 | 0.70796
Coal | 2018-03-15 06:00 | 0.70796
Coal | 2018-03-15 07:00 | 0.70796
Coal | 2018-03-15 08:00 | 0.70796
Coal | 2018-03-15 09:00 | 0.70796
Coal | 2018-03-15 10:00 | 0.70796
Coal | 2018-03-15 11:00 | 0.70796
Coal | 2018-03-15 12:00 | 0.70796
Coal | 2018-03-15 13:00 | 0.70796
Coal | 2018-03-15 14:00 | 0.70796
Coal | 2018-03-15 15:00 | 0.70796
Coal | 2018-03-15 16:00 | 0.70796
Coal | 2018-03-15 17:00 | 0.70796
Coal | 2018-03-15 18:00 | 0.70796
Coal | 2018-03-15 19:00 | 0.70796
Coal | 2018-03-15 20:00 | 0.70796
Coal | 2018-03-15 21:00 | 0.70796
Coal | 2018-03-15 22:00 | 0.70796
Coal | 2018-03-15 23:00 | 0.70796
Coal | 2018-03-16 | 0.70796
Coal | 2018-03-16 01:00 | 0.70796
Coal | 2018-03-16 02:00 | 0.70796
Coal | 2018-03-16 03:00 | 0.70796
Coal | 2018-03-16 04:00 | 0.70796
Coal | 2018-03-16 05:00 | 0.70796
Coal | 2018-03-16 06:00 | 0.70796
Coal | 2018-03-16 07:00 | 0.70796
Coal | 2018-03-16 08:00 | 0.70796
Coal | 2018-03-16 09:00 | 0.70796
Coal | 2018-03-16 10:00 | 0.70796
Coal | 2018-03-16 11:00 | 0.70796
Coal | 2018-03-16 12:00 | 0.70796
Coal | 2018-03-16 13:00 | 0.70796
Coal | 2018-03-16 14:00 | 0.70796
Coal | 2018-03-16 15:00 | 0.70796
Coal | 2018-03-16 16:00 | 0.70796
Coal | 2018-03-16 17:00 | 0.70796
Coal | 2018-03-16 18:00 | 0.70796
Coal | 2018-03-16 19:00 | 0.70796
Coal | 2018-03-16 20:00 | 0.70796
Coal | 2018-03-16 21:00 | 0.70796
Coal | 2018-03-16 22:00 | 0.70796
Coal | 2018-03-16 23:00 | 0.70796
Coal | 2018-03-17 | 0.70796
Coal | 2018-03-17 01:00 | 0.70796
Coal | 2018-03-17 02:00 | 0.70796
Coal | 2018-03-17 03:00 | 0.70796
Coal | 2018-03-17 04:00 | 0.70796
Coal | 2018-03-17 05:00 | 0.70796
Coal | 2018-03-17 06:00 | 0.70796
Coal | 2018-03-17 07:00 | 0.70796
Coal | 2018-03-17 08:00 | 0.70796
Coal | 2018-03-17 09:00 | 0.70796
Coal | 2018-03-17 10:00 | 0.70796
Coal | 2018-03-17 11:00 | 0.70796
Coal | 2018-03-17 12:00 | 0.70796
Coal | 2018-03-17 13:00 | 0.70796
Coal | 2018-03-17 14:00 | 0.70796
Coal | 2018-03-17 15:00 | 0.70796
Coal | 2018-03-17 16:00 | 0.70796
Coal | 2018-03-17 17:00 | 0.70796
Coal | 2018-03-17 18:00 | 0.70796
Coal | 2018-03-17 19:00 | 0.70796
Coal | 2018-03-17 20:00 | 0.70796
Coal | 2018-03-17 21:00 | 0.70796
Coal | 2018-03-17 22:00 | 0.70796
Coal | 2018-03-17 23:00 | 0.70796
Coal | 2018-03-18 | 0.70796
Coal | 2018-03-18 01:00 | 0.70796
Coal | 2018-03-18 02:00 | 0.70796
Coal | 2018-03-18 03:00 | 0.70796
Coal | 2018-03-18 04:00 | 0.70796
Coal | 2018-03-18 05:00 | 0.70796
Coal | 2018-03-18 06:00 | 0.85398
Coal | 2018-03-18 07:00 | 0.85398
Coal | 2018-03-18 08:00 | 0.80665
Coal | 2018-03-18 09:00 | 0.80665
Coal | 2018-03-18 10:00 | 0.85398
Coal | 2018-03-18 11:00 | 0.85398
Coal | 2018-03-18 12:00 | 0.85398
Coal | 2018-03-18 13:00 | 0.85398
Coal | 2018-03-18 14:00 | 0.85398
Coal | 2018-03-18 15:00 | 0.85398
Coal | 2018-03-18 16:00 | 0.85398
Coal | 2018-03-18 17:00 | 0.85398
Coal | 2018-03-18 18:00 | 0.85398
Coal | 2018-03-18 19:00 | 0.85398
Coal | 2018-03-18 20:00 | 0.85398
Coal | 2018-03-18 21:00 | 0.85398
Coal | 2018-03-18 22:00 | 0.85398
Coal | 2018-03-18 23:00 | 0.85398
Coal | 2018-03-19 | 0.85398
Coal | 2018-03-19 01:00 | 0.85398
Coal | 2018-03-19 02:00 | 0.85398
Coal | 2018-03-19 03:00 | 0.85398
Coal | 2018-03-19 04:00 | 0.85398
Coal | 2018-03-19 05:00 | 0.85398
Coal | 2018-03-19 06:00 | 0.85398
Coal | 2018-03-19 07:00 | 0.85398
Coal | 2018-03-19 08:00 | 0.85398
Coal | 2018-03-19 09:00 | 0.85398
Coal | 2018-03-19 10:00 | 0.85398
Coal | 2018-03-19 11:00 | 0.85398
Coal | 2018-03-19 12:00 | 0.85398
Coal | 2018-03-19 13:00 | 0.85398
Coal | 2018-03-19 14:00 | 0.85398
Coal | 2018-03-19 15:00 | 0.85398
Coal | 2018-03-19 16:00 | 0.85398
Coal | 2018-03-19 17:00 | 0.85398
Coal | 2018-03-19 18:00 | 0.85398
Coal | 2018-03-19 19:00 | 0.85398
Coal | 2018-03-19 20:00 | 0.85398
Coal | 2018-03-19 21:00 | 0.85398
Coal | 2018-03-19 22:00 | 0.85398
Coal | 2018-03-19 23:00 | 0.85398
Coal | 2018-03-20 | 0.85398
Coal | 2018-03-20 01:00 | 0.85398
Coal | 2018-03-20 02:00 | 0.85398
Coal | 2018-03-20 03:00 | 0.85398
Coal | 2018-03-20 04:00 | 0.85398
Coal | 2018-03-20 05:00 | 0.85398
Coal | 2018-03-20 06:00 | 0.85398
Coal | 2018-03-20 07:00 | 0.85398
Coal | 2018-03-20 08:00 | 0.85398
Coal | 2018-03-20 09:00 | 0.70796
Coal | 2018-03-20 10:00 | 0.85398
Coal | 2018-03-20 11:00 | 0.85398
Coal | 2018-03-20 12:00 | 0.85398
Coal | 2018-03-20 13:00 | 0.85398
Coal | 2018-03-20 14:00 | 0.70418
Coal | 2018-03-20 15:00 | 0.70418
Coal | 2018-03-20 16:00 | 0.85398
Coal | 2018-03-20 17:00 | 0.85398
Coal | 2018-03-20 18:00 | 0.85398
Coal | 2018-03-20 19:00 | 0.85398
Coal | 2018-03-20 20:00 | 0.85398
Coal | 2018-03-20 21:00 | 0.85398
Coal | 2018-03-20 22:00 | 0.85398
Coal | 2018-03-20 23:00 | 0.85398
Coal | 2018-03-21 | 0.85398
Coal | 2018-03-21 01:00 | 0.85398
Coal | 2018-03-21 02:00 | 0.85398
Coal | 2018-03-21 03:00 | 0.85398
Coal | 2018-03-21 04:00 | 0.85398
Coal | 2018-03-21 05:00 | 0.85398
Coal | 2018-03-21 06:00 | 0.85398
Coal | 2018-03-21 07:00 | 0.85398
Coal | 2018-03-21 08:00 | 0.85398
Coal | 2018-03-21 09:00 | 0.85398
Coal | 2018-03-21 10:00 | 0.85398
Coal | 2018-03-21 11:00 | 0.85398
Coal | 2018-03-21 12:00 | 0.85398
Coal | 2018-03-21 13:00 | 0.85398
Coal | 2018-03-21 14:00 | 0.85398
Coal | 2018-03-21 15:00 | 0.85398
Coal | 2018-03-21 16:00 | 0.85398
Coal | 2018-03-21 17:00 | 0.85398
Coal | 2018-03-21 18:00 | 0.85398
Coal | 2018-03-21 19:00 | 0.85398
Coal | 2018-03-21 20:00 | 0.85398
Coal | 2018-03-21 21:00 | 0.85398
Coal | 2018-03-21 22:00 | 0.56193
Coal | 2018-03-21 23:00 | 0.56193
Coal | 2018-03-22 | 0.56193
Coal | 2018-03-22 01:00 | 0.56193
Coal | 2018-03-22 02:00 | 0.56193
Coal | 2018-03-22 03:00 | 0.56193
Coal | 2018-03-22 04:00 | 0.56193
Coal | 2018-03-22 05:00 | 0.56193
Coal | 2018-03-22 06:00 | 0.41213
Coal | 2018-03-22 07:00 | 0.41213
Coal | 2018-03-22 08:00 | 0.41213
Coal | 2018-03-22 09:00 | 0.41213
Coal | 2018-03-22 10:00 | 0.41213
Coal | 2018-03-22 11:00 | 0.41213
Coal | 2018-03-22 12:00 | 0.41213
Coal | 2018-03-22 13:00 | 0.41213
Coal | 2018-03-22 14:00 | 0.41213
Coal | 2018-03-22 15:00 | 0.41213
Coal | 2018-03-22 16:00 | 0.41213
Coal | 2018-03-22 17:00 | 0.41213
Coal | 2018-03-22 18:00 | 0.41213
Coal | 2018-03-22 19:00 | 0.41213
Coal | 2018-03-22 20:00 | 0.41213
Coal | 2018-03-22 21:00 | 0.70418
Coal | 2018-03-22 22:00 | 0.70418
Coal | 2018-03-22 23:00 | 0.70418
Coal | 2018-03-23 | 0.70418
Coal | 2018-03-23 01:00 | 0.70418
Coal | 2018-03-23 02:00 | 0.70418
Coal | 2018-03-23 03:00 | 0.70418
Coal | 2018-03-23 04:00 | 0.70418
Coal | 2018-03-23 05:00 | 0.70418
Coal | 2018-03-23 06:00 | 0.85398
Coal | 2018-03-23 07:00 | 0.85398
Coal | 2018-03-23 08:00 | 0.85398
Coal | 2018-03-23 09:00 | 0.85398
Coal | 2018-03-23 10:00 | 0.85398
Coal | 2018-03-23 11:00 | 0.85398
Coal | 2018-03-23 12:00 | 0.85398
Coal | 2018-03-23 13:00 | 0.85398
Coal | 2018-03-23 14:00 | 0.81118
Coal | 2018-03-23 15:00 | 0.81118
Coal | 2018-03-23 16:00 | 0.81118
Coal | 2018-03-23 17:00 | 0.81118
Coal | 2018-03-23 18:00 | 0.81118
Coal | 2018-03-23 19:00 | 0.81118
Coal | 2018-03-23 20:00 | 0.85398
Coal | 2018-03-23 21:00 | 0.85398
Coal | 2018-03-23 22:00 | 0.85398
Coal | 2018-03-23 23:00 | 0.85398
Coal | 2018-03-24 | 0.85398
Coal | 2018-03-24 01:00 | 0.85398
Coal | 2018-03-24 02:00 | 0.85398
Coal | 2018-03-24 03:00 | 0.85398
Coal | 2018-03-24 04:00 | 0.85398
Coal | 2018-03-24 05:00 | 0.85398
Coal | 2018-03-24 06:00 | 0.85398
Coal | 2018-03-24 07:00 | 0.85398
Coal | 2018-03-24 08:00 | 0.85398
Coal | 2018-03-24 09:00 | 0.85398
Coal | 2018-03-24 10:00 | 0.85398
Coal | 2018-03-24 11:00 | 0.85398
Coal | 2018-03-24 12:00 | 0.85398
Coal | 2018-03-24 13:00 | 0.85398
Coal | 2018-03-24 14:00 | 0.85398
Coal | 2018-03-24 15:00 | 0.85398
Coal | 2018-03-24 16:00 | 0.85398
Coal | 2018-03-24 17:00 | 0.85398
Coal | 2018-03-24 18:00 | 0.85398
Coal | 2018-03-24 19:00 | 0.85398
Coal | 2018-03-24 20:00 | 0.85398
Coal | 2018-03-24 21:00 | 0.85398
Coal | 2018-03-24 22:00 | 0.85398
Coal | 2018-03-24 23:00 | 0.85398
Coal | 2018-03-25 | 0.85398
Coal | 2018-03-25 01:00 | 0.70418
Coal | 2018-03-25 02:00 | 0.70418
Coal | 2018-03-25 03:00 | 0.70418
Coal | 2018-03-25 04:00 | 0.65383
Coal | 2018-03-25 05:00 | 0.70418
Coal | 2018-03-25 06:00 | 0.70418
Coal | 2018-03-25 07:00 | 0.70418
Coal | 2018-03-25 08:00 | 0.70418
Coal | 2018-03-25 09:00 | 0.70418
Coal | 2018-03-25 10:00 | 0.70418
Coal | 2018-03-25 11:00 | 0.70418
Coal | 2018-03-25 12:00 | 0.70418
Coal | 2018-03-25 13:00 | 0.70418
Coal | 2018-03-25 14:00 | 0.70418
Coal | 2018-03-25 15:00 | 0.70418
Coal | 2018-03-25 16:00 | 0.70418
Coal | 2018-03-25 17:00 | 0.70418
Coal | 2018-03-25 18:00 | 0.70418
Coal | 2018-03-25 19:00 | 0.70418
Coal | 2018-03-25 20:00 | 0.70418
Coal | 2018-03-25 21:00 | 0.70418
Coal | 2018-03-25 22:00 | 0.70418
Coal | 2018-03-25 23:00 | 0.70418
Coal | 2018-03-26 | 0.70418
Coal | 2018-03-26 01:00 | 0.70418
Coal | 2018-03-26 02:00 | 0.70418
Coal | 2018-03-26 03:00 | 0.70418
Coal | 2018-03-26 04:00 | 0.70418
Coal | 2018-03-26 05:00 | 0.70418
Coal | 2018-03-26 06:00 | 0.70418
Coal | 2018-03-26 07:00 | 0.70418
Coal | 2018-03-26 08:00 | 0.70418
Coal | 2018-03-26 09:00 | 0.70418
Coal | 2018-03-26 10:00 | 0.70418
Coal | 2018-03-26 11:00 | 0.70418
Coal | 2018-03-26 12:00 | 0.70418
Coal | 2018-03-26 13:00 | 0.70418
Coal | 2018-03-26 14:00 | 0.70418
Coal | 2018-03-26 15:00 | 0.70418
Coal | 2018-03-26 16:00 | 0.70418
Coal | 2018-03-26 17:00 | 0.70418
Coal | 2018-03-26 18:00 | 0.70418
Coal | 2018-03-26 19:00 | 0.70418
Coal | 2018-03-26 20:00 | 0.70418
Coal | 2018-03-26 21:00 | 0.70418
Coal | 2018-03-26 22:00 | 0.70418
Coal | 2018-03-26 23:00 | 0.70418
Coal | 2018-03-27 | 0.70418
Coal | 2018-03-27 01:00 | 0.70418
Coal | 2018-03-27 02:00 | 0.70418
Coal | 2018-03-27 03:00 | 0.70418
Coal | 2018-03-27 04:00 | 0.70418
Coal | 2018-03-27 05:00 | 0.70418
Coal | 2018-03-27 06:00 | 0.70418
Coal | 2018-03-27 07:00 | 0.70418
Coal | 2018-03-27 08:00 | 0.70418
Coal | 2018-03-27 09:00 | 0.68656
Coal | 2018-03-27 10:00 | 0.68656
Coal | 2018-03-27 11:00 | 0.68656
Coal | 2018-03-27 12:00 | 0.70418
Coal | 2018-03-27 13:00 | 0.70418
Coal | 2018-03-27 14:00 | 0.70418
Coal | 2018-03-27 15:00 | 0.70418
Coal | 2018-03-27 16:00 | 0.70418
Coal | 2018-03-27 17:00 | 0.70418
Coal | 2018-03-27 18:00 | 0.70418
Coal | 2018-03-27 19:00 | 0.70418
Coal | 2018-03-27 20:00 | 0.70418
Coal | 2018-03-27 21:00 | 0.67724
Coal | 2018-03-27 22:00 | 0.67724
Coal | 2018-03-27 23:00 | 0.67724
Coal | 2018-03-28 | 0.82704
Coal | 2018-03-28 01:00 | 0.82704
Coal | 2018-03-28 02:00 | 0.82704
Coal | 2018-03-28 03:00 | 0.85398
Coal | 2018-03-28 04:00 | 0.85398
Coal | 2018-03-28 05:00 | 0.85398
Coal | 2018-03-28 06:00 | 0.85398
Coal | 2018-03-28 07:00 | 0.85398
Coal | 2018-03-28 08:00 | 0.85398
Coal | 2018-03-28 09:00 | 0.85398
Coal | 2018-03-28 10:00 | 0.85398
Coal | 2018-03-28 11:00 | 0.85398
Coal | 2018-03-28 12:00 | 0.85398
Coal | 2018-03-28 13:00 | 0.85398
Coal | 2018-03-28 14:00 | 0.85398
Coal | 2018-03-28 15:00 | 0.85398
Coal | 2018-03-28 16:00 | 0.85398
Coal | 2018-03-28 17:00 | 0.85398
Coal | 2018-03-28 18:00 | 0.85398
Coal | 2018-03-28 19:00 | 0.85398
Coal | 2018-03-28 20:00 | 0.85398
Coal | 2018-03-28 21:00 | 0.85398
Coal | 2018-03-28 22:00 | 0.56193
Coal | 2018-03-28 23:00 | 0.56193
Coal | 2018-03-29 | 0.56193
Coal | 2018-03-29 01:00 | 0.56193
Coal | 2018-03-29 02:00 | 0.56193
Coal | 2018-03-29 03:00 | 0.56193
Coal | 2018-03-29 04:00 | 0.56193
Coal | 2018-03-29 05:00 | 0.56193
Coal | 2018-03-29 06:00 | 0.56193
Coal | 2018-03-29 07:00 | 0.56193
Coal | 2018-03-29 08:00 | 0.56193
Coal | 2018-03-29 09:00 | 0.56193
Coal | 2018-03-29 10:00 | 0.56193
Coal | 2018-03-29 11:00 | 0.56193
Coal | 2018-03-29 12:00 | 0.56193
Coal | 2018-03-29 13:00 | 0.56193
Coal | 2018-03-29 14:00 | 0.56193
Coal | 2018-03-29 15:00 | 0.56193
Coal | 2018-03-29 16:00 | 0.56193
Coal | 2018-03-29 17:00 | 0.56193
Coal | 2018-03-29 18:00 | 0.56193
Coal | 2018-03-29 19:00 | 0.56193
Coal | 2018-03-29 20:00 | 0.56193
Coal | 2018-03-29 21:00 | 0.85398
Coal | 2018-03-29 22:00 | 0.85398
Coal | 2018-03-29 23:00 | 0.85398
Coal | 2018-03-30 | 0.85398
Coal | 2018-03-30 01:00 | 0.85398
Coal | 2018-03-30 02:00 | 0.85398
Coal | 2018-03-30 03:00 | 0.85398
Coal | 2018-03-30 04:00 | 0.85398
Coal | 2018-03-30 05:00 | 0.85398
Coal | 2018-03-30 06:00 | 0.85398
Coal | 2018-03-30 07:00 | 0.85398
Coal | 2018-03-30 08:00 | 0.80488
Coal | 2018-03-30 09:00 | 0.85398
Coal | 2018-03-30 10:00 | 0.85398
Coal | 2018-03-30 11:00 | 0.85398
Coal | 2018-03-30 12:00 | 0.85398
Coal | 2018-03-30 13:00 | 0.85398
Coal | 2018-03-30 14:00 | 0.85398
Coal | 2018-03-30 15:00 | 0.85398
Coal | 2018-03-30 16:00 | 0.85398
Coal | 2018-03-30 17:00 | 0.85398
Coal | 2018-03-30 18:00 | 0.85398
Coal | 2018-03-30 19:00 | 0.85398
Coal | 2018-03-30 20:00 | 1
Coal | 2018-03-30 21:00 | 1
Coal | 2018-03-30 22:00 | 1
Coal | 2018-03-30 23:00 | 1
Coal | 2018-03-31 | 0.85398
Coal | 2018-03-31 01:00 | 0.70418
Coal | 2018-03-31 02:00 | 0.70418
Coal | 2018-03-31 03:00 | 0.70418
Coal | 2018-03-31 04:00 | 0.70418
Coal | 2018-03-31 05:00 | 0.70418
Coal | 2018-03-31 06:00 | 0.70418
Coal | 2018-03-31 07:00 | 0.70418
Coal | 2018-03-31 08:00 | 0.70418
Coal | 2018-03-31 09:00 | 0.70418
Coal | 2018-03-31 10:00 | 0.70418
Coal | 2018-03-31 11:00 | 0.70418
Coal | 2018-03-31 12:00 | 0.70418
Coal | 2018-03-31 13:00 | 0.70418
Coal | 2018-03-31 14:00 | 0.70418
Coal | 2018-03-31 15:00 | 0.70418
Coal | 2018-03-31 16:00 | 0.70418
Coal | 2018-03-31 17:00 | 0.70418
Coal | 2018-03-31 18:00 | 0.70418
Coal | 2018-03-31 19:00 | 0.70418
Coal | 2018-03-31 20:00 | 0.70418
Coal | 2018-03-31 21:00 | 0.70418
Coal | 2018-03-31 22:00 | 0.70418
Coal | 2018-03-31 23:00 | 0.70418
Coal | 2018-04-01 | 0.70418
Coal | 2018-04-01 01:00 | 0.70418
Coal | 2018-04-01 02:00 | 0.70418
Coal | 2018-04-01 03:00 | 0.70418
Coal | 2018-04-01 04:00 | 0.70418
Coal | 2018-04-01 05:00 | 0.70418
Coal | 2018-04-01 06:00 | 0.70418
Coal | 2018-04-01 07:00 | 0.70418
Coal | 2018-04-01 08:00 | 0.70418
Coal | 2018-04-01 09:00 | 0.70418
Coal | 2018-04-01 10:00 | 0.70418
Coal | 2018-04-01 11:00 | 0.70418
Coal | 2018-04-01 12:00 | 0.70418
Coal | 2018-04-01 13:00 | 0.70418
Coal | 2018-04-01 14:00 | 0.70418
Coal | 2018-04-01 15:00 | 0.70418
Coal | 2018-04-01 16:00 | 0.70418
Coal | 2018-04-01 17:00 | 0.70418
Coal | 2018-04-01 18:00 | 0.70418
Coal | 2018-04-01 19:00 | 0.70418
Coal | 2018-04-01 20:00 | 0.70418
Coal | 2018-04-01 21:00 | 0.70418
Coal | 2018-04-01 22:00 | 0.70418
Coal | 2018-04-01 23:00 | 0.70418
Coal | 2018-04-02 | 0.70418
Coal | 2018-04-02 01:00 | 0.70418
Coal | 2018-04-02 02:00 | 0.70418
Coal | 2018-04-02 03:00 | 0.70418
Coal | 2018-04-02 04:00 | 0.70418
Coal | 2018-04-02 05:00 | 0.70418
Coal | 2018-04-02 06:00 | 0.70418
Coal | 2018-04-02 07:00 | 0.70418
Coal | 2018-04-02 08:00 | 0.70418
Coal | 2018-04-02 09:00 | 0.70418
Coal | 2018-04-02 10:00 | 0.70418
Coal | 2018-04-02 11:00 | 0.70418
Coal | 2018-04-02 12:00 | 0.8502
Coal | 2018-04-02 13:00 | 0.8502
Coal | 2018-04-02 14:00 | 0.8502
Coal | 2018-04-02 15:00 | 0.8502
Coal | 2018-04-02 16:00 | 0.8502
Coal | 2018-04-02 17:00 | 0.8502
Coal | 2018-04-02 18:00 | 1
Coal | 2018-04-02 19:00 | 1
Coal | 2018-04-02 20:00 | 1
Coal | 2018-04-02 21:00 | 1
Coal | 2018-04-02 22:00 | 1
Coal | 2018-04-02 23:00 | 1
Coal | 2018-04-03 | 1
Coal | 2018-04-03 01:00 | 1
Coal | 2018-04-03 02:00 | 1
Coal | 2018-04-03 03:00 | 1
Coal | 2018-04-03 04:00 | 1
Coal | 2018-04-03 05:00 | 1
Coal | 2018-04-03 06:00 | 1
Coal | 2018-04-03 07:00 | 1
Coal | 2018-04-03 08:00 | 1
Coal | 2018-04-03 09:00 | 0.97482
Coal | 2018-04-03 10:00 | 1
Coal | 2018-04-03 11:00 | 1
Coal | 2018-04-03 12:00 | 1
Coal | 2018-04-03 13:00 | 1
Coal | 2018-04-03 14:00 | 1
Coal | 2018-04-03 15:00 | 1
Coal | 2018-04-03 16:00 | 1
Coal | 2018-04-03 17:00 | 1
Coal | 2018-04-03 18:00 | 1
Coal | 2018-04-03 19:00 | 1
Coal | 2018-04-03 20:00 | 1
Coal | 2018-04-03 21:00 | 1
Coal | 2018-04-03 22:00 | 1
Coal | 2018-04-03 23:00 | 1
Coal | 2018-04-04 | 0.8502
Coal | 2018-04-04 01:00 | 0.8502
Coal | 2018-04-04 02:00 | 0.8502
Coal | 2018-04-04 03:00 | 0.8502
Coal | 2018-04-04 04:00 | 0.8502
Coal | 2018-04-04 05:00 | 0.8502
Coal | 2018-04-04 06:00 | 0.8502
Coal | 2018-04-04 07:00 | 0.8502
Coal | 2018-04-04 08:00 | 0.8502
Coal | 2018-04-04 09:00 | 0.8502
Coal | 2018-04-04 10:00 | 0.8502
Coal | 2018-04-04 11:00 | 0.8502
Coal | 2018-04-04 12:00 | 0.8502
Coal | 2018-04-04 13:00 | 0.8502
Coal | 2018-04-04 14:00 | 0.8502
Coal | 2018-04-04 15:00 | 0.8502
Coal | 2018-04-04 16:00 | 0.8502
Coal | 2018-04-04 17:00 | 0.8502
Coal | 2018-04-04 18:00 | 0.70418
Coal | 2018-04-04 19:00 | 0.70418
Coal | 2018-04-04 20:00 | 0.70418
Coal | 2018-04-04 21:00 | 0.70418
Coal | 2018-04-04 22:00 | 0.70418
Coal | 2018-04-04 23:00 | 0.70418
Coal | 2018-04-05 | 0.85398
Coal | 2018-04-05 01:00 | 0.85398
Coal | 2018-04-05 02:00 | 0.85398
Coal | 2018-04-05 03:00 | 0.85398
Coal | 2018-04-05 04:00 | 0.85398
Coal | 2018-04-05 05:00 | 0.85398
Coal | 2018-04-05 06:00 | 0.85398
Coal | 2018-04-05 07:00 | 0.85398
Coal | 2018-04-05 08:00 | 0.85398
Coal | 2018-04-05 09:00 | 0.85398
Coal | 2018-04-05 10:00 | 0.85398
Coal | 2018-04-05 11:00 | 0.85398
Coal | 2018-04-05 12:00 | 0.85398
Coal | 2018-04-05 13:00 | 0.85398
Coal | 2018-04-05 14:00 | 0.85398
Coal | 2018-04-05 15:00 | 0.85398
Coal | 2018-04-05 16:00 | 0.85398
Coal | 2018-04-05 17:00 | 0.85398
Coal | 2018-04-05 18:00 | 0.85398
Coal | 2018-04-05 19:00 | 0.85398
Coal | 2018-04-05 20:00 | 0.85398
Coal | 2018-04-05 21:00 | 0.85398
Coal | 2018-04-05 22:00 | 0.85398
Coal | 2018-04-05 23:00 | 0.85398
Coal | 2018-04-06 | 0.85398
Coal | 2018-04-06 01:00 | 0.85398
Coal | 2018-04-06 02:00 | 0.85398
Coal | 2018-04-06 03:00 | 0.85398
Coal | 2018-04-06 04:00 | 0.85398
Coal | 2018-04-06 05:00 | 0.85398
Coal | 2018-04-06 06:00 | 0.85398
Coal | 2018-04-06 07:00 | 0.85398
Coal | 2018-04-06 08:00 | 0.85398
Coal | 2018-04-06 09:00 | 0.85398
Coal | 2018-04-06 10:00 | 0.85398
Coal | 2018-04-06 11:00 | 0.85398
Coal | 2018-04-06 12:00 | 0.85398
Coal | 2018-04-06 13:00 | 0.85398
Coal | 2018-04-06 14:00 | 0.85398
Coal | 2018-04-06 15:00 | 0.85398
Coal | 2018-04-06 16:00 | 0.85398
Coal | 2018-04-06 17:00 | 0.85398
Coal | 2018-04-06 18:00 | 0.85398
Coal | 2018-04-06 19:00 | 0.85398
Coal | 2018-04-06 20:00 | 0.85398
Coal | 2018-04-06 21:00 | 0.85398
Coal | 2018-04-06 22:00 | 0.85398
Coal | 2018-04-06 23:00 | 0.85398
Coal | 2018-04-07 | 0.85398
Coal | 2018-04-07 01:00 | 0.85398
Coal | 2018-04-07 02:00 | 0.85398
Coal | 2018-04-07 03:00 | 0.85398
Coal | 2018-04-07 04:00 | 0.85398
Coal | 2018-04-07 05:00 | 0.85398
Coal | 2018-04-07 06:00 | 0.85398
Coal | 2018-04-07 07:00 | 0.85398
Coal | 2018-04-07 08:00 | 0.85398
Coal | 2018-04-07 09:00 | 0.85398
Coal | 2018-04-07 10:00 | 0.85398
Coal | 2018-04-07 11:00 | 0.85398
Coal | 2018-04-07 12:00 | 0.85398
Coal | 2018-04-07 13:00 | 0.85398
Coal | 2018-04-07 14:00 | 0.85398
Coal | 2018-04-07 15:00 | 0.85398
Coal | 2018-04-07 16:00 | 0.85398
Coal | 2018-04-07 17:00 | 0.85398
Coal | 2018-04-07 18:00 | 0.85398
Coal | 2018-04-07 19:00 | 0.85398
Coal | 2018-04-07 20:00 | 0.85398
Coal | 2018-04-07 21:00 | 0.85398
Coal | 2018-04-07 22:00 | 0.85398
Coal | 2018-04-07 23:00 | 0.85398
Coal | 2018-04-08 | 0.85398
Coal | 2018-04-08 01:00 | 0.85398
Coal | 2018-04-08 02:00 | 0.85398
Coal | 2018-04-08 03:00 | 0.85398
Coal | 2018-04-08 04:00 | 0.85398
Coal | 2018-04-08 05:00 | 0.85398
Coal | 2018-04-08 06:00 | 0.85398
Coal | 2018-04-08 07:00 | 0.85398
Coal | 2018-04-08 08:00 | 0.85398
Coal | 2018-04-08 09:00 | 0.85398
Coal | 2018-04-08 10:00 | 0.85398
Coal | 2018-04-08 11:00 | 0.85398
Coal | 2018-04-08 12:00 | 0.85398
Coal | 2018-04-08 13:00 | 0.85398
Coal | 2018-04-08 14:00 | 0.85398
Coal | 2018-04-08 15:00 | 0.85398
Coal | 2018-04-08 16:00 | 0.85398
Coal | 2018-04-08 17:00 | 0.85398
Coal | 2018-04-08 18:00 | 0.85398
Coal | 2018-04-08 19:00 | 0.85398
Coal | 2018-04-08 20:00 | 0.85398
Coal | 2018-04-08 21:00 | 0.85398
Coal | 2018-04-08 22:00 | 0.85398
Coal | 2018-04-08 23:00 | 0.85398
Coal | 2018-04-09 | 0.85398
Coal | 2018-04-09 01:00 | 0.85398
Coal | 2018-04-09 02:00 | 0.85398
Coal | 2018-04-09 03:00 | 0.85398
Coal | 2018-04-09 04:00 | 0.81168
Coal | 2018-04-09 05:00 | 0.81168
Coal | 2018-04-09 06:00 | 0.68404
Coal | 2018-04-09 07:00 | 0.68404
Coal | 2018-04-09 08:00 | 0.70796
Coal | 2018-04-09 09:00 | 0.70796
Coal | 2018-04-09 10:00 | 0.70796
Coal | 2018-04-09 11:00 | 0.85398
Coal | 2018-04-09 12:00 | 0.85398
Coal | 2018-04-09 13:00 | 0.70796
Coal | 2018-04-09 14:00 | 0.70796
Coal | 2018-04-09 15:00 | 0.70796
Coal | 2018-04-09 16:00 | 0.70796
Coal | 2018-04-09 17:00 | 0.70796
Coal | 2018-04-09 18:00 | 0.68404
Coal | 2018-04-09 19:00 | 0.85398
Coal | 2018-04-09 20:00 | 0.85398
Coal | 2018-04-09 21:00 | 0.85398
Coal | 2018-04-09 22:00 | 0.70418
Coal | 2018-04-09 23:00 | 0.70418
Coal | 2018-04-10 | 0.70418
Coal | 2018-04-10 01:00 | 0.70418
Coal | 2018-04-10 02:00 | 0.70418
Coal | 2018-04-10 03:00 | 0.70418
Coal | 2018-04-10 04:00 | 0.70418
Coal | 2018-04-10 05:00 | 0.70418
Coal | 2018-04-10 06:00 | 0.70418
Coal | 2018-04-10 07:00 | 0.70418
Coal | 2018-04-10 08:00 | 0.70418
Coal | 2018-04-10 09:00 | 0.679
Coal | 2018-04-10 10:00 | 0.679
Coal | 2018-04-10 11:00 | 0.679
Coal | 2018-04-10 12:00 | 0.679
Coal | 2018-04-10 13:00 | 0.679
Coal | 2018-04-10 14:00 | 0.679
Coal | 2018-04-10 15:00 | 0.70418
Coal | 2018-04-10 16:00 | 0.70418
Coal | 2018-04-10 17:00 | 0.70418
Coal | 2018-04-10 18:00 | 0.70418
Coal | 2018-04-10 19:00 | 0.70418
Coal | 2018-04-10 20:00 | 0.70418
Coal | 2018-04-10 21:00 | 0.70418
Coal | 2018-04-10 22:00 | 0.70418
Coal | 2018-04-10 23:00 | 0.70418
Coal | 2018-04-11 | 0.85398
Coal | 2018-04-11 01:00 | 0.85398
Coal | 2018-04-11 02:00 | 0.85398
Coal | 2018-04-11 03:00 | 0.85398
Coal | 2018-04-11 04:00 | 0.85398
Coal | 2018-04-11 05:00 | 0.70418
Coal | 2018-04-11 06:00 | 0.70418
Coal | 2018-04-11 07:00 | 0.70418
Coal | 2018-04-11 08:00 | 0.679
Coal | 2018-04-11 09:00 | 0.65383
Coal | 2018-04-11 10:00 | 0.65383
Coal | 2018-04-11 11:00 | 0.8288
Coal | 2018-04-11 12:00 | 0.8288
Coal | 2018-04-11 13:00 | 0.8288
Coal | 2018-04-11 14:00 | 0.8288
Coal | 2018-04-11 15:00 | 0.85398
Coal | 2018-04-11 16:00 | 0.85398
Coal | 2018-04-11 17:00 | 0.85398
Coal | 2018-04-11 18:00 | 0.85398
Coal | 2018-04-11 19:00 | 0.85398
Coal | 2018-04-11 20:00 | 0.85398
Coal | 2018-04-11 21:00 | 0.85398
Coal | 2018-04-11 22:00 | 0.85398
Coal | 2018-04-11 23:00 | 0.85398
Coal | 2018-04-12 | 0.85398
Coal | 2018-04-12 01:00 | 0.85398
Coal | 2018-04-12 02:00 | 0.85398
Coal | 2018-04-12 03:00 | 0.85398
Coal | 2018-04-12 04:00 | 0.85398
Coal | 2018-04-12 05:00 | 0.85398
Coal | 2018-04-12 06:00 | 0.85398
Coal | 2018-04-12 07:00 | 0.85398
Coal | 2018-04-12 08:00 | 0.65131
Coal | 2018-04-12 09:00 | 0.65131
Coal | 2018-04-12 10:00 | 0.65131
Coal | 2018-04-12 11:00 | 0.80111
Coal | 2018-04-12 12:00 | 0.80111
Coal | 2018-04-12 13:00 | 0.80111
Coal | 2018-04-12 14:00 | 0.85398
Coal | 2018-04-12 15:00 | 0.85398
Coal | 2018-04-12 16:00 | 0.85398
Coal | 2018-04-12 17:00 | 0.85398
Coal | 2018-04-12 18:00 | 0.85398
Coal | 2018-04-12 19:00 | 0.85398
Coal | 2018-04-12 20:00 | 0.85398
Coal | 2018-04-12 21:00 | 0.85398
Coal | 2018-04-12 22:00 | 0.85398
Coal | 2018-04-12 23:00 | 0.85398
Coal | 2018-04-13 | 0.85398
Coal | 2018-04-13 01:00 | 0.85398
Coal | 2018-04-13 02:00 | 0.85398
Coal | 2018-04-13 03:00 | 0.85398
Coal | 2018-04-13 04:00 | 0.85398
Coal | 2018-04-13 05:00 | 0.85398
Coal | 2018-04-13 06:00 | 0.85398
Coal | 2018-04-13 07:00 | 0.85398
Coal | 2018-04-13 08:00 | 0.85398
Coal | 2018-04-13 09:00 | 0.85398
Coal | 2018-04-13 10:00 | 0.83006
Coal | 2018-04-13 11:00 | 0.83006
Coal | 2018-04-13 12:00 | 0.83006
Coal | 2018-04-13 13:00 | 0.83006
Coal | 2018-04-13 14:00 | 0.83006
Coal | 2018-04-13 15:00 | 0.85398
Coal | 2018-04-13 16:00 | 0.85398
Coal | 2018-04-13 17:00 | 0.85398
Coal | 2018-04-13 18:00 | 0.85398
Coal | 2018-04-13 19:00 | 0.85398
Coal | 2018-04-13 20:00 | 0.85398
Coal | 2018-04-13 21:00 | 0.85398
Coal | 2018-04-13 22:00 | 0.85398
Coal | 2018-04-13 23:00 | 0.85398
Coal | 2018-04-14 | 0.78852
Coal | 2018-04-14 01:00 | 0.78852
Coal | 2018-04-14 02:00 | 0.78852
Coal | 2018-04-14 03:00 | 0.78852
Coal | 2018-04-14 04:00 | 0.85398
Coal | 2018-04-14 05:00 | 0.85398
Coal | 2018-04-14 06:00 | 0.85398
Coal | 2018-04-14 07:00 | 0.85398
Coal | 2018-04-14 08:00 | 0.70418
Coal | 2018-04-14 09:00 | 0.70418
Coal | 2018-04-14 10:00 | 0.70418
Coal | 2018-04-14 11:00 | 0.70418
Coal | 2018-04-14 12:00 | 0.70418
Coal | 2018-04-14 13:00 | 0.70418
Coal | 2018-04-14 14:00 | 0.70418
Coal | 2018-04-14 15:00 | 0.70418
Coal | 2018-04-14 16:00 | 0.70418
Coal | 2018-04-14 17:00 | 0.70418
Coal | 2018-04-14 18:00 | 0.70418
Coal | 2018-04-14 19:00 | 0.70418
Coal | 2018-04-14 20:00 | 0.70418
Coal | 2018-04-14 21:00 | 0.70418
Coal | 2018-04-14 22:00 | 0.70418
Coal | 2018-04-14 23:00 | 0.70418
Coal | 2018-04-15 | 0.70418
Coal | 2018-04-15 01:00 | 0.70418
Coal | 2018-04-15 02:00 | 0.70418
Coal | 2018-04-15 03:00 | 0.70418
Coal | 2018-04-15 04:00 | 0.70418
Coal | 2018-04-15 05:00 | 0.70418
Coal | 2018-04-15 06:00 | 0.70418
Coal | 2018-04-15 07:00 | 0.70418
Coal | 2018-04-15 08:00 | 0.70418
Coal | 2018-04-15 09:00 | 0.70418
Coal | 2018-04-15 10:00 | 0.70418
Coal | 2018-04-15 11:00 | 0.70418
Coal | 2018-04-15 12:00 | 0.70418
Coal | 2018-04-15 13:00 | 0.70418
Coal | 2018-04-15 14:00 | 0.70418
Coal | 2018-04-15 15:00 | 0.70418
Coal | 2018-04-15 16:00 | 0.85398
Coal | 2018-04-15 17:00 | 0.85398
Coal | 2018-04-15 18:00 | 0.85398
Coal | 2018-04-15 19:00 | 0.85398
Coal | 2018-04-15 20:00 | 0.85398
Coal | 2018-04-15 21:00 | 0.85398
Coal | 2018-04-15 22:00 | 0.85398
Coal | 2018-04-15 23:00 | 0.85398
Coal | 2018-04-16 | 0.85398
Coal | 2018-04-16 01:00 | 0.85398
Coal | 2018-04-16 02:00 | 0.85398
Coal | 2018-04-16 03:00 | 0.85398
Coal | 2018-04-16 04:00 | 0.85398
Coal | 2018-04-16 05:00 | 0.85398
Coal | 2018-04-16 06:00 | 0.85398
Coal | 2018-04-16 07:00 | 0.85398
Coal | 2018-04-16 08:00 | 0.85398
Coal | 2018-04-16 09:00 | 0.85398
Coal | 2018-04-16 10:00 | 0.85398
Coal | 2018-04-16 11:00 | 0.85398
Coal | 2018-04-16 12:00 | 0.85398
Coal | 2018-04-16 13:00 | 0.85398
Coal | 2018-04-16 14:00 | 0.85398
Coal | 2018-04-16 15:00 | 0.85398
Coal | 2018-04-16 16:00 | 0.85398
Coal | 2018-04-16 17:00 | 0.85398
Coal | 2018-04-16 18:00 | 0.85398
Coal | 2018-04-16 19:00 | 0.85398
Coal | 2018-04-16 20:00 | 0.85398
Coal | 2018-04-16 21:00 | 0.85398
Coal | 2018-04-16 22:00 | 0.85398
Coal | 2018-04-16 23:00 | 0.85398
Coal | 2018-04-17 | 0.85398
Coal | 2018-04-17 01:00 | 0.85398
Coal | 2018-04-17 02:00 | 0.85398
Coal | 2018-04-17 03:00 | 0.85398
Coal | 2018-04-17 04:00 | 0.85398
Coal | 2018-04-17 05:00 | 0.85398
Coal | 2018-04-17 06:00 | 0.85398
Coal | 2018-04-17 07:00 | 0.85398
Coal | 2018-04-17 08:00 | 0.85398
Coal | 2018-04-17 09:00 | 0.85398
Coal | 2018-04-17 10:00 | 0.85398
Coal | 2018-04-17 11:00 | 0.85398
Coal | 2018-04-17 12:00 | 0.85398
Coal | 2018-04-17 13:00 | 0.85398
Coal | 2018-04-17 14:00 | 0.85398
Coal | 2018-04-17 15:00 | 0.85398
Coal | 2018-04-17 16:00 | 0.85398
Coal | 2018-04-17 17:00 | 0.85398
Coal | 2018-04-17 18:00 | 0.85398
Coal | 2018-04-17 19:00 | 0.85398
Coal | 2018-04-17 20:00 | 0.85398
Coal | 2018-04-17 21:00 | 0.85398
Coal | 2018-04-17 22:00 | 0.85398
Coal | 2018-04-17 23:00 | 0.85398
Coal | 2018-04-18 | 0.85398
Coal | 2018-04-18 01:00 | 0.85398
Coal | 2018-04-18 02:00 | 0.85398
Coal | 2018-04-18 03:00 | 0.85398
Coal | 2018-04-18 04:00 | 0.85398
Coal | 2018-04-18 05:00 | 0.85398
Coal | 2018-04-18 06:00 | 0.85398
Coal | 2018-04-18 07:00 | 0.85398
Coal | 2018-04-18 08:00 | 0.85398
Coal | 2018-04-18 09:00 | 0.85398
Coal | 2018-04-18 10:00 | 0.85398
Coal | 2018-04-18 11:00 | 0.85398
Coal | 2018-04-18 12:00 | 0.85398
Coal | 2018-04-18 13:00 | 0.85398
Coal | 2018-04-18 14:00 | 0.85398
Coal | 2018-04-18 15:00 | 0.85398
Coal | 2018-04-18 16:00 | 0.85398
Coal | 2018-04-18 17:00 | 0.85398
Coal | 2018-04-18 18:00 | 0.85398
Coal | 2018-04-18 19:00 | 0.85398
Coal | 2018-04-18 20:00 | 0.85398
Coal | 2018-04-18 21:00 | 0.85398
Coal | 2018-04-18 22:00 | 0.85398
Coal | 2018-04-18 23:00 | 0.85398
Coal | 2018-04-19 | 0.85398
Coal | 2018-04-19 01:00 | 0.85398
Coal | 2018-04-19 02:00 | 0.85398
Coal | 2018-04-19 03:00 | 0.85398
Coal | 2018-04-19 04:00 | 0.85398
Coal | 2018-04-19 05:00 | 0.85398
Coal | 2018-04-19 06:00 | 0.56193
Coal | 2018-04-19 07:00 | 0.56193
Coal | 2018-04-19 08:00 | 0.56193
Coal | 2018-04-19 09:00 | 0.56193
Coal | 2018-04-19 10:00 | 0.56193
Coal | 2018-04-19 11:00 | 0.56193
Coal | 2018-04-19 12:00 | 0.70796
Coal | 2018-04-19 13:00 | 0.70796
Coal | 2018-04-19 14:00 | 0.70796
Coal | 2018-04-19 15:00 | 0.70796
Coal | 2018-04-19 16:00 | 0.70796
Coal | 2018-04-19 17:00 | 0.70796
Coal | 2018-04-19 18:00 | 0.70796
Coal | 2018-04-19 19:00 | 0.70796
Coal | 2018-04-19 20:00 | 0.70796
Coal | 2018-04-19 21:00 | 1
Coal | 2018-04-19 22:00 | 1
Coal | 2018-04-19 23:00 | 1
Coal | 2018-04-20 | 1
Coal | 2018-04-20 01:00 | 1
Coal | 2018-04-20 02:00 | 1
Coal | 2018-04-20 03:00 | 1
Coal | 2018-04-20 04:00 | 1
Coal | 2018-04-20 05:00 | 1
Coal | 2018-04-20 06:00 | 1
Coal | 2018-04-20 07:00 | 1
Coal | 2018-04-20 08:00 | 1
Coal | 2018-04-20 09:00 | 1
Coal | 2018-04-20 10:00 | 1
Coal | 2018-04-20 11:00 | 1
Coal | 2018-04-20 12:00 | 1
Coal | 2018-04-20 13:00 | 1
Coal | 2018-04-20 14:00 | 1
Coal | 2018-04-20 15:00 | 1
Coal | 2018-04-20 16:00 | 1
Coal | 2018-04-20 17:00 | 1
Coal | 2018-04-20 18:00 | 1
Coal | 2018-04-20 19:00 | 1
Coal | 2018-04-20 20:00 | 1
Coal | 2018-04-20 21:00 | 1
Coal | 2018-04-20 22:00 | 1
Coal | 2018-04-20 23:00 | 1
Coal | 2018-04-21 | 0.85398
Coal | 2018-04-21 01:00 | 0.85398
Coal | 2018-04-21 02:00 | 0.85398
Coal | 2018-04-21 03:00 | 0.85398
Coal | 2018-04-21 04:00 | 0.85398
Coal | 2018-04-21 05:00 | 0.85398
Coal | 2018-04-21 06:00 | 0.85398
Coal | 2018-04-21 07:00 | 0.85398
Coal | 2018-04-21 08:00 | 0.85398
Coal | 2018-04-21 09:00 | 0.85398
Coal | 2018-04-21 10:00 | 0.85398
Coal | 2018-04-21 11:00 | 0.85398
Coal | 2018-04-21 12:00 | 0.85398
Coal | 2018-04-21 13:00 | 0.85398
Coal | 2018-04-21 14:00 | 0.85398
Coal | 2018-04-21 15:00 | 0.85398
Coal | 2018-04-21 16:00 | 0.85398
Coal | 2018-04-21 17:00 | 0.85398
Coal | 2018-04-21 18:00 | 0.85398
Coal | 2018-04-21 19:00 | 0.85398
Coal | 2018-04-21 20:00 | 0.85398
Coal | 2018-04-21 21:00 | 0.85398
Coal | 2018-04-21 22:00 | 0.85398
Coal | 2018-04-21 23:00 | 0.85398
Coal | 2018-04-22 | 0.85398
Coal | 2018-04-22 01:00 | 0.85398
Coal | 2018-04-22 02:00 | 0.85398
Coal | 2018-04-22 03:00 | 0.85398
Coal | 2018-04-22 04:00 | 0.85398
Coal | 2018-04-22 05:00 | 0.85398
Coal | 2018-04-22 06:00 | 0.85398
Coal | 2018-04-22 07:00 | 0.85398
Coal | 2018-04-22 08:00 | 0.85398
Coal | 2018-04-22 09:00 | 0.85398
Coal | 2018-04-22 10:00 | 0.85398
Coal | 2018-04-22 11:00 | 0.85398
Coal | 2018-04-22 12:00 | 0.85398
Coal | 2018-04-22 13:00 | 0.85398
Coal | 2018-04-22 14:00 | 0.85398
Coal | 2018-04-22 15:00 | 0.85398
Coal | 2018-04-22 16:00 | 0.85398
Coal | 2018-04-22 17:00 | 0.85398
Coal | 2018-04-22 18:00 | 0.85398
Coal | 2018-04-22 19:00 | 0.85398
Coal | 2018-04-22 20:00 | 0.85398
Coal | 2018-04-22 21:00 | 0.85398
Coal | 2018-04-22 22:00 | 0.85398
Coal | 2018-04-22 23:00 | 0.85398
Coal | 2018-04-23 | 1
Coal | 2018-04-23 01:00 | 1
Coal | 2018-04-23 02:00 | 1
Coal | 2018-04-23 03:00 | 1
Coal | 2018-04-23 04:00 | 1
Coal | 2018-04-23 05:00 | 1
Coal | 2018-04-23 06:00 | 1
Coal | 2018-04-23 07:00 | 1
Coal | 2018-04-23 08:00 | 1
Coal | 2018-04-23 09:00 | 1
Coal | 2018-04-23 10:00 | 1
Coal | 2018-04-23 11:00 | 1
Coal | 2018-04-23 12:00 | 1
Coal | 2018-04-23 13:00 | 1
Coal | 2018-04-23 14:00 | 1
Coal | 2018-04-23 15:00 | 1
Coal | 2018-04-23 16:00 | 1
Coal | 2018-04-23 17:00 | 1
Coal | 2018-04-23 18:00 | 1
Coal | 2018-04-23 19:00 | 1
Coal | 2018-04-23 20:00 | 1
Coal | 2018-04-23 21:00 | 1
Coal | 2018-04-23 22:00 | 1
Coal | 2018-04-23 23:00 | 1
Coal | 2018-04-24 | 1
Coal | 2018-04-24 01:00 | 1
Coal | 2018-04-24 02:00 | 1
Coal | 2018-04-24 03:00 | 1
Coal | 2018-04-24 04:00 | 1
Coal | 2018-04-24 05:00 | 1
Coal | 2018-04-24 06:00 | 1
Coal | 2018-04-24 07:00 | 1
Coal | 2018-04-24 08:00 | 1
Coal | 2018-04-24 09:00 | 1
Coal | 2018-04-24 10:00 | 1
Coal | 2018-04-24 11:00 | 1
Coal | 2018-04-24 12:00 | 1
Coal | 2018-04-24 13:00 | 1
Coal | 2018-04-24 14:00 | 1
Coal | 2018-04-24 15:00 | 1
Coal | 2018-04-24 16:00 | 1
Coal | 2018-04-24 17:00 | 1
Coal | 2018-04-24 18:00 | 1
Coal | 2018-04-24 19:00 | 1
Coal | 2018-04-24 20:00 | 1
Coal | 2018-04-24 21:00 | 1
Coal | 2018-04-24 22:00 | 1
Coal | 2018-04-24 23:00 | 1
Coal | 2018-04-25 | 1
Coal | 2018-04-25 01:00 | 1
Coal | 2018-04-25 02:00 | 1
Coal | 2018-04-25 03:00 | 1
Coal | 2018-04-25 04:00 | 1
Coal | 2018-04-25 05:00 | 1
Coal | 2018-04-25 06:00 | 1
Coal | 2018-04-25 07:00 | 1
Coal | 2018-04-25 08:00 | 1
Coal | 2018-04-25 09:00 | 1
Coal | 2018-04-25 10:00 | 1
Coal | 2018-04-25 11:00 | 1
Coal | 2018-04-25 12:00 | 1
Coal | 2018-04-25 13:00 | 1
Coal | 2018-04-25 14:00 | 1
Coal | 2018-04-25 15:00 | 1
Coal | 2018-04-25 16:00 | 1
Coal | 2018-04-25 17:00 | 1
Coal | 2018-04-25 18:00 | 1
Coal | 2018-04-25 19:00 | 1
Coal | 2018-04-25 20:00 | 1
Coal | 2018-04-25 21:00 | 1
Coal | 2018-04-25 22:00 | 1
Coal | 2018-04-25 23:00 | 1
Coal | 2018-04-26 | 1
Coal | 2018-04-26 01:00 | 1
Coal | 2018-04-26 02:00 | 1
Coal | 2018-04-26 03:00 | 1
Coal | 2018-04-26 04:00 | 1
Coal | 2018-04-26 05:00 | 1
Coal | 2018-04-26 06:00 | 1
Coal | 2018-04-26 07:00 | 1
Coal | 2018-04-26 08:00 | 1
Coal | 2018-04-26 09:00 | 1
Coal | 2018-04-26 10:00 | 1
Coal | 2018-04-26 11:00 | 1
Coal | 2018-04-26 12:00 | 1
Coal | 2018-04-26 13:00 | 1
Coal | 2018-04-26 14:00 | 1
Coal | 2018-04-26 15:00 | 1
Coal | 2018-04-26 16:00 | 1
Coal | 2018-04-26 17:00 | 1
Coal | 2018-04-26 18:00 | 1
Coal | 2018-04-26 19:00 | 1
Coal | 2018-04-26 20:00 | 1
Coal | 2018-04-26 21:00 | 1
Coal | 2018-04-26 22:00 | 1
Coal | 2018-04-26 23:00 | 1
Coal | 2018-04-27 | 1
Coal | 2018-04-27 01:00 | 1
Coal | 2018-04-27 02:00 | 1
Coal | 2018-04-27 03:00 | 1
Coal | 2018-04-27 04:00 | 1
Coal | 2018-04-27 05:00 | 1
Coal | 2018-04-27 06:00 | 1
Coal | 2018-04-27 07:00 | 1
Coal | 2018-04-27 08:00 | 1
Coal | 2018-04-27 09:00 | 1
Coal | 2018-04-27 10:00 | 1
Coal | 2018-04-27 11:00 | 1
Coal | 2018-04-27 12:00 | 1
Coal | 2018-04-27 13:00 | 1
Coal | 2018-04-27 14:00 | 1
Coal | 2018-04-27 15:00 | 1
Coal | 2018-04-27 16:00 | 1
Coal | 2018-04-27 17:00 | 1
Coal | 2018-04-27 18:00 | 1
Coal | 2018-04-27 19:00 | 1
Coal | 2018-04-27 20:00 | 1
Coal | 2018-04-27 21:00 | 1
Coal | 2018-04-27 22:00 | 1
Coal | 2018-04-27 23:00 | 1
Coal | 2018-04-28 | 1
Coal | 2018-04-28 01:00 | 0.85398
Coal | 2018-04-28 02:00 | 0.85398
Coal | 2018-04-28 03:00 | 0.85398
Coal | 2018-04-28 04:00 | 0.85398
Coal | 2018-04-28 05:00 | 0.85398
Coal | 2018-04-28 06:00 | 0.85398
Coal | 2018-04-28 07:00 | 0.85398
Coal | 2018-04-28 08:00 | 0.85398
Coal | 2018-04-28 09:00 | 0.85398
Coal | 2018-04-28 10:00 | 0.85398
Coal | 2018-04-28 11:00 | 0.85398
Coal | 2018-04-28 12:00 | 0.85398
Coal | 2018-04-28 13:00 | 0.85398
Coal | 2018-04-28 14:00 | 0.85398
Coal | 2018-04-28 15:00 | 0.85398
Coal | 2018-04-28 16:00 | 0.85398
Coal | 2018-04-28 17:00 | 0.85398
Coal | 2018-04-28 18:00 | 0.85398
Coal | 2018-04-28 19:00 | 0.85398
Coal | 2018-04-28 20:00 | 0.85398
Coal | 2018-04-28 21:00 | 0.85398
Coal | 2018-04-28 22:00 | 0.85398
Coal | 2018-04-28 23:00 | 0.85398
Coal | 2018-04-29 | 0.85398
Coal | 2018-04-29 01:00 | 0.85398
Coal | 2018-04-29 02:00 | 0.85398
Coal | 2018-04-29 03:00 | 0.85398
Coal | 2018-04-29 04:00 | 0.85398
Coal | 2018-04-29 05:00 | 0.85398
Coal | 2018-04-29 06:00 | 0.85398
Coal | 2018-04-29 07:00 | 0.85398
Coal | 2018-04-29 08:00 | 0.85398
Coal | 2018-04-29 09:00 | 0.85398
Coal | 2018-04-29 10:00 | 0.85398
Coal | 2018-04-29 11:00 | 0.85398
Coal | 2018-04-29 12:00 | 0.85398
Coal | 2018-04-29 13:00 | 0.85398
Coal | 2018-04-29 14:00 | 0.85398
Coal | 2018-04-29 15:00 | 0.85398
Coal | 2018-04-29 16:00 | 0.85398
Coal | 2018-04-29 17:00 | 0.85398
Coal | 2018-04-29 18:00 | 0.85398
Coal | 2018-04-29 19:00 | 0.85398
Coal | 2018-04-29 20:00 | 0.85398
Coal | 2018-04-29 21:00 | 0.85398
Coal | 2018-04-29 22:00 | 0.85398
Coal | 2018-04-29 23:00 | 0.85398
Coal | 2018-04-30 | 0.85398
Coal | 2018-04-30 01:00 | 0.85398
Coal | 2018-04-30 02:00 | 0.85398
Coal | 2018-04-30 03:00 | 0.85398
Coal | 2018-04-30 04:00 | 0.85398
Coal | 2018-04-30 05:00 | 0.85398
Coal | 2018-04-30 06:00 | 0.85398
Coal | 2018-04-30 07:00 | 0.85398
Coal | 2018-04-30 08:00 | 0.85398
Coal | 2018-04-30 09:00 | 0.85398
Coal | 2018-04-30 10:00 | 0.85398
Coal | 2018-04-30 11:00 | 0.85398
Coal | 2018-04-30 12:00 | 0.85398
Coal | 2018-04-30 13:00 | 0.85398
Coal | 2018-04-30 14:00 | 0.85398
Coal | 2018-04-30 15:00 | 0.85398
Coal | 2018-04-30 16:00 | 0.85398
Coal | 2018-04-30 17:00 | 0.85398
Coal | 2018-04-30 18:00 | 0.85398
Coal | 2018-04-30 19:00 | 0.85398
Coal | 2018-04-30 20:00 | 0.85398
Coal | 2018-04-30 21:00 | 0.85398
Coal | 2018-04-30 22:00 | 0.85398
Coal | 2018-04-30 23:00 | 0.85398
Coal | 2018-05-01 | 0.70418
Coal | 2018-05-01 01:00 | 0.70418
Coal | 2018-05-01 02:00 | 0.70418
Coal | 2018-05-01 03:00 | 0.70418
Coal | 2018-05-01 04:00 | 0.70418
Coal | 2018-05-01 05:00 | 0.70418
Coal | 2018-05-01 06:00 | 0.70418
Coal | 2018-05-01 07:00 | 0.70418
Coal | 2018-05-01 08:00 | 0.70418
Coal | 2018-05-01 09:00 | 0.70418
Coal | 2018-05-01 10:00 | 0.70418
Coal | 2018-05-01 11:00 | 0.70418
Coal | 2018-05-01 12:00 | 0.70418
Coal | 2018-05-01 13:00 | 0.70418
Coal | 2018-05-01 14:00 | 0.70418
Coal | 2018-05-01 15:00 | 0.70418
Coal | 2018-05-01 16:00 | 0.70418
Coal | 2018-05-01 17:00 | 0.70418
Coal | 2018-05-01 18:00 | 0.70418
Coal | 2018-05-01 19:00 | 0.70418
Coal | 2018-05-01 20:00 | 0.70418
Coal | 2018-05-01 21:00 | 0.70418
Coal | 2018-05-01 22:00 | 0.70418
Coal | 2018-05-01 23:00 | 0.70418
Coal | 2018-05-02 | 0.70418
Coal | 2018-05-02 01:00 | 0.70418
Coal | 2018-05-02 02:00 | 0.70418
Coal | 2018-05-02 03:00 | 0.70418
Coal | 2018-05-02 04:00 | 0.70418
Coal | 2018-05-02 05:00 | 0.70418
Coal | 2018-05-02 06:00 | 0.70418
Coal | 2018-05-02 07:00 | 0.70418
Coal | 2018-05-02 08:00 | 0.70418
Coal | 2018-05-02 09:00 | 0.70418
Coal | 2018-05-02 10:00 | 0.70418
Coal | 2018-05-02 11:00 | 0.70418
Coal | 2018-05-02 12:00 | 0.70418
Coal | 2018-05-02 13:00 | 0.70418
Coal | 2018-05-02 14:00 | 0.70418
Coal | 2018-05-02 15:00 | 0.70418
Coal | 2018-05-02 16:00 | 0.70418
Coal | 2018-05-02 17:00 | 0.70418
Coal | 2018-05-02 18:00 | 0.70418
Coal | 2018-05-02 19:00 | 0.70418
Coal | 2018-05-02 20:00 | 0.70418
Coal | 2018-05-02 21:00 | 0.70418
Coal | 2018-05-02 22:00 | 0.70418
Coal | 2018-05-02 23:00 | 0.70418
Coal | 2018-05-03 | 0.70418
Coal | 2018-05-03 01:00 | 0.70418
Coal | 2018-05-03 02:00 | 0.70418
Coal | 2018-05-03 03:00 | 0.70418
Coal | 2018-05-03 04:00 | 0.70418
Coal | 2018-05-03 05:00 | 0.70418
Coal | 2018-05-03 06:00 | 0.70418
Coal | 2018-05-03 07:00 | 0.70418
Coal | 2018-05-03 08:00 | 0.70418
Coal | 2018-05-03 09:00 | 0.70418
Coal | 2018-05-03 10:00 | 0.70418
Coal | 2018-05-03 11:00 | 0.70418
Coal | 2018-05-03 12:00 | 0.70418
Coal | 2018-05-03 13:00 | 0.70418
Coal | 2018-05-03 14:00 | 0.70418
Coal | 2018-05-03 15:00 | 0.70418
Coal | 2018-05-03 16:00 | 0.70418
Coal | 2018-05-03 17:00 | 0.70418
Coal | 2018-05-03 18:00 | 0.70418
Coal | 2018-05-03 19:00 | 0.70418
Coal | 2018-05-03 20:00 | 0.70418
Coal | 2018-05-03 21:00 | 0.70418
Coal | 2018-05-03 22:00 | 0.70418
Coal | 2018-05-03 23:00 | 0.70418
Coal | 2018-05-04 | 0.66188
Coal | 2018-05-04 01:00 | 0.66188
Coal | 2018-05-04 02:00 | 0.70418
Coal | 2018-05-04 03:00 | 0.70418
Coal | 2018-05-04 04:00 | 0.70418
Coal | 2018-05-04 05:00 | 0.70418
Coal | 2018-05-04 06:00 | 0.70418
Coal | 2018-05-04 07:00 | 0.70418
Coal | 2018-05-04 08:00 | 0.70418
Coal | 2018-05-04 09:00 | 0.70418
Coal | 2018-05-04 10:00 | 0.70418
Coal | 2018-05-04 11:00 | 0.70418
Coal | 2018-05-04 12:00 | 0.70418
Coal | 2018-05-04 13:00 | 0.70418
Coal | 2018-05-04 14:00 | 0.70418
Coal | 2018-05-04 15:00 | 0.70418
Coal | 2018-05-04 16:00 | 0.70418
Coal | 2018-05-04 17:00 | 0.70418
Coal | 2018-05-04 18:00 | 0.70418
Coal | 2018-05-04 19:00 | 0.70418
Coal | 2018-05-04 20:00 | 0.70418
Coal | 2018-05-04 21:00 | 0.70418
Coal | 2018-05-04 22:00 | 0.70418
Coal | 2018-05-04 23:00 | 0.70418
Coal | 2018-05-05 | 0.70418
Coal | 2018-05-05 01:00 | 0.70418
Coal | 2018-05-05 02:00 | 0.70418
Coal | 2018-05-05 03:00 | 0.70418
Coal | 2018-05-05 04:00 | 0.70418
Coal | 2018-05-05 05:00 | 0.70418
Coal | 2018-05-05 06:00 | 0.70418
Coal | 2018-05-05 07:00 | 0.70418
Coal | 2018-05-05 08:00 | 0.70418
Coal | 2018-05-05 09:00 | 0.70418
Coal | 2018-05-05 10:00 | 0.70418
Coal | 2018-05-05 11:00 | 0.70418
Coal | 2018-05-05 12:00 | 0.70418
Coal | 2018-05-05 13:00 | 0.70418
Coal | 2018-05-05 14:00 | 0.70418
Coal | 2018-05-05 15:00 | 0.70418
Coal | 2018-05-05 16:00 | 0.70418
Coal | 2018-05-05 17:00 | 0.70418
Coal | 2018-05-05 18:00 | 0.70418
Coal | 2018-05-05 19:00 | 0.70418
Coal | 2018-05-05 20:00 | 0.70418
Coal | 2018-05-05 21:00 | 0.70418
Coal | 2018-05-05 22:00 | 0.70418
Coal | 2018-05-05 23:00 | 0.70418
Coal | 2018-05-06 | 0.70418
Coal | 2018-05-06 01:00 | 0.70418
Coal | 2018-05-06 02:00 | 0.70418
Coal | 2018-05-06 03:00 | 0.70418
Coal | 2018-05-06 04:00 | 0.70418
Coal | 2018-05-06 05:00 | 0.70418
Coal | 2018-05-06 06:00 | 0.70418
Coal | 2018-05-06 07:00 | 0.70418
Coal | 2018-05-06 08:00 | 0.70418
Coal | 2018-05-06 09:00 | 0.70418
Coal | 2018-05-06 10:00 | 0.70418
Coal | 2018-05-06 11:00 | 0.70418
Coal | 2018-05-06 12:00 | 0.70418
Coal | 2018-05-06 13:00 | 0.70418
Coal | 2018-05-06 14:00 | 0.70418
Coal | 2018-05-06 15:00 | 0.70418
Coal | 2018-05-06 16:00 | 0.70418
Coal | 2018-05-06 17:00 | 0.70418
Coal | 2018-05-06 18:00 | 0.70418
Coal | 2018-05-06 19:00 | 0.70418
Coal | 2018-05-06 20:00 | 0.70418
Coal | 2018-05-06 21:00 | 0.70418
Coal | 2018-05-06 22:00 | 0.70418
Coal | 2018-05-06 23:00 | 0.70418
Coal | 2018-05-07 | 0.70418
Coal | 2018-05-07 01:00 | 0.70418
Coal | 2018-05-07 02:00 | 0.70418
Coal | 2018-05-07 03:00 | 0.70418
Coal | 2018-05-07 04:00 | 0.70418
Coal | 2018-05-07 05:00 | 0.70418
Coal | 2018-05-07 06:00 | 0.70418
Coal | 2018-05-07 07:00 | 0.70418
Coal | 2018-05-07 08:00 | 0.70418
Coal | 2018-05-07 09:00 | 0.70418
Coal | 2018-05-07 10:00 | 0.70418
Coal | 2018-05-07 11:00 | 0.70418
Coal | 2018-05-07 12:00 | 0.70418
Coal | 2018-05-07 13:00 | 0.70418
Coal | 2018-05-07 14:00 | 0.70418
Coal | 2018-05-07 15:00 | 0.70418
Coal | 2018-05-07 16:00 | 0.70418
Coal | 2018-05-07 17:00 | 0.70418
Coal | 2018-05-07 18:00 | 0.70418
Coal | 2018-05-07 19:00 | 0.70418
Coal | 2018-05-07 20:00 | 0.70418
Coal | 2018-05-07 21:00 | 0.70418
Coal | 2018-05-07 22:00 | 0.70418
Coal | 2018-05-07 23:00 | 0.70418
Coal | 2018-05-08 | 0.70418
Coal | 2018-05-08 01:00 | 0.70418
Coal | 2018-05-08 02:00 | 0.70418
Coal | 2018-05-08 03:00 | 0.70418
Coal | 2018-05-08 04:00 | 0.70418
Coal | 2018-05-08 05:00 | 0.70418
Coal | 2018-05-08 06:00 | 0.70418
Coal | 2018-05-08 07:00 | 0.70418
Coal | 2018-05-08 08:00 | 0.70418
Coal | 2018-05-08 09:00 | 0.70418
Coal | 2018-05-08 10:00 | 0.70418
Coal | 2018-05-08 11:00 | 0.70418
Coal | 2018-05-08 12:00 | 0.70418
Coal | 2018-05-08 13:00 | 0.70418
Coal | 2018-05-08 14:00 | 0.70418
Coal | 2018-05-08 15:00 | 0.70418
Coal | 2018-05-08 16:00 | 0.70418
Coal | 2018-05-08 17:00 | 0.70418
Coal | 2018-05-08 18:00 | 0.70418
Coal | 2018-05-08 19:00 | 0.70418
Coal | 2018-05-08 20:00 | 0.70418
Coal | 2018-05-08 21:00 | 0.70418
Coal | 2018-05-08 22:00 | 0.70418
Coal | 2018-05-08 23:00 | 0.70418
Coal | 2018-05-09 | 0.70418
Coal | 2018-05-09 01:00 | 0.70418
Coal | 2018-05-09 02:00 | 0.70418
Coal | 2018-05-09 03:00 | 0.70418
Coal | 2018-05-09 04:00 | 0.70418
Coal | 2018-05-09 05:00 | 0.70418
Coal | 2018-05-09 06:00 | 0.70418
Coal | 2018-05-09 07:00 | 0.70418
Coal | 2018-05-09 08:00 | 0.70418
Coal | 2018-05-09 09:00 | 0.70418
Coal | 2018-05-09 10:00 | 0.70418
Coal | 2018-05-09 11:00 | 0.70418
Coal | 2018-05-09 12:00 | 0.70418
Coal | 2018-05-09 13:00 | 0.70418
Coal | 2018-05-09 14:00 | 0.70418
Coal | 2018-05-09 15:00 | 0.70418
Coal | 2018-05-09 16:00 | 0.70418
Coal | 2018-05-09 17:00 | 0.70418
Coal | 2018-05-09 18:00 | 0.70418
Coal | 2018-05-09 19:00 | 0.70418
Coal | 2018-05-09 20:00 | 0.70418
Coal | 2018-05-09 21:00 | 0.70418
Coal | 2018-05-09 22:00 | 0.70418
Coal | 2018-05-09 23:00 | 0.70418
Coal | 2018-05-10 | 0.70418
Coal | 2018-05-10 01:00 | 0.70418
Coal | 2018-05-10 02:00 | 0.70418
Coal | 2018-05-10 03:00 | 0.70418
Coal | 2018-05-10 04:00 | 0.70418
Coal | 2018-05-10 05:00 | 0.70418
Coal | 2018-05-10 06:00 | 0.70418
Coal | 2018-05-10 07:00 | 0.70418
Coal | 2018-05-10 08:00 | 0.70418
Coal | 2018-05-10 09:00 | 0.70418
Coal | 2018-05-10 10:00 | 0.70418
Coal | 2018-05-10 11:00 | 0.70418
Coal | 2018-05-10 12:00 | 0.70418
Coal | 2018-05-10 13:00 | 0.70418
Coal | 2018-05-10 14:00 | 0.70418
Coal | 2018-05-10 15:00 | 0.70418
Coal | 2018-05-10 16:00 | 0.70418
Coal | 2018-05-10 17:00 | 0.70418
Coal | 2018-05-10 18:00 | 0.70418
Coal | 2018-05-10 19:00 | 0.70418
Coal | 2018-05-10 20:00 | 0.70418
Coal | 2018-05-10 21:00 | 0.70418
Coal | 2018-05-10 22:00 | 0.70418
Coal | 2018-05-10 23:00 | 0.70418
Coal | 2018-05-11 | 0.70418
Coal | 2018-05-11 01:00 | 0.70418
Coal | 2018-05-11 02:00 | 0.70418
Coal | 2018-05-11 03:00 | 0.70418
Coal | 2018-05-11 04:00 | 0.70418
Coal | 2018-05-11 05:00 | 0.70418
Coal | 2018-05-11 06:00 | 0.70418
Coal | 2018-05-11 07:00 | 0.70418
Coal | 2018-05-11 08:00 | 0.70418
Coal | 2018-05-11 09:00 | 0.70418
Coal | 2018-05-11 10:00 | 0.70418
Coal | 2018-05-11 11:00 | 0.70418
Coal | 2018-05-11 12:00 | 0.70418
Coal | 2018-05-11 13:00 | 0.70418
Coal | 2018-05-11 14:00 | 0.70418
Coal | 2018-05-11 15:00 | 0.70418
Coal | 2018-05-11 16:00 | 0.70418
Coal | 2018-05-11 17:00 | 0.70418
Coal | 2018-05-11 18:00 | 0.70418
Coal | 2018-05-11 19:00 | 0.70418
Coal | 2018-05-11 20:00 | 0.70418
Coal | 2018-05-11 21:00 | 0.70418
Coal | 2018-05-11 22:00 | 0.70418
Coal | 2018-05-11 23:00 | 0.70418
Coal | 2018-05-12 | 0.70418
Coal | 2018-05-12 01:00 | 0.70418
Coal | 2018-05-12 02:00 | 0.70418
Coal | 2018-05-12 03:00 | 0.70418
Coal | 2018-05-12 04:00 | 0.70418
Coal | 2018-05-12 05:00 | 0.70418
Coal | 2018-05-12 06:00 | 0.70418
Coal | 2018-05-12 07:00 | 0.70418
Coal | 2018-05-12 08:00 | 0.70418
Coal | 2018-05-12 09:00 | 0.70418
Coal | 2018-05-12 10:00 | 0.70418
Coal | 2018-05-12 11:00 | 0.70418
Coal | 2018-05-12 12:00 | 0.70418
Coal | 2018-05-12 13:00 | 0.70418
Coal | 2018-05-12 14:00 | 0.70418
Coal | 2018-05-12 15:00 | 0.70418
Coal | 2018-05-12 16:00 | 0.70418
Coal | 2018-05-12 17:00 | 0.70418
Coal | 2018-05-12 18:00 | 0.70418
Coal | 2018-05-12 19:00 | 0.70418
Coal | 2018-05-12 20:00 | 0.70418
Coal | 2018-05-12 21:00 | 0.70418
Coal | 2018-05-12 22:00 | 0.70418
Coal | 2018-05-12 23:00 | 0.70418
Coal | 2018-05-13 | 0.70418
Coal | 2018-05-13 01:00 | 0.70418
Coal | 2018-05-13 02:00 | 0.70418
Coal | 2018-05-13 03:00 | 0.70418
Coal | 2018-05-13 04:00 | 0.70418
Coal | 2018-05-13 05:00 | 0.70418
Coal | 2018-05-13 06:00 | 0.70418
Coal | 2018-05-13 07:00 | 0.70418
Coal | 2018-05-13 08:00 | 0.70418
Coal | 2018-05-13 09:00 | 0.70418
Coal | 2018-05-13 10:00 | 0.70418
Coal | 2018-05-13 11:00 | 0.70418
Coal | 2018-05-13 12:00 | 0.70418
Coal | 2018-05-13 13:00 | 0.70418
Coal | 2018-05-13 14:00 | 0.70418
Coal | 2018-05-13 15:00 | 0.70418
Coal | 2018-05-13 16:00 | 0.70418
Coal | 2018-05-13 17:00 | 0.70418
Coal | 2018-05-13 18:00 | 0.70418
Coal | 2018-05-13 19:00 | 0.70418
Coal | 2018-05-13 20:00 | 0.55816
Coal | 2018-05-13 21:00 | 0.55816
Coal | 2018-05-13 22:00 | 0.55816
Coal | 2018-05-13 23:00 | 0.55816
Coal | 2018-05-14 | 0.55816
Coal | 2018-05-14 01:00 | 0.55816
Coal | 2018-05-14 02:00 | 0.55816
Coal | 2018-05-14 03:00 | 0.55816
Coal | 2018-05-14 04:00 | 0.55816
Coal | 2018-05-14 05:00 | 0.55816
Coal | 2018-05-14 06:00 | 0.55816
Coal | 2018-05-14 07:00 | 0.55816
Coal | 2018-05-14 08:00 | 0.55816
Coal | 2018-05-14 09:00 | 0.55816
Coal | 2018-05-14 10:00 | 0.55816
Coal | 2018-05-14 11:00 | 0.55816
Coal | 2018-05-14 12:00 | 0.55816
Coal | 2018-05-14 13:00 | 0.55816
Coal | 2018-05-14 14:00 | 0.55816
Coal | 2018-05-14 15:00 | 0.55816
Coal | 2018-05-14 16:00 | 0.55816
Coal | 2018-05-14 17:00 | 0.55816
Coal | 2018-05-14 18:00 | 0.55816
Coal | 2018-05-14 19:00 | 0.55816
Coal | 2018-05-14 20:00 | 0.55816
Coal | 2018-05-14 21:00 | 0.55816
Coal | 2018-05-14 22:00 | 0.55816
Coal | 2018-05-14 23:00 | 0.55816
Coal | 2018-05-15 | 0.55816
Coal | 2018-05-15 01:00 | 0.55816
Coal | 2018-05-15 02:00 | 0.55816
Coal | 2018-05-15 03:00 | 0.55816
Coal | 2018-05-15 04:00 | 0.55816
Coal | 2018-05-15 05:00 | 0.55816
Coal | 2018-05-15 06:00 | 0.55816
Coal | 2018-05-15 07:00 | 0.55816
Coal | 2018-05-15 08:00 | 0.55816
Coal | 2018-05-15 09:00 | 0.55816
Coal | 2018-05-15 10:00 | 0.55816
Coal | 2018-05-15 11:00 | 0.55816
Coal | 2018-05-15 12:00 | 0.55816
Coal | 2018-05-15 13:00 | 0.55816
Coal | 2018-05-15 14:00 | 0.55816
Coal | 2018-05-15 15:00 | 0.55816
Coal | 2018-05-15 16:00 | 0.55816
Coal | 2018-05-15 17:00 | 0.55816
Coal | 2018-05-15 18:00 | 0.55816
Coal | 2018-05-15 19:00 | 0.55816
Coal | 2018-05-15 20:00 | 0.55816
Coal | 2018-05-15 21:00 | 0.55816
Coal | 2018-05-15 22:00 | 0.55816
Coal | 2018-05-15 23:00 | 0.55816
Coal | 2018-05-16 | 0.55816
Coal | 2018-05-16 01:00 | 0.55816
Coal | 2018-05-16 02:00 | 0.55816
Coal | 2018-05-16 03:00 | 0.55816
Coal | 2018-05-16 04:00 | 0.55816
Coal | 2018-05-16 05:00 | 0.51788
Coal | 2018-05-16 06:00 | 0.55816
Coal | 2018-05-16 07:00 | 0.55816
Coal | 2018-05-16 08:00 | 0.55816
Coal | 2018-05-16 09:00 | 0.55816
Coal | 2018-05-16 10:00 | 0.55816
Coal | 2018-05-16 11:00 | 0.55816
Coal | 2018-05-16 12:00 | 0.55816
Coal | 2018-05-16 13:00 | 0.55816
Coal | 2018-05-16 14:00 | 0.55816
Coal | 2018-05-16 15:00 | 0.55816
Coal | 2018-05-16 16:00 | 0.55816
Coal | 2018-05-16 17:00 | 0.55816
Coal | 2018-05-16 18:00 | 0.55816
Coal | 2018-05-16 19:00 | 0.55816
Coal | 2018-05-16 20:00 | 0.55816
Coal | 2018-05-16 21:00 | 0.55816
Coal | 2018-05-16 22:00 | 0.55816
Coal | 2018-05-16 23:00 | 0.55816
Coal | 2018-05-17 | 0.55816
Coal | 2018-05-17 01:00 | 0.55816
Coal | 2018-05-17 02:00 | 0.55816
Coal | 2018-05-17 03:00 | 0.55816
Coal | 2018-05-17 04:00 | 0.55816
Coal | 2018-05-17 05:00 | 0.55816
Coal | 2018-05-17 06:00 | 0.55816
Coal | 2018-05-17 07:00 | 0.48263
Coal | 2018-05-17 08:00 | 0.48263
Coal | 2018-05-17 09:00 | 0.48263
Coal | 2018-05-17 10:00 | 0.48263
Coal | 2018-05-17 11:00 | 0.48263
Coal | 2018-05-17 12:00 | 0.48263
Coal | 2018-05-17 13:00 | 0.48263
Coal | 2018-05-17 14:00 | 0.48263
Coal | 2018-05-17 15:00 | 0.48263
Coal | 2018-05-17 16:00 | 0.55816
Coal | 2018-05-17 17:00 | 0.55816
Coal | 2018-05-17 18:00 | 0.55816
Coal | 2018-05-17 19:00 | 0.55816
Coal | 2018-05-17 20:00 | 0.55816
Coal | 2018-05-17 21:00 | 0.55816
Coal | 2018-05-17 22:00 | 0.55816
Coal | 2018-05-17 23:00 | 0.55816
Coal | 2018-05-18 | 0.55816
Coal | 2018-05-18 01:00 | 0.55816
Coal | 2018-05-18 02:00 | 0.55816
Coal | 2018-05-18 03:00 | 0.55816
Coal | 2018-05-18 04:00 | 0.55816
Coal | 2018-05-18 05:00 | 0.55816
Coal | 2018-05-18 06:00 | 0.55816
Coal | 2018-05-18 07:00 | 0.55816
Coal | 2018-05-18 08:00 | 0.55816
Coal | 2018-05-18 09:00 | 0.55816
Coal | 2018-05-18 10:00 | 0.55816
Coal | 2018-05-18 11:00 | 0.55816
Coal | 2018-05-18 12:00 | 0.55816
Coal | 2018-05-18 13:00 | 0.55816
Coal | 2018-05-18 14:00 | 0.55816
Coal | 2018-05-18 15:00 | 0.55816
Coal | 2018-05-18 16:00 | 0.55816
Coal | 2018-05-18 17:00 | 0.55816
Coal | 2018-05-18 18:00 | 0.55816
Coal | 2018-05-18 19:00 | 0.55816
Coal | 2018-05-18 20:00 | 0.55816
Coal | 2018-05-18 21:00 | 0.55816
Coal | 2018-05-18 22:00 | 0.55816
Coal | 2018-05-18 23:00 | 0.55816
Coal | 2018-05-19 | 0.70418
Coal | 2018-05-19 01:00 | 0.70418
Coal | 2018-05-19 02:00 | 0.70418
Coal | 2018-05-19 03:00 | 0.55816
Coal | 2018-05-19 04:00 | 0.55816
Coal | 2018-05-19 05:00 | 0.55816
Coal | 2018-05-19 06:00 | 0.55816
Coal | 2018-05-19 07:00 | 0.55816
Coal | 2018-05-19 08:00 | 0.55816
Coal | 2018-05-19 09:00 | 0.55816
Coal | 2018-05-19 10:00 | 0.55816
Coal | 2018-05-19 11:00 | 0.55816
Coal | 2018-05-19 12:00 | 0.55816
Coal | 2018-05-19 13:00 | 0.55816
Coal | 2018-05-19 14:00 | 0.55816
Coal | 2018-05-19 15:00 | 0.55816
Coal | 2018-05-19 16:00 | 0.55816
Coal | 2018-05-19 17:00 | 0.55816
Coal | 2018-05-19 18:00 | 0.55816
Coal | 2018-05-19 19:00 | 0.70418
Coal | 2018-05-19 20:00 | 0.70418
Coal | 2018-05-19 21:00 | 0.70418
Coal | 2018-05-19 22:00 | 0.70418
Coal | 2018-05-19 23:00 | 0.70418
Coal | 2018-05-20 | 0.70418
Coal | 2018-05-20 01:00 | 0.70418
Coal | 2018-05-20 02:00 | 0.70418
Coal | 2018-05-20 03:00 | 0.70418
Coal | 2018-05-20 04:00 | 0.70418
Coal | 2018-05-20 05:00 | 0.70418
Coal | 2018-05-20 06:00 | 0.70418
Coal | 2018-05-20 07:00 | 0.70418
Coal | 2018-05-20 08:00 | 0.70418
Coal | 2018-05-20 09:00 | 0.70418
Coal | 2018-05-20 10:00 | 0.70418
Coal | 2018-05-20 11:00 | 0.70418
Coal | 2018-05-20 12:00 | 0.70418
Coal | 2018-05-20 13:00 | 0.70418
Coal | 2018-05-20 14:00 | 0.70418
Coal | 2018-05-20 15:00 | 0.70418
Coal | 2018-05-20 16:00 | 0.70418
Coal | 2018-05-20 17:00 | 0.70418
Coal | 2018-05-20 18:00 | 0.70418
Coal | 2018-05-20 19:00 | 0.70418
Coal | 2018-05-20 20:00 | 0.70418
Coal | 2018-05-20 21:00 | 0.70418
Coal | 2018-05-20 22:00 | 0.70418
Coal | 2018-05-20 23:00 | 0.70418
Coal | 2018-05-21 | 0.70418
Coal | 2018-05-21 01:00 | 0.70418
Coal | 2018-05-21 02:00 | 0.70418
Coal | 2018-05-21 03:00 | 0.70418
Coal | 2018-05-21 04:00 | 0.70418
Coal | 2018-05-21 05:00 | 0.70418
Coal | 2018-05-21 06:00 | 0.70418
Coal | 2018-05-21 07:00 | 0.70418
Coal | 2018-05-21 08:00 | 0.70418
Coal | 2018-05-21 09:00 | 0.70418
Coal | 2018-05-21 10:00 | 0.70418
Coal | 2018-05-21 11:00 | 0.70418
Coal | 2018-05-21 12:00 | 0.70418
Coal | 2018-05-21 13:00 | 0.70418
Coal | 2018-05-21 14:00 | 0.70418
Coal | 2018-05-21 15:00 | 0.70418
Coal | 2018-05-21 16:00 | 0.70418
Coal | 2018-05-21 17:00 | 0.70418
Coal | 2018-05-21 18:00 | 0.70418
Coal | 2018-05-21 19:00 | 0.70418
Coal | 2018-05-21 20:00 | 0.70418
Coal | 2018-05-21 21:00 | 0.70418
Coal | 2018-05-21 22:00 | 0.70418
Coal | 2018-05-21 23:00 | 0.70418
Coal | 2018-05-22 | 0.70418
Coal | 2018-05-22 01:00 | 0.70418
Coal | 2018-05-22 02:00 | 0.70418
Coal | 2018-05-22 03:00 | 0.70418
Coal | 2018-05-22 04:00 | 0.70418
Coal | 2018-05-22 05:00 | 0.70418
Coal | 2018-05-22 06:00 | 0.70418
Coal | 2018-05-22 07:00 | 0.70418
Coal | 2018-05-22 08:00 | 0.70418
Coal | 2018-05-22 09:00 | 0.70418
Coal | 2018-05-22 10:00 | 0.70418
Coal | 2018-05-22 11:00 | 0.70418
Coal | 2018-05-22 12:00 | 0.70418
Coal | 2018-05-22 13:00 | 0.70418
Coal | 2018-05-22 14:00 | 0.70418
Coal | 2018-05-22 15:00 | 0.70418
Coal | 2018-05-22 16:00 | 0.55438
Coal | 2018-05-22 17:00 | 0.55438
Coal | 2018-05-22 18:00 | 0.55438
Coal | 2018-05-22 19:00 | 0.55438
Coal | 2018-05-22 20:00 | 0.55438
Coal | 2018-05-22 21:00 | 0.55438
Coal | 2018-05-22 22:00 | 0.55438
Coal | 2018-05-22 23:00 | 0.55438
Coal | 2018-05-23 | 0.55438
Coal | 2018-05-23 01:00 | 0.55438
Coal | 2018-05-23 02:00 | 0.55438
Coal | 2018-05-23 03:00 | 0.55438
Coal | 2018-05-23 04:00 | 0.55438
Coal | 2018-05-23 05:00 | 0.55438
Coal | 2018-05-23 06:00 | 0.55438
Coal | 2018-05-23 07:00 | 0.55438
Coal | 2018-05-23 08:00 | 0.55438
Coal | 2018-05-23 09:00 | 0.51208
Coal | 2018-05-23 10:00 | 0.51208
Coal | 2018-05-23 11:00 | 0.51208
Coal | 2018-05-23 12:00 | 0.51208
Coal | 2018-05-23 13:00 | 0.55438
Coal | 2018-05-23 14:00 | 0.55438
Coal | 2018-05-23 15:00 | 0.55438
Coal | 2018-05-23 16:00 | 0.55438
Coal | 2018-05-23 17:00 | 0.55438
Coal | 2018-05-23 18:00 | 0.55438
Coal | 2018-05-23 19:00 | 0.55438
Coal | 2018-05-23 20:00 | 0.55438
Coal | 2018-05-23 21:00 | 0.55438
Coal | 2018-05-23 22:00 | 0.55438
Coal | 2018-05-23 23:00 | 0.55438
Coal | 2018-05-24 | 0.55438
Coal | 2018-05-24 01:00 | 0.55438
Coal | 2018-05-24 02:00 | 0.55438
Coal | 2018-05-24 03:00 | 0.55438
Coal | 2018-05-24 04:00 | 0.55438
Coal | 2018-05-24 05:00 | 0.55438
Coal | 2018-05-24 06:00 | 0.55438
Coal | 2018-05-24 07:00 | 0.49396
Coal | 2018-05-24 08:00 | 0.49396
Coal | 2018-05-24 09:00 | 0.49396
Coal | 2018-05-24 10:00 | 0.49396
Coal | 2018-05-24 11:00 | 0.49396
Coal | 2018-05-24 12:00 | 0.64376
Coal | 2018-05-24 13:00 | 0.64376
Coal | 2018-05-24 14:00 | 0.64376
Coal | 2018-05-24 15:00 | 0.64376
Coal | 2018-05-24 16:00 | 0.64376
Coal | 2018-05-24 17:00 | 0.64376
Coal | 2018-05-24 18:00 | 0.64376
Coal | 2018-05-24 19:00 | 0.64376
Coal | 2018-05-24 20:00 | 0.64376
Coal | 2018-05-24 21:00 | 0.64376
Coal | 2018-05-24 22:00 | 0.64376
Coal | 2018-05-24 23:00 | 0.64376
Coal | 2018-05-25 | 0.64376
Coal | 2018-05-25 01:00 | 0.64376
Coal | 2018-05-25 02:00 | 0.64376
Coal | 2018-05-25 03:00 | 0.64376
Coal | 2018-05-25 04:00 | 0.64376
Coal | 2018-05-25 05:00 | 0.64376
Coal | 2018-05-25 06:00 | 0.64376
Coal | 2018-05-25 07:00 | 0.64376
Coal | 2018-05-25 08:00 | 0.64376
Coal | 2018-05-25 09:00 | 0.64376
Coal | 2018-05-25 10:00 | 0.64376
Coal | 2018-05-25 11:00 | 0.64376
Coal | 2018-05-25 12:00 | 0.64376
Coal | 2018-05-25 13:00 | 0.64376
Coal | 2018-05-25 14:00 | 0.64376
Coal | 2018-05-25 15:00 | 0.64376
Coal | 2018-05-25 16:00 | 0.64376
Coal | 2018-05-25 17:00 | 0.64376
Coal | 2018-05-25 18:00 | 0.63872
Coal | 2018-05-25 19:00 | 0.63872
Coal | 2018-05-25 20:00 | 0.63872
Coal | 2018-05-25 21:00 | 0.63872
Coal | 2018-05-25 22:00 | 0.63872
Coal | 2018-05-25 23:00 | 0.63872
Coal | 2018-05-26 | 0.63872
Coal | 2018-05-26 01:00 | 0.63872
Coal | 2018-05-26 02:00 | 0.63872
Coal | 2018-05-26 03:00 | 0.63872
Coal | 2018-05-26 04:00 | 0.63872
Coal | 2018-05-26 05:00 | 0.63872
Coal | 2018-05-26 06:00 | 0.63872
Coal | 2018-05-26 07:00 | 0.63872
Coal | 2018-05-26 08:00 | 0.63872
Coal | 2018-05-26 09:00 | 0.63872
Coal | 2018-05-26 10:00 | 0.63872
Coal | 2018-05-26 11:00 | 0.63872
Coal | 2018-05-26 12:00 | 0.63872
Coal | 2018-05-26 13:00 | 0.63872
Coal | 2018-05-26 14:00 | 0.63872
Coal | 2018-05-26 15:00 | 0.63872
Coal | 2018-05-26 16:00 | 0.63872
Coal | 2018-05-26 17:00 | 0.63872
Coal | 2018-05-26 18:00 | 0.63872
Coal | 2018-05-26 19:00 | 0.63872
Coal | 2018-05-26 20:00 | 0.63872
Coal | 2018-05-26 21:00 | 0.63872
Coal | 2018-05-26 22:00 | 0.63872
Coal | 2018-05-26 23:00 | 0.63872
Coal | 2018-05-27 | 0.63872
Coal | 2018-05-27 01:00 | 0.63872
Coal | 2018-05-27 02:00 | 0.63872
Coal | 2018-05-27 03:00 | 0.63872
Coal | 2018-05-27 04:00 | 0.63872
Coal | 2018-05-27 05:00 | 0.63872
Coal | 2018-05-27 06:00 | 0.63872
Coal | 2018-05-27 07:00 | 0.63872
Coal | 2018-05-27 08:00 | 0.63872
Coal | 2018-05-27 09:00 | 0.63872
Coal | 2018-05-27 10:00 | 0.63872
Coal | 2018-05-27 11:00 | 0.63872
Coal | 2018-05-27 12:00 | 0.63872
Coal | 2018-05-27 13:00 | 0.63872
Coal | 2018-05-27 14:00 | 0.63872
Coal | 2018-05-27 15:00 | 0.63872
Coal | 2018-05-27 16:00 | 0.63872
Coal | 2018-05-27 17:00 | 0.63872
Coal | 2018-05-27 18:00 | 0.63872
Coal | 2018-05-27 19:00 | 0.63872
Coal | 2018-05-27 20:00 | 0.63872
Coal | 2018-05-27 21:00 | 0.63872
Coal | 2018-05-27 22:00 | 0.63872
Coal | 2018-05-27 23:00 | 0.63872
Coal | 2018-05-28 | 0.63872
Coal | 2018-05-28 01:00 | 0.63872
Coal | 2018-05-28 02:00 | 0.63872
Coal | 2018-05-28 03:00 | 0.63872
Coal | 2018-05-28 04:00 | 0.58459
Coal | 2018-05-28 05:00 | 0.58459
Coal | 2018-05-28 06:00 | 0.58459
Coal | 2018-05-28 07:00 | 0.59466
Coal | 2018-05-28 08:00 | 0.59466
Coal | 2018-05-28 09:00 | 0.59466
Coal | 2018-05-28 10:00 | 0.59746
Coal | 2018-05-28 11:00 | 0.62226
Coal | 2018-05-28 12:00 | 0.64879
Coal | 2018-05-28 13:00 | 0.64879
Coal | 2018-05-28 14:00 | 0.49899
Coal | 2018-05-28 15:00 | 0.49899
Coal | 2018-05-28 16:00 | 0.49899
Coal | 2018-05-28 17:00 | 0.49899
Coal | 2018-05-28 18:00 | 0.49899
Coal | 2018-05-28 19:00 | 0.49899
Coal | 2018-05-28 20:00 | 0.49899
Coal | 2018-05-28 21:00 | 0.49899
Coal | 2018-05-28 22:00 | 0.64879
Coal | 2018-05-28 23:00 | 0.64879
Coal | 2018-05-29 | 0.64879
Coal | 2018-05-29 01:00 | 0.64879
Coal | 2018-05-29 02:00 | 0.64879
Coal | 2018-05-29 03:00 | 0.64879
Coal | 2018-05-29 04:00 | 0.64879
Coal | 2018-05-29 05:00 | 0.64879
Coal | 2018-05-29 06:00 | 0.64879
Coal | 2018-05-29 07:00 | 0.64879
Coal | 2018-05-29 08:00 | 0.64879
Coal | 2018-05-29 09:00 | 0.64879
Coal | 2018-05-29 10:00 | 0.64879
Coal | 2018-05-29 11:00 | 0.64879
Coal | 2018-05-29 12:00 | 0.64879
Coal | 2018-05-29 13:00 | 0.64879
Coal | 2018-05-29 14:00 | 0.64879
Coal | 2018-05-29 15:00 | 0.64879
Coal | 2018-05-29 16:00 | 0.64879
Coal | 2018-05-29 17:00 | 0.64879
Coal | 2018-05-29 18:00 | 0.64879
Coal | 2018-05-29 19:00 | 0.64879
Coal | 2018-05-29 20:00 | 0.64879
Coal | 2018-05-29 21:00 | 0.64879
Coal | 2018-05-29 22:00 | 0.64879
Coal | 2018-05-29 23:00 | 0.64879
Coal | 2018-05-30 | 0.64879
Coal | 2018-05-30 01:00 | 0.64879
Coal | 2018-05-30 02:00 | 0.64879
Coal | 2018-05-30 03:00 | 0.64879
Coal | 2018-05-30 04:00 | 0.64879
Coal | 2018-05-30 05:00 | 0.64879
Coal | 2018-05-30 06:00 | 0.49899
Coal | 2018-05-30 07:00 | 0.49899
Coal | 2018-05-30 08:00 | 0.49899
Coal | 2018-05-30 09:00 | 0.49899
Coal | 2018-05-30 10:00 | 0.49899
Coal | 2018-05-30 11:00 | 0.49899
Coal | 2018-05-30 12:00 | 0.51417
Coal | 2018-05-30 13:00 | 0.53693
Coal | 2018-05-30 14:00 | 0.5894
Coal | 2018-05-30 15:00 | 0.64879
Coal | 2018-05-30 16:00 | 0.64879
Coal | 2018-05-30 17:00 | 0.64879
Coal | 2018-05-30 18:00 | 0.64879
Coal | 2018-05-30 19:00 | 0.49899
Coal | 2018-05-30 20:00 | 0.49899
Coal | 2018-05-30 21:00 | 0.49899
Coal | 2018-05-30 22:00 | 0.49899
Coal | 2018-05-30 23:00 | 0.49899
Coal | 2018-05-31 | 0.49899
Coal | 2018-05-31 01:00 | 0.49899
Coal | 2018-05-31 02:00 | 0.49899
Coal | 2018-05-31 03:00 | 0.49899
Coal | 2018-05-31 04:00 | 0.49899
Coal | 2018-05-31 05:00 | 0.49899
Coal | 2018-05-31 06:00 | 0.49899
Coal | 2018-05-31 07:00 | 0.49899
Coal | 2018-05-31 08:00 | 0.49899
Coal | 2018-05-31 09:00 | 0.49899
Coal | 2018-05-31 10:00 | 0.49899
Coal | 2018-05-31 11:00 | 0.49899
Coal | 2018-05-31 12:00 | 0.49899
Coal | 2018-05-31 13:00 | 0.49899
Coal | 2018-05-31 14:00 | 0.49899
Coal | 2018-05-31 15:00 | 0.49899
Coal | 2018-05-31 16:00 | 0.49899
Coal | 2018-05-31 17:00 | 0.49899
Coal | 2018-05-31 18:00 | 0.43353
Coal | 2018-05-31 19:00 | 0.43353
Coal | 2018-05-31 20:00 | 0.43353
Coal | 2018-05-31 21:00 | 0.43353
Coal | 2018-05-31 22:00 | 0.43353
Coal | 2018-05-31 23:00 | 0.43353
Coal | 2018-06-01 | 0.40836
Coal | 2018-06-01 01:00 | 0.40836
Coal | 2018-06-01 02:00 | 0.40836
Coal | 2018-06-01 03:00 | 0.40836
Coal | 2018-06-01 04:00 | 0.40836
Coal | 2018-06-01 05:00 | 0.40836
Coal | 2018-06-01 06:00 | 0.40836
Coal | 2018-06-01 07:00 | 0.40836
Coal | 2018-06-01 08:00 | 0.40836
Coal | 2018-06-01 09:00 | 0.40836
Coal | 2018-06-01 10:00 | 0.40836
Coal | 2018-06-01 11:00 | 0.40836
Coal | 2018-06-01 12:00 | 0.40836
Coal | 2018-06-01 13:00 | 0.40836
Coal | 2018-06-01 14:00 | 0.40836
Coal | 2018-06-01 15:00 | 0.55816
Coal | 2018-06-01 16:00 | 0.55816
Coal | 2018-06-01 17:00 | 0.55816
Coal | 2018-06-01 18:00 | 0.55816
Coal | 2018-06-01 19:00 | 0.55816
Coal | 2018-06-01 20:00 | 0.55816
Coal | 2018-06-01 21:00 | 0.55816
Coal | 2018-06-01 22:00 | 0.55816
Coal | 2018-06-01 23:00 | 0.55816
Coal | 2018-06-02 | 0.55816
Coal | 2018-06-02 01:00 | 0.55816
Coal | 2018-06-02 02:00 | 0.55816
Coal | 2018-06-02 03:00 | 0.55816
Coal | 2018-06-02 04:00 | 0.55816
Coal | 2018-06-02 05:00 | 0.55816
Coal | 2018-06-02 06:00 | 0.55816
Coal | 2018-06-02 07:00 | 0.55816
Coal | 2018-06-02 08:00 | 0.55816
Coal | 2018-06-02 09:00 | 0.55816
Coal | 2018-06-02 10:00 | 0.55816
Coal | 2018-06-02 11:00 | 0.55816
Coal | 2018-06-02 12:00 | 0.55816
Coal | 2018-06-02 13:00 | 0.55816
Coal | 2018-06-02 14:00 | 0.55816
Coal | 2018-06-02 15:00 | 0.55816
Coal | 2018-06-02 16:00 | 0.55816
Coal | 2018-06-02 17:00 | 0.55816
Coal | 2018-06-02 18:00 | 0.55816
Coal | 2018-06-02 19:00 | 0.55816
Coal | 2018-06-02 20:00 | 0.55816
Coal | 2018-06-02 21:00 | 0.55816
Coal | 2018-06-02 22:00 | 0.55816
Coal | 2018-06-02 23:00 | 0.55816
Coal | 2018-06-03 | 0.55816
Coal | 2018-06-03 01:00 | 0.55816
Coal | 2018-06-03 02:00 | 0.55816
Coal | 2018-06-03 03:00 | 0.55816
Coal | 2018-06-03 04:00 | 0.55816
Coal | 2018-06-03 05:00 | 0.55816
Coal | 2018-06-03 06:00 | 0.55816
Coal | 2018-06-03 07:00 | 0.55816
Coal | 2018-06-03 08:00 | 0.55816
Coal | 2018-06-03 09:00 | 0.55816
Coal | 2018-06-03 10:00 | 0.55816
Coal | 2018-06-03 11:00 | 0.55816
Coal | 2018-06-03 12:00 | 0.55816
Coal | 2018-06-03 13:00 | 0.55816
Coal | 2018-06-03 14:00 | 0.55816
Coal | 2018-06-03 15:00 | 0.55816
Coal | 2018-06-03 16:00 | 0.55816
Coal | 2018-06-03 17:00 | 0.55816
Coal | 2018-06-03 18:00 | 0.55816
Coal | 2018-06-03 19:00 | 0.55816
Coal | 2018-06-03 20:00 | 0.55816
Coal | 2018-06-03 21:00 | 0.55816
Coal | 2018-06-03 22:00 | 0.55816
Coal | 2018-06-03 23:00 | 0.55816
Coal | 2018-06-04 | 0.55816
Coal | 2018-06-04 01:00 | 0.55816
Coal | 2018-06-04 02:00 | 0.55816
Coal | 2018-06-04 03:00 | 0.55816
Coal | 2018-06-04 04:00 | 0.55816
Coal | 2018-06-04 05:00 | 0.55816
Coal | 2018-06-04 06:00 | 0.55816
Coal | 2018-06-04 07:00 | 0.55816
Coal | 2018-06-04 08:00 | 0.55816
Coal | 2018-06-04 09:00 | 0.55816
Coal | 2018-06-04 10:00 | 0.55816
Coal | 2018-06-04 11:00 | 0.55816
Coal | 2018-06-04 12:00 | 0.55816
Coal | 2018-06-04 13:00 | 0.55816
Coal | 2018-06-04 14:00 | 0.55816
Coal | 2018-06-04 15:00 | 0.55816
Coal | 2018-06-04 16:00 | 0.55816
Coal | 2018-06-04 17:00 | 0.55816
Coal | 2018-06-04 18:00 | 0.55816
Coal | 2018-06-04 19:00 | 0.55816
Coal | 2018-06-04 20:00 | 0.55816
Coal | 2018-06-04 21:00 | 0.55816
Coal | 2018-06-04 22:00 | 0.55816
Coal | 2018-06-04 23:00 | 0.55816
Coal | 2018-06-05 | 0.70418
Coal | 2018-06-05 01:00 | 0.70418
Coal | 2018-06-05 02:00 | 0.70418
Coal | 2018-06-05 03:00 | 0.70418
Coal | 2018-06-05 04:00 | 0.70418
Coal | 2018-06-05 05:00 | 0.70418
Coal | 2018-06-05 06:00 | 0.70418
Coal | 2018-06-05 07:00 | 0.70418
Coal | 2018-06-05 08:00 | 0.70418
Coal | 2018-06-05 09:00 | 0.70418
Coal | 2018-06-05 10:00 | 0.70418
Coal | 2018-06-05 11:00 | 0.679
Coal | 2018-06-05 12:00 | 0.679
Coal | 2018-06-05 13:00 | 0.679
Coal | 2018-06-05 14:00 | 0.679
Coal | 2018-06-05 15:00 | 0.679
Coal | 2018-06-05 16:00 | 0.679
Coal | 2018-06-05 17:00 | 0.679
Coal | 2018-06-05 18:00 | 0.70418
Coal | 2018-06-05 19:00 | 0.70418
Coal | 2018-06-05 20:00 | 0.70418
Coal | 2018-06-05 21:00 | 0.70418
Coal | 2018-06-05 22:00 | 0.70418
Coal | 2018-06-05 23:00 | 0.70418
Coal | 2018-06-06 | 0.70418
Coal | 2018-06-06 01:00 | 0.70418
Coal | 2018-06-06 02:00 | 0.70418
Coal | 2018-06-06 03:00 | 0.70418
Coal | 2018-06-06 04:00 | 0.70418
Coal | 2018-06-06 05:00 | 0.70418
Coal | 2018-06-06 06:00 | 0.70418
Coal | 2018-06-06 07:00 | 0.70418
Coal | 2018-06-06 08:00 | 0.70418
Coal | 2018-06-06 09:00 | 0.70418
Coal | 2018-06-06 10:00 | 0.70418
Coal | 2018-06-06 11:00 | 0.70418
Coal | 2018-06-06 12:00 | 0.70418
Coal | 2018-06-06 13:00 | 0.70418
Coal | 2018-06-06 14:00 | 0.70418
Coal | 2018-06-06 15:00 | 0.70418
Coal | 2018-06-06 16:00 | 0.70418
Coal | 2018-06-06 17:00 | 0.70418
Coal | 2018-06-06 18:00 | 0.70418
Coal | 2018-06-06 19:00 | 0.70418
Coal | 2018-06-06 20:00 | 0.70418
Coal | 2018-06-06 21:00 | 0.70418
Coal | 2018-06-06 22:00 | 0.70418
Coal | 2018-06-06 23:00 | 0.70418
Coal | 2018-06-07 | 0.70418
Coal | 2018-06-07 01:00 | 0.70418
Coal | 2018-06-07 02:00 | 0.70418
Coal | 2018-06-07 03:00 | 0.70418
Coal | 2018-06-07 04:00 | 0.70418
Coal | 2018-06-07 05:00 | 0.70418
Coal | 2018-06-07 06:00 | 0.70418
Coal | 2018-06-07 07:00 | 0.70418
Coal | 2018-06-07 08:00 | 0.70418
Coal | 2018-06-07 09:00 | 0.70418
Coal | 2018-06-07 10:00 | 0.70418
Coal | 2018-06-07 11:00 | 0.70418
Coal | 2018-06-07 12:00 | 0.70418
Coal | 2018-06-07 13:00 | 0.70418
Coal | 2018-06-07 14:00 | 0.70418
Coal | 2018-06-07 15:00 | 0.70418
Coal | 2018-06-07 16:00 | 0.70418
Coal | 2018-06-07 17:00 | 0.70418
Coal | 2018-06-07 18:00 | 0.70418
Coal | 2018-06-07 19:00 | 0.70418
Coal | 2018-06-07 20:00 | 0.70418
Coal | 2018-06-07 21:00 | 0.70418
Coal | 2018-06-07 22:00 | 0.70418
Coal | 2018-06-07 23:00 | 0.70418
Coal | 2018-06-08 | 0.70418
Coal | 2018-06-08 01:00 | 0.70418
Coal | 2018-06-08 02:00 | 0.70418
Coal | 2018-06-08 03:00 | 0.70418
Coal | 2018-06-08 04:00 | 0.70418
Coal | 2018-06-08 05:00 | 0.70418
Coal | 2018-06-08 06:00 | 0.70418
Coal | 2018-06-08 07:00 | 0.70418
Coal | 2018-06-08 08:00 | 0.70418
Coal | 2018-06-08 09:00 | 0.70418
Coal | 2018-06-08 10:00 | 0.70418
Coal | 2018-06-08 11:00 | 0.70418
Coal | 2018-06-08 12:00 | 0.70418
Coal | 2018-06-08 13:00 | 0.70418
Coal | 2018-06-08 14:00 | 0.70418
Coal | 2018-06-08 15:00 | 0.70418
Coal | 2018-06-08 16:00 | 0.70418
Coal | 2018-06-08 17:00 | 0.70418
Coal | 2018-06-08 18:00 | 0.70418
Coal | 2018-06-08 19:00 | 0.70418
Coal | 2018-06-08 20:00 | 0.70418
Coal | 2018-06-08 21:00 | 0.70418
Coal | 2018-06-08 22:00 | 0.70418
Coal | 2018-06-08 23:00 | 0.70418
Coal | 2018-06-09 | 0.70418
Coal | 2018-06-09 01:00 | 0.70418
Coal | 2018-06-09 02:00 | 0.70418
Coal | 2018-06-09 03:00 | 0.63369
Coal | 2018-06-09 04:00 | 0.63369
Coal | 2018-06-09 05:00 | 0.63369
Coal | 2018-06-09 06:00 | 0.63369
Coal | 2018-06-09 07:00 | 0.70418
Coal | 2018-06-09 08:00 | 0.70418
Coal | 2018-06-09 09:00 | 0.70418
Coal | 2018-06-09 10:00 | 0.70418
Coal | 2018-06-09 11:00 | 0.70418
Coal | 2018-06-09 12:00 | 0.70418
Coal | 2018-06-09 13:00 | 0.70418
Coal | 2018-06-09 14:00 | 0.70418
Coal | 2018-06-09 15:00 | 0.70418
Coal | 2018-06-09 16:00 | 0.70418
Coal | 2018-06-09 17:00 | 0.70418
Coal | 2018-06-09 18:00 | 0.70418
Coal | 2018-06-09 19:00 | 0.70418
Coal | 2018-06-09 20:00 | 0.70418
Coal | 2018-06-09 21:00 | 0.70418
Coal | 2018-06-09 22:00 | 0.70418
Coal | 2018-06-09 23:00 | 0.70418
Coal | 2018-06-10 | 0.70418
Coal | 2018-06-10 01:00 | 0.70418
Coal | 2018-06-10 02:00 | 0.70418
Coal | 2018-06-10 03:00 | 0.70418
Coal | 2018-06-10 04:00 | 0.70418
Coal | 2018-06-10 05:00 | 0.70418
Coal | 2018-06-10 06:00 | 0.70418
Coal | 2018-06-10 07:00 | 0.70418
Coal | 2018-06-10 08:00 | 0.70418
Coal | 2018-06-10 09:00 | 0.70418
Coal | 2018-06-10 10:00 | 0.70418
Coal | 2018-06-10 11:00 | 0.70418
Coal | 2018-06-10 12:00 | 0.70418
Coal | 2018-06-10 13:00 | 0.70418
Coal | 2018-06-10 14:00 | 0.70418
Coal | 2018-06-10 15:00 | 0.70418
Coal | 2018-06-10 16:00 | 0.70418
Coal | 2018-06-10 17:00 | 0.70418
Coal | 2018-06-10 18:00 | 0.70418
Coal | 2018-06-10 19:00 | 0.70418
Coal | 2018-06-10 20:00 | 0.70418
Coal | 2018-06-10 21:00 | 0.70418
Coal | 2018-06-10 22:00 | 0.70418
Coal | 2018-06-10 23:00 | 0.70418
Coal | 2018-06-11 | 0.70418
Coal | 2018-06-11 01:00 | 0.70418
Coal | 2018-06-11 02:00 | 0.70418
Coal | 2018-06-11 03:00 | 0.70418
Coal | 2018-06-11 04:00 | 0.70418
Coal | 2018-06-11 05:00 | 0.70418
Coal | 2018-06-11 06:00 | 0.70418
Coal | 2018-06-11 07:00 | 0.70418
Coal | 2018-06-11 08:00 | 0.70418
Coal | 2018-06-11 09:00 | 0.70418
Coal | 2018-06-11 10:00 | 0.70418
Coal | 2018-06-11 11:00 | 0.70418
Coal | 2018-06-11 12:00 | 0.70418
Coal | 2018-06-11 13:00 | 0.70418
Coal | 2018-06-11 14:00 | 0.70418
Coal | 2018-06-11 15:00 | 0.70418
Coal | 2018-06-11 16:00 | 0.70418
Coal | 2018-06-11 17:00 | 0.70418
Coal | 2018-06-11 18:00 | 0.70418
Coal | 2018-06-11 19:00 | 0.70418
Coal | 2018-06-11 20:00 | 0.70418
Coal | 2018-06-11 21:00 | 0.70418
Coal | 2018-06-11 22:00 | 0.70418
Coal | 2018-06-11 23:00 | 0.70418
Coal | 2018-06-12 | 0.70418
Coal | 2018-06-12 01:00 | 0.70418
Coal | 2018-06-12 02:00 | 0.70418
Coal | 2018-06-12 03:00 | 0.70418
Coal | 2018-06-12 04:00 | 0.70418
Coal | 2018-06-12 05:00 | 0.70418
Coal | 2018-06-12 06:00 | 0.70418
Coal | 2018-06-12 07:00 | 0.70418
Coal | 2018-06-12 08:00 | 0.55438
Coal | 2018-06-12 09:00 | 0.55438
Coal | 2018-06-12 10:00 | 0.55438
Coal | 2018-06-12 11:00 | 0.55438
Coal | 2018-06-12 12:00 | 0.55438
Coal | 2018-06-12 13:00 | 0.70418
Coal | 2018-06-12 14:00 | 0.55438
Coal | 2018-06-12 15:00 | 0.55438
Coal | 2018-06-12 16:00 | 0.55438
Coal | 2018-06-12 17:00 | 0.55438
Coal | 2018-06-12 18:00 | 0.55438
Coal | 2018-06-12 19:00 | 0.55438
Coal | 2018-06-12 20:00 | 0.55438
Coal | 2018-06-12 21:00 | 0.58474
Coal | 2018-06-12 22:00 | 0.70418
Coal | 2018-06-12 23:00 | 0.70418
Coal | 2018-06-13 | 0.70418
Coal | 2018-06-13 01:00 | 0.70418
Coal | 2018-06-13 02:00 | 0.70418
Coal | 2018-06-13 03:00 | 0.70418
Coal | 2018-06-13 04:00 | 0.70418
Coal | 2018-06-13 05:00 | 0.70418
Coal | 2018-06-13 06:00 | 0.70418
Coal | 2018-06-13 07:00 | 0.70418
Coal | 2018-06-13 08:00 | 0.70418
Coal | 2018-06-13 09:00 | 0.70418
Coal | 2018-06-13 10:00 | 0.70418
Coal | 2018-06-13 11:00 | 0.70418
Coal | 2018-06-13 12:00 | 0.62865
Coal | 2018-06-13 13:00 | 0.62865
Coal | 2018-06-13 14:00 | 0.62865
Coal | 2018-06-13 15:00 | 0.62865
Coal | 2018-06-13 16:00 | 0.62865
Coal | 2018-06-13 17:00 | 0.70418
Coal | 2018-06-13 18:00 | 0.70418
Coal | 2018-06-13 19:00 | 0.70418
Coal | 2018-06-13 20:00 | 0.70418
Coal | 2018-06-13 21:00 | 0.70418
Coal | 2018-06-13 22:00 | 0.70418
Coal | 2018-06-13 23:00 | 0.70418
Coal | 2018-06-14 | 0.70418
Coal | 2018-06-14 01:00 | 0.70418
Coal | 2018-06-14 02:00 | 0.70418
Coal | 2018-06-14 03:00 | 0.70418
Coal | 2018-06-14 04:00 | 0.70418
Coal | 2018-06-14 05:00 | 0.70418
Coal | 2018-06-14 06:00 | 0.70418
Coal | 2018-06-14 07:00 | 0.70418
Coal | 2018-06-14 08:00 | 0.70418
Coal | 2018-06-14 09:00 | 0.70418
Coal | 2018-06-14 10:00 | 0.70418
Coal | 2018-06-14 11:00 | 0.70418
Coal | 2018-06-14 12:00 | 0.70418
Coal | 2018-06-14 13:00 | 0.70418
Coal | 2018-06-14 14:00 | 0.70418
Coal | 2018-06-14 15:00 | 0.70418
Coal | 2018-06-14 16:00 | 0.70418
Coal | 2018-06-14 17:00 | 0.70418
Coal | 2018-06-14 18:00 | 0.70418
Coal | 2018-06-14 19:00 | 0.70418
Coal | 2018-06-14 20:00 | 0.70418
Coal | 2018-06-14 21:00 | 0.70418
Coal | 2018-06-14 22:00 | 0.70418
Coal | 2018-06-14 23:00 | 0.70418
Coal | 2018-06-15 | 0.70418
Coal | 2018-06-15 01:00 | 0.70418
Coal | 2018-06-15 02:00 | 0.70418
Coal | 2018-06-15 03:00 | 0.70418
Coal | 2018-06-15 04:00 | 0.70418
Coal | 2018-06-15 05:00 | 0.70418
Coal | 2018-06-15 06:00 | 0.70418
Coal | 2018-06-15 07:00 | 0.70418
Coal | 2018-06-15 08:00 | 0.70418
Coal | 2018-06-15 09:00 | 0.70418
Coal | 2018-06-15 10:00 | 0.70418
Coal | 2018-06-15 11:00 | 0.70418
Coal | 2018-06-15 12:00 | 0.70418
Coal | 2018-06-15 13:00 | 0.70418
Coal | 2018-06-15 14:00 | 0.70418
Coal | 2018-06-15 15:00 | 0.70418
Coal | 2018-06-15 16:00 | 0.70418
Coal | 2018-06-15 17:00 | 0.70418
Coal | 2018-06-15 18:00 | 0.70418
Coal | 2018-06-15 19:00 | 0.70418
Coal | 2018-06-15 20:00 | 0.70418
Coal | 2018-06-15 21:00 | 0.70418
Coal | 2018-06-15 22:00 | 0.70418
Coal | 2018-06-15 23:00 | 0.70418
Coal | 2018-06-16 | 0.70418
Coal | 2018-06-16 01:00 | 0.70418
Coal | 2018-06-16 02:00 | 0.70418
Coal | 2018-06-16 03:00 | 0.70418
Coal | 2018-06-16 04:00 | 0.70418
Coal | 2018-06-16 05:00 | 0.70418
Coal | 2018-06-16 06:00 | 0.70418
Coal | 2018-06-16 07:00 | 0.70418
Coal | 2018-06-16 08:00 | 0.70418
Coal | 2018-06-16 09:00 | 0.8502
Coal | 2018-06-16 10:00 | 0.8502
Coal | 2018-06-16 11:00 | 0.8502
Coal | 2018-06-16 12:00 | 0.8502
Coal | 2018-06-16 13:00 | 0.8502
Coal | 2018-06-16 14:00 | 0.8502
Coal | 2018-06-16 15:00 | 0.8502
Coal | 2018-06-16 16:00 | 0.8502
Coal | 2018-06-16 17:00 | 0.8502
Coal | 2018-06-16 18:00 | 0.8502
Coal | 2018-06-16 19:00 | 0.8502
Coal | 2018-06-16 20:00 | 0.8502
Coal | 2018-06-16 21:00 | 0.8502
Coal | 2018-06-16 22:00 | 0.8502
Coal | 2018-06-16 23:00 | 0.8502
Coal | 2018-06-17 | 0.8502
Coal | 2018-06-17 01:00 | 0.8502
Coal | 2018-06-17 02:00 | 0.8502
Coal | 2018-06-17 03:00 | 0.8502
Coal | 2018-06-17 04:00 | 0.8502
Coal | 2018-06-17 05:00 | 0.8502
Coal | 2018-06-17 06:00 | 0.8502
Coal | 2018-06-17 07:00 | 0.8502
Coal | 2018-06-17 08:00 | 0.8502
Coal | 2018-06-17 09:00 | 0.8502
Coal | 2018-06-17 10:00 | 0.8502
Coal | 2018-06-17 11:00 | 0.8502
Coal | 2018-06-17 12:00 | 0.8502
Coal | 2018-06-17 13:00 | 0.8502
Coal | 2018-06-17 14:00 | 0.8502
Coal | 2018-06-17 15:00 | 0.8502
Coal | 2018-06-17 16:00 | 0.8502
Coal | 2018-06-17 17:00 | 0.8502
Coal | 2018-06-17 18:00 | 0.8502
Coal | 2018-06-17 19:00 | 0.8502
Coal | 2018-06-17 20:00 | 0.8502
Coal | 2018-06-17 21:00 | 0.8502
Coal | 2018-06-17 22:00 | 0.8502
Coal | 2018-06-17 23:00 | 0.8502
Coal | 2018-06-18 | 0.8502
Coal | 2018-06-18 01:00 | 0.8502
Coal | 2018-06-18 02:00 | 0.8502
Coal | 2018-06-18 03:00 | 0.8502
Coal | 2018-06-18 04:00 | 0.8502
Coal | 2018-06-18 05:00 | 0.8502
Coal | 2018-06-18 06:00 | 0.8502
Coal | 2018-06-18 07:00 | 0.8502
Coal | 2018-06-18 08:00 | 0.8502
Coal | 2018-06-18 09:00 | 0.8502
Coal | 2018-06-18 10:00 | 0.8502
Coal | 2018-06-18 11:00 | 0.8502
Coal | 2018-06-18 12:00 | 0.8502
Coal | 2018-06-18 13:00 | 0.8502
Coal | 2018-06-18 14:00 | 0.8502
Coal | 2018-06-18 15:00 | 0.8502
Coal | 2018-06-18 16:00 | 0.8502
Coal | 2018-06-18 17:00 | 0.8502
Coal | 2018-06-18 18:00 | 0.8502
Coal | 2018-06-18 19:00 | 0.8502
Coal | 2018-06-18 20:00 | 0.8502
Coal | 2018-06-18 21:00 | 0.8502
Coal | 2018-06-18 22:00 | 0.8502
Coal | 2018-06-18 23:00 | 0.8502
Coal | 2018-06-19 | 0.8502
Coal | 2018-06-19 01:00 | 0.8502
Coal | 2018-06-19 02:00 | 0.8502
Coal | 2018-06-19 03:00 | 0.8502
Coal | 2018-06-19 04:00 | 0.8502
Coal | 2018-06-19 05:00 | 0.8502
Coal | 2018-06-19 06:00 | 0.8502
Coal | 2018-06-19 07:00 | 0.8502
Coal | 2018-06-19 08:00 | 0.8502
Coal | 2018-06-19 09:00 | 0.8502
Coal | 2018-06-19 10:00 | 0.8502
Coal | 2018-06-19 11:00 | 0.8502
Coal | 2018-06-19 12:00 | 0.8502
Coal | 2018-06-19 13:00 | 0.8502
Coal | 2018-06-19 14:00 | 0.8502
Coal | 2018-06-19 15:00 | 0.8502
Coal | 2018-06-19 16:00 | 0.8502
Coal | 2018-06-19 17:00 | 0.8502
Coal | 2018-06-19 18:00 | 0.8502
Coal | 2018-06-19 19:00 | 0.8502
Coal | 2018-06-19 20:00 | 0.8502
Coal | 2018-06-19 21:00 | 0.8502
Coal | 2018-06-19 22:00 | 0.8502
Coal | 2018-06-19 23:00 | 0.8502
Coal | 2018-06-20 | 0.8502
Coal | 2018-06-20 01:00 | 0.8502
Coal | 2018-06-20 02:00 | 0.8502
Coal | 2018-06-20 03:00 | 0.8502
Coal | 2018-06-20 04:00 | 0.8502
Coal | 2018-06-20 05:00 | 0.8502
Coal | 2018-06-20 06:00 | 0.8502
Coal | 2018-06-20 07:00 | 0.8502
Coal | 2018-06-20 08:00 | 0.8502
Coal | 2018-06-20 09:00 | 0.8502
Coal | 2018-06-20 10:00 | 0.8502
Coal | 2018-06-20 11:00 | 0.8502
Coal | 2018-06-20 12:00 | 0.8502
Coal | 2018-06-20 13:00 | 0.8502
Coal | 2018-06-20 14:00 | 0.8502
Coal | 2018-06-20 15:00 | 0.8502
Coal | 2018-06-20 16:00 | 0.8502
Coal | 2018-06-20 17:00 | 0.8502
Coal | 2018-06-20 18:00 | 0.8502
Coal | 2018-06-20 19:00 | 0.8502
Coal | 2018-06-20 20:00 | 0.8502
Coal | 2018-06-20 21:00 | 0.8502
Coal | 2018-06-20 22:00 | 0.8502
Coal | 2018-06-20 23:00 | 0.8502
Coal | 2018-06-21 | 0.8502
Coal | 2018-06-21 01:00 | 0.8502
Coal | 2018-06-21 02:00 | 0.8502
Coal | 2018-06-21 03:00 | 0.8502
Coal | 2018-06-21 04:00 | 0.8502
Coal | 2018-06-21 05:00 | 0.8502
Coal | 2018-06-21 06:00 | 0.8502
Coal | 2018-06-21 07:00 | 0.8502
Coal | 2018-06-21 08:00 | 0.8502
Coal | 2018-06-21 09:00 | 0.8502
Coal | 2018-06-21 10:00 | 0.8502
Coal | 2018-06-21 11:00 | 0.8502
Coal | 2018-06-21 12:00 | 0.8502
Coal | 2018-06-21 13:00 | 0.8502
Coal | 2018-06-21 14:00 | 0.8502
Coal | 2018-06-21 15:00 | 0.8502
Coal | 2018-06-21 16:00 | 0.8502
Coal | 2018-06-21 17:00 | 0.8502
Coal | 2018-06-21 18:00 | 0.8502
Coal | 2018-06-21 19:00 | 0.8502
Coal | 2018-06-21 20:00 | 0.8502
Coal | 2018-06-21 21:00 | 0.8502
Coal | 2018-06-21 22:00 | 0.8502
Coal | 2018-06-21 23:00 | 0.8502
Coal | 2018-06-22 | 0.8502
Coal | 2018-06-22 01:00 | 0.8502
Coal | 2018-06-22 02:00 | 0.8502
Coal | 2018-06-22 03:00 | 0.8502
Coal | 2018-06-22 04:00 | 0.8502
Coal | 2018-06-22 05:00 | 0.8502
Coal | 2018-06-22 06:00 | 0.8502
Coal | 2018-06-22 07:00 | 0.8502
Coal | 2018-06-22 08:00 | 0.8502
Coal | 2018-06-22 09:00 | 0.70418
Coal | 2018-06-22 10:00 | 0.70418
Coal | 2018-06-22 11:00 | 0.70418
Coal | 2018-06-22 12:00 | 0.70418
Coal | 2018-06-22 13:00 | 0.70418
Coal | 2018-06-22 14:00 | 0.70418
Coal | 2018-06-22 15:00 | 0.70418
Coal | 2018-06-22 16:00 | 0.70418
Coal | 2018-06-22 17:00 | 0.70418
Coal | 2018-06-22 18:00 | 0.70418
Coal | 2018-06-22 19:00 | 0.70418
Coal | 2018-06-22 20:00 | 0.70418
Coal | 2018-06-22 21:00 | 0.70418
Coal | 2018-06-22 22:00 | 0.70418
Coal | 2018-06-22 23:00 | 0.70418
Coal | 2018-06-23 | 0.70418
Coal | 2018-06-23 01:00 | 0.70418
Coal | 2018-06-23 02:00 | 0.70418
Coal | 2018-06-23 03:00 | 0.70418
Coal | 2018-06-23 04:00 | 0.70418
Coal | 2018-06-23 05:00 | 0.70418
Coal | 2018-06-23 06:00 | 0.70418
Coal | 2018-06-23 07:00 | 0.70418
Coal | 2018-06-23 08:00 | 0.55816
Coal | 2018-06-23 09:00 | 0.55816
Coal | 2018-06-23 10:00 | 0.55816
Coal | 2018-06-23 11:00 | 0.70418
Coal | 2018-06-23 12:00 | 0.70418
Coal | 2018-06-23 13:00 | 0.70418
Coal | 2018-06-23 14:00 | 0.70418
Coal | 2018-06-23 15:00 | 0.70418
Coal | 2018-06-23 16:00 | 0.70418
Coal | 2018-06-23 17:00 | 0.70418
Coal | 2018-06-23 18:00 | 0.70418
Coal | 2018-06-23 19:00 | 0.70418
Coal | 2018-06-23 20:00 | 0.70418
Coal | 2018-06-23 21:00 | 0.70418
Coal | 2018-06-23 22:00 | 0.70418
Coal | 2018-06-23 23:00 | 0.70418
Coal | 2018-06-24 | 0.70418
Coal | 2018-06-24 01:00 | 0.70418
Coal | 2018-06-24 02:00 | 0.70418
Coal | 2018-06-24 03:00 | 0.70418
Coal | 2018-06-24 04:00 | 0.8502
Coal | 2018-06-24 05:00 | 0.8502
Coal | 2018-06-24 06:00 | 0.8502
Coal | 2018-06-24 07:00 | 0.8502
Coal | 2018-06-24 08:00 | 0.8502
Coal | 2018-06-24 09:00 | 0.8502
Coal | 2018-06-24 10:00 | 0.8502
Coal | 2018-06-24 11:00 | 0.8502
Coal | 2018-06-24 12:00 | 0.8502
Coal | 2018-06-24 13:00 | 0.8502
Coal | 2018-06-24 14:00 | 0.8502
Coal | 2018-06-24 15:00 | 0.8502
Coal | 2018-06-24 16:00 | 0.8502
Coal | 2018-06-24 17:00 | 0.8502
Coal | 2018-06-24 18:00 | 0.8502
Coal | 2018-06-24 19:00 | 0.8502
Coal | 2018-06-24 20:00 | 0.8502
Coal | 2018-06-24 21:00 | 0.8502
Coal | 2018-06-24 22:00 | 0.8502
Coal | 2018-06-24 23:00 | 0.8502
Coal | 2018-06-25 | 0.8502
Coal | 2018-06-25 01:00 | 0.8502
Coal | 2018-06-25 02:00 | 0.8502
Coal | 2018-06-25 03:00 | 0.8502
Coal | 2018-06-25 04:00 | 0.8502
Coal | 2018-06-25 05:00 | 0.8502
Coal | 2018-06-25 06:00 | 0.8502
Coal | 2018-06-25 07:00 | 0.8502
Coal | 2018-06-25 08:00 | 0.8502
Coal | 2018-06-25 09:00 | 0.8502
Coal | 2018-06-25 10:00 | 0.8502
Coal | 2018-06-25 11:00 | 0.8502
Coal | 2018-06-25 12:00 | 0.8502
Coal | 2018-06-25 13:00 | 0.8502
Coal | 2018-06-25 14:00 | 0.8502
Coal | 2018-06-25 15:00 | 0.8502
Coal | 2018-06-25 16:00 | 0.8502
Coal | 2018-06-25 17:00 | 0.8502
Coal | 2018-06-25 18:00 | 0.8502
Coal | 2018-06-25 19:00 | 0.8502
Coal | 2018-06-25 20:00 | 0.8502
Coal | 2018-06-25 21:00 | 0.8502
Coal | 2018-06-25 22:00 | 0.8502
Coal | 2018-06-25 23:00 | 0.8502
Coal | 2018-06-26 | 0.8502
Coal | 2018-06-26 01:00 | 0.8502
Coal | 2018-06-26 02:00 | 0.8502
Coal | 2018-06-26 03:00 | 0.8502
Coal | 2018-06-26 04:00 | 0.8502
Coal | 2018-06-26 05:00 | 0.8502
Coal | 2018-06-26 06:00 | 0.8502
Coal | 2018-06-26 07:00 | 0.8502
Coal | 2018-06-26 08:00 | 0.8502
Coal | 2018-06-26 09:00 | 0.8502
Coal | 2018-06-26 10:00 | 0.8502
Coal | 2018-06-26 11:00 | 0.8502
Coal | 2018-06-26 12:00 | 0.8502
Coal | 2018-06-26 13:00 | 0.8502
Coal | 2018-06-26 14:00 | 0.8502
Coal | 2018-06-26 15:00 | 0.8502
Coal | 2018-06-26 16:00 | 0.8502
Coal | 2018-06-26 17:00 | 0.8502
Coal | 2018-06-26 18:00 | 0.8502
Coal | 2018-06-26 19:00 | 0.8502
Coal | 2018-06-26 20:00 | 0.8502
Coal | 2018-06-26 21:00 | 0.8502
Coal | 2018-06-26 22:00 | 0.8502
Coal | 2018-06-26 23:00 | 0.8502
Coal | 2018-06-27 | 0.8502
Coal | 2018-06-27 01:00 | 0.8502
Coal | 2018-06-27 02:00 | 0.8502
Coal | 2018-06-27 03:00 | 0.8502
Coal | 2018-06-27 04:00 | 0.8502
Coal | 2018-06-27 05:00 | 0.8502
Coal | 2018-06-27 06:00 | 0.8502
Coal | 2018-06-27 07:00 | 0.8502
Coal | 2018-06-27 08:00 | 0.8502
Coal | 2018-06-27 09:00 | 0.8502
Coal | 2018-06-27 10:00 | 0.8502
Coal | 2018-06-27 11:00 | 0.8502
Coal | 2018-06-27 12:00 | 0.8502
Coal | 2018-06-27 13:00 | 0.8502
Coal | 2018-06-27 14:00 | 0.8502
Coal | 2018-06-27 15:00 | 0.8502
Coal | 2018-06-27 16:00 | 0.8502
Coal | 2018-06-27 17:00 | 0.8502
Coal | 2018-06-27 18:00 | 0.8502
Coal | 2018-06-27 19:00 | 0.8502
Coal | 2018-06-27 20:00 | 0.8502
Coal | 2018-06-27 21:00 | 0.8502
Coal | 2018-06-27 22:00 | 0.8502
Coal | 2018-06-27 23:00 | 0.8502
Coal | 2018-06-28 | 0.8502
Coal | 2018-06-28 01:00 | 0.8502
Coal | 2018-06-28 02:00 | 0.8502
Coal | 2018-06-28 03:00 | 0.8502
Coal | 2018-06-28 04:00 | 0.8502
Coal | 2018-06-28 05:00 | 0.8502
Coal | 2018-06-28 06:00 | 0.8502
Coal | 2018-06-28 07:00 | 0.8502
Coal | 2018-06-28 08:00 | 0.8502
Coal | 2018-06-28 09:00 | 0.8502
Coal | 2018-06-28 10:00 | 0.8502
Coal | 2018-06-28 11:00 | 0.8502
Coal | 2018-06-28 12:00 | 0.8502
Coal | 2018-06-28 13:00 | 0.8502
Coal | 2018-06-28 14:00 | 0.8502
Coal | 2018-06-28 15:00 | 0.8502
Coal | 2018-06-28 16:00 | 0.8502
Coal | 2018-06-28 17:00 | 0.8502
Coal | 2018-06-28 18:00 | 0.8502
Coal | 2018-06-28 19:00 | 0.8502
Coal | 2018-06-28 20:00 | 0.8502
Coal | 2018-06-28 21:00 | 0.8502
Coal | 2018-06-28 22:00 | 0.8502
Coal | 2018-06-28 23:00 | 0.8502
Coal | 2018-06-29 | 0.8502
Coal | 2018-06-29 01:00 | 0.8502
Coal | 2018-06-29 02:00 | 0.8502
Coal | 2018-06-29 03:00 | 0.8502
Coal | 2018-06-29 04:00 | 0.8502
Coal | 2018-06-29 05:00 | 0.8502
Coal | 2018-06-29 06:00 | 0.8502
Coal | 2018-06-29 07:00 | 0.8502
Coal | 2018-06-29 08:00 | 0.8502
Coal | 2018-06-29 09:00 | 0.8502
Coal | 2018-06-29 10:00 | 0.8502
Coal | 2018-06-29 11:00 | 0.8502
Coal | 2018-06-29 12:00 | 0.8502
Coal | 2018-06-29 13:00 | 0.8502
Coal | 2018-06-29 14:00 | 0.8502
Coal | 2018-06-29 15:00 | 0.8502
Coal | 2018-06-29 16:00 | 0.8502
Coal | 2018-06-29 17:00 | 0.8502
Coal | 2018-06-29 18:00 | 0.8502
Coal | 2018-06-29 19:00 | 0.8502
Coal | 2018-06-29 20:00 | 0.8502
Coal | 2018-06-29 21:00 | 0.8502
Coal | 2018-06-29 22:00 | 0.8502
Coal | 2018-06-29 23:00 | 0.8502
Coal | 2018-06-30 | 0.8502
Coal | 2018-06-30 01:00 | 0.8502
Coal | 2018-06-30 02:00 | 0.8502
Coal | 2018-06-30 03:00 | 0.8502
Coal | 2018-06-30 04:00 | 0.8502
Coal | 2018-06-30 05:00 | 0.8502
Coal | 2018-06-30 06:00 | 0.8502
Coal | 2018-06-30 07:00 | 0.8502
Coal | 2018-06-30 08:00 | 0.8502
Coal | 2018-06-30 09:00 | 0.8502
Coal | 2018-06-30 10:00 | 0.8502
Coal | 2018-06-30 11:00 | 0.8502
Coal | 2018-06-30 12:00 | 0.8502
Coal | 2018-06-30 13:00 | 0.8502
Coal | 2018-06-30 14:00 | 0.8502
Coal | 2018-06-30 15:00 | 0.8502
Coal | 2018-06-30 16:00 | 0.8502
Coal | 2018-06-30 17:00 | 0.8502
Coal | 2018-06-30 18:00 | 0.8502
Coal | 2018-06-30 19:00 | 0.8502
Coal | 2018-06-30 20:00 | 0.8502
Coal | 2018-06-30 21:00 | 0.8502
Coal | 2018-06-30 22:00 | 0.8502
Coal | 2018-06-30 23:00 | 0.8502
Coal | 2018-07-01 | 0.8502
Coal | 2018-07-01 01:00 | 0.8502
Coal | 2018-07-01 02:00 | 0.8502
Coal | 2018-07-01 03:00 | 0.8502
Coal | 2018-07-01 04:00 | 0.8502
Coal | 2018-07-01 05:00 | 0.8502
Coal | 2018-07-01 06:00 | 0.8502
Coal | 2018-07-01 07:00 | 0.8502
Coal | 2018-07-01 08:00 | 0.8502
Coal | 2018-07-01 09:00 | 0.8502
Coal | 2018-07-01 10:00 | 0.8502
Coal | 2018-07-01 11:00 | 0.8502
Coal | 2018-07-01 12:00 | 0.8502
Coal | 2018-07-01 13:00 | 0.8502
Coal | 2018-07-01 14:00 | 0.8502
Coal | 2018-07-01 15:00 | 0.7004
Coal | 2018-07-01 16:00 | 0.7004
Coal | 2018-07-01 17:00 | 0.7004
Coal | 2018-07-01 18:00 | 0.7004
Coal | 2018-07-01 19:00 | 0.7004
Coal | 2018-07-01 20:00 | 0.7004
Coal | 2018-07-01 21:00 | 0.7004
Coal | 2018-07-01 22:00 | 0.7004
Coal | 2018-07-01 23:00 | 0.7004
Coal | 2018-07-02 | 0.7004
Coal | 2018-07-02 01:00 | 0.7004
Coal | 2018-07-02 02:00 | 0.7004
Coal | 2018-07-02 03:00 | 0.7004
Coal | 2018-07-02 04:00 | 0.7004
Coal | 2018-07-02 05:00 | 0.7004
Coal | 2018-07-02 06:00 | 0.7004
Coal | 2018-07-02 07:00 | 0.7004
Coal | 2018-07-02 08:00 | 0.7004
Coal | 2018-07-02 09:00 | 0.7004
Coal | 2018-07-02 10:00 | 0.7004
Coal | 2018-07-02 11:00 | 0.7004
Coal | 2018-07-02 12:00 | 0.7004
Coal | 2018-07-02 13:00 | 0.7004
Coal | 2018-07-02 14:00 | 0.7004
Coal | 2018-07-02 15:00 | 0.8502
Coal | 2018-07-02 16:00 | 0.8502
Coal | 2018-07-02 17:00 | 0.8502
Coal | 2018-07-02 18:00 | 0.8502
Coal | 2018-07-02 19:00 | 0.8502
Coal | 2018-07-02 20:00 | 0.8502
Coal | 2018-07-02 21:00 | 0.8502
Coal | 2018-07-02 22:00 | 0.8502
Coal | 2018-07-02 23:00 | 0.8502
Coal | 2018-07-03 | 0.8502
Coal | 2018-07-03 01:00 | 0.8502
Coal | 2018-07-03 02:00 | 0.8502
Coal | 2018-07-03 03:00 | 0.8502
Coal | 2018-07-03 04:00 | 0.8502
Coal | 2018-07-03 05:00 | 0.8502
Coal | 2018-07-03 06:00 | 0.7004
Coal | 2018-07-03 07:00 | 0.7004
Coal | 2018-07-03 08:00 | 0.73051
Coal | 2018-07-03 09:00 | 0.7004
Coal | 2018-07-03 10:00 | 0.7004
Coal | 2018-07-03 11:00 | 0.7004
Coal | 2018-07-03 12:00 | 0.7004
Coal | 2018-07-03 13:00 | 0.72669
Coal | 2018-07-03 14:00 | 0.80959
Coal | 2018-07-03 15:00 | 0.8502
Coal | 2018-07-03 16:00 | 0.8502
Coal | 2018-07-03 17:00 | 0.8502
Coal | 2018-07-03 18:00 | 0.8502
Coal | 2018-07-03 19:00 | 0.8502
Coal | 2018-07-03 20:00 | 0.8502
Coal | 2018-07-03 21:00 | 0.8502
Coal | 2018-07-03 22:00 | 0.70418
Coal | 2018-07-03 23:00 | 0.63117
Coal | 2018-07-04 | 0.70418
Coal | 2018-07-04 01:00 | 0.70418
Coal | 2018-07-04 02:00 | 0.70418
Coal | 2018-07-04 03:00 | 0.70418
Coal | 2018-07-04 04:00 | 0.70418
Coal | 2018-07-04 05:00 | 0.70418
Coal | 2018-07-04 06:00 | 0.70418
Coal | 2018-07-04 07:00 | 0.62362
Coal | 2018-07-04 08:00 | 0.62362
Coal | 2018-07-04 09:00 | 0.62362
Coal | 2018-07-04 10:00 | 0.62362
Coal | 2018-07-04 11:00 | 0.62362
Coal | 2018-07-04 12:00 | 0.62362
Coal | 2018-07-04 13:00 | 0.62362
Coal | 2018-07-04 14:00 | 0.62362
Coal | 2018-07-04 15:00 | 0.62362
Coal | 2018-07-04 16:00 | 0.62362
Coal | 2018-07-04 17:00 | 0.62362
Coal | 2018-07-04 18:00 | 0.62362
Coal | 2018-07-04 19:00 | 0.57326
Coal | 2018-07-04 20:00 | 0.52417
Coal | 2018-07-04 21:00 | 0.52417
Coal | 2018-07-04 22:00 | 0.52417
Coal | 2018-07-04 23:00 | 0.53676
Coal | 2018-07-05 | 0.53676
Coal | 2018-07-05 01:00 | 0.53676
Coal | 2018-07-05 02:00 | 0.53676
Coal | 2018-07-05 03:00 | 0.54431
Coal | 2018-07-05 04:00 | 0.54431
Coal | 2018-07-05 05:00 | 0.54431
Coal | 2018-07-05 06:00 | 0.54431
Coal | 2018-07-05 07:00 | 0.54431
Coal | 2018-07-05 08:00 | 0.54431
Coal | 2018-07-05 09:00 | 0.54431
Coal | 2018-07-05 10:00 | 0.54431
Coal | 2018-07-05 11:00 | 0.54431
Coal | 2018-07-05 12:00 | 0.54431
Coal | 2018-07-05 13:00 | 0.54431
Coal | 2018-07-05 14:00 | 0.62487
Coal | 2018-07-05 15:00 | 0.62487
Coal | 2018-07-05 16:00 | 0.62487
Coal | 2018-07-05 17:00 | 0.62487
Coal | 2018-07-05 18:00 | 0.62487
Coal | 2018-07-05 19:00 | 0.62487
Coal | 2018-07-05 20:00 | 0.65383
Coal | 2018-07-05 21:00 | 0.65383
Coal | 2018-07-05 22:00 | 0.65383
Coal | 2018-07-05 23:00 | 0.65383
Coal | 2018-07-06 | 0.65383
Coal | 2018-07-06 01:00 | 0.65383
Coal | 2018-07-06 02:00 | 0.65383
Coal | 2018-07-06 03:00 | 0.65383
Coal | 2018-07-06 04:00 | 0.65383
Coal | 2018-07-06 05:00 | 0.65383
Coal | 2018-07-06 06:00 | 0.65383
Coal | 2018-07-06 07:00 | 0.65383
Coal | 2018-07-06 08:00 | 0.65383
Coal | 2018-07-06 09:00 | 0.65383
Coal | 2018-07-06 10:00 | 0.65383
Coal | 2018-07-06 11:00 | 0.65383
Coal | 2018-07-06 12:00 | 0.65383
Coal | 2018-07-06 13:00 | 0.65383
Coal | 2018-07-06 14:00 | 0.65383
Coal | 2018-07-06 15:00 | 0.65383
Coal | 2018-07-06 16:00 | 0.65383
Coal | 2018-07-06 17:00 | 0.65383
Coal | 2018-07-06 18:00 | 0.65383
Coal | 2018-07-06 19:00 | 0.65383
Coal | 2018-07-06 20:00 | 0.65383
Coal | 2018-07-06 21:00 | 0.65383
Coal | 2018-07-06 22:00 | 0.65383
Coal | 2018-07-06 23:00 | 0.65383
Coal | 2018-07-07 | 0.65383
Coal | 2018-07-07 01:00 | 0.65383
Coal | 2018-07-07 02:00 | 0.65383
Coal | 2018-07-07 03:00 | 0.65383
Coal | 2018-07-07 04:00 | 0.65383
Coal | 2018-07-07 05:00 | 0.65383
Coal | 2018-07-07 06:00 | 0.65383
Coal | 2018-07-07 07:00 | 0.65383
Coal | 2018-07-07 08:00 | 0.65383
Coal | 2018-07-07 09:00 | 0.50403
Coal | 2018-07-07 10:00 | 0.50403
Coal | 2018-07-07 11:00 | 0.50403
Coal | 2018-07-07 12:00 | 0.50403
Coal | 2018-07-07 13:00 | 0.50403
Coal | 2018-07-07 14:00 | 0.50403
Coal | 2018-07-07 15:00 | 0.50403
Coal | 2018-07-07 16:00 | 0.50403
Coal | 2018-07-07 17:00 | 0.50403
Coal | 2018-07-07 18:00 | 0.50403
Coal | 2018-07-07 19:00 | 0.50403
Coal | 2018-07-07 20:00 | 0.50403
Coal | 2018-07-07 21:00 | 0.50403
Coal | 2018-07-07 22:00 | 0.50403
Coal | 2018-07-07 23:00 | 0.50403
Coal | 2018-07-08 | 0.50403
Coal | 2018-07-08 01:00 | 0.50403
Coal | 2018-07-08 02:00 | 0.50403
Coal | 2018-07-08 03:00 | 0.50403
Coal | 2018-07-08 04:00 | 0.50403
Coal | 2018-07-08 05:00 | 0.50403
Coal | 2018-07-08 06:00 | 0.50403
Coal | 2018-07-08 07:00 | 0.50403
Coal | 2018-07-08 08:00 | 0.50403
Coal | 2018-07-08 09:00 | 0.50403
Coal | 2018-07-08 10:00 | 0.50403
Coal | 2018-07-08 11:00 | 0.50403
Coal | 2018-07-08 12:00 | 0.5078
Coal | 2018-07-08 13:00 | 0.5078
Coal | 2018-07-08 14:00 | 0.5078
Coal | 2018-07-08 15:00 | 0.5078
Coal | 2018-07-08 16:00 | 0.5078
Coal | 2018-07-08 17:00 | 0.5078
Coal | 2018-07-08 18:00 | 0.5078
Coal | 2018-07-08 19:00 | 0.5078
Coal | 2018-07-08 20:00 | 0.5078
Coal | 2018-07-08 21:00 | 0.5078
Coal | 2018-07-08 22:00 | 0.5078
Coal | 2018-07-08 23:00 | 0.5078
Coal | 2018-07-09 | 0.5078
Coal | 2018-07-09 01:00 | 0.5078
Coal | 2018-07-09 02:00 | 0.5078
Coal | 2018-07-09 03:00 | 0.5078
Coal | 2018-07-09 04:00 | 0.5078
Coal | 2018-07-09 05:00 | 0.5078
Coal | 2018-07-09 06:00 | 0.5078
Coal | 2018-07-09 07:00 | 0.5078
Coal | 2018-07-09 08:00 | 0.5078
Coal | 2018-07-09 09:00 | 0.5078
Coal | 2018-07-09 10:00 | 0.5078
Coal | 2018-07-09 11:00 | 0.5078
Coal | 2018-07-09 12:00 | 0.5078
Coal | 2018-07-09 13:00 | 0.5078
Coal | 2018-07-09 14:00 | 0.65383
Coal | 2018-07-09 15:00 | 0.65383
Coal | 2018-07-09 16:00 | 0.65383
Coal | 2018-07-09 17:00 | 0.65383
Coal | 2018-07-09 18:00 | 0.65383
Coal | 2018-07-09 19:00 | 0.65383
Coal | 2018-07-09 20:00 | 0.65383
Coal | 2018-07-09 21:00 | 0.65383
Coal | 2018-07-09 22:00 | 0.65383
Coal | 2018-07-09 23:00 | 0.65383
Coal | 2018-07-10 | 0.65383
Coal | 2018-07-10 01:00 | 0.65383
Coal | 2018-07-10 02:00 | 0.65383
Coal | 2018-07-10 03:00 | 0.65383
Coal | 2018-07-10 04:00 | 0.79985
Coal | 2018-07-10 05:00 | 0.79985
Coal | 2018-07-10 06:00 | 0.65005
Coal | 2018-07-10 07:00 | 0.59215
Coal | 2018-07-10 08:00 | 0.59215
Coal | 2018-07-10 09:00 | 0.54683
Coal | 2018-07-10 10:00 | 0.59215
Coal | 2018-07-10 11:00 | 0.74194
Coal | 2018-07-10 12:00 | 0.74194
Coal | 2018-07-10 13:00 | 0.74194
Coal | 2018-07-10 14:00 | 0.74194
Coal | 2018-07-10 15:00 | 0.74194
Coal | 2018-07-10 16:00 | 0.74194
Coal | 2018-07-10 17:00 | 0.74194
Coal | 2018-07-10 18:00 | 0.79985
Coal | 2018-07-10 19:00 | 0.79985
Coal | 2018-07-10 20:00 | 0.79985
Coal | 2018-07-10 21:00 | 0.79985
Coal | 2018-07-10 22:00 | 0.79985
Coal | 2018-07-10 23:00 | 0.72432
Coal | 2018-07-11 | 0.72432
Coal | 2018-07-11 01:00 | 0.72432
Coal | 2018-07-11 02:00 | 0.72432
Coal | 2018-07-11 03:00 | 0.72432
Coal | 2018-07-11 04:00 | 0.68202
Coal | 2018-07-11 05:00 | 0.68202
Coal | 2018-07-11 06:00 | 0.75755
Coal | 2018-07-11 07:00 | 0.74194
Coal | 2018-07-11 08:00 | 0.74194
Coal | 2018-07-11 09:00 | 0.74194
Coal | 2018-07-11 10:00 | 0.74194
Coal | 2018-07-11 11:00 | 0.74194
Coal | 2018-07-11 12:00 | 0.74194
Coal | 2018-07-11 13:00 | 0.74194
Coal | 2018-07-11 14:00 | 0.73565
Coal | 2018-07-11 15:00 | 0.76712
Coal | 2018-07-11 16:00 | 0.76712
Coal | 2018-07-11 17:00 | 0.76712
Coal | 2018-07-11 18:00 | 0.76712
Coal | 2018-07-11 19:00 | 0.76712
Coal | 2018-07-11 20:00 | 0.66012
Coal | 2018-07-11 21:00 | 0.66012
Coal | 2018-07-11 22:00 | 0.66012
Coal | 2018-07-11 23:00 | 0.6211
Coal | 2018-07-12 | 0.6211
Coal | 2018-07-12 01:00 | 0.6211
Coal | 2018-07-12 02:00 | 0.6211
Coal | 2018-07-12 03:00 | 0.6211
Coal | 2018-07-12 04:00 | 0.6211
Coal | 2018-07-12 05:00 | 0.6211
Coal | 2018-07-12 06:00 | 0.6211
Coal | 2018-07-12 07:00 | 0.59592
Coal | 2018-07-12 08:00 | 0.59592
Coal | 2018-07-12 09:00 | 0.59592
Coal | 2018-07-12 10:00 | 0.59592
Coal | 2018-07-12 11:00 | 0.59592
Coal | 2018-07-12 12:00 | 0.59592
Coal | 2018-07-12 13:00 | 0.59592
Coal | 2018-07-12 14:00 | 0.59592
Coal | 2018-07-12 15:00 | 0.59592
Coal | 2018-07-12 16:00 | 0.59592
Coal | 2018-07-12 17:00 | 0.59592
Coal | 2018-07-12 18:00 | 0.6211
Coal | 2018-07-12 19:00 | 0.6211
Coal | 2018-07-12 20:00 | 0.6211
Coal | 2018-07-12 21:00 | 0.6211
Coal | 2018-07-12 22:00 | 0.6211
Coal | 2018-07-12 23:00 | 0.6211
Coal | 2018-07-13 | 0.6211
Coal | 2018-07-13 01:00 | 0.6211
Coal | 2018-07-13 02:00 | 0.6211
Coal | 2018-07-13 03:00 | 0.6211
Coal | 2018-07-13 04:00 | 0.6211
Coal | 2018-07-13 05:00 | 0.6211
Coal | 2018-07-13 06:00 | 0.6211
Coal | 2018-07-13 07:00 | 0.59592
Coal | 2018-07-13 08:00 | 0.59592
Coal | 2018-07-13 09:00 | 0.59592
Coal | 2018-07-13 10:00 | 0.59592
Coal | 2018-07-13 11:00 | 0.64627
Coal | 2018-07-13 12:00 | 0.64627
Coal | 2018-07-13 13:00 | 0.64627
Coal | 2018-07-13 14:00 | 0.64627
Coal | 2018-07-13 15:00 | 0.64627
Coal | 2018-07-13 16:00 | 0.64627
Coal | 2018-07-13 17:00 | 0.64627
Coal | 2018-07-13 18:00 | 0.64627
Coal | 2018-07-13 19:00 | 0.67145
Coal | 2018-07-13 20:00 | 0.67145
Coal | 2018-07-13 21:00 | 0.67145
Coal | 2018-07-13 22:00 | 0.67145
Coal | 2018-07-13 23:00 | 0.67145
Coal | 2018-07-14 | 0.67145
Coal | 2018-07-14 01:00 | 0.67145
Coal | 2018-07-14 02:00 | 0.67145
Coal | 2018-07-14 03:00 | 0.67145
Coal | 2018-07-14 04:00 | 0.67145
Coal | 2018-07-14 05:00 | 0.67145
Coal | 2018-07-14 06:00 | 0.67145
Coal | 2018-07-14 07:00 | 0.67145
Coal | 2018-07-14 08:00 | 0.67145
Coal | 2018-07-14 09:00 | 0.70418
Coal | 2018-07-14 10:00 | 0.70418
Coal | 2018-07-14 11:00 | 0.70418
Coal | 2018-07-14 12:00 | 0.70418
Coal | 2018-07-14 13:00 | 0.70418
Coal | 2018-07-14 14:00 | 0.70418
Coal | 2018-07-14 15:00 | 0.70418
Coal | 2018-07-14 16:00 | 0.70418
Coal | 2018-07-14 17:00 | 0.70418
Coal | 2018-07-14 18:00 | 0.70418
Coal | 2018-07-14 19:00 | 0.70418
Coal | 2018-07-14 20:00 | 0.70418
Coal | 2018-07-14 21:00 | 0.70418
Coal | 2018-07-14 22:00 | 0.55816
Coal | 2018-07-14 23:00 | 0.55816
Coal | 2018-07-15 | 0.55816
Coal | 2018-07-15 01:00 | 0.55816
Coal | 2018-07-15 02:00 | 0.55816
Coal | 2018-07-15 03:00 | 0.55816
Coal | 2018-07-15 04:00 | 0.55816
Coal | 2018-07-15 05:00 | 0.55816
Coal | 2018-07-15 06:00 | 0.55816
Coal | 2018-07-15 07:00 | 0.55816
Coal | 2018-07-15 08:00 | 0.55816
Coal | 2018-07-15 09:00 | 0.55816
Coal | 2018-07-15 10:00 | 0.55816
Coal | 2018-07-15 11:00 | 0.55816
Coal | 2018-07-15 12:00 | 0.55816
Coal | 2018-07-15 13:00 | 0.55816
Coal | 2018-07-15 14:00 | 0.55816
Coal | 2018-07-15 15:00 | 0.55816
Coal | 2018-07-15 16:00 | 0.55816
Coal | 2018-07-15 17:00 | 0.55816
Coal | 2018-07-15 18:00 | 0.55816
Coal | 2018-07-15 19:00 | 0.55816
Coal | 2018-07-15 20:00 | 0.52543
Coal | 2018-07-15 21:00 | 0.52543
Coal | 2018-07-15 22:00 | 0.52543
Coal | 2018-07-15 23:00 | 0.52543
Coal | 2018-07-16 | 0.52543
Coal | 2018-07-16 01:00 | 0.52543
Coal | 2018-07-16 02:00 | 0.52543
Coal | 2018-07-16 03:00 | 0.52543
Coal | 2018-07-16 04:00 | 0.37563
Coal | 2018-07-16 05:00 | 0.37563
Coal | 2018-07-16 06:00 | 0.55438
Coal | 2018-07-16 07:00 | 0.64627
Coal | 2018-07-16 08:00 | 0.64627
Coal | 2018-07-16 09:00 | 0.64627
Coal | 2018-07-16 10:00 | 0.64627
Coal | 2018-07-16 11:00 | 0.64627
Coal | 2018-07-16 12:00 | 0.64627
Coal | 2018-07-16 13:00 | 0.64627
Coal | 2018-07-16 14:00 | 0.64627
Coal | 2018-07-16 15:00 | 0.64627
Coal | 2018-07-16 16:00 | 0.64627
Coal | 2018-07-16 17:00 | 0.67145
Coal | 2018-07-16 18:00 | 0.67145
Coal | 2018-07-16 19:00 | 0.67145
Coal | 2018-07-16 20:00 | 0.67145
Coal | 2018-07-16 21:00 | 0.67145
Coal | 2018-07-16 22:00 | 0.67145
Coal | 2018-07-16 23:00 | 0.67145
Coal | 2018-07-17 | 0.67145
Coal | 2018-07-17 01:00 | 0.67145
Coal | 2018-07-17 02:00 | 0.67145
Coal | 2018-07-17 03:00 | 0.67145
Coal | 2018-07-17 04:00 | 0.67145
Coal | 2018-07-17 05:00 | 0.61229
Coal | 2018-07-17 06:00 | 0.61229
Coal | 2018-07-17 07:00 | 0.58711
Coal | 2018-07-17 08:00 | 0.64502
Coal | 2018-07-17 09:00 | 0.64502
Coal | 2018-07-17 10:00 | 0.64502
Coal | 2018-07-17 11:00 | 0.64502
Coal | 2018-07-17 12:00 | 0.64627
Coal | 2018-07-17 13:00 | 0.64627
Coal | 2018-07-17 14:00 | 0.64627
Coal | 2018-07-17 15:00 | 0.64627
Coal | 2018-07-17 16:00 | 0.64627
Coal | 2018-07-17 17:00 | 0.64627
Coal | 2018-07-17 18:00 | 0.64627
Coal | 2018-07-17 19:00 | 0.60725
Coal | 2018-07-17 20:00 | 0.60725
Coal | 2018-07-17 21:00 | 0.60725
Coal | 2018-07-17 22:00 | 0.60725
Coal | 2018-07-17 23:00 | 0.60725
Coal | 2018-07-18 | 0.67145
Coal | 2018-07-18 01:00 | 0.67145
Coal | 2018-07-18 02:00 | 0.67145
Coal | 2018-07-18 03:00 | 0.67145
Coal | 2018-07-18 04:00 | 0.67145
Coal | 2018-07-18 05:00 | 0.67145
Coal | 2018-07-18 06:00 | 0.67145
Coal | 2018-07-18 07:00 | 0.67145
Coal | 2018-07-18 08:00 | 0.67145
Coal | 2018-07-18 09:00 | 0.67145
Coal | 2018-07-18 10:00 | 0.67145
Coal | 2018-07-18 11:00 | 0.67145
Coal | 2018-07-18 12:00 | 0.67145
Coal | 2018-07-18 13:00 | 0.67145
Coal | 2018-07-18 14:00 | 0.67145
Coal | 2018-07-18 15:00 | 0.67145
Coal | 2018-07-18 16:00 | 0.67145
Coal | 2018-07-18 17:00 | 0.67145
Coal | 2018-07-18 18:00 | 0.67145
Coal | 2018-07-18 19:00 | 0.67145
Coal | 2018-07-18 20:00 | 0.67145
Coal | 2018-07-18 21:00 | 0.67145
Coal | 2018-07-18 22:00 | 0.67145
Coal | 2018-07-18 23:00 | 0.67145
Coal | 2018-07-19 | 0.59844
Coal | 2018-07-19 01:00 | 0.67145
Coal | 2018-07-19 02:00 | 0.67145
Coal | 2018-07-19 03:00 | 0.67145
Coal | 2018-07-19 04:00 | 0.52165
Coal | 2018-07-19 05:00 | 0.52165
Coal | 2018-07-19 06:00 | 0.52165
Coal | 2018-07-19 07:00 | 0.52165
Coal | 2018-07-19 08:00 | 0.49144
Coal | 2018-07-19 09:00 | 0.49144
Coal | 2018-07-19 10:00 | 0.49144
Coal | 2018-07-19 11:00 | 0.49144
Coal | 2018-07-19 12:00 | 0.49144
Coal | 2018-07-19 13:00 | 0.52165
Coal | 2018-07-19 14:00 | 0.52165
Coal | 2018-07-19 15:00 | 0.52165
Coal | 2018-07-19 16:00 | 0.52165
Coal | 2018-07-19 17:00 | 0.52165
Coal | 2018-07-19 18:00 | 0.52165
Coal | 2018-07-19 19:00 | 0.52165
Coal | 2018-07-19 20:00 | 0.52165
Coal | 2018-07-19 21:00 | 0.52165
Coal | 2018-07-19 22:00 | 0.52165
Coal | 2018-07-19 23:00 | 0.52165
Coal | 2018-07-20 | 0.52165
Coal | 2018-07-20 01:00 | 0.52165
Coal | 2018-07-20 02:00 | 0.52165
Coal | 2018-07-20 03:00 | 0.52165
Coal | 2018-07-20 04:00 | 0.52165
Coal | 2018-07-20 05:00 | 0.52165
Coal | 2018-07-20 06:00 | 0.52165
Coal | 2018-07-20 07:00 | 0.52165
Coal | 2018-07-20 08:00 | 0.52165
Coal | 2018-07-20 09:00 | 0.52165
Coal | 2018-07-20 10:00 | 0.52165
Coal | 2018-07-20 11:00 | 0.52165
Coal | 2018-07-20 12:00 | 0.52165
Coal | 2018-07-20 13:00 | 0.52165
Coal | 2018-07-20 14:00 | 0.52165
Coal | 2018-07-20 15:00 | 0.67145
Coal | 2018-07-20 16:00 | 0.67145
Coal | 2018-07-20 17:00 | 0.67145
Coal | 2018-07-20 18:00 | 0.67145
Coal | 2018-07-20 19:00 | 0.67145
Coal | 2018-07-20 20:00 | 0.67145
Coal | 2018-07-20 21:00 | 0.67145
Coal | 2018-07-20 22:00 | 0.67145
Coal | 2018-07-20 23:00 | 0.67145
Coal | 2018-07-21 | 0.52165
Coal | 2018-07-21 01:00 | 0.52165
Coal | 2018-07-21 02:00 | 0.52165
Coal | 2018-07-21 03:00 | 0.52165
Coal | 2018-07-21 04:00 | 0.52165
Coal | 2018-07-21 05:00 | 0.52165
Coal | 2018-07-21 06:00 | 0.52165
Coal | 2018-07-21 07:00 | 0.52165
Coal | 2018-07-21 08:00 | 0.52165
Coal | 2018-07-21 09:00 | 0.52165
Coal | 2018-07-21 10:00 | 0.37563
Coal | 2018-07-21 11:00 | 0.37563
Coal | 2018-07-21 12:00 | 0.52165
Coal | 2018-07-21 13:00 | 0.52165
Coal | 2018-07-21 14:00 | 0.52165
Coal | 2018-07-21 15:00 | 0.52165
Coal | 2018-07-21 16:00 | 0.52165
Coal | 2018-07-21 17:00 | 0.52165
Coal | 2018-07-21 18:00 | 0.52165
Coal | 2018-07-21 19:00 | 0.52165
Coal | 2018-07-21 20:00 | 0.52165
Coal | 2018-07-21 21:00 | 0.52165
Coal | 2018-07-21 22:00 | 0.52165
Coal | 2018-07-21 23:00 | 0.52165
Coal | 2018-07-22 | 0.52165
Coal | 2018-07-22 01:00 | 0.52165
Coal | 2018-07-22 02:00 | 0.52165
Coal | 2018-07-22 03:00 | 0.52165
Coal | 2018-07-22 04:00 | 0.52165
Coal | 2018-07-22 05:00 | 0.52165
Coal | 2018-07-22 06:00 | 0.52165
Coal | 2018-07-22 07:00 | 0.52165
Coal | 2018-07-22 08:00 | 0.52165
Coal | 2018-07-22 09:00 | 0.52165
Coal | 2018-07-22 10:00 | 0.52165
Coal | 2018-07-22 11:00 | 0.52165
Coal | 2018-07-22 12:00 | 0.52165
Coal | 2018-07-22 13:00 | 0.52165
Coal | 2018-07-22 14:00 | 0.52165
Coal | 2018-07-22 15:00 | 0.52165
Coal | 2018-07-22 16:00 | 0.52165
Coal | 2018-07-22 17:00 | 0.52165
Coal | 2018-07-22 18:00 | 0.52165
Coal | 2018-07-22 19:00 | 0.52165
Coal | 2018-07-22 20:00 | 0.52165
Coal | 2018-07-22 21:00 | 0.52165
Coal | 2018-07-22 22:00 | 0.52165
Coal | 2018-07-22 23:00 | 0.52165
Coal | 2018-07-23 | 0.52165
Coal | 2018-07-23 01:00 | 0.52165
Coal | 2018-07-23 02:00 | 0.52165
Coal | 2018-07-23 03:00 | 0.52165
Coal | 2018-07-23 04:00 | 0.52165
Coal | 2018-07-23 05:00 | 0.52165
Coal | 2018-07-23 06:00 | 0.52165
Coal | 2018-07-23 07:00 | 0.52165
Coal | 2018-07-23 08:00 | 0.52165
Coal | 2018-07-23 09:00 | 0.52165
Coal | 2018-07-23 10:00 | 0.52165
Coal | 2018-07-23 11:00 | 0.52165
Coal | 2018-07-23 12:00 | 0.52165
Coal | 2018-07-23 13:00 | 0.52165
Coal | 2018-07-23 14:00 | 0.52165
Coal | 2018-07-23 15:00 | 0.52165
Coal | 2018-07-23 16:00 | 0.37185
Coal | 2018-07-23 17:00 | 0.37185
Coal | 2018-07-23 18:00 | 0.37185
Coal | 2018-07-23 19:00 | 0.37185
Coal | 2018-07-23 20:00 | 0.37185
Coal | 2018-07-23 21:00 | 0.37185
Coal | 2018-07-23 22:00 | 0.37185
Coal | 2018-07-23 23:00 | 0.37185
Coal | 2018-07-24 | 0.37185
Coal | 2018-07-24 01:00 | 0.37185
Coal | 2018-07-24 02:00 | 0.37185
Coal | 2018-07-24 03:00 | 0.37185
Coal | 2018-07-24 04:00 | 0.37185
Coal | 2018-07-24 05:00 | 0.37185
Coal | 2018-07-24 06:00 | 0.37185
Coal | 2018-07-24 07:00 | 0.37185
Coal | 2018-07-24 08:00 | 0.37185
Coal | 2018-07-24 09:00 | 0.33912
Coal | 2018-07-24 10:00 | 0.33912
Coal | 2018-07-24 11:00 | 0.33912
Coal | 2018-07-24 12:00 | 0.33912
Coal | 2018-07-24 13:00 | 0.33912
Coal | 2018-07-24 14:00 | 0.33912
Coal | 2018-07-24 15:00 | 0.33912
Coal | 2018-07-24 16:00 | 0.1931
Coal | 2018-07-24 17:00 | 0.20443
Coal | 2018-07-24 18:00 | 0.33912
Coal | 2018-07-24 19:00 | 0.33912
Coal | 2018-07-24 20:00 | 0.33912
Coal | 2018-07-24 21:00 | 0.33912
Coal | 2018-07-24 22:00 | 0.33912
Coal | 2018-07-24 23:00 | 0.33912
Coal | 2018-07-25 | 0.48892
Coal | 2018-07-25 01:00 | 0.48892
Coal | 2018-07-25 02:00 | 0.48892
Coal | 2018-07-25 03:00 | 0.48892
Coal | 2018-07-25 04:00 | 0.43857
Coal | 2018-07-25 05:00 | 0.43857
Coal | 2018-07-25 06:00 | 0.45368
Coal | 2018-07-25 07:00 | 0.45368
Coal | 2018-07-25 08:00 | 0.64879
Coal | 2018-07-25 09:00 | 0.64879
Coal | 2018-07-25 10:00 | 0.64879
Coal | 2018-07-25 11:00 | 0.64879
Coal | 2018-07-25 12:00 | 0.64879
Coal | 2018-07-25 13:00 | 0.64879
Coal | 2018-07-25 14:00 | 0.64879
Coal | 2018-07-25 15:00 | 0.64879
Coal | 2018-07-25 16:00 | 0.64879
Coal | 2018-07-25 17:00 | 0.64879
Coal | 2018-07-25 18:00 | 0.63872
Coal | 2018-07-25 19:00 | 0.63872
Coal | 2018-07-25 20:00 | 0.63872
Coal | 2018-07-25 21:00 | 0.63872
Coal | 2018-07-25 22:00 | 0.63872
Coal | 2018-07-25 23:00 | 0.63872
Coal | 2018-07-26 | 0.63872
Coal | 2018-07-26 01:00 | 0.63872
Coal | 2018-07-26 02:00 | 0.63872
Coal | 2018-07-26 03:00 | 0.63872
Coal | 2018-07-26 04:00 | 0.63872
Coal | 2018-07-26 05:00 | 0.63872
Coal | 2018-07-26 06:00 | 0.63872
Coal | 2018-07-26 07:00 | 0.63872
Coal | 2018-07-26 08:00 | 0.64879
Coal | 2018-07-26 09:00 | 0.64879
Coal | 2018-07-26 10:00 | 0.64879
Coal | 2018-07-26 11:00 | 0.64879
Coal | 2018-07-26 12:00 | 0.64879
Coal | 2018-07-26 13:00 | 0.64879
Coal | 2018-07-26 14:00 | 0.64879
Coal | 2018-07-26 15:00 | 0.64879
Coal | 2018-07-26 16:00 | 0.64879
Coal | 2018-07-26 17:00 | 0.64879
Coal | 2018-07-26 18:00 | 0.64879
Coal | 2018-07-26 19:00 | 0.64879
Coal | 2018-07-26 20:00 | 0.63872
Coal | 2018-07-26 21:00 | 0.63872
Coal | 2018-07-26 22:00 | 0.63872
Coal | 2018-07-26 23:00 | 0.63872
Coal | 2018-07-27 | 0.63872
Coal | 2018-07-27 01:00 | 0.63872
Coal | 2018-07-27 02:00 | 0.63872
Coal | 2018-07-27 03:00 | 0.63872
Coal | 2018-07-27 04:00 | 0.63872
Coal | 2018-07-27 05:00 | 0.63872
Coal | 2018-07-27 06:00 | 0.63872
Coal | 2018-07-27 07:00 | 0.64879
Coal | 2018-07-27 08:00 | 0.64879
Coal | 2018-07-27 09:00 | 0.64879
Coal | 2018-07-27 10:00 | 0.64879
Coal | 2018-07-27 11:00 | 0.64879
Coal | 2018-07-27 12:00 | 0.64879
Coal | 2018-07-27 13:00 | 0.64879
Coal | 2018-07-27 14:00 | 0.63872
Coal | 2018-07-27 15:00 | 0.63872
Coal | 2018-07-27 16:00 | 0.63872
Coal | 2018-07-27 17:00 | 0.63872
Coal | 2018-07-27 18:00 | 0.63872
Coal | 2018-07-27 19:00 | 0.63872
Coal | 2018-07-27 20:00 | 0.59768
Coal | 2018-07-27 21:00 | 0.56143
Coal | 2018-07-27 22:00 | 0.52518
Coal | 2018-07-27 23:00 | 0.48892
Coal | 2018-07-28 | 0.48892
Coal | 2018-07-28 01:00 | 0.48892
Coal | 2018-07-28 02:00 | 0.48892
Coal | 2018-07-28 03:00 | 0.48892
Coal | 2018-07-28 04:00 | 0.48892
Coal | 2018-07-28 05:00 | 0.48892
Coal | 2018-07-28 06:00 | 0.48892
Coal | 2018-07-28 07:00 | 0.48892
Coal | 2018-07-28 08:00 | 0.48892
Coal | 2018-07-28 09:00 | 0.48892
Coal | 2018-07-28 10:00 | 0.48892
Coal | 2018-07-28 11:00 | 0.48892
Coal | 2018-07-28 12:00 | 0.48892
Coal | 2018-07-28 13:00 | 0.48892
Coal | 2018-07-28 14:00 | 0.48892
Coal | 2018-07-28 15:00 | 0.48892
Coal | 2018-07-28 16:00 | 0.48892
Coal | 2018-07-28 17:00 | 0.48892
Coal | 2018-07-28 18:00 | 0.48892
Coal | 2018-07-28 19:00 | 0.48892
Coal | 2018-07-28 20:00 | 0.48892
Coal | 2018-07-28 21:00 | 0.48892
Coal | 2018-07-28 22:00 | 0.48892
Coal | 2018-07-28 23:00 | 0.48892
Coal | 2018-07-29 | 0.45619
Coal | 2018-07-29 01:00 | 0.60222
Coal | 2018-07-29 02:00 | 0.60222
Coal | 2018-07-29 03:00 | 0.60222
Coal | 2018-07-29 04:00 | 0.63494
Coal | 2018-07-29 05:00 | 0.63494
Coal | 2018-07-29 06:00 | 0.63494
Coal | 2018-07-29 07:00 | 0.63494
Coal | 2018-07-29 08:00 | 0.63494
Coal | 2018-07-29 09:00 | 0.63494
Coal | 2018-07-29 10:00 | 0.63494
Coal | 2018-07-29 11:00 | 0.63494
Coal | 2018-07-29 12:00 | 0.63494
Coal | 2018-07-29 13:00 | 0.63494
Coal | 2018-07-29 14:00 | 0.63494
Coal | 2018-07-29 15:00 | 0.63494
Coal | 2018-07-29 16:00 | 0.63494
Coal | 2018-07-29 17:00 | 0.63494
Coal | 2018-07-29 18:00 | 0.63494
Coal | 2018-07-29 19:00 | 0.63494
Coal | 2018-07-29 20:00 | 0.63494
Coal | 2018-07-29 21:00 | 0.63494
Coal | 2018-07-29 22:00 | 0.63494
Coal | 2018-07-29 23:00 | 0.63494
Coal | 2018-07-30 | 0.63494
Coal | 2018-07-30 01:00 | 0.63494
Coal | 2018-07-30 02:00 | 0.63494
Coal | 2018-07-30 03:00 | 0.63494
Coal | 2018-07-30 04:00 | 0.64502
Coal | 2018-07-30 05:00 | 0.49899
Coal | 2018-07-30 06:00 | 0.49899
Coal | 2018-07-30 07:00 | 0.49899
Coal | 2018-07-30 08:00 | 0.49899
Coal | 2018-07-30 09:00 | 0.49899
Coal | 2018-07-30 10:00 | 0.64502
Coal | 2018-07-30 11:00 | 0.64502
Coal | 2018-07-30 12:00 | 0.64502
Coal | 2018-07-30 13:00 | 0.64502
Coal | 2018-07-30 14:00 | 0.64502
Coal | 2018-07-30 15:00 | 0.64502
Coal | 2018-07-30 16:00 | 0.64502
Coal | 2018-07-30 17:00 | 0.64502
Coal | 2018-07-30 18:00 | 0.64502
Coal | 2018-07-30 19:00 | 0.63494
Coal | 2018-07-30 20:00 | 0.63494
Coal | 2018-07-30 21:00 | 0.63494
Coal | 2018-07-30 22:00 | 0.63494
Coal | 2018-07-30 23:00 | 0.63494
Coal | 2018-07-31 | 0.63494
Coal | 2018-07-31 01:00 | 0.63494
Coal | 2018-07-31 02:00 | 0.63494
Coal | 2018-07-31 03:00 | 0.63494
Coal | 2018-07-31 04:00 | 0.63494
Coal | 2018-07-31 05:00 | 0.63494
Coal | 2018-07-31 06:00 | 0.63494
Coal | 2018-07-31 07:00 | 0.64502
Coal | 2018-07-31 08:00 | 0.64502
Coal | 2018-07-31 09:00 | 0.64502
Coal | 2018-07-31 10:00 | 0.64502
Coal | 2018-07-31 11:00 | 0.64502
Coal | 2018-07-31 12:00 | 0.64502
Coal | 2018-07-31 13:00 | 0.64502
Coal | 2018-07-31 14:00 | 0.64502
Coal | 2018-07-31 15:00 | 0.64502
Coal | 2018-07-31 16:00 | 0.64502
Coal | 2018-07-31 17:00 | 0.64502
Coal | 2018-07-31 18:00 | 0.64502
Coal | 2018-07-31 19:00 | 0.63494
Coal | 2018-07-31 20:00 | 0.48892
Coal | 2018-07-31 21:00 | 0.48892
Coal | 2018-07-31 22:00 | 0.48892
Coal | 2018-07-31 23:00 | 0.48892
Coal | 2018-08-01 | 0.48892
Coal | 2018-08-01 01:00 | 0.48892
Coal | 2018-08-01 02:00 | 0.48892
Coal | 2018-08-01 03:00 | 0.48892
Coal | 2018-08-01 04:00 | 0.48892
Coal | 2018-08-01 05:00 | 0.48892
Coal | 2018-08-01 06:00 | 0.48892
Coal | 2018-08-01 07:00 | 0.54935
Coal | 2018-08-01 08:00 | 0.54935
Coal | 2018-08-01 09:00 | 0.54935
Coal | 2018-08-01 10:00 | 0.54935
Coal | 2018-08-01 11:00 | 0.54935
Coal | 2018-08-01 12:00 | 0.54935
Coal | 2018-08-01 13:00 | 0.54935
Coal | 2018-08-01 14:00 | 0.54935
Coal | 2018-08-01 15:00 | 0.54935
Coal | 2018-08-01 16:00 | 0.54935
Coal | 2018-08-01 17:00 | 0.54935
Coal | 2018-08-01 18:00 | 0.58711
Coal | 2018-08-01 19:00 | 0.57704
Coal | 2018-08-01 20:00 | 0.57704
Coal | 2018-08-01 21:00 | 0.57704
Coal | 2018-08-01 22:00 | 0.57704
Coal | 2018-08-01 23:00 | 0.57704
Coal | 2018-08-02 | 0.57704
Coal | 2018-08-02 01:00 | 0.57704
Coal | 2018-08-02 02:00 | 0.49648
Coal | 2018-08-02 03:00 | 0.55438
Coal | 2018-08-02 04:00 | 0.55438
Coal | 2018-08-02 05:00 | 0.55438
Coal | 2018-08-02 06:00 | 0.55438
Coal | 2018-08-02 07:00 | 0.55438
Coal | 2018-08-02 08:00 | 0.55438
Coal | 2018-08-02 09:00 | 0.55438
Coal | 2018-08-02 10:00 | 0.55438
Coal | 2018-08-02 11:00 | 0.55438
Coal | 2018-08-02 12:00 | 0.55438
Coal | 2018-08-02 13:00 | 0.55438
Coal | 2018-08-02 14:00 | 0.55438
Coal | 2018-08-02 15:00 | 0.55438
Coal | 2018-08-02 16:00 | 0.55438
Coal | 2018-08-02 17:00 | 0.55438
Coal | 2018-08-02 18:00 | 0.55438
Coal | 2018-08-02 19:00 | 0.55438
Coal | 2018-08-02 20:00 | 0.55438
Coal | 2018-08-02 21:00 | 0.55438
Coal | 2018-08-02 22:00 | 0.5292
Coal | 2018-08-02 23:00 | 0.5292
Coal | 2018-08-03 | 0.5292
Coal | 2018-08-03 01:00 | 0.5292
Coal | 2018-08-03 02:00 | 0.5292
Coal | 2018-08-03 03:00 | 0.5292
Coal | 2018-08-03 04:00 | 0.5292
Coal | 2018-08-03 05:00 | 0.55438
Coal | 2018-08-03 06:00 | 0.55438
Coal | 2018-08-03 07:00 | 0.55438
Coal | 2018-08-03 08:00 | 0.55438
Coal | 2018-08-03 09:00 | 0.55438
Coal | 2018-08-03 10:00 | 0.55438
Coal | 2018-08-03 11:00 | 0.55438
Coal | 2018-08-03 12:00 | 0.55438
Coal | 2018-08-03 13:00 | 0.55438
Coal | 2018-08-03 14:00 | 0.55438
Coal | 2018-08-03 15:00 | 0.55438
Coal | 2018-08-03 16:00 | 0.55438
Coal | 2018-08-03 17:00 | 0.55438
Coal | 2018-08-03 18:00 | 0.55438
Coal | 2018-08-03 19:00 | 0.55438
Coal | 2018-08-03 20:00 | 0.55438
Coal | 2018-08-03 21:00 | 0.55438
Coal | 2018-08-03 22:00 | 0.55438
Coal | 2018-08-03 23:00 | 0.55438
Coal | 2018-08-04 | 0.55438
Coal | 2018-08-04 01:00 | 0.55438
Coal | 2018-08-04 02:00 | 0.55438
Coal | 2018-08-04 03:00 | 0.55438
Coal | 2018-08-04 04:00 | 0.55438
Coal | 2018-08-04 05:00 | 0.55438
Coal | 2018-08-04 06:00 | 0.55438
Coal | 2018-08-04 07:00 | 0.55438
Coal | 2018-08-04 08:00 | 0.55438
Coal | 2018-08-04 09:00 | 0.55438
Coal | 2018-08-04 10:00 | 0.55438
Coal | 2018-08-04 11:00 | 0.55438
Coal | 2018-08-04 12:00 | 0.55438
Coal | 2018-08-04 13:00 | 0.55438
Coal | 2018-08-04 14:00 | 0.55438
Coal | 2018-08-04 15:00 | 0.55438
Coal | 2018-08-04 16:00 | 0.55438
Coal | 2018-08-04 17:00 | 0.55438
Coal | 2018-08-04 18:00 | 0.55438
Coal | 2018-08-04 19:00 | 0.55438
Coal | 2018-08-04 20:00 | 0.55438
Coal | 2018-08-04 21:00 | 0.55438
Coal | 2018-08-04 22:00 | 0.55438
Coal | 2018-08-04 23:00 | 0.55438
Coal | 2018-08-05 | 0.7004
Coal | 2018-08-05 01:00 | 0.7004
Coal | 2018-08-05 02:00 | 0.7004
Coal | 2018-08-05 03:00 | 0.7004
Coal | 2018-08-05 04:00 | 0.7004
Coal | 2018-08-05 05:00 | 0.7004
Coal | 2018-08-05 06:00 | 0.7004
Coal | 2018-08-05 07:00 | 0.7004
Coal | 2018-08-05 08:00 | 0.7004
Coal | 2018-08-05 09:00 | 0.7004
Coal | 2018-08-05 10:00 | 0.7004
Coal | 2018-08-05 11:00 | 0.7004
Coal | 2018-08-05 12:00 | 0.7004
Coal | 2018-08-05 13:00 | 0.7004
Coal | 2018-08-05 14:00 | 0.7004
Coal | 2018-08-05 15:00 | 0.7004
Coal | 2018-08-05 16:00 | 0.7004
Coal | 2018-08-05 17:00 | 0.7004
Coal | 2018-08-05 18:00 | 0.55438
Coal | 2018-08-05 19:00 | 0.7004
Coal | 2018-08-05 20:00 | 0.7004
Coal | 2018-08-05 21:00 | 0.7004
Coal | 2018-08-05 22:00 | 0.7004
Coal | 2018-08-05 23:00 | 0.7004
Coal | 2018-08-06 | 0.7004
Coal | 2018-08-06 01:00 | 0.7004
Coal | 2018-08-06 02:00 | 0.7004
Coal | 2018-08-06 03:00 | 0.7004
Coal | 2018-08-06 04:00 | 0.7004
Coal | 2018-08-06 05:00 | 0.7004
Coal | 2018-08-06 06:00 | 0.7004
Coal | 2018-08-06 07:00 | 0.7004
Coal | 2018-08-06 08:00 | 0.7004
Coal | 2018-08-06 09:00 | 0.7004
Coal | 2018-08-06 10:00 | 0.7004
Coal | 2018-08-06 11:00 | 0.7004
Coal | 2018-08-06 12:00 | 0.7004
Coal | 2018-08-06 13:00 | 0.7004
Coal | 2018-08-06 14:00 | 0.7004
Coal | 2018-08-06 15:00 | 0.7004
Coal | 2018-08-06 16:00 | 0.7004
Coal | 2018-08-06 17:00 | 0.7004
Coal | 2018-08-06 18:00 | 0.7004
Coal | 2018-08-06 19:00 | 0.7004
Coal | 2018-08-06 20:00 | 0.7004
Coal | 2018-08-06 21:00 | 0.7004
Coal | 2018-08-06 22:00 | 0.7004
Coal | 2018-08-06 23:00 | 0.7004
Coal | 2018-08-07 | 0.7004
Coal | 2018-08-07 01:00 | 0.7004
Coal | 2018-08-07 02:00 | 0.7004
Coal | 2018-08-07 03:00 | 0.7004
Coal | 2018-08-07 04:00 | 0.7004
Coal | 2018-08-07 05:00 | 0.7004
Coal | 2018-08-07 06:00 | 0.7004
Coal | 2018-08-07 07:00 | 0.7004
Coal | 2018-08-07 08:00 | 0.7004
Coal | 2018-08-07 09:00 | 0.7004
Coal | 2018-08-07 10:00 | 0.7004
Coal | 2018-08-07 11:00 | 0.7004
Coal | 2018-08-07 12:00 | 0.7004
Coal | 2018-08-07 13:00 | 0.7004
Coal | 2018-08-07 14:00 | 0.7004
Coal | 2018-08-07 15:00 | 0.7004
Coal | 2018-08-07 16:00 | 0.7004
Coal | 2018-08-07 17:00 | 0.7004
Coal | 2018-08-07 18:00 | 0.7004
Coal | 2018-08-07 19:00 | 0.7004
Coal | 2018-08-07 20:00 | 0.7004
Coal | 2018-08-07 21:00 | 0.7004
Coal | 2018-08-07 22:00 | 0.7004
Coal | 2018-08-07 23:00 | 0.7004
Coal | 2018-08-08 | 0.7004
Coal | 2018-08-08 01:00 | 0.7004
Coal | 2018-08-08 02:00 | 0.7004
Coal | 2018-08-08 03:00 | 0.7004
Coal | 2018-08-08 04:00 | 0.7004
Coal | 2018-08-08 05:00 | 0.7004
Coal | 2018-08-08 06:00 | 0.7004
Coal | 2018-08-08 07:00 | 0.7004
Coal | 2018-08-08 08:00 | 0.7004
Coal | 2018-08-08 09:00 | 0.7004
Coal | 2018-08-08 10:00 | 0.7004
Coal | 2018-08-08 11:00 | 0.7004
Coal | 2018-08-08 12:00 | 0.7004
Coal | 2018-08-08 13:00 | 0.7004
Coal | 2018-08-08 14:00 | 0.7004
Coal | 2018-08-08 15:00 | 0.7004
Coal | 2018-08-08 16:00 | 0.7004
Coal | 2018-08-08 17:00 | 0.7004
Coal | 2018-08-08 18:00 | 0.7004
Coal | 2018-08-08 19:00 | 0.7004
Coal | 2018-08-08 20:00 | 0.7004
Coal | 2018-08-08 21:00 | 0.7004
Coal | 2018-08-08 22:00 | 0.7004
Coal | 2018-08-08 23:00 | 0.7004
Coal | 2018-08-09 | 0.7004
Coal | 2018-08-09 01:00 | 0.7004
Coal | 2018-08-09 02:00 | 0.7004
Coal | 2018-08-09 03:00 | 0.7004
Coal | 2018-08-09 04:00 | 0.7004
Coal | 2018-08-09 05:00 | 0.7004
Coal | 2018-08-09 06:00 | 0.7004
Coal | 2018-08-09 07:00 | 0.7004
Coal | 2018-08-09 08:00 | 0.7004
Coal | 2018-08-09 09:00 | 0.7004
Coal | 2018-08-09 10:00 | 0.7004
Coal | 2018-08-09 11:00 | 0.7004
Coal | 2018-08-09 12:00 | 0.7004
Coal | 2018-08-09 13:00 | 0.7004
Coal | 2018-08-09 14:00 | 0.7004
Coal | 2018-08-09 15:00 | 0.7004
Coal | 2018-08-09 16:00 | 0.7004
Coal | 2018-08-09 17:00 | 0.7004
Coal | 2018-08-09 18:00 | 0.7004
Coal | 2018-08-09 19:00 | 0.7004
Coal | 2018-08-09 20:00 | 0.55438
Coal | 2018-08-09 21:00 | 0.55438
Coal | 2018-08-09 22:00 | 0.55438
Coal | 2018-08-09 23:00 | 0.55438
Coal | 2018-08-10 | 0.55438
Coal | 2018-08-10 01:00 | 0.55438
Coal | 2018-08-10 02:00 | 0.55438
Coal | 2018-08-10 03:00 | 0.55438
Coal | 2018-08-10 04:00 | 0.55438
Coal | 2018-08-10 05:00 | 0.55438
Coal | 2018-08-10 06:00 | 0.55438
Coal | 2018-08-10 07:00 | 0.55438
Coal | 2018-08-10 08:00 | 0.55438
Coal | 2018-08-10 09:00 | 0.55438
Coal | 2018-08-10 10:00 | 0.55438
Coal | 2018-08-10 11:00 | 0.55438
Coal | 2018-08-10 12:00 | 0.55438
Coal | 2018-08-10 13:00 | 0.55438
Coal | 2018-08-10 14:00 | 0.55438
Coal | 2018-08-10 15:00 | 0.55438
Coal | 2018-08-10 16:00 | 0.55438
Coal | 2018-08-10 17:00 | 0.55438
Coal | 2018-08-10 18:00 | 0.55438
Coal | 2018-08-10 19:00 | 0.55438
Coal | 2018-08-10 20:00 | 0.7004
Coal | 2018-08-10 21:00 | 0.7004
Coal | 2018-08-10 22:00 | 0.7004
Coal | 2018-08-10 23:00 | 0.7004
Coal | 2018-08-11 | 0.7004
Coal | 2018-08-11 01:00 | 0.7004
Coal | 2018-08-11 02:00 | 0.7004
Coal | 2018-08-11 03:00 | 0.7004
Coal | 2018-08-11 04:00 | 0.7004
Coal | 2018-08-11 05:00 | 0.7004
Coal | 2018-08-11 06:00 | 0.7004
Coal | 2018-08-11 07:00 | 0.7004
Coal | 2018-08-11 08:00 | 0.7004
Coal | 2018-08-11 09:00 | 0.7004
Coal | 2018-08-11 10:00 | 0.7004
Coal | 2018-08-11 11:00 | 0.7004
Coal | 2018-08-11 12:00 | 0.7004
Coal | 2018-08-11 13:00 | 0.7004
Coal | 2018-08-11 14:00 | 0.7004
Coal | 2018-08-11 15:00 | 0.7004
Coal | 2018-08-11 16:00 | 0.7004
Coal | 2018-08-11 17:00 | 0.7004
Coal | 2018-08-11 18:00 | 0.7004
Coal | 2018-08-11 19:00 | 0.7004
Coal | 2018-08-11 20:00 | 0.7004
Coal | 2018-08-11 21:00 | 0.7004
Coal | 2018-08-11 22:00 | 0.7004
Coal | 2018-08-11 23:00 | 0.7004
Coal | 2018-08-12 | 0.7004
Coal | 2018-08-12 01:00 | 0.7004
Coal | 2018-08-12 02:00 | 0.7004
Coal | 2018-08-12 03:00 | 0.7004
Coal | 2018-08-12 04:00 | 0.7004
Coal | 2018-08-12 05:00 | 0.7004
Coal | 2018-08-12 06:00 | 0.7004
Coal | 2018-08-12 07:00 | 0.7004
Coal | 2018-08-12 08:00 | 0.7004
Coal | 2018-08-12 09:00 | 0.7004
Coal | 2018-08-12 10:00 | 0.7004
Coal | 2018-08-12 11:00 | 0.7004
Coal | 2018-08-12 12:00 | 0.7004
Coal | 2018-08-12 13:00 | 0.7004
Coal | 2018-08-12 14:00 | 0.7004
Coal | 2018-08-12 15:00 | 0.7004
Coal | 2018-08-12 16:00 | 0.7004
Coal | 2018-08-12 17:00 | 0.7004
Coal | 2018-08-12 18:00 | 0.7004
Coal | 2018-08-12 19:00 | 0.7004
Coal | 2018-08-12 20:00 | 0.7004
Coal | 2018-08-12 21:00 | 0.7004
Coal | 2018-08-12 22:00 | 0.7004
Coal | 2018-08-12 23:00 | 0.7004
Coal | 2018-08-13 | 0.7004
Coal | 2018-08-13 01:00 | 0.7004
Coal | 2018-08-13 02:00 | 0.7004
Coal | 2018-08-13 03:00 | 0.7004
Coal | 2018-08-13 04:00 | 0.7004
Coal | 2018-08-13 05:00 | 0.7004
Coal | 2018-08-13 06:00 | 0.7004
Coal | 2018-08-13 07:00 | 0.7004
Coal | 2018-08-13 08:00 | 0.7004
Coal | 2018-08-13 09:00 | 0.7004
Coal | 2018-08-13 10:00 | 0.7004
Coal | 2018-08-13 11:00 | 0.7004
Coal | 2018-08-13 12:00 | 0.7004
Coal | 2018-08-13 13:00 | 0.7004
Coal | 2018-08-13 14:00 | 0.7004
Coal | 2018-08-13 15:00 | 0.7004
Coal | 2018-08-13 16:00 | 0.66264
Coal | 2018-08-13 17:00 | 0.66264
Coal | 2018-08-13 18:00 | 0.66264
Coal | 2018-08-13 19:00 | 0.66264
Coal | 2018-08-13 20:00 | 0.55438
Coal | 2018-08-13 21:00 | 0.55438
Coal | 2018-08-13 22:00 | 0.55438
Coal | 2018-08-13 23:00 | 0.55438
Coal | 2018-08-14 | 0.55438
Coal | 2018-08-14 01:00 | 0.55438
Coal | 2018-08-14 02:00 | 0.55438
Coal | 2018-08-14 03:00 | 0.55438
Coal | 2018-08-14 04:00 | 0.55438
Coal | 2018-08-14 05:00 | 0.55438
Coal | 2018-08-14 06:00 | 0.55438
Coal | 2018-08-14 07:00 | 0.55438
Coal | 2018-08-14 08:00 | 0.55438
Coal | 2018-08-14 09:00 | 0.55438
Coal | 2018-08-14 10:00 | 0.55438
Coal | 2018-08-14 11:00 | 0.55438
Coal | 2018-08-14 12:00 | 0.55438
Coal | 2018-08-14 13:00 | 0.55438
Coal | 2018-08-14 14:00 | 0.55438
Coal | 2018-08-14 15:00 | 0.55438
Coal | 2018-08-14 16:00 | 0.55438
Coal | 2018-08-14 17:00 | 0.55438
Coal | 2018-08-14 18:00 | 0.55438
Coal | 2018-08-14 19:00 | 0.55438
Coal | 2018-08-14 20:00 | 0.55438
Coal | 2018-08-14 21:00 | 0.55438
Coal | 2018-08-14 22:00 | 0.55438
Coal | 2018-08-14 23:00 | 0.55438
Coal | 2018-08-15 | 0.55438
Coal | 2018-08-15 01:00 | 0.55438
Coal | 2018-08-15 02:00 | 0.55438
Coal | 2018-08-15 03:00 | 0.55438
Coal | 2018-08-15 04:00 | 0.55438
Coal | 2018-08-15 05:00 | 0.55438
Coal | 2018-08-15 06:00 | 0.55438
Coal | 2018-08-15 07:00 | 0.55438
Coal | 2018-08-15 08:00 | 0.55438
Coal | 2018-08-15 09:00 | 0.55438
Coal | 2018-08-15 10:00 | 0.40836
Coal | 2018-08-15 11:00 | 0.40836
Coal | 2018-08-15 12:00 | 0.40836
Coal | 2018-08-15 13:00 | 0.40836
Coal | 2018-08-15 14:00 | 0.40836
Coal | 2018-08-15 15:00 | 0.40836
Coal | 2018-08-15 16:00 | 0.40836
Coal | 2018-08-15 17:00 | 0.40836
Coal | 2018-08-15 18:00 | 0.40836
Coal | 2018-08-15 19:00 | 0.40836
Coal | 2018-08-15 20:00 | 0.40836
Coal | 2018-08-15 21:00 | 0.40836
Coal | 2018-08-15 22:00 | 0.40836
Coal | 2018-08-15 23:00 | 0.40836
Coal | 2018-08-16 | 0.40836
Coal | 2018-08-16 01:00 | 0.40836
Coal | 2018-08-16 02:00 | 0.40836
Coal | 2018-08-16 03:00 | 0.40836
Coal | 2018-08-16 04:00 | 0.40836
Coal | 2018-08-16 05:00 | 0.40836
Coal | 2018-08-16 06:00 | 0.40836
Coal | 2018-08-16 07:00 | 0.40836
Coal | 2018-08-16 08:00 | 0.40836
Coal | 2018-08-16 09:00 | 0.40836
Coal | 2018-08-16 10:00 | 0.40836
Coal | 2018-08-16 11:00 | 0.40836
Coal | 2018-08-16 12:00 | 0.40836
Coal | 2018-08-16 13:00 | 0.40836
Coal | 2018-08-16 14:00 | 0.40836
Coal | 2018-08-16 15:00 | 0.40836
Coal | 2018-08-16 16:00 | 0.40836
Coal | 2018-08-16 17:00 | 0.40836
Coal | 2018-08-16 18:00 | 0.40836
Coal | 2018-08-16 19:00 | 0.40836
Coal | 2018-08-16 20:00 | 0.40836
Coal | 2018-08-16 21:00 | 0.40836
Coal | 2018-08-16 22:00 | 0.40836
Coal | 2018-08-16 23:00 | 0.40836
Coal | 2018-08-17 | 0.40836
Coal | 2018-08-17 01:00 | 0.40836
Coal | 2018-08-17 02:00 | 0.40836
Coal | 2018-08-17 03:00 | 0.40836
Coal | 2018-08-17 04:00 | 0.40836
Coal | 2018-08-17 05:00 | 0.40836
Coal | 2018-08-17 06:00 | 0.40836
Coal | 2018-08-17 07:00 | 0.40836
Coal | 2018-08-17 08:00 | 0.40836
Coal | 2018-08-17 09:00 | 0.40836
Coal | 2018-08-17 10:00 | 0.40836
Coal | 2018-08-17 11:00 | 0.40836
Coal | 2018-08-17 12:00 | 0.40836
Coal | 2018-08-17 13:00 | 0.40836
Coal | 2018-08-17 14:00 | 0.40836
Coal | 2018-08-17 15:00 | 0.40836
Coal | 2018-08-17 16:00 | 0.40836
Coal | 2018-08-17 17:00 | 0.40836
Coal | 2018-08-17 18:00 | 0.40836
Coal | 2018-08-17 19:00 | 0.40836
Coal | 2018-08-17 20:00 | 0.40836
Coal | 2018-08-17 21:00 | 0.40836
Coal | 2018-08-17 22:00 | 0.40836
Coal | 2018-08-17 23:00 | 0.40836
Coal | 2018-08-18 | 0.40836
Coal | 2018-08-18 01:00 | 0.40836
Coal | 2018-08-18 02:00 | 0.40836
Coal | 2018-08-18 03:00 | 0.40836
Coal | 2018-08-18 04:00 | 0.40836
Coal | 2018-08-18 05:00 | 0.40836
Coal | 2018-08-18 06:00 | 0.55438
Coal | 2018-08-18 07:00 | 0.55438
Coal | 2018-08-18 08:00 | 0.55438
Coal | 2018-08-18 09:00 | 0.55438
Coal | 2018-08-18 10:00 | 0.55438
Coal | 2018-08-18 11:00 | 0.55438
Coal | 2018-08-18 12:00 | 0.55438
Coal | 2018-08-18 13:00 | 0.55438
Coal | 2018-08-18 14:00 | 0.55438
Coal | 2018-08-18 15:00 | 0.55438
Coal | 2018-08-18 16:00 | 0.55438
Coal | 2018-08-18 17:00 | 0.55438
Coal | 2018-08-18 18:00 | 0.55438
Coal | 2018-08-18 19:00 | 0.55438
Coal | 2018-08-18 20:00 | 0.55438
Coal | 2018-08-18 21:00 | 0.55438
Coal | 2018-08-18 22:00 | 0.55438
Coal | 2018-08-18 23:00 | 0.55438
Coal | 2018-08-19 | 0.55438
Coal | 2018-08-19 01:00 | 0.55438
Coal | 2018-08-19 02:00 | 0.55438
Coal | 2018-08-19 03:00 | 0.55438
Coal | 2018-08-19 04:00 | 0.55438
Coal | 2018-08-19 05:00 | 0.55438
Coal | 2018-08-19 06:00 | 0.55438
Coal | 2018-08-19 07:00 | 0.55438
Coal | 2018-08-19 08:00 | 0.55438
Coal | 2018-08-19 09:00 | 0.55438
Coal | 2018-08-19 10:00 | 0.55438
Coal | 2018-08-19 11:00 | 0.55438
Coal | 2018-08-19 12:00 | 0.55438
Coal | 2018-08-19 13:00 | 0.55438
Coal | 2018-08-19 14:00 | 0.55438
Coal | 2018-08-19 15:00 | 0.55438
Coal | 2018-08-19 16:00 | 0.55438
Coal | 2018-08-19 17:00 | 0.55438
Coal | 2018-08-19 18:00 | 0.55438
Coal | 2018-08-19 19:00 | 0.55438
Coal | 2018-08-19 20:00 | 0.55438
Coal | 2018-08-19 21:00 | 0.55438
Coal | 2018-08-19 22:00 | 0.55438
Coal | 2018-08-19 23:00 | 0.55438
Coal | 2018-08-20 | 0.26234
Coal | 2018-08-20 01:00 | 0.26234
Coal | 2018-08-20 02:00 | 0.26234
Coal | 2018-08-20 03:00 | 0.26234
Coal | 2018-08-20 04:00 | 0.26234
Coal | 2018-08-20 05:00 | 0.26234
Coal | 2018-08-20 06:00 | 0.40836
Coal | 2018-08-20 07:00 | 0.40836
Coal | 2018-08-20 08:00 | 0.40836
Coal | 2018-08-20 09:00 | 0.40836
Coal | 2018-08-20 10:00 | 0.40836
Coal | 2018-08-20 11:00 | 0.40836
Coal | 2018-08-20 12:00 | 0.40836
Coal | 2018-08-20 13:00 | 0.40836
Coal | 2018-08-20 14:00 | 0.40836
Coal | 2018-08-20 15:00 | 0.40836
Coal | 2018-08-20 16:00 | 0.40836
Coal | 2018-08-20 17:00 | 0.40836
Coal | 2018-08-20 18:00 | 0.40836
Coal | 2018-08-20 19:00 | 0.40836
Coal | 2018-08-20 20:00 | 0.40836
Coal | 2018-08-20 21:00 | 0.40836
Coal | 2018-08-20 22:00 | 0.40836
Coal | 2018-08-20 23:00 | 0.40836
Coal | 2018-08-21 | 0.40836
Coal | 2018-08-21 01:00 | 0.40836
Coal | 2018-08-21 02:00 | 0.40836
Coal | 2018-08-21 03:00 | 0.40836
Coal | 2018-08-21 04:00 | 0.40836
Coal | 2018-08-21 05:00 | 0.40836
Coal | 2018-08-21 06:00 | 0.40836
Coal | 2018-08-21 07:00 | 0.40836
Coal | 2018-08-21 08:00 | 0.38318
Coal | 2018-08-21 09:00 | 0.38318
Coal | 2018-08-21 10:00 | 0.38318
Coal | 2018-08-21 11:00 | 0.38318
Coal | 2018-08-21 12:00 | 0.38318
Coal | 2018-08-21 13:00 | 0.38318
Coal | 2018-08-21 14:00 | 0.38318
Coal | 2018-08-21 15:00 | 0.38318
Coal | 2018-08-21 16:00 | 0.40836
Coal | 2018-08-21 17:00 | 0.40836
Coal | 2018-08-21 18:00 | 0.40836
Coal | 2018-08-21 19:00 | 0.40836
Coal | 2018-08-21 20:00 | 0.40836
Coal | 2018-08-21 21:00 | 0.40836
Coal | 2018-08-21 22:00 | 0.40836
Coal | 2018-08-21 23:00 | 0.40836
Coal | 2018-08-22 | 0.40836
Coal | 2018-08-22 01:00 | 0.40836
Coal | 2018-08-22 02:00 | 0.40836
Coal | 2018-08-22 03:00 | 0.40836
Coal | 2018-08-22 04:00 | 0.40836
Coal | 2018-08-22 05:00 | 0.40836
Coal | 2018-08-22 06:00 | 0.40836
Coal | 2018-08-22 07:00 | 0.40836
Coal | 2018-08-22 08:00 | 0.40836
Coal | 2018-08-22 09:00 | 0.38822
Coal | 2018-08-22 10:00 | 0.38822
Coal | 2018-08-22 11:00 | 0.38822
Coal | 2018-08-22 12:00 | 0.38822
Coal | 2018-08-22 13:00 | 0.38822
Coal | 2018-08-22 14:00 | 0.38822
Coal | 2018-08-22 15:00 | 0.38822
Coal | 2018-08-22 16:00 | 0.38822
Coal | 2018-08-22 17:00 | 0.40836
Coal | 2018-08-22 18:00 | 0.40836
Coal | 2018-08-22 19:00 | 0.40836
Coal | 2018-08-22 20:00 | 0.40836
Coal | 2018-08-22 21:00 | 0.40836
Coal | 2018-08-22 22:00 | 0.40836
Coal | 2018-08-22 23:00 | 0.40836
Coal | 2018-08-23 | 0.40836
Coal | 2018-08-23 01:00 | 0.40836
Coal | 2018-08-23 02:00 | 0.40836
Coal | 2018-08-23 03:00 | 0.40836
Coal | 2018-08-23 04:00 | 0.40836
Coal | 2018-08-23 05:00 | 0.40836
Coal | 2018-08-23 06:00 | 0.40836
Coal | 2018-08-23 07:00 | 0.40836
Coal | 2018-08-23 08:00 | 0.40836
Coal | 2018-08-23 09:00 | 0.40836
Coal | 2018-08-23 10:00 | 0.40836
Coal | 2018-08-23 11:00 | 0.40836
Coal | 2018-08-23 12:00 | 0.40836
Coal | 2018-08-23 13:00 | 0.40836
Coal | 2018-08-23 14:00 | 0.40836
Coal | 2018-08-23 15:00 | 0.40836
Coal | 2018-08-23 16:00 | 0.40836
Coal | 2018-08-23 17:00 | 0.40836
Coal | 2018-08-23 18:00 | 0.40836
Coal | 2018-08-23 19:00 | 0.40836
Coal | 2018-08-23 20:00 | 0.40836
Coal | 2018-08-23 21:00 | 0.40836
Coal | 2018-08-23 22:00 | 0.40836
Coal | 2018-08-23 23:00 | 0.40836
Coal | 2018-08-24 | 0.40836
Coal | 2018-08-24 01:00 | 0.40836
Coal | 2018-08-24 02:00 | 0.40836
Coal | 2018-08-24 03:00 | 0.40836
Coal | 2018-08-24 04:00 | 0.40836
Coal | 2018-08-24 05:00 | 0.40836
Coal | 2018-08-24 06:00 | 0.40836
Coal | 2018-08-24 07:00 | 0.40836
Coal | 2018-08-24 08:00 | 0.40836
Coal | 2018-08-24 09:00 | 0.40836
Coal | 2018-08-24 10:00 | 0.40836
Coal | 2018-08-24 11:00 | 0.40836
Coal | 2018-08-24 12:00 | 0.40836
Coal | 2018-08-24 13:00 | 0.40836
Coal | 2018-08-24 14:00 | 0.40836
Coal | 2018-08-24 15:00 | 0.40836
Coal | 2018-08-24 16:00 | 0.40836
Coal | 2018-08-24 17:00 | 0.40836
Coal | 2018-08-24 18:00 | 0.40836
Coal | 2018-08-24 19:00 | 0.40836
Coal | 2018-08-24 20:00 | 0.40836
Coal | 2018-08-24 21:00 | 0.40836
Coal | 2018-08-24 22:00 | 0.40836
Coal | 2018-08-24 23:00 | 0.40836
Coal | 2018-08-25 | 0.55438
Coal | 2018-08-25 01:00 | 0.55438
Coal | 2018-08-25 02:00 | 0.55438
Coal | 2018-08-25 03:00 | 0.55438
Coal | 2018-08-25 04:00 | 0.55438
Coal | 2018-08-25 05:00 | 0.55438
Coal | 2018-08-25 06:00 | 0.55438
Coal | 2018-08-25 07:00 | 0.50906
Coal | 2018-08-25 08:00 | 0.50906
Coal | 2018-08-25 09:00 | 0.55438
Coal | 2018-08-25 10:00 | 0.51158
Coal | 2018-08-25 11:00 | 0.51158
Coal | 2018-08-25 12:00 | 0.55438
Coal | 2018-08-25 13:00 | 0.55438
Coal | 2018-08-25 14:00 | 0.55438
Coal | 2018-08-25 15:00 | 0.55438
Coal | 2018-08-25 16:00 | 0.55438
Coal | 2018-08-25 17:00 | 0.55438
Coal | 2018-08-25 18:00 | 0.55438
Coal | 2018-08-25 19:00 | 0.55438
Coal | 2018-08-25 20:00 | 0.55438
Coal | 2018-08-25 21:00 | 0.55438
Coal | 2018-08-25 22:00 | 0.55438
Coal | 2018-08-25 23:00 | 0.55438
Coal | 2018-08-26 | 0.55438
Coal | 2018-08-26 01:00 | 0.55438
Coal | 2018-08-26 02:00 | 0.55438
Coal | 2018-08-26 03:00 | 0.55438
Coal | 2018-08-26 04:00 | 0.55438
Coal | 2018-08-26 05:00 | 0.55438
Coal | 2018-08-26 06:00 | 0.55438
Coal | 2018-08-26 07:00 | 0.55438
Coal | 2018-08-26 08:00 | 0.55438
Coal | 2018-08-26 09:00 | 0.55438
Coal | 2018-08-26 10:00 | 0.55438
Coal | 2018-08-26 11:00 | 0.55438
Coal | 2018-08-26 12:00 | 0.55438
Coal | 2018-08-26 13:00 | 0.55438
Coal | 2018-08-26 14:00 | 0.55438
Coal | 2018-08-26 15:00 | 0.55438
Coal | 2018-08-26 16:00 | 0.55438
Coal | 2018-08-26 17:00 | 0.55438
Coal | 2018-08-26 18:00 | 0.55438
Coal | 2018-08-26 19:00 | 0.55438
Coal | 2018-08-26 20:00 | 0.55438
Coal | 2018-08-26 21:00 | 0.55438
Coal | 2018-08-26 22:00 | 0.55438
Coal | 2018-08-26 23:00 | 0.55438
Coal | 2018-08-27 | 0.55438
Coal | 2018-08-27 01:00 | 0.55438
Coal | 2018-08-27 02:00 | 0.55438
Coal | 2018-08-27 03:00 | 0.55438
Coal | 2018-08-27 04:00 | 0.55438
Coal | 2018-08-27 05:00 | 0.55438
Coal | 2018-08-27 06:00 | 0.55438
Coal | 2018-08-27 07:00 | 0.55438
Coal | 2018-08-27 08:00 | 0.55438
Coal | 2018-08-27 09:00 | 0.55438
Coal | 2018-08-27 10:00 | 0.55438
Coal | 2018-08-27 11:00 | 0.55438
Coal | 2018-08-27 12:00 | 0.55438
Coal | 2018-08-27 13:00 | 0.55438
Coal | 2018-08-27 14:00 | 0.55438
Coal | 2018-08-27 15:00 | 0.55438
Coal | 2018-08-27 16:00 | 0.55438
Coal | 2018-08-27 17:00 | 0.55438
Coal | 2018-08-27 18:00 | 0.55438
Coal | 2018-08-27 19:00 | 0.55438
Coal | 2018-08-27 20:00 | 0.55438
Coal | 2018-08-27 21:00 | 0.55438
Coal | 2018-08-27 22:00 | 0.55438
Coal | 2018-08-27 23:00 | 0.55438
Coal | 2018-08-28 | 0.55438
Coal | 2018-08-28 01:00 | 0.55438
Coal | 2018-08-28 02:00 | 0.55438
Coal | 2018-08-28 03:00 | 0.55438
Coal | 2018-08-28 04:00 | 0.55438
Coal | 2018-08-28 05:00 | 0.55438
Coal | 2018-08-28 06:00 | 0.55438
Coal | 2018-08-28 07:00 | 0.55438
Coal | 2018-08-28 08:00 | 0.55438
Coal | 2018-08-28 09:00 | 0.55438
Coal | 2018-08-28 10:00 | 0.55438
Coal | 2018-08-28 11:00 | 0.55438
Coal | 2018-08-28 12:00 | 0.55438
Coal | 2018-08-28 13:00 | 0.55438
Coal | 2018-08-28 14:00 | 0.55438
Coal | 2018-08-28 15:00 | 0.55438
Coal | 2018-08-28 16:00 | 0.55438
Coal | 2018-08-28 17:00 | 0.55438
Coal | 2018-08-28 18:00 | 0.55438
Coal | 2018-08-28 19:00 | 0.55438
Coal | 2018-08-28 20:00 | 0.55438
Coal | 2018-08-28 21:00 | 0.55438
Coal | 2018-08-28 22:00 | 0.55438
Coal | 2018-08-28 23:00 | 0.55438
Coal | 2018-08-29 | 0.55438
Coal | 2018-08-29 01:00 | 0.55438
Coal | 2018-08-29 02:00 | 0.55438
Coal | 2018-08-29 03:00 | 0.55438
Coal | 2018-08-29 04:00 | 0.55438
Coal | 2018-08-29 05:00 | 0.55438
Coal | 2018-08-29 06:00 | 0.55438
Coal | 2018-08-29 07:00 | 0.55438
Coal | 2018-08-29 08:00 | 0.55438
Coal | 2018-08-29 09:00 | 0.55438
Coal | 2018-08-29 10:00 | 0.55438
Coal | 2018-08-29 11:00 | 0.55438
Coal | 2018-08-29 12:00 | 0.55438
Coal | 2018-08-29 13:00 | 0.55438
Coal | 2018-08-29 14:00 | 0.55438
Coal | 2018-08-29 15:00 | 0.55438
Coal | 2018-08-29 16:00 | 0.55438
Coal | 2018-08-29 17:00 | 0.55438
Coal | 2018-08-29 18:00 | 0.55438
Coal | 2018-08-29 19:00 | 0.55438
Coal | 2018-08-29 20:00 | 0.55438
Coal | 2018-08-29 21:00 | 0.55438
Coal | 2018-08-29 22:00 | 0.55438
Coal | 2018-08-29 23:00 | 0.55438
Coal | 2018-08-30 | 0.55438
Coal | 2018-08-30 01:00 | 0.55438
Coal | 2018-08-30 02:00 | 0.55438
Coal | 2018-08-30 03:00 | 0.55438
Coal | 2018-08-30 04:00 | 0.55438
Coal | 2018-08-30 05:00 | 0.55438
Coal | 2018-08-30 06:00 | 0.55438
Coal | 2018-08-30 07:00 | 0.55438
Coal | 2018-08-30 08:00 | 0.55438
Coal | 2018-08-30 09:00 | 0.55438
Coal | 2018-08-30 10:00 | 0.55438
Coal | 2018-08-30 11:00 | 0.55438
Coal | 2018-08-30 12:00 | 0.55438
Coal | 2018-08-30 13:00 | 0.55438
Coal | 2018-08-30 14:00 | 0.55438
Coal | 2018-08-30 15:00 | 0.55438
Coal | 2018-08-30 16:00 | 0.55438
Coal | 2018-08-30 17:00 | 0.55438
Coal | 2018-08-30 18:00 | 0.55438
Coal | 2018-08-30 19:00 | 0.55438
Coal | 2018-08-30 20:00 | 0.55438
Coal | 2018-08-30 21:00 | 0.55438
Coal | 2018-08-30 22:00 | 0.55438
Coal | 2018-08-30 23:00 | 0.55438
Coal | 2018-08-31 | 0.55438
Coal | 2018-08-31 01:00 | 0.55438
Coal | 2018-08-31 02:00 | 0.55438
Coal | 2018-08-31 03:00 | 0.55438
Coal | 2018-08-31 04:00 | 0.55438
Coal | 2018-08-31 05:00 | 0.55438
Coal | 2018-08-31 06:00 | 0.55438
Coal | 2018-08-31 07:00 | 0.55438
Coal | 2018-08-31 08:00 | 0.55438
Coal | 2018-08-31 09:00 | 0.55438
Coal | 2018-08-31 10:00 | 0.55438
Coal | 2018-08-31 11:00 | 0.55438
Coal | 2018-08-31 12:00 | 0.55438
Coal | 2018-08-31 13:00 | 0.55438
Coal | 2018-08-31 14:00 | 0.55438
Coal | 2018-08-31 15:00 | 0.55438
Coal | 2018-08-31 16:00 | 0.55438
Coal | 2018-08-31 17:00 | 0.55438
Coal | 2018-08-31 18:00 | 0.55438
Coal | 2018-08-31 19:00 | 0.49144
Coal | 2018-08-31 20:00 | 0.49144
Coal | 2018-08-31 21:00 | 0.49144
Coal | 2018-08-31 22:00 | 0.49144
Coal | 2018-08-31 23:00 | 0.49144
Coal | 2018-09-01 | 0.40836
Coal | 2018-09-01 01:00 | 0.40836
Coal | 2018-09-01 02:00 | 0.40836
Coal | 2018-09-01 03:00 | 0.40836
Coal | 2018-09-01 04:00 | 0.40836
Coal | 2018-09-01 05:00 | 0.40836
Coal | 2018-09-01 06:00 | 0.40836
Coal | 2018-09-01 07:00 | 0.40836
Coal | 2018-09-01 08:00 | 0.40836
Coal | 2018-09-01 09:00 | 0.40836
Coal | 2018-09-01 10:00 | 0.40836
Coal | 2018-09-01 11:00 | 0.40836
Coal | 2018-09-01 12:00 | 0.40836
Coal | 2018-09-01 13:00 | 0.40836
Coal | 2018-09-01 14:00 | 0.40836
Coal | 2018-09-01 15:00 | 0.40836
Coal | 2018-09-01 16:00 | 0.40836
Coal | 2018-09-01 17:00 | 0.40836
Coal | 2018-09-01 18:00 | 0.40836
Coal | 2018-09-01 19:00 | 0.40836
Coal | 2018-09-01 20:00 | 0.40836
Coal | 2018-09-01 21:00 | 0.40836
Coal | 2018-09-01 22:00 | 0.40836
Coal | 2018-09-01 23:00 | 0.40836
Coal | 2018-09-02 | 0.40836
Coal | 2018-09-02 01:00 | 0.40836
Coal | 2018-09-02 02:00 | 0.40836
Coal | 2018-09-02 03:00 | 0.40836
Coal | 2018-09-02 04:00 | 0.40836
Coal | 2018-09-02 05:00 | 0.40836
Coal | 2018-09-02 06:00 | 0.40836
Coal | 2018-09-02 07:00 | 0.40836
Coal | 2018-09-02 08:00 | 0.40836
Coal | 2018-09-02 09:00 | 0.40836
Coal | 2018-09-02 10:00 | 0.40836
Coal | 2018-09-02 11:00 | 0.40836
Coal | 2018-09-02 12:00 | 0.40836
Coal | 2018-09-02 13:00 | 0.40836
Coal | 2018-09-02 14:00 | 0.40836
Coal | 2018-09-02 15:00 | 0.40836
Coal | 2018-09-02 16:00 | 0.40836
Coal | 2018-09-02 17:00 | 0.40836
Coal | 2018-09-02 18:00 | 0.40836
Coal | 2018-09-02 19:00 | 0.40836
Coal | 2018-09-02 20:00 | 0.40836
Coal | 2018-09-02 21:00 | 0.40836
Coal | 2018-09-02 22:00 | 0.40836
Coal | 2018-09-02 23:00 | 0.40836
Coal | 2018-09-03 | 0.40836
Coal | 2018-09-03 01:00 | 0.40836
Coal | 2018-09-03 02:00 | 0.40836
Coal | 2018-09-03 03:00 | 0.40836
Coal | 2018-09-03 04:00 | 0.40836
Coal | 2018-09-03 05:00 | 0.40836
Coal | 2018-09-03 06:00 | 0.40836
Coal | 2018-09-03 07:00 | 0.40836
Coal | 2018-09-03 08:00 | 0.40836
Coal | 2018-09-03 09:00 | 0.40836
Coal | 2018-09-03 10:00 | 0.40836
Coal | 2018-09-03 11:00 | 0.40836
Coal | 2018-09-03 12:00 | 0.40836
Coal | 2018-09-03 13:00 | 0.40836
Coal | 2018-09-03 14:00 | 0.40836
Coal | 2018-09-03 15:00 | 0.40836
Coal | 2018-09-03 16:00 | 0.40836
Coal | 2018-09-03 17:00 | 0.40836
Coal | 2018-09-03 18:00 | 0.40836
Coal | 2018-09-03 19:00 | 0.40836
Coal | 2018-09-03 20:00 | 0.40836
Coal | 2018-09-03 21:00 | 0.40836
Coal | 2018-09-03 22:00 | 0.40836
Coal | 2018-09-03 23:00 | 0.40836
Coal | 2018-09-04 | 0.40836
Coal | 2018-09-04 01:00 | 0.40836
Coal | 2018-09-04 02:00 | 0.40836
Coal | 2018-09-04 03:00 | 0.40836
Coal | 2018-09-04 04:00 | 0.40836
Coal | 2018-09-04 05:00 | 0.40836
Coal | 2018-09-04 06:00 | 0.40836
Coal | 2018-09-04 07:00 | 0.40836
Coal | 2018-09-04 08:00 | 0.40836
Coal | 2018-09-04 09:00 | 0.40836
Coal | 2018-09-04 10:00 | 0.40836
Coal | 2018-09-04 11:00 | 0.40836
Coal | 2018-09-04 12:00 | 0.40836
Coal | 2018-09-04 13:00 | 0.40836
Coal | 2018-09-04 14:00 | 0.40836
Coal | 2018-09-04 15:00 | 0.40836
Coal | 2018-09-04 16:00 | 0.40836
Coal | 2018-09-04 17:00 | 0.40836
Coal | 2018-09-04 18:00 | 0.40836
Coal | 2018-09-04 19:00 | 0.40836
Coal | 2018-09-04 20:00 | 0.40836
Coal | 2018-09-04 21:00 | 0.40836
Coal | 2018-09-04 22:00 | 0.40836
Coal | 2018-09-04 23:00 | 0.40836
Coal | 2018-09-05 | 0.40836
Coal | 2018-09-05 01:00 | 0.40836
Coal | 2018-09-05 02:00 | 0.40836
Coal | 2018-09-05 03:00 | 0.40836
Coal | 2018-09-05 04:00 | 0.40836
Coal | 2018-09-05 05:00 | 0.40836
Coal | 2018-09-05 06:00 | 0.40836
Coal | 2018-09-05 07:00 | 0.40836
Coal | 2018-09-05 08:00 | 0.40836
Coal | 2018-09-05 09:00 | 0.40836
Coal | 2018-09-05 10:00 | 0.40836
Coal | 2018-09-05 11:00 | 0.40836
Coal | 2018-09-05 12:00 | 0.40836
Coal | 2018-09-05 13:00 | 0.40836
Coal | 2018-09-05 14:00 | 0.40836
Coal | 2018-09-05 15:00 | 0.40836
Coal | 2018-09-05 16:00 | 0.40836
Coal | 2018-09-05 17:00 | 0.40836
Coal | 2018-09-05 18:00 | 0.40836
Coal | 2018-09-05 19:00 | 0.40836
Coal | 2018-09-05 20:00 | 0.40836
Coal | 2018-09-05 21:00 | 0.40836
Coal | 2018-09-05 22:00 | 0.40836
Coal | 2018-09-05 23:00 | 0.40836
Coal | 2018-09-06 | 0.40836
Coal | 2018-09-06 01:00 | 0.40836
Coal | 2018-09-06 02:00 | 0.40836
Coal | 2018-09-06 03:00 | 0.40836
Coal | 2018-09-06 04:00 | 0.40836
Coal | 2018-09-06 05:00 | 0.40836
Coal | 2018-09-06 06:00 | 0.40836
Coal | 2018-09-06 07:00 | 0.40836
Coal | 2018-09-06 08:00 | 0.40836
Coal | 2018-09-06 09:00 | 0.40836
Coal | 2018-09-06 10:00 | 0.40836
Coal | 2018-09-06 11:00 | 0.40836
Coal | 2018-09-06 12:00 | 0.40836
Coal | 2018-09-06 13:00 | 0.40836
Coal | 2018-09-06 14:00 | 0.40836
Coal | 2018-09-06 15:00 | 0.40836
Coal | 2018-09-06 16:00 | 0.40836
Coal | 2018-09-06 17:00 | 0.40836
Coal | 2018-09-06 18:00 | 0.40836
Coal | 2018-09-06 19:00 | 0.40836
Coal | 2018-09-06 20:00 | 0.40836
Coal | 2018-09-06 21:00 | 0.40836
Coal | 2018-09-06 22:00 | 0.40836
Coal | 2018-09-06 23:00 | 0.40836
Coal | 2018-09-07 | 0.40836
Coal | 2018-09-07 01:00 | 0.40836
Coal | 2018-09-07 02:00 | 0.40836
Coal | 2018-09-07 03:00 | 0.40836
Coal | 2018-09-07 04:00 | 0.40836
Coal | 2018-09-07 05:00 | 0.40836
Coal | 2018-09-07 06:00 | 0.40836
Coal | 2018-09-07 07:00 | 0.40836
Coal | 2018-09-07 08:00 | 0.40836
Coal | 2018-09-07 09:00 | 0.40836
Coal | 2018-09-07 10:00 | 0.40836
Coal | 2018-09-07 11:00 | 0.40836
Coal | 2018-09-07 12:00 | 0.40836
Coal | 2018-09-07 13:00 | 0.40836
Coal | 2018-09-07 14:00 | 0.40836
Coal | 2018-09-07 15:00 | 0.40836
Coal | 2018-09-07 16:00 | 0.40836
Coal | 2018-09-07 17:00 | 0.40836
Coal | 2018-09-07 18:00 | 0.40836
Coal | 2018-09-07 19:00 | 0.40836
Coal | 2018-09-07 20:00 | 0.40836
Coal | 2018-09-07 21:00 | 0.40836
Coal | 2018-09-07 22:00 | 0.40836
Coal | 2018-09-07 23:00 | 0.40836
Coal | 2018-09-08 | 0.26234
Coal | 2018-09-08 01:00 | 0.26234
Coal | 2018-09-08 02:00 | 0.26234
Coal | 2018-09-08 03:00 | 0.26234
Coal | 2018-09-08 04:00 | 0.26234
Coal | 2018-09-08 05:00 | 0.26234
Coal | 2018-09-08 06:00 | 0.26234
Coal | 2018-09-08 07:00 | 0.26234
Coal | 2018-09-08 08:00 | 0.26234
Coal | 2018-09-08 09:00 | 0.26234
Coal | 2018-09-08 10:00 | 0.26234
Coal | 2018-09-08 11:00 | 0.26234
Coal | 2018-09-08 12:00 | 0.26234
Coal | 2018-09-08 13:00 | 0.26234
Coal | 2018-09-08 14:00 | 0.26234
Coal | 2018-09-08 15:00 | 0.26234
Coal | 2018-09-08 16:00 | 0.26234
Coal | 2018-09-08 17:00 | 0.26234
Coal | 2018-09-08 18:00 | 0.26234
Coal | 2018-09-08 19:00 | 0.26234
Coal | 2018-09-08 20:00 | 0.26234
Coal | 2018-09-08 21:00 | 0.26234
Coal | 2018-09-08 22:00 | 0.26234
Coal | 2018-09-08 23:00 | 0.26234
Coal | 2018-09-09 | 0.26234
Coal | 2018-09-09 01:00 | 0.26234
Coal | 2018-09-09 02:00 | 0.26234
Coal | 2018-09-09 03:00 | 0.26234
Coal | 2018-09-09 04:00 | 0.26234
Coal | 2018-09-09 05:00 | 0.26234
Coal | 2018-09-09 06:00 | 0.26234
Coal | 2018-09-09 07:00 | 0.26234
Coal | 2018-09-09 08:00 | 0.26234
Coal | 2018-09-09 09:00 | 0.26234
Coal | 2018-09-09 10:00 | 0.26234
Coal | 2018-09-09 11:00 | 0.26234
Coal | 2018-09-09 12:00 | 0.26234
Coal | 2018-09-09 13:00 | 0.26234
Coal | 2018-09-09 14:00 | 0.26234
Coal | 2018-09-09 15:00 | 0.26234
Coal | 2018-09-09 16:00 | 0.26234
Coal | 2018-09-09 17:00 | 0.26234
Coal | 2018-09-09 18:00 | 0.26234
Coal | 2018-09-09 19:00 | 0.26234
Coal | 2018-09-09 20:00 | 0.26234
Coal | 2018-09-09 21:00 | 0.26234
Coal | 2018-09-09 22:00 | 0.26234
Coal | 2018-09-09 23:00 | 0.26234
Coal | 2018-09-10 | 0.26234
Coal | 2018-09-10 01:00 | 0.26234
Coal | 2018-09-10 02:00 | 0.26234
Coal | 2018-09-10 03:00 | 0.26234
Coal | 2018-09-10 04:00 | 0.26234
Coal | 2018-09-10 05:00 | 0.26234
Coal | 2018-09-10 06:00 | 0.26234
Coal | 2018-09-10 07:00 | 0.26234
Coal | 2018-09-10 08:00 | 0.26234
Coal | 2018-09-10 09:00 | 0.26234
Coal | 2018-09-10 10:00 | 0.26234
Coal | 2018-09-10 11:00 | 0.26234
Coal | 2018-09-10 12:00 | 0.26234
Coal | 2018-09-10 13:00 | 0.26234
Coal | 2018-09-10 14:00 | 0.26234
Coal | 2018-09-10 15:00 | 0.26234
Coal | 2018-09-10 16:00 | 0.26234
Coal | 2018-09-10 17:00 | 0.26234
Coal | 2018-09-10 18:00 | 0.26234
Coal | 2018-09-10 19:00 | 0.26234
Coal | 2018-09-10 20:00 | 0.26234
Coal | 2018-09-10 21:00 | 0.26234
Coal | 2018-09-10 22:00 | 0.26234
Coal | 2018-09-10 23:00 | 0.26234
Coal | 2018-09-11 | 0.26234
Coal | 2018-09-11 01:00 | 0.26234
Coal | 2018-09-11 02:00 | 0.26234
Coal | 2018-09-11 03:00 | 0.26234
Coal | 2018-09-11 04:00 | 0.26234
Coal | 2018-09-11 05:00 | 0.26234
Coal | 2018-09-11 06:00 | 0.26234
Coal | 2018-09-11 07:00 | 0.26234
Coal | 2018-09-11 08:00 | 0.26234
Coal | 2018-09-11 09:00 | 0.26234
Coal | 2018-09-11 10:00 | 0.26234
Coal | 2018-09-11 11:00 | 0.26234
Coal | 2018-09-11 12:00 | 0.26234
Coal | 2018-09-11 13:00 | 0.26234
Coal | 2018-09-11 14:00 | 0.26234
Coal | 2018-09-11 15:00 | 0.26234
Coal | 2018-09-11 16:00 | 0.26234
Coal | 2018-09-11 17:00 | 0.26234
Coal | 2018-09-11 18:00 | 0.26234
Coal | 2018-09-11 19:00 | 0.26234
Coal | 2018-09-11 20:00 | 0.26234
Coal | 2018-09-11 21:00 | 0.26234
Coal | 2018-09-11 22:00 | 0.26234
Coal | 2018-09-11 23:00 | 0.26234
Coal | 2018-09-12 | 0.26234
Coal | 2018-09-12 01:00 | 0.26234
Coal | 2018-09-12 02:00 | 0.26234
Coal | 2018-09-12 03:00 | 0.26234
Coal | 2018-09-12 04:00 | 0.26234
Coal | 2018-09-12 05:00 | 0.26234
Coal | 2018-09-12 06:00 | 0.26234
Coal | 2018-09-12 07:00 | 0.26234
Coal | 2018-09-12 08:00 | 0.26234
Coal | 2018-09-12 09:00 | 0.26234
Coal | 2018-09-12 10:00 | 0.26234
Coal | 2018-09-12 11:00 | 0.26234
Coal | 2018-09-12 12:00 | 0.26234
Coal | 2018-09-12 13:00 | 0.26234
Coal | 2018-09-12 14:00 | 0.26234
Coal | 2018-09-12 15:00 | 0.26234
Coal | 2018-09-12 16:00 | 0.26234
Coal | 2018-09-12 17:00 | 0.26234
Coal | 2018-09-12 18:00 | 0.26234
Coal | 2018-09-12 19:00 | 0.26234
Coal | 2018-09-12 20:00 | 0.26234
Coal | 2018-09-12 21:00 | 0.26234
Coal | 2018-09-12 22:00 | 0.26234
Coal | 2018-09-12 23:00 | 0.26234
Coal | 2018-09-13 | 0.26234
Coal | 2018-09-13 01:00 | 0.26234
Coal | 2018-09-13 02:00 | 0.26234
Coal | 2018-09-13 03:00 | 0.26234
Coal | 2018-09-13 04:00 | 0.26234
Coal | 2018-09-13 05:00 | 0.26234
Coal | 2018-09-13 06:00 | 0.26234
Coal | 2018-09-13 07:00 | 0.26234
Coal | 2018-09-13 08:00 | 0.26234
Coal | 2018-09-13 09:00 | 0.26234
Coal | 2018-09-13 10:00 | 0.26234
Coal | 2018-09-13 11:00 | 0.26234
Coal | 2018-09-13 12:00 | 0.26234
Coal | 2018-09-13 13:00 | 0.26234
Coal | 2018-09-13 14:00 | 0.26234
Coal | 2018-09-13 15:00 | 0.26234
Coal | 2018-09-13 16:00 | 0.26234
Coal | 2018-09-13 17:00 | 0.26234
Coal | 2018-09-13 18:00 | 0.26234
Coal | 2018-09-13 19:00 | 0.26234
Coal | 2018-09-13 20:00 | 0.26234
Coal | 2018-09-13 21:00 | 0.26234
Coal | 2018-09-13 22:00 | 0.26234
Coal | 2018-09-13 23:00 | 0.26234
Coal | 2018-09-14 | 0.26234
Coal | 2018-09-14 01:00 | 0.26234
Coal | 2018-09-14 02:00 | 0.26234
Coal | 2018-09-14 03:00 | 0.26234
Coal | 2018-09-14 04:00 | 0.26234
Coal | 2018-09-14 05:00 | 0.26234
Coal | 2018-09-14 06:00 | 0.26234
Coal | 2018-09-14 07:00 | 0.26234
Coal | 2018-09-14 08:00 | 0.26234
Coal | 2018-09-14 09:00 | 0.26234
Coal | 2018-09-14 10:00 | 0.26234
Coal | 2018-09-14 11:00 | 0.26234
Coal | 2018-09-14 12:00 | 0.26234
Coal | 2018-09-14 13:00 | 0.26234
Coal | 2018-09-14 14:00 | 0.26234
Coal | 2018-09-14 15:00 | 0.26234
Coal | 2018-09-14 16:00 | 0.26234
Coal | 2018-09-14 17:00 | 0.26234
Coal | 2018-09-14 18:00 | 0.26234
Coal | 2018-09-14 19:00 | 0.26234
Coal | 2018-09-14 20:00 | 0.26234
Coal | 2018-09-14 21:00 | 0.26234
Coal | 2018-09-14 22:00 | 0.26234
Coal | 2018-09-14 23:00 | 0.26234
Coal | 2018-09-15 | 0.40836
Coal | 2018-09-15 01:00 | 0.40836
Coal | 2018-09-15 02:00 | 0.40836
Coal | 2018-09-15 03:00 | 0.40836
Coal | 2018-09-15 04:00 | 0.40836
Coal | 2018-09-15 05:00 | 0.40836
Coal | 2018-09-15 06:00 | 0.40836
Coal | 2018-09-15 07:00 | 0.40836
Coal | 2018-09-15 08:00 | 0.34542
Coal | 2018-09-15 09:00 | 0.34542
Coal | 2018-09-15 10:00 | 0.34542
Coal | 2018-09-15 11:00 | 0.34542
Coal | 2018-09-15 12:00 | 0.40836
Coal | 2018-09-15 13:00 | 0.40836
Coal | 2018-09-15 14:00 | 0.40836
Coal | 2018-09-15 15:00 | 0.40836
Coal | 2018-09-15 16:00 | 0.40836
Coal | 2018-09-15 17:00 | 0.40836
Coal | 2018-09-15 18:00 | 0.40836
Coal | 2018-09-15 19:00 | 0.40836
Coal | 2018-09-15 20:00 | 0.40836
Coal | 2018-09-15 21:00 | 0.40836
Coal | 2018-09-15 22:00 | 0.40836
Coal | 2018-09-15 23:00 | 0.40836
Coal | 2018-09-16 | 0.40836
Coal | 2018-09-16 01:00 | 0.40836
Coal | 2018-09-16 02:00 | 0.40836
Coal | 2018-09-16 03:00 | 0.40836
Coal | 2018-09-16 04:00 | 0.40836
Coal | 2018-09-16 05:00 | 0.40836
Coal | 2018-09-16 06:00 | 0.40836
Coal | 2018-09-16 07:00 | 0.40836
Coal | 2018-09-16 08:00 | 0.40836
Coal | 2018-09-16 09:00 | 0.40836
Coal | 2018-09-16 10:00 | 0.40836
Coal | 2018-09-16 11:00 | 0.40836
Coal | 2018-09-16 12:00 | 0.40836
Coal | 2018-09-16 13:00 | 0.40836
Coal | 2018-09-16 14:00 | 0.40836
Coal | 2018-09-16 15:00 | 0.40836
Coal | 2018-09-16 16:00 | 0.40836
Coal | 2018-09-16 17:00 | 0.40836
Coal | 2018-09-16 18:00 | 0.40836
Coal | 2018-09-16 19:00 | 0.40836
Coal | 2018-09-16 20:00 | 0.40836
Coal | 2018-09-16 21:00 | 0.40836
Coal | 2018-09-16 22:00 | 0.40836
Coal | 2018-09-16 23:00 | 0.40836
Coal | 2018-09-17 | 0.40836
Coal | 2018-09-17 01:00 | 0.40836
Coal | 2018-09-17 02:00 | 0.40836
Coal | 2018-09-17 03:00 | 0.40836
Coal | 2018-09-17 04:00 | 0.40836
Coal | 2018-09-17 05:00 | 0.40836
Coal | 2018-09-17 06:00 | 0.40836
Coal | 2018-09-17 07:00 | 0.40836
Coal | 2018-09-17 08:00 | 0.40836
Coal | 2018-09-17 09:00 | 0.40836
Coal | 2018-09-17 10:00 | 0.40836
Coal | 2018-09-17 11:00 | 0.40836
Coal | 2018-09-17 12:00 | 0.40836
Coal | 2018-09-17 13:00 | 0.40836
Coal | 2018-09-17 14:00 | 0.40836
Coal | 2018-09-17 15:00 | 0.40836
Coal | 2018-09-17 16:00 | 0.40836
Coal | 2018-09-17 17:00 | 0.40836
Coal | 2018-09-17 18:00 | 0.40836
Coal | 2018-09-17 19:00 | 0.40836
Coal | 2018-09-17 20:00 | 0.40836
Coal | 2018-09-17 21:00 | 0.40836
Coal | 2018-09-17 22:00 | 0.40836
Coal | 2018-09-17 23:00 | 0.40836
Coal | 2018-09-18 | 0.40836
Coal | 2018-09-18 01:00 | 0.40836
Coal | 2018-09-18 02:00 | 0.40836
Coal | 2018-09-18 03:00 | 0.41251
Coal | 2018-09-18 04:00 | 0.45043
Coal | 2018-09-18 05:00 | 0.48046
Coal | 2018-09-18 06:00 | 0.55816
Coal | 2018-09-18 07:00 | 0.55816
Coal | 2018-09-18 08:00 | 0.55816
Coal | 2018-09-18 09:00 | 0.55816
Coal | 2018-09-18 10:00 | 0.40836
Coal | 2018-09-18 11:00 | 0.40836
Coal | 2018-09-18 12:00 | 0.40836
Coal | 2018-09-18 13:00 | 0.40836
Coal | 2018-09-18 14:00 | 0.40836
Coal | 2018-09-18 15:00 | 0.40836
Coal | 2018-09-18 16:00 | 0.40836
Coal | 2018-09-18 17:00 | 0.46425
Coal | 2018-09-18 18:00 | 0.55816
Coal | 2018-09-18 19:00 | 0.55816
Coal | 2018-09-18 20:00 | 0.55816
Coal | 2018-09-18 21:00 | 0.55816
Coal | 2018-09-18 22:00 | 0.55816
Coal | 2018-09-18 23:00 | 0.55816
Coal | 2018-09-19 | 0.55816
Coal | 2018-09-19 01:00 | 0.55816
Coal | 2018-09-19 02:00 | 0.55816
Coal | 2018-09-19 03:00 | 0.55816
Coal | 2018-09-19 04:00 | 0.55816
Coal | 2018-09-19 05:00 | 0.55816
Coal | 2018-09-19 06:00 | 0.55816
Coal | 2018-09-19 07:00 | 0.55816
Coal | 2018-09-19 08:00 | 0.55816
Coal | 2018-09-19 09:00 | 0.55816
Coal | 2018-09-19 10:00 | 0.55816
Coal | 2018-09-19 11:00 | 0.55816
Coal | 2018-09-19 12:00 | 0.55816
Coal | 2018-09-19 13:00 | 0.55816
Coal | 2018-09-19 14:00 | 0.55816
Coal | 2018-09-19 15:00 | 0.55816
Coal | 2018-09-19 16:00 | 0.55816
Coal | 2018-09-19 17:00 | 0.55816
Coal | 2018-09-19 18:00 | 0.55816
Coal | 2018-09-19 19:00 | 0.55816
Coal | 2018-09-19 20:00 | 0.55816
Coal | 2018-09-19 21:00 | 0.55816
Coal | 2018-09-19 22:00 | 0.55816
Coal | 2018-09-19 23:00 | 0.55816
Coal | 2018-09-20 | 0.55816
Coal | 2018-09-20 01:00 | 0.55816
Coal | 2018-09-20 02:00 | 0.55816
Coal | 2018-09-20 03:00 | 0.55816
Coal | 2018-09-20 04:00 | 0.55816
Coal | 2018-09-20 05:00 | 0.55816
Coal | 2018-09-20 06:00 | 0.55816
Coal | 2018-09-20 07:00 | 0.55816
Coal | 2018-09-20 08:00 | 0.55816
Coal | 2018-09-20 09:00 | 0.55816
Coal | 2018-09-20 10:00 | 0.55816
Coal | 2018-09-20 11:00 | 0.55816
Coal | 2018-09-20 12:00 | 0.55816
Coal | 2018-09-20 13:00 | 0.55816
Coal | 2018-09-20 14:00 | 0.55816
Coal | 2018-09-20 15:00 | 0.55816
Coal | 2018-09-20 16:00 | 0.55816
Coal | 2018-09-20 17:00 | 0.55816
Coal | 2018-09-20 18:00 | 0.55816
Coal | 2018-09-20 19:00 | 0.55816
Coal | 2018-09-20 20:00 | 0.55816
Coal | 2018-09-20 21:00 | 0.55816
Coal | 2018-09-20 22:00 | 0.55816
Coal | 2018-09-20 23:00 | 0.55816
Coal | 2018-09-21 | 0.55816
Coal | 2018-09-21 01:00 | 0.55816
Coal | 2018-09-21 02:00 | 0.55816
Coal | 2018-09-21 03:00 | 0.55816
Coal | 2018-09-21 04:00 | 0.55816
Coal | 2018-09-21 05:00 | 0.55816
Coal | 2018-09-21 06:00 | 0.55816
Coal | 2018-09-21 07:00 | 0.55816
Coal | 2018-09-21 08:00 | 0.55816
Coal | 2018-09-21 09:00 | 0.55816
Coal | 2018-09-21 10:00 | 0.55816
Coal | 2018-09-21 11:00 | 0.55816
Coal | 2018-09-21 12:00 | 0.55816
Coal | 2018-09-21 13:00 | 0.55816
Coal | 2018-09-21 14:00 | 0.55816
Coal | 2018-09-21 15:00 | 0.55816
Coal | 2018-09-21 16:00 | 0.55816
Coal | 2018-09-21 17:00 | 0.55816
Coal | 2018-09-21 18:00 | 0.55816
Coal | 2018-09-21 19:00 | 0.55816
Coal | 2018-09-21 20:00 | 0.55816
Coal | 2018-09-21 21:00 | 0.55816
Coal | 2018-09-21 22:00 | 0.55816
Coal | 2018-09-21 23:00 | 0.55816
Coal | 2018-09-22 | 0.55816
Coal | 2018-09-22 01:00 | 0.55816
Coal | 2018-09-22 02:00 | 0.55816
Coal | 2018-09-22 03:00 | 0.55816
Coal | 2018-09-22 04:00 | 0.55816
Coal | 2018-09-22 05:00 | 0.55816
Coal | 2018-09-22 06:00 | 0.55816
Coal | 2018-09-22 07:00 | 0.55816
Coal | 2018-09-22 08:00 | 0.55816
Coal | 2018-09-22 09:00 | 0.55816
Coal | 2018-09-22 10:00 | 0.55816
Coal | 2018-09-22 11:00 | 0.55816
Coal | 2018-09-22 12:00 | 0.55816
Coal | 2018-09-22 13:00 | 0.55816
Coal | 2018-09-22 14:00 | 0.55816
Coal | 2018-09-22 15:00 | 0.55816
Coal | 2018-09-22 16:00 | 0.55816
Coal | 2018-09-22 17:00 | 0.55816
Coal | 2018-09-22 18:00 | 0.55816
Coal | 2018-09-22 19:00 | 0.55816
Coal | 2018-09-22 20:00 | 0.55816
Coal | 2018-09-22 21:00 | 0.55816
Coal | 2018-09-22 22:00 | 0.55816
Coal | 2018-09-22 23:00 | 0.55816
Coal | 2018-09-23 | 0.55816
Coal | 2018-09-23 01:00 | 0.55816
Coal | 2018-09-23 02:00 | 0.55816
Coal | 2018-09-23 03:00 | 0.55816
Coal | 2018-09-23 04:00 | 0.55816
Coal | 2018-09-23 05:00 | 0.55816
Coal | 2018-09-23 06:00 | 0.55816
Coal | 2018-09-23 07:00 | 0.55816
Coal | 2018-09-23 08:00 | 0.55816
Coal | 2018-09-23 09:00 | 0.55816
Coal | 2018-09-23 10:00 | 0.55816
Coal | 2018-09-23 11:00 | 0.55816
Coal | 2018-09-23 12:00 | 0.55816
Coal | 2018-09-23 13:00 | 0.55816
Coal | 2018-09-23 14:00 | 0.55816
Coal | 2018-09-23 15:00 | 0.55816
Coal | 2018-09-23 16:00 | 0.55816
Coal | 2018-09-23 17:00 | 0.55816
Coal | 2018-09-23 18:00 | 0.55816
Coal | 2018-09-23 19:00 | 0.55816
Coal | 2018-09-23 20:00 | 0.55816
Coal | 2018-09-23 21:00 | 0.55816
Coal | 2018-09-23 22:00 | 0.55816
Coal | 2018-09-23 23:00 | 0.55816
Coal | 2018-09-24 | 0.55816
Coal | 2018-09-24 01:00 | 0.55816
Coal | 2018-09-24 02:00 | 0.55816
Coal | 2018-09-24 03:00 | 0.55816
Coal | 2018-09-24 04:00 | 0.55816
Coal | 2018-09-24 05:00 | 0.55816
Coal | 2018-09-24 06:00 | 0.55816
Coal | 2018-09-24 07:00 | 0.55816
Coal | 2018-09-24 08:00 | 0.55816
Coal | 2018-09-24 09:00 | 0.55816
Coal | 2018-09-24 10:00 | 0.55816
Coal | 2018-09-24 11:00 | 0.55816
Coal | 2018-09-24 12:00 | 0.55816
Coal | 2018-09-24 13:00 | 0.55816
Coal | 2018-09-24 14:00 | 0.55816
Coal | 2018-09-24 15:00 | 0.55816
Coal | 2018-09-24 16:00 | 0.55816
Coal | 2018-09-24 17:00 | 0.55816
Coal | 2018-09-24 18:00 | 0.55816
Coal | 2018-09-24 19:00 | 0.55816
Coal | 2018-09-24 20:00 | 0.55816
Coal | 2018-09-24 21:00 | 0.55816
Coal | 2018-09-24 22:00 | 0.55816
Coal | 2018-09-24 23:00 | 0.55816
Coal | 2018-09-25 | 0.55816
Coal | 2018-09-25 01:00 | 0.55816
Coal | 2018-09-25 02:00 | 0.55816
Coal | 2018-09-25 03:00 | 0.55816
Coal | 2018-09-25 04:00 | 0.55816
Coal | 2018-09-25 05:00 | 0.55816
Coal | 2018-09-25 06:00 | 0.55816
Coal | 2018-09-25 07:00 | 0.55816
Coal | 2018-09-25 08:00 | 0.55816
Coal | 2018-09-25 09:00 | 0.55816
Coal | 2018-09-25 10:00 | 0.55816
Coal | 2018-09-25 11:00 | 0.55816
Coal | 2018-09-25 12:00 | 0.55816
Coal | 2018-09-25 13:00 | 0.55816
Coal | 2018-09-25 14:00 | 0.55816
Coal | 2018-09-25 15:00 | 0.55816
Coal | 2018-09-25 16:00 | 0.55816
Coal | 2018-09-25 17:00 | 0.55816
Coal | 2018-09-25 18:00 | 0.55816
Coal | 2018-09-25 19:00 | 0.55816
Coal | 2018-09-25 20:00 | 0.55816
Coal | 2018-09-25 21:00 | 0.55816
Coal | 2018-09-25 22:00 | 0.55816
Coal | 2018-09-25 23:00 | 0.55816
Coal | 2018-09-26 | 0.55816
Coal | 2018-09-26 01:00 | 0.55816
Coal | 2018-09-26 02:00 | 0.55816
Coal | 2018-09-26 03:00 | 0.55816
Coal | 2018-09-26 04:00 | 0.55816
Coal | 2018-09-26 05:00 | 0.55816
Coal | 2018-09-26 06:00 | 0.55816
Coal | 2018-09-26 07:00 | 0.55816
Coal | 2018-09-26 08:00 | 0.55816
Coal | 2018-09-26 09:00 | 0.55816
Coal | 2018-09-26 10:00 | 0.55816
Coal | 2018-09-26 11:00 | 0.55816
Coal | 2018-09-26 12:00 | 0.55816
Coal | 2018-09-26 13:00 | 0.55816
Coal | 2018-09-26 14:00 | 0.55816
Coal | 2018-09-26 15:00 | 0.55816
Coal | 2018-09-26 16:00 | 0.55816
Coal | 2018-09-26 17:00 | 0.55816
Coal | 2018-09-26 18:00 | 0.55816
Coal | 2018-09-26 19:00 | 0.55816
Coal | 2018-09-26 20:00 | 0.55816
Coal | 2018-09-26 21:00 | 0.55816
Coal | 2018-09-26 22:00 | 0.55816
Coal | 2018-09-26 23:00 | 0.55816
Coal | 2018-09-27 | 0.55816
Coal | 2018-09-27 01:00 | 0.55816
Coal | 2018-09-27 02:00 | 0.55816
Coal | 2018-09-27 03:00 | 0.41213
Coal | 2018-09-27 04:00 | 0.41213
Coal | 2018-09-27 05:00 | 0.41213
Coal | 2018-09-27 06:00 | 0.41213
Coal | 2018-09-27 07:00 | 0.41213
Coal | 2018-09-27 08:00 | 0.41213
Coal | 2018-09-27 09:00 | 0.41213
Coal | 2018-09-27 10:00 | 0.41213
Coal | 2018-09-27 11:00 | 0.41213
Coal | 2018-09-27 12:00 | 0.41213
Coal | 2018-09-27 13:00 | 0.41213
Coal | 2018-09-27 14:00 | 0.41213
Coal | 2018-09-27 15:00 | 0.41213
Coal | 2018-09-27 16:00 | 0.41213
Coal | 2018-09-27 17:00 | 0.41213
Coal | 2018-09-27 18:00 | 0.41213
Coal | 2018-09-27 19:00 | 0.41213
Coal | 2018-09-27 20:00 | 0.41213
Coal | 2018-09-27 21:00 | 0.41213
Coal | 2018-09-27 22:00 | 0.41213
Coal | 2018-09-27 23:00 | 0.41213
Coal | 2018-09-28 | 0.41213
Coal | 2018-09-28 01:00 | 0.41213
Coal | 2018-09-28 02:00 | 0.41213
Coal | 2018-09-28 03:00 | 0.41213
Coal | 2018-09-28 04:00 | 0.41213
Coal | 2018-09-28 05:00 | 0.41213
Coal | 2018-09-28 06:00 | 0.41213
Coal | 2018-09-28 07:00 | 0.41213
Coal | 2018-09-28 08:00 | 0.41213
Coal | 2018-09-28 09:00 | 0.41213
Coal | 2018-09-28 10:00 | 0.41213
Coal | 2018-09-28 11:00 | 0.41213
Coal | 2018-09-28 12:00 | 0.41213
Coal | 2018-09-28 13:00 | 0.41213
Coal | 2018-09-28 14:00 | 0.41213
Coal | 2018-09-28 15:00 | 0.41213
Coal | 2018-09-28 16:00 | 0.41213
Coal | 2018-09-28 17:00 | 0.41213
Coal | 2018-09-28 18:00 | 0.41213
Coal | 2018-09-28 19:00 | 0.41213
Coal | 2018-09-28 20:00 | 0.41213
Coal | 2018-09-28 21:00 | 0.41213
Coal | 2018-09-28 22:00 | 0.41213
Coal | 2018-09-28 23:00 | 0.41213
Coal | 2018-09-29 | 0.41213
Coal | 2018-09-29 01:00 | 0.41213
Coal | 2018-09-29 02:00 | 0.55816
Coal | 2018-09-29 03:00 | 0.55816
Coal | 2018-09-29 04:00 | 0.55816
Coal | 2018-09-29 05:00 | 0.55816
Coal | 2018-09-29 06:00 | 0.55816
Coal | 2018-09-29 07:00 | 0.55816
Coal | 2018-09-29 08:00 | 0.55816
Coal | 2018-09-29 09:00 | 0.55816
Coal | 2018-09-29 10:00 | 0.55816
Coal | 2018-09-29 11:00 | 0.55816
Coal | 2018-09-29 12:00 | 0.55816
Coal | 2018-09-29 13:00 | 0.55816
Coal | 2018-09-29 14:00 | 0.55816
Coal | 2018-09-29 15:00 | 0.55816
Coal | 2018-09-29 16:00 | 0.55816
Coal | 2018-09-29 17:00 | 0.55816
Coal | 2018-09-29 18:00 | 0.55816
Coal | 2018-09-29 19:00 | 0.55816
Coal | 2018-09-29 20:00 | 0.55816
Coal | 2018-09-29 21:00 | 0.55816
Coal | 2018-09-29 22:00 | 0.55816
Coal | 2018-09-29 23:00 | 0.55816
Coal | 2018-09-30 | 0.55816
Coal | 2018-09-30 01:00 | 0.55816
Coal | 2018-09-30 02:00 | 0.55816
Coal | 2018-09-30 03:00 | 0.55816
Coal | 2018-09-30 04:00 | 0.55816
Coal | 2018-09-30 05:00 | 0.55816
Coal | 2018-09-30 06:00 | 0.55816
Coal | 2018-09-30 07:00 | 0.55816
Coal | 2018-09-30 08:00 | 0.55816
Coal | 2018-09-30 09:00 | 0.55816
Coal | 2018-09-30 10:00 | 0.55816
Coal | 2018-09-30 11:00 | 0.55816
Coal | 2018-09-30 12:00 | 0.55816
Coal | 2018-09-30 13:00 | 0.55816
Coal | 2018-09-30 14:00 | 0.55816
Coal | 2018-09-30 15:00 | 0.55816
Coal | 2018-09-30 16:00 | 0.55816
Coal | 2018-09-30 17:00 | 0.55816
Coal | 2018-09-30 18:00 | 0.55816
Coal | 2018-09-30 19:00 | 0.55816
Coal | 2018-09-30 20:00 | 0.55816
Coal | 2018-09-30 21:00 | 0.55816
Coal | 2018-09-30 22:00 | 0.55816
Coal | 2018-09-30 23:00 | 0.55816
Coal | 2018-10-01 | 0.55816
Coal | 2018-10-01 01:00 | 0.55816
Coal | 2018-10-01 02:00 | 0.55816
Coal | 2018-10-01 03:00 | 0.55816
Coal | 2018-10-01 04:00 | 0.55816
Coal | 2018-10-01 05:00 | 0.55816
Coal | 2018-10-01 06:00 | 0.55816
Coal | 2018-10-01 07:00 | 0.55816
Coal | 2018-10-01 08:00 | 0.55816
Coal | 2018-10-01 09:00 | 0.55816
Coal | 2018-10-01 10:00 | 0.55816
Coal | 2018-10-01 11:00 | 0.55816
Coal | 2018-10-01 12:00 | 0.55816
Coal | 2018-10-01 13:00 | 0.55816
Coal | 2018-10-01 14:00 | 0.55816
Coal | 2018-10-01 15:00 | 0.53298
Coal | 2018-10-01 16:00 | 0.53298
Coal | 2018-10-01 17:00 | 0.55816
Coal | 2018-10-01 18:00 | 0.55816
Coal | 2018-10-01 19:00 | 0.55816
Coal | 2018-10-01 20:00 | 0.55816
Coal | 2018-10-01 21:00 | 0.55816
Coal | 2018-10-01 22:00 | 0.55816
Coal | 2018-10-01 23:00 | 0.55816
Coal | 2018-10-02 | 0.55816
Coal | 2018-10-02 01:00 | 0.55816
Coal | 2018-10-02 02:00 | 0.55816
Coal | 2018-10-02 03:00 | 0.55816
Coal | 2018-10-02 04:00 | 0.55816
Coal | 2018-10-02 05:00 | 0.55816
Coal | 2018-10-02 06:00 | 0.55816
Coal | 2018-10-02 07:00 | 0.55816
Coal | 2018-10-02 08:00 | 0.55816
Coal | 2018-10-02 09:00 | 0.55816
Coal | 2018-10-02 10:00 | 0.55816
Coal | 2018-10-02 11:00 | 0.55816
Coal | 2018-10-02 12:00 | 0.51032
Coal | 2018-10-02 13:00 | 0.51032
Coal | 2018-10-02 14:00 | 0.51032
Coal | 2018-10-02 15:00 | 0.51032
Coal | 2018-10-02 16:00 | 0.36052
Coal | 2018-10-02 17:00 | 0.36052
Coal | 2018-10-02 18:00 | 0.36052
Coal | 2018-10-02 19:00 | 0.44192
Coal | 2018-10-02 20:00 | 0.51032
Coal | 2018-10-02 21:00 | 0.51032
Coal | 2018-10-02 22:00 | 0.51032
Coal | 2018-10-02 23:00 | 0.51032
Coal | 2018-10-03 | 0.51032
Coal | 2018-10-03 01:00 | 0.55816
Coal | 2018-10-03 02:00 | 0.55816
Coal | 2018-10-03 03:00 | 0.55816
Coal | 2018-10-03 04:00 | 0.55816
Coal | 2018-10-03 05:00 | 0.55816
Coal | 2018-10-03 06:00 | 0.55816
Coal | 2018-10-03 07:00 | 0.55816
Coal | 2018-10-03 08:00 | 0.55816
Coal | 2018-10-03 09:00 | 0.40836
Coal | 2018-10-03 10:00 | 0.40836
Coal | 2018-10-03 11:00 | 0.40836
Coal | 2018-10-03 12:00 | 0.40836
Coal | 2018-10-03 13:00 | 0.40836
Coal | 2018-10-03 14:00 | 0.40836
Coal | 2018-10-03 15:00 | 0.40836
Coal | 2018-10-03 16:00 | 0.40836
Coal | 2018-10-03 17:00 | 0.40836
Coal | 2018-10-03 18:00 | 0.40836
Coal | 2018-10-03 19:00 | 0.55816
Coal | 2018-10-03 20:00 | 0.55816
Coal | 2018-10-03 21:00 | 0.55816
Coal | 2018-10-03 22:00 | 0.55816
Coal | 2018-10-03 23:00 | 0.55816
Coal | 2018-10-04 | 0.55816
Coal | 2018-10-04 01:00 | 0.55816
Coal | 2018-10-04 02:00 | 0.55816
Coal | 2018-10-04 03:00 | 0.55816
Coal | 2018-10-04 04:00 | 0.55816
Coal | 2018-10-04 05:00 | 0.55816
Coal | 2018-10-04 06:00 | 0.55816
Coal | 2018-10-04 07:00 | 0.55816
Coal | 2018-10-04 08:00 | 0.55816
Coal | 2018-10-04 09:00 | 0.55816
Coal | 2018-10-04 10:00 | 0.55816
Coal | 2018-10-04 11:00 | 0.55816
Coal | 2018-10-04 12:00 | 0.55816
Coal | 2018-10-04 13:00 | 0.55816
Coal | 2018-10-04 14:00 | 0.55816
Coal | 2018-10-04 15:00 | 0.55816
Coal | 2018-10-04 16:00 | 0.55816
Coal | 2018-10-04 17:00 | 0.55816
Coal | 2018-10-04 18:00 | 0.53046
Coal | 2018-10-04 19:00 | 0.67397
Coal | 2018-10-04 20:00 | 0.67397
Coal | 2018-10-04 21:00 | 0.67397
Coal | 2018-10-04 22:00 | 0.67397
Coal | 2018-10-04 23:00 | 0.67397
Coal | 2018-10-05 | 0.67649
Coal | 2018-10-05 01:00 | 0.70418
Coal | 2018-10-05 02:00 | 0.70418
Coal | 2018-10-05 03:00 | 0.70418
Coal | 2018-10-05 04:00 | 0.70418
Coal | 2018-10-05 05:00 | 0.70418
Coal | 2018-10-05 06:00 | 0.67787
Coal | 2018-10-05 07:00 | 0.67787
Coal | 2018-10-05 08:00 | 0.67787
Coal | 2018-10-05 09:00 | 0.67787
Coal | 2018-10-05 10:00 | 0.67787
Coal | 2018-10-05 11:00 | 0.67787
Coal | 2018-10-05 12:00 | 0.67787
Coal | 2018-10-05 13:00 | 0.67752
Coal | 2018-10-05 14:00 | 0.67752
Coal | 2018-10-05 15:00 | 0.67769
Coal | 2018-10-05 16:00 | 0.67769
Coal | 2018-10-05 17:00 | 0.67769
Coal | 2018-10-05 18:00 | 0.67769
Coal | 2018-10-05 19:00 | 0.67769
Coal | 2018-10-05 20:00 | 0.67769
Coal | 2018-10-05 21:00 | 0.67769
Coal | 2018-10-05 22:00 | 0.67764
Coal | 2018-10-05 23:00 | 0.63107
Coal | 2018-10-06 | 0.63039
Coal | 2018-10-06 01:00 | 0.63039
Coal | 2018-10-06 02:00 | 0.70418
Coal | 2018-10-06 03:00 | 0.70418
Coal | 2018-10-06 04:00 | 0.70418
Coal | 2018-10-06 05:00 | 0.70418
Coal | 2018-10-06 06:00 | 0.70418
Coal | 2018-10-06 07:00 | 0.70418
Coal | 2018-10-06 08:00 | 0.70418
Coal | 2018-10-06 09:00 | 0.70418
Coal | 2018-10-06 10:00 | 0.70418
Coal | 2018-10-06 11:00 | 0.70418
Coal | 2018-10-06 12:00 | 0.70418
Coal | 2018-10-06 13:00 | 0.70418
Coal | 2018-10-06 14:00 | 0.70418
Coal | 2018-10-06 15:00 | 0.70418
Coal | 2018-10-06 16:00 | 0.70418
Coal | 2018-10-06 17:00 | 0.70418
Coal | 2018-10-06 18:00 | 0.70418
Coal | 2018-10-06 19:00 | 0.70418
Coal | 2018-10-06 20:00 | 0.70418
Coal | 2018-10-06 21:00 | 0.70418
Coal | 2018-10-06 22:00 | 0.70418
Coal | 2018-10-06 23:00 | 0.70418
Coal | 2018-10-07 | 0.79985
Coal | 2018-10-07 01:00 | 0.79985
Coal | 2018-10-07 02:00 | 0.79985
Coal | 2018-10-07 03:00 | 0.79985
Coal | 2018-10-07 04:00 | 0.79985
Coal | 2018-10-07 05:00 | 0.79985
Coal | 2018-10-07 06:00 | 0.65005
Coal | 2018-10-07 07:00 | 0.65005
Coal | 2018-10-07 08:00 | 0.65005
Coal | 2018-10-07 09:00 | 0.65005
Coal | 2018-10-07 10:00 | 0.65005
Coal | 2018-10-07 11:00 | 0.65005
Coal | 2018-10-07 12:00 | 0.79985
Coal | 2018-10-07 13:00 | 0.79985
Coal | 2018-10-07 14:00 | 0.79985
Coal | 2018-10-07 15:00 | 0.79985
Coal | 2018-10-07 16:00 | 0.79985
Coal | 2018-10-07 17:00 | 0.79985
Coal | 2018-10-07 18:00 | 0.79985
Coal | 2018-10-07 19:00 | 0.79985
Coal | 2018-10-07 20:00 | 0.79985
Coal | 2018-10-07 21:00 | 0.79985
Coal | 2018-10-07 22:00 | 0.79985
Coal | 2018-10-07 23:00 | 0.79985
Coal | 2018-10-08 | 0.74572
Coal | 2018-10-08 01:00 | 0.74572
Coal | 2018-10-08 02:00 | 0.74572
Coal | 2018-10-08 03:00 | 0.74572
Coal | 2018-10-08 04:00 | 0.74572
Coal | 2018-10-08 05:00 | 0.74572
Coal | 2018-10-08 06:00 | 0.74572
Coal | 2018-10-08 07:00 | 0.74572
Coal | 2018-10-08 08:00 | 0.74572
Coal | 2018-10-08 09:00 | 0.74572
Coal | 2018-10-08 10:00 | 0.77508
Coal | 2018-10-08 11:00 | 0.70418
Coal | 2018-10-08 12:00 | 0.70418
Coal | 2018-10-08 13:00 | 0.70418
Coal | 2018-10-08 14:00 | 0.70418
Coal | 2018-10-08 15:00 | 0.70418
Coal | 2018-10-08 16:00 | 0.70418
Coal | 2018-10-08 17:00 | 0.70418
Coal | 2018-10-08 18:00 | 0.70418
Coal | 2018-10-08 19:00 | 0.70418
Coal | 2018-10-08 20:00 | 0.70418
Coal | 2018-10-08 21:00 | 0.70418
Coal | 2018-10-08 22:00 | 0.70418
Coal | 2018-10-08 23:00 | 0.70418
Coal | 2018-10-09 | 0.70418
Coal | 2018-10-09 01:00 | 0.70418
Coal | 2018-10-09 02:00 | 0.70418
Coal | 2018-10-09 03:00 | 0.70418
Coal | 2018-10-09 04:00 | 0.70418
Coal | 2018-10-09 05:00 | 0.70418
Coal | 2018-10-09 06:00 | 0.41213
Coal | 2018-10-09 07:00 | 0.45619
Coal | 2018-10-09 08:00 | 0.41213
Coal | 2018-10-09 09:00 | 0.41213
Coal | 2018-10-09 10:00 | 0.41213
Coal | 2018-10-09 11:00 | 0.41213
Coal | 2018-10-09 12:00 | 0.41213
Coal | 2018-10-09 13:00 | 0.41213
Coal | 2018-10-09 14:00 | 0.41213
Coal | 2018-10-09 15:00 | 0.41213
Coal | 2018-10-09 16:00 | 0.41213
Coal | 2018-10-09 17:00 | 0.41213
Coal | 2018-10-09 18:00 | 0.41213
Coal | 2018-10-09 19:00 | 0.41213
Coal | 2018-10-09 20:00 | 0.41213
Coal | 2018-10-09 21:00 | 0.41213
Coal | 2018-10-09 22:00 | 0.26234
Coal | 2018-10-09 23:00 | 0.26234
Coal | 2018-10-10 | 0.55816
Coal | 2018-10-10 01:00 | 0.55816
Coal | 2018-10-10 02:00 | 0.55816
Coal | 2018-10-10 03:00 | 0.55816
Coal | 2018-10-10 04:00 | 0.55816
Coal | 2018-10-10 05:00 | 0.55816
Coal | 2018-10-10 06:00 | 0.70418
Coal | 2018-10-10 07:00 | 0.70418
Coal | 2018-10-10 08:00 | 0.55438
Coal | 2018-10-10 09:00 | 0.55438
Coal | 2018-10-10 10:00 | 0.70418
Coal | 2018-10-10 11:00 | 0.70418
Coal | 2018-10-10 12:00 | 0.70418
Coal | 2018-10-10 13:00 | 0.70418
Coal | 2018-10-10 14:00 | 0.70418
Coal | 2018-10-10 15:00 | 0.70418
Coal | 2018-10-10 16:00 | 0.70418
Coal | 2018-10-10 17:00 | 0.70418
Coal | 2018-10-10 18:00 | 0.70418
Coal | 2018-10-10 19:00 | 0.70418
Coal | 2018-10-10 20:00 | 0.70418
Coal | 2018-10-10 21:00 | 0.70418
Coal | 2018-10-10 22:00 | 0.70418
Coal | 2018-10-10 23:00 | 0.70418
Coal | 2018-10-11 | 0.70418
Coal | 2018-10-11 01:00 | 0.70418
Coal | 2018-10-11 02:00 | 0.70418
Coal | 2018-10-11 03:00 | 0.70418
Coal | 2018-10-11 04:00 | 0.70418
Coal | 2018-10-11 05:00 | 0.70418
Coal | 2018-10-11 06:00 | 0.70418
Coal | 2018-10-11 07:00 | 0.70418
Coal | 2018-10-11 08:00 | 0.70418
Coal | 2018-10-11 09:00 | 0.70418
Coal | 2018-10-11 10:00 | 0.70418
Coal | 2018-10-11 11:00 | 0.70418
Coal | 2018-10-11 12:00 | 0.77145
Coal | 2018-10-11 13:00 | 0.79985
Coal | 2018-10-11 14:00 | 0.70418
Coal | 2018-10-11 15:00 | 0.70418
Coal | 2018-10-11 16:00 | 0.70418
Coal | 2018-10-11 17:00 | 0.70418
Coal | 2018-10-11 18:00 | 0.55816
Coal | 2018-10-11 19:00 | 0.55816
Coal | 2018-10-11 20:00 | 0.55816
Coal | 2018-10-11 21:00 | 0.55816
Coal | 2018-10-11 22:00 | 0.55816
Coal | 2018-10-11 23:00 | 0.55816
Coal | 2018-10-12 | 0.55816
Coal | 2018-10-12 01:00 | 0.55816
Coal | 2018-10-12 02:00 | 0.55816
Coal | 2018-10-12 03:00 | 0.55816
Coal | 2018-10-12 04:00 | 0.55816
Coal | 2018-10-12 05:00 | 0.55816
Coal | 2018-10-12 06:00 | 0.55816
Coal | 2018-10-12 07:00 | 0.55816
Coal | 2018-10-12 08:00 | 0.55816
Coal | 2018-10-12 09:00 | 0.55816
Coal | 2018-10-12 10:00 | 0.55816
Coal | 2018-10-12 11:00 | 0.55816
Coal | 2018-10-12 12:00 | 0.55816
Coal | 2018-10-12 13:00 | 0.55816
Coal | 2018-10-12 14:00 | 0.55816
Coal | 2018-10-12 15:00 | 0.55816
Coal | 2018-10-12 16:00 | 0.55816
Coal | 2018-10-12 17:00 | 0.55816
Coal | 2018-10-12 18:00 | 0.55816
Coal | 2018-10-12 19:00 | 0.55816
Coal | 2018-10-12 20:00 | 0.55816
Coal | 2018-10-12 21:00 | 0.55816
Coal | 2018-10-12 22:00 | 0.55816
Coal | 2018-10-12 23:00 | 0.55816
Coal | 2018-10-13 | 0.55816
Coal | 2018-10-13 01:00 | 0.55816
Coal | 2018-10-13 02:00 | 0.55816
Coal | 2018-10-13 03:00 | 0.55816
Coal | 2018-10-13 04:00 | 0.55816
Coal | 2018-10-13 05:00 | 0.55816
Coal | 2018-10-13 06:00 | 0.55816
Coal | 2018-10-13 07:00 | 0.55816
Coal | 2018-10-13 08:00 | 0.55816
Coal | 2018-10-13 09:00 | 0.55816
Coal | 2018-10-13 10:00 | 0.55816
Coal | 2018-10-13 11:00 | 0.55816
Coal | 2018-10-13 12:00 | 0.55816
Coal | 2018-10-13 13:00 | 0.55816
Coal | 2018-10-13 14:00 | 0.55816
Coal | 2018-10-13 15:00 | 0.55816
Coal | 2018-10-13 16:00 | 0.55816
Coal | 2018-10-13 17:00 | 0.55816
Coal | 2018-10-13 18:00 | 0.55816
Coal | 2018-10-13 19:00 | 0.55816
Coal | 2018-10-13 20:00 | 0.55816
Coal | 2018-10-13 21:00 | 0.55816
Coal | 2018-10-13 22:00 | 0.55816
Coal | 2018-10-13 23:00 | 0.55816
Coal | 2018-10-14 | 0.55816
Coal | 2018-10-14 01:00 | 0.55816
Coal | 2018-10-14 02:00 | 0.55816
Coal | 2018-10-14 03:00 | 0.55816
Coal | 2018-10-14 04:00 | 0.55816
Coal | 2018-10-14 05:00 | 0.55816
Coal | 2018-10-14 06:00 | 0.55816
Coal | 2018-10-14 07:00 | 0.55816
Coal | 2018-10-14 08:00 | 0.55816
Coal | 2018-10-14 09:00 | 0.55816
Coal | 2018-10-14 10:00 | 0.55816
Coal | 2018-10-14 11:00 | 0.55816
Coal | 2018-10-14 12:00 | 0.55816
Coal | 2018-10-14 13:00 | 0.55816
Coal | 2018-10-14 14:00 | 0.55816
Coal | 2018-10-14 15:00 | 0.55816
Coal | 2018-10-14 16:00 | 0.55816
Coal | 2018-10-14 17:00 | 0.55816
Coal | 2018-10-14 18:00 | 0.55816
Coal | 2018-10-14 19:00 | 0.55816
Coal | 2018-10-14 20:00 | 0.55816
Coal | 2018-10-14 21:00 | 0.55816
Coal | 2018-10-14 22:00 | 0.55816
Coal | 2018-10-14 23:00 | 0.55816
Coal | 2018-10-15 | 0.55816
Coal | 2018-10-15 01:00 | 0.55816
Coal | 2018-10-15 02:00 | 0.55816
Coal | 2018-10-15 03:00 | 0.55816
Coal | 2018-10-15 04:00 | 0.55816
Coal | 2018-10-15 05:00 | 0.55816
Coal | 2018-10-15 06:00 | 0.55816
Coal | 2018-10-15 07:00 | 0.41213
Coal | 2018-10-15 08:00 | 0.41213
Coal | 2018-10-15 09:00 | 0.41213
Coal | 2018-10-15 10:00 | 0.41213
Coal | 2018-10-15 11:00 | 0.41213
Coal | 2018-10-15 12:00 | 0.41213
Coal | 2018-10-15 13:00 | 0.41213
Coal | 2018-10-15 14:00 | 0.41213
Coal | 2018-10-15 15:00 | 0.41213
Coal | 2018-10-15 16:00 | 0.41213
Coal | 2018-10-15 17:00 | 0.41213
Coal | 2018-10-15 18:00 | 0.41213
Coal | 2018-10-15 19:00 | 0.41213
Coal | 2018-10-15 20:00 | 0.41213
Coal | 2018-10-15 21:00 | 0.41213
Coal | 2018-10-15 22:00 | 0.41213
Coal | 2018-10-15 23:00 | 0.41213
Coal | 2018-10-16 | 0.41213
Coal | 2018-10-16 01:00 | 0.41213
Coal | 2018-10-16 02:00 | 0.41213
Coal | 2018-10-16 03:00 | 0.41213
Coal | 2018-10-16 04:00 | 0.41213
Coal | 2018-10-16 05:00 | 0.55816
Coal | 2018-10-16 06:00 | 0.55816
Coal | 2018-10-16 07:00 | 0.55816
Coal | 2018-10-16 08:00 | 0.55816
Coal | 2018-10-16 09:00 | 0.55816
Coal | 2018-10-16 10:00 | 0.55816
Coal | 2018-10-16 11:00 | 0.55816
Coal | 2018-10-16 12:00 | 0.55816
Coal | 2018-10-16 13:00 | 0.55816
Coal | 2018-10-16 14:00 | 0.55816
Coal | 2018-10-16 15:00 | 0.55816
Coal | 2018-10-16 16:00 | 0.55816
Coal | 2018-10-16 17:00 | 0.55816
Coal | 2018-10-16 18:00 | 0.55816
Coal | 2018-10-16 19:00 | 0.55816
Coal | 2018-10-16 20:00 | 0.55816
Coal | 2018-10-16 21:00 | 0.55816
Coal | 2018-10-16 22:00 | 0.55816
Coal | 2018-10-16 23:00 | 0.55816
Coal | 2018-10-17 | 0.55816
Coal | 2018-10-17 01:00 | 0.55816
Coal | 2018-10-17 02:00 | 0.55816
Coal | 2018-10-17 03:00 | 0.55816
Coal | 2018-10-17 04:00 | 0.55816
Coal | 2018-10-17 05:00 | 0.55816
Coal | 2018-10-17 06:00 | 0.55816
Coal | 2018-10-17 07:00 | 0.55816
Coal | 2018-10-17 08:00 | 0.55816
Coal | 2018-10-17 09:00 | 0.55816
Coal | 2018-10-17 10:00 | 0.55816
Coal | 2018-10-17 11:00 | 0.70418
Coal | 2018-10-17 12:00 | 0.70418
Coal | 2018-10-17 13:00 | 0.70418
Coal | 2018-10-17 14:00 | 0.70418
Coal | 2018-10-17 15:00 | 0.70418
Coal | 2018-10-17 16:00 | 0.70418
Coal | 2018-10-17 17:00 | 0.70418
Coal | 2018-10-17 18:00 | 0.70418
Coal | 2018-10-17 19:00 | 0.70418
Coal | 2018-10-17 20:00 | 0.70418
Coal | 2018-10-17 21:00 | 0.70418
Coal | 2018-10-17 22:00 | 0.70418
Coal | 2018-10-17 23:00 | 0.70418
Coal | 2018-10-18 | 0.70418
Coal | 2018-10-18 01:00 | 0.70418
Coal | 2018-10-18 02:00 | 0.70418
Coal | 2018-10-18 03:00 | 0.70418
Coal | 2018-10-18 04:00 | 0.70418
Coal | 2018-10-18 05:00 | 0.70418
Coal | 2018-10-18 06:00 | 0.70418
Coal | 2018-10-18 07:00 | 0.70418
Coal | 2018-10-18 08:00 | 0.70418
Coal | 2018-10-18 09:00 | 0.70418
Coal | 2018-10-18 10:00 | 0.70418
Coal | 2018-10-18 11:00 | 0.70418
Coal | 2018-10-18 12:00 | 0.70418
Coal | 2018-10-18 13:00 | 0.70418
Coal | 2018-10-18 14:00 | 0.70418
Coal | 2018-10-18 15:00 | 0.70418
Coal | 2018-10-18 16:00 | 0.55438
Coal | 2018-10-18 17:00 | 0.55438
Coal | 2018-10-18 18:00 | 0.55438
Coal | 2018-10-18 19:00 | 0.55438
Coal | 2018-10-18 20:00 | 0.55438
Coal | 2018-10-18 21:00 | 0.55438
Coal | 2018-10-18 22:00 | 0.55438
Coal | 2018-10-18 23:00 | 0.55438
Coal | 2018-10-19 | 0.55438
Coal | 2018-10-19 01:00 | 0.55438
Coal | 2018-10-19 02:00 | 0.55438
Coal | 2018-10-19 03:00 | 0.55438
Coal | 2018-10-19 04:00 | 0.55438
Coal | 2018-10-19 05:00 | 0.55438
Coal | 2018-10-19 06:00 | 0.55438
Coal | 2018-10-19 07:00 | 0.55438
Coal | 2018-10-19 08:00 | 0.55438
Coal | 2018-10-19 09:00 | 0.55438
Coal | 2018-10-19 10:00 | 0.55438
Coal | 2018-10-19 11:00 | 0.55438
Coal | 2018-10-19 12:00 | 0.55438
Coal | 2018-10-19 13:00 | 0.55438
Coal | 2018-10-19 14:00 | 0.55438
Coal | 2018-10-19 15:00 | 0.55438
Coal | 2018-10-19 16:00 | 0.55438
Coal | 2018-10-19 17:00 | 0.55438
Coal | 2018-10-19 18:00 | 0.55438
Coal | 2018-10-19 19:00 | 0.55438
Coal | 2018-10-19 20:00 | 0.55438
Coal | 2018-10-19 21:00 | 0.55438
Coal | 2018-10-19 22:00 | 0.55438
Coal | 2018-10-19 23:00 | 0.55438
Coal | 2018-10-20 | 0.55438
Coal | 2018-10-20 01:00 | 0.55438
Coal | 2018-10-20 02:00 | 0.55438
Coal | 2018-10-20 03:00 | 0.55438
Coal | 2018-10-20 04:00 | 0.55438
Coal | 2018-10-20 05:00 | 0.55438
Coal | 2018-10-20 06:00 | 0.55438
Coal | 2018-10-20 07:00 | 0.55438
Coal | 2018-10-20 08:00 | 0.55438
Coal | 2018-10-20 09:00 | 0.55438
Coal | 2018-10-20 10:00 | 0.55438
Coal | 2018-10-20 11:00 | 0.55438
Coal | 2018-10-20 12:00 | 0.55438
Coal | 2018-10-20 13:00 | 0.55438
Coal | 2018-10-20 14:00 | 0.55438
Coal | 2018-10-20 15:00 | 0.55438
Coal | 2018-10-20 16:00 | 0.55438
Coal | 2018-10-20 17:00 | 0.55438
Coal | 2018-10-20 18:00 | 0.55438
Coal | 2018-10-20 19:00 | 0.55438
Coal | 2018-10-20 20:00 | 0.55438
Coal | 2018-10-20 21:00 | 0.55438
Coal | 2018-10-20 22:00 | 0.55438
Coal | 2018-10-20 23:00 | 0.55438
Coal | 2018-10-21 | 0.55438
Coal | 2018-10-21 01:00 | 0.55438
Coal | 2018-10-21 02:00 | 0.55438
Coal | 2018-10-21 03:00 | 0.55438
Coal | 2018-10-21 04:00 | 0.55438
Coal | 2018-10-21 05:00 | 0.55438
Coal | 2018-10-21 06:00 | 0.55438
Coal | 2018-10-21 07:00 | 0.55438
Coal | 2018-10-21 08:00 | 0.55438
Coal | 2018-10-21 09:00 | 0.55438
Coal | 2018-10-21 10:00 | 0.55438
Coal | 2018-10-21 11:00 | 0.55438
Coal | 2018-10-21 12:00 | 0.55438
Coal | 2018-10-21 13:00 | 0.55438
Coal | 2018-10-21 14:00 | 0.55438
Coal | 2018-10-21 15:00 | 0.55438
Coal | 2018-10-21 16:00 | 0.70418
Coal | 2018-10-21 17:00 | 0.70418
Coal | 2018-10-21 18:00 | 0.70418
Coal | 2018-10-21 19:00 | 0.70418
Coal | 2018-10-21 20:00 | 0.70418
Coal | 2018-10-21 21:00 | 0.70418
Coal | 2018-10-21 22:00 | 0.70418
Coal | 2018-10-21 23:00 | 0.70418
Coal | 2018-10-22 | 0.70418
Coal | 2018-10-22 01:00 | 0.70418
Coal | 2018-10-22 02:00 | 0.70418
Coal | 2018-10-22 03:00 | 0.70418
Coal | 2018-10-22 04:00 | 0.70418
Coal | 2018-10-22 05:00 | 0.70418
Coal | 2018-10-22 06:00 | 0.70418
Coal | 2018-10-22 07:00 | 0.70418
Coal | 2018-10-22 08:00 | 0.70418
Coal | 2018-10-22 09:00 | 0.70418
Coal | 2018-10-22 10:00 | 0.70418
Coal | 2018-10-22 11:00 | 0.70418
Coal | 2018-10-22 12:00 | 0.70418
Coal | 2018-10-22 13:00 | 0.70418
Coal | 2018-10-22 14:00 | 0.70418
Coal | 2018-10-22 15:00 | 0.70418
Coal | 2018-10-22 16:00 | 0.70418
Coal | 2018-10-22 17:00 | 0.70418
Coal | 2018-10-22 18:00 | 0.55816
Coal | 2018-10-22 19:00 | 0.55816
Coal | 2018-10-22 20:00 | 0.55816
Coal | 2018-10-22 21:00 | 0.55816
Coal | 2018-10-22 22:00 | 0.55816
Coal | 2018-10-22 23:00 | 0.55816
Coal | 2018-10-23 | 0.55816
Coal | 2018-10-23 01:00 | 0.55816
Coal | 2018-10-23 02:00 | 0.55816
Coal | 2018-10-23 03:00 | 0.55816
Coal | 2018-10-23 04:00 | 0.55816
Coal | 2018-10-23 05:00 | 0.55816
Coal | 2018-10-23 06:00 | 0.55816
Coal | 2018-10-23 07:00 | 0.55816
Coal | 2018-10-23 08:00 | 0.55816
Coal | 2018-10-23 09:00 | 0.55816
Coal | 2018-10-23 10:00 | 0.55816
Coal | 2018-10-23 11:00 | 0.55816
Coal | 2018-10-23 12:00 | 0.55816
Coal | 2018-10-23 13:00 | 0.55816
Coal | 2018-10-23 14:00 | 0.55816
Coal | 2018-10-23 15:00 | 0.55816
Coal | 2018-10-23 16:00 | 0.55816
Coal | 2018-10-23 17:00 | 0.55816
Coal | 2018-10-23 18:00 | 0.55816
Coal | 2018-10-23 19:00 | 0.55816
Coal | 2018-10-23 20:00 | 0.55816
Coal | 2018-10-23 21:00 | 0.55816
Coal | 2018-10-23 22:00 | 0.55816
Coal | 2018-10-23 23:00 | 0.55816
Coal | 2018-10-24 | 0.55816
Coal | 2018-10-24 01:00 | 0.55816
Coal | 2018-10-24 02:00 | 0.70418
Coal | 2018-10-24 03:00 | 0.70418
Coal | 2018-10-24 04:00 | 0.70418
Coal | 2018-10-24 05:00 | 0.60347
Coal | 2018-10-24 06:00 | 0.70418
Coal | 2018-10-24 07:00 | 0.70418
Coal | 2018-10-24 08:00 | 0.70418
Coal | 2018-10-24 09:00 | 0.67145
Coal | 2018-10-24 10:00 | 0.70418
Coal | 2018-10-24 11:00 | 0.70418
Coal | 2018-10-24 12:00 | 0.70418
Coal | 2018-10-24 13:00 | 0.70418
Coal | 2018-10-24 14:00 | 0.70418
Coal | 2018-10-24 15:00 | 0.66012
Coal | 2018-10-24 16:00 | 0.66012
Coal | 2018-10-24 17:00 | 0.66012
Coal | 2018-10-24 18:00 | 0.70418
Coal | 2018-10-24 19:00 | 0.70418
Coal | 2018-10-24 20:00 | 0.70418
Coal | 2018-10-24 21:00 | 0.70418
Coal | 2018-10-24 22:00 | 0.70418
Coal | 2018-10-24 23:00 | 0.70418
Coal | 2018-10-25 | 0.70418
Coal | 2018-10-25 01:00 | 0.70418
Coal | 2018-10-25 02:00 | 0.70418
Coal | 2018-10-25 03:00 | 0.70418
Coal | 2018-10-25 04:00 | 0.70418
Coal | 2018-10-25 05:00 | 0.70418
Coal | 2018-10-25 06:00 | 0.70418
Coal | 2018-10-25 07:00 | 0.70418
Coal | 2018-10-25 08:00 | 0.70418
Coal | 2018-10-25 09:00 | 0.70418
Coal | 2018-10-25 10:00 | 0.70418
Coal | 2018-10-25 11:00 | 0.70418
Coal | 2018-10-25 12:00 | 0.70418
Coal | 2018-10-25 13:00 | 0.70418
Coal | 2018-10-25 14:00 | 0.70418
Coal | 2018-10-25 15:00 | 0.70418
Coal | 2018-10-25 16:00 | 0.70418
Coal | 2018-10-25 17:00 | 0.66012
Coal | 2018-10-25 18:00 | 0.66012
Coal | 2018-10-25 19:00 | 0.66012
Coal | 2018-10-25 20:00 | 0.66012
Coal | 2018-10-25 21:00 | 0.66012
Coal | 2018-10-25 22:00 | 0.66012
Coal | 2018-10-25 23:00 | 0.67873
Coal | 2018-10-26 | 0.70418
Coal | 2018-10-26 01:00 | 0.70418
Coal | 2018-10-26 02:00 | 0.70418
Coal | 2018-10-26 03:00 | 0.70418
Coal | 2018-10-26 04:00 | 0.70418
Coal | 2018-10-26 05:00 | 0.70418
Coal | 2018-10-26 06:00 | 0.70418
Coal | 2018-10-26 07:00 | 0.70418
Coal | 2018-10-26 08:00 | 0.70418
Coal | 2018-10-26 09:00 | 0.70418
Coal | 2018-10-26 10:00 | 0.70418
Coal | 2018-10-26 11:00 | 0.70418
Coal | 2018-10-26 12:00 | 0.70418
Coal | 2018-10-26 13:00 | 0.70418
Coal | 2018-10-26 14:00 | 0.70418
Coal | 2018-10-26 15:00 | 0.70418
Coal | 2018-10-26 16:00 | 0.70418
Coal | 2018-10-26 17:00 | 0.70418
Coal | 2018-10-26 18:00 | 0.70418
Coal | 2018-10-26 19:00 | 0.70418
Coal | 2018-10-26 20:00 | 0.70418
Coal | 2018-10-26 21:00 | 0.70418
Coal | 2018-10-26 22:00 | 0.70418
Coal | 2018-10-26 23:00 | 0.70418
Coal | 2018-10-27 | 0.70418
Coal | 2018-10-27 01:00 | 0.70418
Coal | 2018-10-27 02:00 | 0.70418
Coal | 2018-10-27 03:00 | 0.70418
Coal | 2018-10-27 04:00 | 0.70418
Coal | 2018-10-27 05:00 | 0.70418
Coal | 2018-10-27 06:00 | 0.70418
Coal | 2018-10-27 07:00 | 0.70418
Coal | 2018-10-27 08:00 | 0.70418
Coal | 2018-10-27 09:00 | 0.70418
Coal | 2018-10-27 10:00 | 0.70418
Coal | 2018-10-27 11:00 | 0.70418
Coal | 2018-10-27 12:00 | 0.70418
Coal | 2018-10-27 13:00 | 0.70418
Coal | 2018-10-27 14:00 | 0.70418
Coal | 2018-10-27 15:00 | 0.70418
Coal | 2018-10-27 16:00 | 0.6566
Coal | 2018-10-27 17:00 | 0.6566
Coal | 2018-10-27 18:00 | 0.70418
Coal | 2018-10-27 19:00 | 0.70418
Coal | 2018-10-27 20:00 | 0.70418
Coal | 2018-10-27 21:00 | 0.70418
Coal | 2018-10-27 22:00 | 0.70418
Coal | 2018-10-27 23:00 | 0.70418
Coal | 2018-10-28 | 0.70418
Coal | 2018-10-28 01:00 | 0.70418
Coal | 2018-10-28 02:00 | 0.70418
Coal | 2018-10-28 03:00 | 0.70418
Coal | 2018-10-28 04:00 | 0.70418
Coal | 2018-10-28 05:00 | 0.70418
Coal | 2018-10-28 06:00 | 0.70418
Coal | 2018-10-28 07:00 | 0.70418
Coal | 2018-10-28 08:00 | 0.70418
Coal | 2018-10-28 09:00 | 0.70418
Coal | 2018-10-28 10:00 | 0.70418
Coal | 2018-10-28 11:00 | 0.70418
Coal | 2018-10-28 12:00 | 0.70418
Coal | 2018-10-28 13:00 | 0.70418
Coal | 2018-10-28 14:00 | 0.70418
Coal | 2018-10-28 15:00 | 0.70418
Coal | 2018-10-28 16:00 | 0.70418
Coal | 2018-10-28 17:00 | 0.70418
Coal | 2018-10-28 18:00 | 0.70418
Coal | 2018-10-28 19:00 | 0.70418
Coal | 2018-10-28 20:00 | 0.70418
Coal | 2018-10-28 21:00 | 0.70418
Coal | 2018-10-28 22:00 | 0.70418
Coal | 2018-10-28 23:00 | 0.70418
Coal | 2018-10-29 | 0.70418
Coal | 2018-10-29 01:00 | 0.70418
Coal | 2018-10-29 02:00 | 0.70418
Coal | 2018-10-29 03:00 | 0.55438
Coal | 2018-10-29 04:00 | 0.55438
Coal | 2018-10-29 05:00 | 0.62991
Coal | 2018-10-29 06:00 | 0.62991
Coal | 2018-10-29 07:00 | 0.62991
Coal | 2018-10-29 08:00 | 0.62991
Coal | 2018-10-29 09:00 | 0.63998
Coal | 2018-10-29 10:00 | 0.6425
Coal | 2018-10-29 11:00 | 0.6425
Coal | 2018-10-29 12:00 | 0.6425
Coal | 2018-10-29 13:00 | 0.6425
Coal | 2018-10-29 14:00 | 0.6425
Coal | 2018-10-29 15:00 | 0.6425
Coal | 2018-10-29 16:00 | 0.6425
Coal | 2018-10-29 17:00 | 0.6425
Coal | 2018-10-29 18:00 | 0.6425
Coal | 2018-10-29 19:00 | 0.6425
Coal | 2018-10-29 20:00 | 0.6425
Coal | 2018-10-29 21:00 | 0.6425
Coal | 2018-10-29 22:00 | 0.6425
Coal | 2018-10-29 23:00 | 0.6425
Coal | 2018-10-30 | 0.6425
Coal | 2018-10-30 01:00 | 0.6425
Coal | 2018-10-30 02:00 | 0.6425
Coal | 2018-10-30 03:00 | 0.6425
Coal | 2018-10-30 04:00 | 0.6425
Coal | 2018-10-30 05:00 | 0.6425
Coal | 2018-10-30 06:00 | 0.6425
Coal | 2018-10-30 07:00 | 0.6425
Coal | 2018-10-30 08:00 | 0.6425
Coal | 2018-10-30 09:00 | 0.6425
Coal | 2018-10-30 10:00 | 0.6425
Coal | 2018-10-30 11:00 | 0.6425
Coal | 2018-10-30 12:00 | 0.6425
Coal | 2018-10-30 13:00 | 0.6425
Coal | 2018-10-30 14:00 | 0.6425
Coal | 2018-10-30 15:00 | 0.6425
Coal | 2018-10-30 16:00 | 0.6425
Coal | 2018-10-30 17:00 | 0.6425
Coal | 2018-10-30 18:00 | 0.6425
Coal | 2018-10-30 19:00 | 0.6425
Coal | 2018-10-30 20:00 | 0.6425
Coal | 2018-10-30 21:00 | 0.6425
Coal | 2018-10-30 22:00 | 0.6425
Coal | 2018-10-30 23:00 | 0.6425
Coal | 2018-10-31 | 0.6425
Coal | 2018-10-31 01:00 | 0.6425
Coal | 2018-10-31 02:00 | 0.6425
Coal | 2018-10-31 03:00 | 0.6425
Coal | 2018-10-31 04:00 | 0.6425
Coal | 2018-10-31 05:00 | 0.6425
Coal | 2018-10-31 06:00 | 0.6425
Coal | 2018-10-31 07:00 | 0.6425
Coal | 2018-10-31 08:00 | 0.6425
Coal | 2018-10-31 09:00 | 0.6425
Coal | 2018-10-31 10:00 | 0.60977
Coal | 2018-10-31 11:00 | 0.60977
Coal | 2018-10-31 12:00 | 0.60977
Coal | 2018-10-31 13:00 | 0.60977
Coal | 2018-10-31 14:00 | 0.60977
Coal | 2018-10-31 15:00 | 0.60977
Coal | 2018-10-31 16:00 | 0.60977
Coal | 2018-10-31 17:00 | 0.60977
Coal | 2018-10-31 18:00 | 0.60977
Coal | 2018-10-31 19:00 | 0.6425
Coal | 2018-10-31 20:00 | 0.6425
Coal | 2018-10-31 21:00 | 0.6425
Coal | 2018-10-31 22:00 | 0.6425
Coal | 2018-10-31 23:00 | 0.6425
Coal | 2018-11-01 | 0.55438
Coal | 2018-11-01 01:00 | 0.55438
Coal | 2018-11-01 02:00 | 0.55438
Coal | 2018-11-01 03:00 | 0.55438
Coal | 2018-11-01 04:00 | 0.55438
Coal | 2018-11-01 05:00 | 0.55438
Coal | 2018-11-01 06:00 | 0.55438
Coal | 2018-11-01 07:00 | 0.55438
Coal | 2018-11-01 08:00 | 0.55438
Coal | 2018-11-01 09:00 | 0.55438
Coal | 2018-11-01 10:00 | 0.55438
Coal | 2018-11-01 11:00 | 0.55438
Coal | 2018-11-01 12:00 | 0.55438
Coal | 2018-11-01 13:00 | 0.55438
Coal | 2018-11-01 14:00 | 0.55438
Coal | 2018-11-01 15:00 | 0.55438
Coal | 2018-11-01 16:00 | 0.55438
Coal | 2018-11-01 17:00 | 0.55438
Coal | 2018-11-01 18:00 | 0.55438
Coal | 2018-11-01 19:00 | 0.55438
Coal | 2018-11-01 20:00 | 0.55438
Coal | 2018-11-01 21:00 | 0.55438
Coal | 2018-11-01 22:00 | 0.55438
Coal | 2018-11-01 23:00 | 0.55438
Coal | 2018-11-02 | 0.55438
Coal | 2018-11-02 01:00 | 0.58223
Coal | 2018-11-02 02:00 | 0.70418
Coal | 2018-11-02 03:00 | 0.70418
Coal | 2018-11-02 04:00 | 0.70418
Coal | 2018-11-02 05:00 | 0.70418
Coal | 2018-11-02 06:00 | 0.70418
Coal | 2018-11-02 07:00 | 0.70418
Coal | 2018-11-02 08:00 | 0.55438
Coal | 2018-11-02 09:00 | 0.55438
Coal | 2018-11-02 10:00 | 0.55438
Coal | 2018-11-02 11:00 | 0.55438
Coal | 2018-11-02 12:00 | 0.55438
Coal | 2018-11-02 13:00 | 0.55438
Coal | 2018-11-02 14:00 | 0.55438
Coal | 2018-11-02 15:00 | 0.55438
Coal | 2018-11-02 16:00 | 0.55438
Coal | 2018-11-02 17:00 | 0.40836
Coal | 2018-11-02 18:00 | 0.40836
Coal | 2018-11-02 19:00 | 0.40836
Coal | 2018-11-02 20:00 | 0.40836
Coal | 2018-11-02 21:00 | 0.40836
Coal | 2018-11-02 22:00 | 0.40836
Coal | 2018-11-02 23:00 | 0.40836
Coal | 2018-11-03 | 0.40836
Coal | 2018-11-03 01:00 | 0.40836
Coal | 2018-11-03 02:00 | 0.40836
Coal | 2018-11-03 03:00 | 0.40836
Coal | 2018-11-03 04:00 | 0.40836
Coal | 2018-11-03 05:00 | 0.40836
Coal | 2018-11-03 06:00 | 0.40836
Coal | 2018-11-03 07:00 | 0.40836
Coal | 2018-11-03 08:00 | 0.40836
Coal | 2018-11-03 09:00 | 0.40836
Coal | 2018-11-03 10:00 | 0.40836
Coal | 2018-11-03 11:00 | 0.40836
Coal | 2018-11-03 12:00 | 0.40836
Coal | 2018-11-03 13:00 | 0.40836
Coal | 2018-11-03 14:00 | 0.40836
Coal | 2018-11-03 15:00 | 0.40836
Coal | 2018-11-03 16:00 | 0.50403
Coal | 2018-11-03 17:00 | 0.50403
Coal | 2018-11-03 18:00 | 0.41382
Coal | 2018-11-03 19:00 | 0.42316
Coal | 2018-11-03 20:00 | 0.4325
Coal | 2018-11-03 21:00 | 0.44187
Coal | 2018-11-03 22:00 | 0.45121
Coal | 2018-11-03 23:00 | 0.46055
Coal | 2018-11-04 | 0.46991
Coal | 2018-11-04 01:00 | 0.47925
Coal | 2018-11-04 02:00 | 0.4886
Coal | 2018-11-04 03:00 | 0.49796
Coal | 2018-11-04 04:00 | 0.50264
Coal | 2018-11-04 05:00 | 0.50264
Coal | 2018-11-04 06:00 | 0.50264
Coal | 2018-11-04 07:00 | 0.50264
Coal | 2018-11-04 08:00 | 0.50264
Coal | 2018-11-04 09:00 | 0.50264
Coal | 2018-11-04 10:00 | 0.50264
Coal | 2018-11-04 11:00 | 0.50264
Coal | 2018-11-04 12:00 | 0.50264
Coal | 2018-11-04 13:00 | 0.50264
Coal | 2018-11-04 14:00 | 0.50264
Coal | 2018-11-04 15:00 | 0.50264
Coal | 2018-11-04 16:00 | 0.50264
Coal | 2018-11-04 17:00 | 0.50264
Coal | 2018-11-04 18:00 | 0.50264
Coal | 2018-11-04 19:00 | 0.50264
Coal | 2018-11-04 20:00 | 0.50264
Coal | 2018-11-04 21:00 | 0.50264
Coal | 2018-11-04 22:00 | 0.50264
Coal | 2018-11-04 23:00 | 0.50264
Coal | 2018-11-05 | 0.50264
Coal | 2018-11-05 01:00 | 0.50264
Coal | 2018-11-05 02:00 | 0.50264
Coal | 2018-11-05 03:00 | 0.50264
Coal | 2018-11-05 04:00 | 0.35662
Coal | 2018-11-05 05:00 | 0.35662
Coal | 2018-11-05 06:00 | 0.35662
Coal | 2018-11-05 07:00 | 0.50264
Coal | 2018-11-05 08:00 | 0.50264
Coal | 2018-11-05 09:00 | 0.4246
Coal | 2018-11-05 10:00 | 0.4246
Coal | 2018-11-05 11:00 | 0.4246
Coal | 2018-11-05 12:00 | 0.50264
Coal | 2018-11-05 13:00 | 0.50264
Coal | 2018-11-05 14:00 | 0.50264
Coal | 2018-11-05 15:00 | 0.50264
Coal | 2018-11-05 16:00 | 0.50264
Coal | 2018-11-05 17:00 | 0.40836
Coal | 2018-11-05 18:00 | 0.40836
Coal | 2018-11-05 19:00 | 0.40836
Coal | 2018-11-05 20:00 | 0.50403
Coal | 2018-11-05 21:00 | 0.50403
Coal | 2018-11-05 22:00 | 0.50403
Coal | 2018-11-05 23:00 | 0.50403
Coal | 2018-11-06 | 0.50403
Coal | 2018-11-06 01:00 | 0.50403
Coal | 2018-11-06 02:00 | 0.50403
Coal | 2018-11-06 03:00 | 0.50403
Coal | 2018-11-06 04:00 | 0.50403
Coal | 2018-11-06 05:00 | 0.50403
Coal | 2018-11-06 06:00 | 0.50403
Coal | 2018-11-06 07:00 | 0.50403
Coal | 2018-11-06 08:00 | 0.50403
Coal | 2018-11-06 09:00 | 0.50403
Coal | 2018-11-06 10:00 | 0.50403
Coal | 2018-11-06 11:00 | 0.50403
Coal | 2018-11-06 12:00 | 0.50403
Coal | 2018-11-06 13:00 | 0.50403
Coal | 2018-11-06 14:00 | 0.55816
Coal | 2018-11-06 15:00 | 0.40836
Coal | 2018-11-06 16:00 | 0.40836
Coal | 2018-11-06 17:00 | 0.40836
Coal | 2018-11-06 18:00 | 0.40836
Coal | 2018-11-06 19:00 | 0.41025
Coal | 2018-11-06 20:00 | 0.50403
Coal | 2018-11-06 21:00 | 0.50403
Coal | 2018-11-06 22:00 | 0.50403
Coal | 2018-11-06 23:00 | 0.50403
Coal | 2018-11-07 | 0.50403
Coal | 2018-11-07 01:00 | 0.53439
Coal | 2018-11-07 02:00 | 0.65383
Coal | 2018-11-07 03:00 | 0.65383
Coal | 2018-11-07 04:00 | 0.65383
Coal | 2018-11-07 05:00 | 0.65383
Coal | 2018-11-07 06:00 | 0.65383
Coal | 2018-11-07 07:00 | 0.65383
Coal | 2018-11-07 08:00 | 0.65383
Coal | 2018-11-07 09:00 | 0.65383
Coal | 2018-11-07 10:00 | 0.65383
Coal | 2018-11-07 11:00 | 0.65383
Coal | 2018-11-07 12:00 | 0.65383
Coal | 2018-11-07 13:00 | 0.65383
Coal | 2018-11-07 14:00 | 0.65383
Coal | 2018-11-07 15:00 | 0.65383
Coal | 2018-11-07 16:00 | 0.60977
Coal | 2018-11-07 17:00 | 0.65383
Coal | 2018-11-07 18:00 | 0.65383
Coal | 2018-11-07 19:00 | 0.65383
Coal | 2018-11-07 20:00 | 0.65383
Coal | 2018-11-07 21:00 | 0.65383
Coal | 2018-11-07 22:00 | 0.65383
Coal | 2018-11-07 23:00 | 0.65383
Coal | 2018-11-08 | 0.65383
Coal | 2018-11-08 01:00 | 0.70796
Coal | 2018-11-08 02:00 | 0.70796
Coal | 2018-11-08 03:00 | 0.70796
Coal | 2018-11-08 04:00 | 0.70796
Coal | 2018-11-08 05:00 | 0.70796
Coal | 2018-11-08 06:00 | 0.70796
Coal | 2018-11-08 07:00 | 0.70796
Coal | 2018-11-08 08:00 | 0.70796
Coal | 2018-11-08 09:00 | 0.70796
Coal | 2018-11-08 10:00 | 0.70796
Coal | 2018-11-08 11:00 | 0.70796
Coal | 2018-11-08 12:00 | 0.70796
Coal | 2018-11-08 13:00 | 0.70796
Coal | 2018-11-08 14:00 | 0.65383
Coal | 2018-11-08 15:00 | 0.65383
Coal | 2018-11-08 16:00 | 0.65383
Coal | 2018-11-08 17:00 | 0.55816
Coal | 2018-11-08 18:00 | 0.55816
Coal | 2018-11-08 19:00 | 0.55816
Coal | 2018-11-08 20:00 | 0.59496
Coal | 2018-11-08 21:00 | 0.65383
Coal | 2018-11-08 22:00 | 0.65383
Coal | 2018-11-08 23:00 | 0.65383
Coal | 2018-11-09 | 0.65383
Coal | 2018-11-09 01:00 | 0.65383
Coal | 2018-11-09 02:00 | 0.65383
Coal | 2018-11-09 03:00 | 0.65383
Coal | 2018-11-09 04:00 | 0.65383
Coal | 2018-11-09 05:00 | 0.65383
Coal | 2018-11-09 06:00 | 0.6065
Coal | 2018-11-09 07:00 | 0.6065
Coal | 2018-11-09 08:00 | 0.6065
Coal | 2018-11-09 09:00 | 0.6065
Coal | 2018-11-09 10:00 | 0.66062
Coal | 2018-11-09 11:00 | 0.66062
Coal | 2018-11-09 12:00 | 0.66062
Coal | 2018-11-09 13:00 | 0.66062
Coal | 2018-11-09 14:00 | 0.66062
Coal | 2018-11-09 15:00 | 0.59718
Coal | 2018-11-09 16:00 | 0.59718
Coal | 2018-11-09 17:00 | 0.59718
Coal | 2018-11-09 18:00 | 0.59718
Coal | 2018-11-09 19:00 | 0.59718
Coal | 2018-11-09 20:00 | 0.59718
Coal | 2018-11-09 21:00 | 0.59718
Coal | 2018-11-09 22:00 | 0.59718
Coal | 2018-11-09 23:00 | 0.59718
Coal | 2018-11-10 | 0.59718
Coal | 2018-11-10 01:00 | 0.59718
Coal | 2018-11-10 02:00 | 0.59718
Coal | 2018-11-10 03:00 | 0.59718
Coal | 2018-11-10 04:00 | 0.59718
Coal | 2018-11-10 05:00 | 0.59718
Coal | 2018-11-10 06:00 | 0.59718
Coal | 2018-11-10 07:00 | 0.59718
Coal | 2018-11-10 08:00 | 0.59718
Coal | 2018-11-10 09:00 | 0.59718
Coal | 2018-11-10 10:00 | 0.59718
Coal | 2018-11-10 11:00 | 0.59718
Coal | 2018-11-10 12:00 | 0.59718
Coal | 2018-11-10 13:00 | 0.59718
Coal | 2018-11-10 14:00 | 0.59718
Coal | 2018-11-10 15:00 | 0.59718
Coal | 2018-11-10 16:00 | 0.59718
Coal | 2018-11-10 17:00 | 0.59718
Coal | 2018-11-10 18:00 | 0.59718
Coal | 2018-11-10 19:00 | 0.59718
Coal | 2018-11-10 20:00 | 0.59718
Coal | 2018-11-10 21:00 | 0.59718
Coal | 2018-11-10 22:00 | 0.59718
Coal | 2018-11-10 23:00 | 0.59718
Coal | 2018-11-11 | 0.59718
Coal | 2018-11-11 01:00 | 0.59718
Coal | 2018-11-11 02:00 | 0.59718
Coal | 2018-11-11 03:00 | 0.59718
Coal | 2018-11-11 04:00 | 0.59718
Coal | 2018-11-11 05:00 | 0.59718
Coal | 2018-11-11 06:00 | 0.59718
Coal | 2018-11-11 07:00 | 0.59718
Coal | 2018-11-11 08:00 | 0.59718
Coal | 2018-11-11 09:00 | 0.59718
Coal | 2018-11-11 10:00 | 0.59718
Coal | 2018-11-11 11:00 | 0.59718
Coal | 2018-11-11 12:00 | 0.59718
Coal | 2018-11-11 13:00 | 0.59718
Coal | 2018-11-11 14:00 | 0.59718
Coal | 2018-11-11 15:00 | 0.59718
Coal | 2018-11-11 16:00 | 0.59718
Coal | 2018-11-11 17:00 | 0.59718
Coal | 2018-11-11 18:00 | 0.59718
Coal | 2018-11-11 19:00 | 0.59718
Coal | 2018-11-11 20:00 | 0.59718
Coal | 2018-11-11 21:00 | 0.59718
Coal | 2018-11-11 22:00 | 0.59718
Coal | 2018-11-11 23:00 | 0.59718
Coal | 2018-11-12 | 0.59718
Coal | 2018-11-12 01:00 | 0.59718
Coal | 2018-11-12 02:00 | 0.59718
Coal | 2018-11-12 03:00 | 0.59718
Coal | 2018-11-12 04:00 | 0.59718
Coal | 2018-11-12 05:00 | 0.59718
Coal | 2018-11-12 06:00 | 0.59718
Coal | 2018-11-12 07:00 | 0.59718
Coal | 2018-11-12 08:00 | 0.59718
Coal | 2018-11-12 09:00 | 0.7432
Coal | 2018-11-12 10:00 | 0.7432
Coal | 2018-11-12 11:00 | 0.7432
Coal | 2018-11-12 12:00 | 0.85398
Coal | 2018-11-12 13:00 | 0.83887
Coal | 2018-11-12 14:00 | 0.83887
Coal | 2018-11-12 15:00 | 0.83887
Coal | 2018-11-12 16:00 | 0.83887
Coal | 2018-11-12 17:00 | 0.83887
Coal | 2018-11-12 18:00 | 0.83887
Coal | 2018-11-12 19:00 | 0.83887
Coal | 2018-11-12 20:00 | 0.83887
Coal | 2018-11-12 21:00 | 0.85398
Coal | 2018-11-12 22:00 | 0.85398
Coal | 2018-11-12 23:00 | 0.85398
Coal | 2018-11-13 | 0.85398
Coal | 2018-11-13 01:00 | 0.85398
Coal | 2018-11-13 02:00 | 0.85398
Coal | 2018-11-13 03:00 | 0.85398
Coal | 2018-11-13 04:00 | 0.85398
Coal | 2018-11-13 05:00 | 0.85398
Coal | 2018-11-13 06:00 | 0.85398
Coal | 2018-11-13 07:00 | 0.70796
Coal | 2018-11-13 08:00 | 0.54683
Coal | 2018-11-13 09:00 | 0.54683
Coal | 2018-11-13 10:00 | 0.54683
Coal | 2018-11-13 11:00 | 0.54683
Coal | 2018-11-13 12:00 | 0.54683
Coal | 2018-11-13 13:00 | 0.54683
Coal | 2018-11-13 14:00 | 0.54683
Coal | 2018-11-13 15:00 | 0.54683
Coal | 2018-11-13 16:00 | 0.54683
Coal | 2018-11-13 17:00 | 0.54683
Coal | 2018-11-13 18:00 | 0.56193
Coal | 2018-11-13 19:00 | 0.56193
Coal | 2018-11-13 20:00 | 0.56193
Coal | 2018-11-13 21:00 | 0.85398
Coal | 2018-11-13 22:00 | 0.85398
Coal | 2018-11-13 23:00 | 0.85398
Coal | 2018-11-14 | 0.85398
Coal | 2018-11-14 01:00 | 0.85398
Coal | 2018-11-14 02:00 | 0.85398
Coal | 2018-11-14 03:00 | 0.85398
Coal | 2018-11-14 04:00 | 0.85398
Coal | 2018-11-14 05:00 | 0.85398
Coal | 2018-11-14 06:00 | 0.85398
Coal | 2018-11-14 07:00 | 0.85398
Coal | 2018-11-14 08:00 | 0.85398
Coal | 2018-11-14 09:00 | 0.79985
Coal | 2018-11-14 10:00 | 0.79985
Coal | 2018-11-14 11:00 | 0.79985
Coal | 2018-11-14 12:00 | 0.79985
Coal | 2018-11-14 13:00 | 0.79985
Coal | 2018-11-14 14:00 | 0.79985
Coal | 2018-11-14 15:00 | 0.79985
Coal | 2018-11-14 16:00 | 0.79985
Coal | 2018-11-14 17:00 | 0.79985
Coal | 2018-11-14 18:00 | 0.79985
Coal | 2018-11-14 19:00 | 0.79985
Coal | 2018-11-14 20:00 | 0.79985
Coal | 2018-11-14 21:00 | 0.79985
Coal | 2018-11-14 22:00 | 0.79985
Coal | 2018-11-14 23:00 | 0.79985
Coal | 2018-11-15 | 0.79985
Coal | 2018-11-15 01:00 | 0.79985
Coal | 2018-11-15 02:00 | 0.79985
Coal | 2018-11-15 03:00 | 0.79985
Coal | 2018-11-15 04:00 | 0.79985
Coal | 2018-11-15 05:00 | 0.79985
Coal | 2018-11-15 06:00 | 0.79985
Coal | 2018-11-15 07:00 | 0.79985
Coal | 2018-11-15 08:00 | 0.79985
Coal | 2018-11-15 09:00 | 0.70418
Coal | 2018-11-15 10:00 | 0.70418
Coal | 2018-11-15 11:00 | 0.70418
Coal | 2018-11-15 12:00 | 0.70418
Coal | 2018-11-15 13:00 | 0.70418
Coal | 2018-11-15 14:00 | 0.70418
Coal | 2018-11-15 15:00 | 0.70418
Coal | 2018-11-15 16:00 | 0.70418
Coal | 2018-11-15 17:00 | 0.70418
Coal | 2018-11-15 18:00 | 0.70418
Coal | 2018-11-15 19:00 | 0.70418
Coal | 2018-11-15 20:00 | 0.70418
Coal | 2018-11-15 21:00 | 0.70418
Coal | 2018-11-15 22:00 | 0.70418
Coal | 2018-11-15 23:00 | 0.70418
Coal | 2018-11-16 | 0.70418
Coal | 2018-11-16 01:00 | 0.70418
Coal | 2018-11-16 02:00 | 0.70418
Coal | 2018-11-16 03:00 | 0.70418
Coal | 2018-11-16 04:00 | 0.70418
Coal | 2018-11-16 05:00 | 0.70418
Coal | 2018-11-16 06:00 | 0.70418
Coal | 2018-11-16 07:00 | 0.70418
Coal | 2018-11-16 08:00 | 0.85398
Coal | 2018-11-16 09:00 | 0.85398
Coal | 2018-11-16 10:00 | 0.85398
Coal | 2018-11-16 11:00 | 0.85398
Coal | 2018-11-16 12:00 | 0.85398
Coal | 2018-11-16 13:00 | 0.85398
Coal | 2018-11-16 14:00 | 0.85398
Coal | 2018-11-16 15:00 | 0.85398
Coal | 2018-11-16 16:00 | 0.85398
Coal | 2018-11-16 17:00 | 0.85398
Coal | 2018-11-16 18:00 | 0.85398
Coal | 2018-11-16 19:00 | 0.85398
Coal | 2018-11-16 20:00 | 0.70418
Coal | 2018-11-16 21:00 | 0.70418
Coal | 2018-11-16 22:00 | 0.70418
Coal | 2018-11-16 23:00 | 0.70418
Coal | 2018-11-17 | 0.70418
Coal | 2018-11-17 01:00 | 0.70418
Coal | 2018-11-17 02:00 | 0.55816
Coal | 2018-11-17 03:00 | 0.55816
Coal | 2018-11-17 04:00 | 0.55816
Coal | 2018-11-17 05:00 | 0.55816
Coal | 2018-11-17 06:00 | 0.41213
Coal | 2018-11-17 07:00 | 0.55816
Coal | 2018-11-17 08:00 | 0.70418
Coal | 2018-11-17 09:00 | 0.70418
Coal | 2018-11-17 10:00 | 0.70418
Coal | 2018-11-17 11:00 | 0.55816
Coal | 2018-11-17 12:00 | 0.55816
Coal | 2018-11-17 13:00 | 0.55816
Coal | 2018-11-17 14:00 | 0.55816
Coal | 2018-11-17 15:00 | 0.55816
Coal | 2018-11-17 16:00 | 0.55816
Coal | 2018-11-17 17:00 | 0.55816
Coal | 2018-11-17 18:00 | 0.55816
Coal | 2018-11-17 19:00 | 0.55816
Coal | 2018-11-17 20:00 | 0.55816
Coal | 2018-11-17 21:00 | 0.55816
Coal | 2018-11-17 22:00 | 0.55816
Coal | 2018-11-17 23:00 | 0.55816
Coal | 2018-11-18 | 0.55816
Coal | 2018-11-18 01:00 | 0.55816
Coal | 2018-11-18 02:00 | 0.55816
Coal | 2018-11-18 03:00 | 0.55816
Coal | 2018-11-18 04:00 | 0.70418
Coal | 2018-11-18 05:00 | 0.70418
Coal | 2018-11-18 06:00 | 0.70418
Coal | 2018-11-18 07:00 | 0.70418
Coal | 2018-11-18 08:00 | 0.70418
Coal | 2018-11-18 09:00 | 0.70418
Coal | 2018-11-18 10:00 | 0.70418
Coal | 2018-11-18 11:00 | 0.70418
Coal | 2018-11-18 12:00 | 0.70418
Coal | 2018-11-18 13:00 | 0.70418
Coal | 2018-11-18 14:00 | 0.70418
Coal | 2018-11-18 15:00 | 0.70418
Coal | 2018-11-18 16:00 | 0.70418
Coal | 2018-11-18 17:00 | 0.70418
Coal | 2018-11-18 18:00 | 0.85398
Coal | 2018-11-18 19:00 | 0.85398
Coal | 2018-11-18 20:00 | 0.85398
Coal | 2018-11-18 21:00 | 0.85398
Coal | 2018-11-18 22:00 | 0.85398
Coal | 2018-11-18 23:00 | 0.85398
Coal | 2018-11-19 | 0.85398
Coal | 2018-11-19 01:00 | 0.85398
Coal | 2018-11-19 02:00 | 0.85398
Coal | 2018-11-19 03:00 | 0.85398
Coal | 2018-11-19 04:00 | 0.85398
Coal | 2018-11-19 05:00 | 0.85398
Coal | 2018-11-19 06:00 | 0.85398
Coal | 2018-11-19 07:00 | 0.70418
Coal | 2018-11-19 08:00 | 0.70418
Coal | 2018-11-19 09:00 | 0.70418
Coal | 2018-11-19 10:00 | 0.85398
Coal | 2018-11-19 11:00 | 0.85398
Coal | 2018-11-19 12:00 | 0.85398
Coal | 2018-11-19 13:00 | 0.85398
Coal | 2018-11-19 14:00 | 0.79985
Coal | 2018-11-19 15:00 | 0.79985
Coal | 2018-11-19 16:00 | 0.79985
Coal | 2018-11-19 17:00 | 0.79985
Coal | 2018-11-19 18:00 | 0.79985
Coal | 2018-11-19 19:00 | 0.85398
Coal | 2018-11-19 20:00 | 0.85398
Coal | 2018-11-19 21:00 | 0.85398
Coal | 2018-11-19 22:00 | 0.85398
Coal | 2018-11-19 23:00 | 0.85398
Coal | 2018-11-20 | 0.85398
Coal | 2018-11-20 01:00 | 0.85398
Coal | 2018-11-20 02:00 | 0.85398
Coal | 2018-11-20 03:00 | 0.85398
Coal | 2018-11-20 04:00 | 0.85398
Coal | 2018-11-20 05:00 | 0.85398
Coal | 2018-11-20 06:00 | 0.85398
Coal | 2018-11-20 07:00 | 0.85398
Coal | 2018-11-20 08:00 | 0.85398
Coal | 2018-11-20 09:00 | 0.85398
Coal | 2018-11-20 10:00 | 0.70418
Coal | 2018-11-20 11:00 | 0.70418
Coal | 2018-11-20 12:00 | 0.70418
Coal | 2018-11-20 13:00 | 0.70418
Coal | 2018-11-20 14:00 | 0.70418
Coal | 2018-11-20 15:00 | 0.70418
Coal | 2018-11-20 16:00 | 0.70418
Coal | 2018-11-20 17:00 | 0.70418
Coal | 2018-11-20 18:00 | 0.70418
Coal | 2018-11-20 19:00 | 0.70418
Coal | 2018-11-20 20:00 | 0.70418
Coal | 2018-11-20 21:00 | 0.70418
Coal | 2018-11-20 22:00 | 0.70418
Coal | 2018-11-20 23:00 | 0.70418
Coal | 2018-11-21 | 0.70418
Coal | 2018-11-21 01:00 | 0.70418
Coal | 2018-11-21 02:00 | 0.70418
Coal | 2018-11-21 03:00 | 0.70418
Coal | 2018-11-21 04:00 | 0.70418
Coal | 2018-11-21 05:00 | 0.70418
Coal | 2018-11-21 06:00 | 0.70418
Coal | 2018-11-21 07:00 | 0.70418
Coal | 2018-11-21 08:00 | 0.85398
Coal | 2018-11-21 09:00 | 0.85398
Coal | 2018-11-21 10:00 | 0.85398
Coal | 2018-11-21 11:00 | 0.85398
Coal | 2018-11-21 12:00 | 0.85398
Coal | 2018-11-21 13:00 | 0.85398
Coal | 2018-11-21 14:00 | 0.85398
Coal | 2018-11-21 15:00 | 0.85398
Coal | 2018-11-21 16:00 | 0.85398
Coal | 2018-11-21 17:00 | 0.85398
Coal | 2018-11-21 18:00 | 0.85398
Coal | 2018-11-21 19:00 | 0.85398
Coal | 2018-11-21 20:00 | 0.85398
Coal | 2018-11-21 21:00 | 0.85398
Coal | 2018-11-21 22:00 | 0.85398
Coal | 2018-11-21 23:00 | 0.85398
Coal | 2018-11-22 | 0.85398
Coal | 2018-11-22 01:00 | 0.85398
Coal | 2018-11-22 02:00 | 0.85398
Coal | 2018-11-22 03:00 | 0.85398
Coal | 2018-11-22 04:00 | 0.85398
Coal | 2018-11-22 05:00 | 0.85398
Coal | 2018-11-22 06:00 | 0.85398
Coal | 2018-11-22 07:00 | 0.85398
Coal | 2018-11-22 08:00 | 0.85398
Coal | 2018-11-22 09:00 | 0.85398
Coal | 2018-11-22 10:00 | 0.85398
Coal | 2018-11-22 11:00 | 0.85398
Coal | 2018-11-22 12:00 | 0.85398
Coal | 2018-11-22 13:00 | 0.85398
Coal | 2018-11-22 14:00 | 0.70418
Coal | 2018-11-22 15:00 | 0.70418
Coal | 2018-11-22 16:00 | 0.70418
Coal | 2018-11-22 17:00 | 0.70418
Coal | 2018-11-22 18:00 | 0.70418
Coal | 2018-11-22 19:00 | 0.70418
Coal | 2018-11-22 20:00 | 0.70418
Coal | 2018-11-22 21:00 | 0.70418
Coal | 2018-11-22 22:00 | 0.70418
Coal | 2018-11-22 23:00 | 0.70418
Coal | 2018-11-23 | 0.70418
Coal | 2018-11-23 01:00 | 0.55816
Coal | 2018-11-23 02:00 | 0.55816
Coal | 2018-11-23 03:00 | 0.55816
Coal | 2018-11-23 04:00 | 0.70418
Coal | 2018-11-23 05:00 | 0.70418
Coal | 2018-11-23 06:00 | 0.70418
Coal | 2018-11-23 07:00 | 0.58462
Coal | 2018-11-23 08:00 | 0.70418
Coal | 2018-11-23 09:00 | 0.70418
Coal | 2018-11-23 10:00 | 0.70418
Coal | 2018-11-23 11:00 | 0.70418
Coal | 2018-11-23 12:00 | 0.70418
Coal | 2018-11-23 13:00 | 0.70418
Coal | 2018-11-23 14:00 | 0.70418
Coal | 2018-11-23 15:00 | 0.70418
Coal | 2018-11-23 16:00 | 0.70418
Coal | 2018-11-23 17:00 | 0.70418
Coal | 2018-11-23 18:00 | 0.70418
Coal | 2018-11-23 19:00 | 0.70418
Coal | 2018-11-23 20:00 | 0.70418
Coal | 2018-11-23 21:00 | 0.70418
Coal | 2018-11-23 22:00 | 0.70418
Coal | 2018-11-23 23:00 | 0.70418
Coal | 2018-11-24 | 0.70418
Coal | 2018-11-24 01:00 | 0.70418
Coal | 2018-11-24 02:00 | 0.70418
Coal | 2018-11-24 03:00 | 0.70418
Coal | 2018-11-24 04:00 | 0.70418
Coal | 2018-11-24 05:00 | 0.70418
Coal | 2018-11-24 06:00 | 0.70418
Coal | 2018-11-24 07:00 | 0.70418
Coal | 2018-11-24 08:00 | 0.70418
Coal | 2018-11-24 09:00 | 0.70418
Coal | 2018-11-24 10:00 | 0.70418
Coal | 2018-11-24 11:00 | 0.70418
Coal | 2018-11-24 12:00 | 0.70418
Coal | 2018-11-24 13:00 | 0.70418
Coal | 2018-11-24 14:00 | 0.70418
Coal | 2018-11-24 15:00 | 0.70418
Coal | 2018-11-24 16:00 | 0.70418
Coal | 2018-11-24 17:00 | 0.70418
Coal | 2018-11-24 18:00 | 0.70418
Coal | 2018-11-24 19:00 | 0.70418
Coal | 2018-11-24 20:00 | 0.70418
Coal | 2018-11-24 21:00 | 0.70418
Coal | 2018-11-24 22:00 | 0.70418
Coal | 2018-11-24 23:00 | 0.70418
Coal | 2018-11-25 | 0.70418
Coal | 2018-11-25 01:00 | 0.55816
Coal | 2018-11-25 02:00 | 0.55816
Coal | 2018-11-25 03:00 | 0.55816
Coal | 2018-11-25 04:00 | 0.55816
Coal | 2018-11-25 05:00 | 0.55816
Coal | 2018-11-25 06:00 | 0.70418
Coal | 2018-11-25 07:00 | 0.70418
Coal | 2018-11-25 08:00 | 0.70418
Coal | 2018-11-25 09:00 | 0.70418
Coal | 2018-11-25 10:00 | 0.70418
Coal | 2018-11-25 11:00 | 0.70418
Coal | 2018-11-25 12:00 | 0.70418
Coal | 2018-11-25 13:00 | 0.70418
Coal | 2018-11-25 14:00 | 0.55816
Coal | 2018-11-25 15:00 | 0.41213
Coal | 2018-11-25 16:00 | 0.41213
Coal | 2018-11-25 17:00 | 0.41213
Coal | 2018-11-25 18:00 | 0.41213
Coal | 2018-11-25 19:00 | 0.41213
Coal | 2018-11-25 20:00 | 0.41213
Coal | 2018-11-25 21:00 | 0.41213
Coal | 2018-11-25 22:00 | 0.41213
Coal | 2018-11-25 23:00 | 0.41213
Coal | 2018-11-26 | 0.41213
Coal | 2018-11-26 01:00 | 0.41213
Coal | 2018-11-26 02:00 | 0.55816
Coal | 2018-11-26 03:00 | 0.70418
Coal | 2018-11-26 04:00 | 0.70418
Coal | 2018-11-26 05:00 | 0.70418
Coal | 2018-11-26 06:00 | 0.70418
Coal | 2018-11-26 07:00 | 0.70418
Coal | 2018-11-26 08:00 | 0.70418
Coal | 2018-11-26 09:00 | 0.70418
Coal | 2018-11-26 10:00 | 0.70418
Coal | 2018-11-26 11:00 | 0.72936
Coal | 2018-11-26 12:00 | 0.72936
Coal | 2018-11-26 13:00 | 0.72936
Coal | 2018-11-26 14:00 | 0.72936
Coal | 2018-11-26 15:00 | 0.72936
Coal | 2018-11-26 16:00 | 0.72936
Coal | 2018-11-26 17:00 | 0.72936
Coal | 2018-11-26 18:00 | 0.72936
Coal | 2018-11-26 19:00 | 0.72936
Coal | 2018-11-26 20:00 | 0.72936
Coal | 2018-11-26 21:00 | 0.72936
Coal | 2018-11-26 22:00 | 0.72936
Coal | 2018-11-26 23:00 | 0.72936
Coal | 2018-11-27 | 0.72936
Coal | 2018-11-27 01:00 | 0.58333
Coal | 2018-11-27 02:00 | 0.43731
Coal | 2018-11-27 03:00 | 0.43731
Coal | 2018-11-27 04:00 | 0.43731
Coal | 2018-11-27 05:00 | 0.43731
Coal | 2018-11-27 06:00 | 0.43731
Coal | 2018-11-27 07:00 | 0.43731
Coal | 2018-11-27 08:00 | 0.43731
Coal | 2018-11-27 09:00 | 0.43731
Coal | 2018-11-27 10:00 | 0.43731
Coal | 2018-11-27 11:00 | 0.43731
Coal | 2018-11-27 12:00 | 0.43731
Coal | 2018-11-27 13:00 | 0.43731
Coal | 2018-11-27 14:00 | 0.43731
Coal | 2018-11-27 15:00 | 0.43731
Coal | 2018-11-27 16:00 | 0.43731
Coal | 2018-11-27 17:00 | 0.43731
Coal | 2018-11-27 18:00 | 0.43731
Coal | 2018-11-27 19:00 | 0.43731
Coal | 2018-11-27 20:00 | 0.43731
Coal | 2018-11-27 21:00 | 0.43731
Coal | 2018-11-27 22:00 | 0.43731
Coal | 2018-11-27 23:00 | 0.43731
Coal | 2018-11-28 | 0.43731
Coal | 2018-11-28 01:00 | 0.43731
Coal | 2018-11-28 02:00 | 0.43731
Coal | 2018-11-28 03:00 | 0.43731
Coal | 2018-11-28 04:00 | 0.43731
Coal | 2018-11-28 05:00 | 0.43731
Coal | 2018-11-28 06:00 | 0.43731
Coal | 2018-11-28 07:00 | 0.43731
Coal | 2018-11-28 08:00 | 0.43731
Coal | 2018-11-28 09:00 | 0.43731
Coal | 2018-11-28 10:00 | 0.43731
Coal | 2018-11-28 11:00 | 0.28751
Coal | 2018-11-28 12:00 | 0.28751
Coal | 2018-11-28 13:00 | 0.43353
Coal | 2018-11-28 14:00 | 0.58333
Coal | 2018-11-28 15:00 | 0.58333
Coal | 2018-11-28 16:00 | 0.58333
Coal | 2018-11-28 17:00 | 0.58333
Coal | 2018-11-28 18:00 | 0.58333
Coal | 2018-11-28 19:00 | 0.58333
Coal | 2018-11-28 20:00 | 0.58333
Coal | 2018-11-28 21:00 | 0.58333
Coal | 2018-11-28 22:00 | 0.58333
Coal | 2018-11-28 23:00 | 0.58333
Coal | 2018-11-29 | 0.58333
Coal | 2018-11-29 01:00 | 0.58333
Coal | 2018-11-29 02:00 | 0.58333
Coal | 2018-11-29 03:00 | 0.58333
Coal | 2018-11-29 04:00 | 0.58333
Coal | 2018-11-29 05:00 | 0.58333
Coal | 2018-11-29 06:00 | 0.43353
Coal | 2018-11-29 07:00 | 0.43353
Coal | 2018-11-29 08:00 | 0.43353
Coal | 2018-11-29 09:00 | 0.43353
Coal | 2018-11-29 10:00 | 0.43353
Coal | 2018-11-29 11:00 | 0.43353
Coal | 2018-11-29 12:00 | 0.43353
Coal | 2018-11-29 13:00 | 0.43353
Coal | 2018-11-29 14:00 | 0.43353
Coal | 2018-11-29 15:00 | 0.43353
Coal | 2018-11-29 16:00 | 0.43353
Coal | 2018-11-29 17:00 | 0.43353
Coal | 2018-11-29 18:00 | 0.43353
Coal | 2018-11-29 19:00 | 0.43353
Coal | 2018-11-29 20:00 | 0.43353
Coal | 2018-11-29 21:00 | 0.43353
Coal | 2018-11-29 22:00 | 0.43353
Coal | 2018-11-29 23:00 | 0.43353
Coal | 2018-11-30 | 0.43353
Coal | 2018-11-30 01:00 | 0.43353
Coal | 2018-11-30 02:00 | 0.43353
Coal | 2018-11-30 03:00 | 0.43353
Coal | 2018-11-30 04:00 | 0.43353
Coal | 2018-11-30 05:00 | 0.43353
Coal | 2018-11-30 06:00 | 0.43353
Coal | 2018-11-30 07:00 | 0.43353
Coal | 2018-11-30 08:00 | 0.43353
Coal | 2018-11-30 09:00 | 0.43353
Coal | 2018-11-30 10:00 | 0.43353
Coal | 2018-11-30 11:00 | 0.43353
Coal | 2018-11-30 12:00 | 0.43353
Coal | 2018-11-30 13:00 | 0.58333
Coal | 2018-11-30 14:00 | 0.58333
Coal | 2018-11-30 15:00 | 0.58333
Coal | 2018-11-30 16:00 | 0.58333
Coal | 2018-11-30 17:00 | 0.58333
Coal | 2018-11-30 18:00 | 0.58333
Coal | 2018-11-30 19:00 | 0.58333
Coal | 2018-11-30 20:00 | 0.58333
Coal | 2018-11-30 21:00 | 0.58333
Coal | 2018-11-30 22:00 | 0.58333
Coal | 2018-11-30 23:00 | 0.58333
Coal | 2018-12-01 | 0.58333
Coal | 2018-12-01 01:00 | 0.58333
Coal | 2018-12-01 02:00 | 0.58333
Coal | 2018-12-01 03:00 | 0.58333
Coal | 2018-12-01 04:00 | 0.58333
Coal | 2018-12-01 05:00 | 0.58333
Coal | 2018-12-01 06:00 | 0.58333
Coal | 2018-12-01 07:00 | 0.58333
Coal | 2018-12-01 08:00 | 0.58333
Coal | 2018-12-01 09:00 | 0.58333
Coal | 2018-12-01 10:00 | 0.58333
Coal | 2018-12-01 11:00 | 0.58333
Coal | 2018-12-01 12:00 | 0.58333
Coal | 2018-12-01 13:00 | 0.58333
Coal | 2018-12-01 14:00 | 0.58333
Coal | 2018-12-01 15:00 | 0.58333
Coal | 2018-12-01 16:00 | 0.58333
Coal | 2018-12-01 17:00 | 0.58333
Coal | 2018-12-01 18:00 | 0.58333
Coal | 2018-12-01 19:00 | 0.58333
Coal | 2018-12-01 20:00 | 0.58333
Coal | 2018-12-01 21:00 | 0.58333
Coal | 2018-12-01 22:00 | 0.43353
Coal | 2018-12-01 23:00 | 0.43353
Coal | 2018-12-02 | 0.43353
Coal | 2018-12-02 01:00 | 0.43353
Coal | 2018-12-02 02:00 | 0.43353
Coal | 2018-12-02 03:00 | 0.43353
Coal | 2018-12-02 04:00 | 0.43353
Coal | 2018-12-02 05:00 | 0.43353
Coal | 2018-12-02 06:00 | 0.43353
Coal | 2018-12-02 07:00 | 0.43353
Coal | 2018-12-02 08:00 | 0.43353
Coal | 2018-12-02 09:00 | 0.43353
Coal | 2018-12-02 10:00 | 0.43353
Coal | 2018-12-02 11:00 | 0.43353
Coal | 2018-12-02 12:00 | 0.43353
Coal | 2018-12-02 13:00 | 0.43353
Coal | 2018-12-02 14:00 | 0.58333
Coal | 2018-12-02 15:00 | 0.58333
Coal | 2018-12-02 16:00 | 0.58333
Coal | 2018-12-02 17:00 | 0.58333
Coal | 2018-12-02 18:00 | 0.58333
Coal | 2018-12-02 19:00 | 0.58333
Coal | 2018-12-02 20:00 | 0.72936
Coal | 2018-12-02 21:00 | 0.72936
Coal | 2018-12-02 22:00 | 0.72936
Coal | 2018-12-02 23:00 | 0.72936
Coal | 2018-12-03 | 0.72936
Coal | 2018-12-03 01:00 | 0.72936
Coal | 2018-12-03 02:00 | 0.72936
Coal | 2018-12-03 03:00 | 0.72936
Coal | 2018-12-03 04:00 | 0.72936
Coal | 2018-12-03 05:00 | 0.53298
Coal | 2018-12-03 06:00 | 0.53298
Coal | 2018-12-03 07:00 | 0.53298
Coal | 2018-12-03 08:00 | 0.53298
Coal | 2018-12-03 09:00 | 0.53298
Coal | 2018-12-03 10:00 | 0.53298
Coal | 2018-12-03 11:00 | 0.53298
Coal | 2018-12-03 12:00 | 0.679
Coal | 2018-12-03 13:00 | 0.679
Coal | 2018-12-03 14:00 | 0.679
Coal | 2018-12-03 15:00 | 0.679
Coal | 2018-12-03 16:00 | 0.72936
Coal | 2018-12-03 17:00 | 0.72936
Coal | 2018-12-03 18:00 | 0.58333
Coal | 2018-12-03 19:00 | 0.58333
Coal | 2018-12-03 20:00 | 0.58333
Coal | 2018-12-03 21:00 | 0.58333
Coal | 2018-12-03 22:00 | 0.58333
Coal | 2018-12-03 23:00 | 0.58333
Coal | 2018-12-04 | 0.58333
Coal | 2018-12-04 01:00 | 0.58333
Coal | 2018-12-04 02:00 | 0.58333
Coal | 2018-12-04 03:00 | 0.58333
Coal | 2018-12-04 04:00 | 0.58333
Coal | 2018-12-04 05:00 | 0.58333
Coal | 2018-12-04 06:00 | 0.58333
Coal | 2018-12-04 07:00 | 0.58333
Coal | 2018-12-04 08:00 | 0.58333
Coal | 2018-12-04 09:00 | 0.58333
Coal | 2018-12-04 10:00 | 0.58333
Coal | 2018-12-04 11:00 | 0.58333
Coal | 2018-12-04 12:00 | 0.58333
Coal | 2018-12-04 13:00 | 0.58333
Coal | 2018-12-04 14:00 | 0.58333
Coal | 2018-12-04 15:00 | 0.58333
Coal | 2018-12-04 16:00 | 0.58333
Coal | 2018-12-04 17:00 | 0.58333
Coal | 2018-12-04 18:00 | 0.58333
Coal | 2018-12-04 19:00 | 0.58333
Coal | 2018-12-04 20:00 | 0.58333
Coal | 2018-12-04 21:00 | 0.58333
Coal | 2018-12-04 22:00 | 0.58333
Coal | 2018-12-04 23:00 | 0.58333
Coal | 2018-12-05 | 0.58333
Coal | 2018-12-05 01:00 | 0.58333
Coal | 2018-12-05 02:00 | 0.58333
Coal | 2018-12-05 03:00 | 0.58333
Coal | 2018-12-05 04:00 | 0.58333
Coal | 2018-12-05 05:00 | 0.58333
Coal | 2018-12-05 06:00 | 0.58333
Coal | 2018-12-05 07:00 | 0.58333
Coal | 2018-12-05 08:00 | 0.58333
Coal | 2018-12-05 09:00 | 0.58333
Coal | 2018-12-05 10:00 | 0.58333
Coal | 2018-12-05 11:00 | 0.58333
Coal | 2018-12-05 12:00 | 0.58333
Coal | 2018-12-05 13:00 | 0.58333
Coal | 2018-12-05 14:00 | 0.58333
Coal | 2018-12-05 15:00 | 0.58333
Coal | 2018-12-05 16:00 | 0.58333
Coal | 2018-12-05 17:00 | 0.58333
Coal | 2018-12-05 18:00 | 0.58333
Coal | 2018-12-05 19:00 | 0.58333
Coal | 2018-12-05 20:00 | 0.58333
Coal | 2018-12-05 21:00 | 0.58333
Coal | 2018-12-05 22:00 | 0.58333
Coal | 2018-12-05 23:00 | 0.58333
Coal | 2018-12-06 | 0.58333
Coal | 2018-12-06 01:00 | 0.58333
Coal | 2018-12-06 02:00 | 0.58333
Coal | 2018-12-06 03:00 | 0.58333
Coal | 2018-12-06 04:00 | 0.58333
Coal | 2018-12-06 05:00 | 0.58333
Coal | 2018-12-06 06:00 | 0.58333
Coal | 2018-12-06 07:00 | 0.58333
Coal | 2018-12-06 08:00 | 0.58333
Coal | 2018-12-06 09:00 | 0.58333
Coal | 2018-12-06 10:00 | 0.58333
Coal | 2018-12-06 11:00 | 0.58333
Coal | 2018-12-06 12:00 | 0.58333
Coal | 2018-12-06 13:00 | 0.58333
Coal | 2018-12-06 14:00 | 0.5292
Coal | 2018-12-06 15:00 | 0.5292
Coal | 2018-12-06 16:00 | 0.58333
Coal | 2018-12-06 17:00 | 0.58333
Coal | 2018-12-06 18:00 | 0.58333
Coal | 2018-12-06 19:00 | 0.58333
Coal | 2018-12-06 20:00 | 0.58333
Coal | 2018-12-06 21:00 | 0.58333
Coal | 2018-12-06 22:00 | 0.58333
Coal | 2018-12-06 23:00 | 0.58333
Coal | 2018-12-07 | 0.58333
Coal | 2018-12-07 01:00 | 0.58333
Coal | 2018-12-07 02:00 | 0.58333
Coal | 2018-12-07 03:00 | 0.58333
Coal | 2018-12-07 04:00 | 0.58333
Coal | 2018-12-07 05:00 | 0.58333
Coal | 2018-12-07 06:00 | 0.58333
Coal | 2018-12-07 07:00 | 0.58333
Coal | 2018-12-07 08:00 | 0.58333
Coal | 2018-12-07 09:00 | 0.58333
Coal | 2018-12-07 10:00 | 0.58333
Coal | 2018-12-07 11:00 | 0.58333
Coal | 2018-12-07 12:00 | 0.58333
Coal | 2018-12-07 13:00 | 0.58333
Coal | 2018-12-07 14:00 | 0.58333
Coal | 2018-12-07 15:00 | 0.58333
Coal | 2018-12-07 16:00 | 0.58333
Coal | 2018-12-07 17:00 | 0.58333
Coal | 2018-12-07 18:00 | 0.58333
Coal | 2018-12-07 19:00 | 0.58333
Coal | 2018-12-07 20:00 | 0.58333
Coal | 2018-12-07 21:00 | 0.58333
Coal | 2018-12-07 22:00 | 0.58333
Coal | 2018-12-07 23:00 | 0.58333
Coal | 2018-12-08 | 0.58333
Coal | 2018-12-08 01:00 | 0.58333
Coal | 2018-12-08 02:00 | 0.58333
Coal | 2018-12-08 03:00 | 0.58333
Coal | 2018-12-08 04:00 | 0.58333
Coal | 2018-12-08 05:00 | 0.58333
Coal | 2018-12-08 06:00 | 0.58333
Coal | 2018-12-08 07:00 | 0.58333
Coal | 2018-12-08 08:00 | 0.58333
Coal | 2018-12-08 09:00 | 0.58333
Coal | 2018-12-08 10:00 | 0.58333
Coal | 2018-12-08 11:00 | 0.58333
Coal | 2018-12-08 12:00 | 0.58333
Coal | 2018-12-08 13:00 | 0.58333
Coal | 2018-12-08 14:00 | 0.58333
Coal | 2018-12-08 15:00 | 0.58333
Coal | 2018-12-08 16:00 | 0.58333
Coal | 2018-12-08 17:00 | 0.58333
Coal | 2018-12-08 18:00 | 0.58333
Coal | 2018-12-08 19:00 | 0.58333
Coal | 2018-12-08 20:00 | 0.58333
Coal | 2018-12-08 21:00 | 0.58333
Coal | 2018-12-08 22:00 | 0.58333
Coal | 2018-12-08 23:00 | 0.58333
Coal | 2018-12-09 | 0.58333
Coal | 2018-12-09 01:00 | 0.58333
Coal | 2018-12-09 02:00 | 0.58333
Coal | 2018-12-09 03:00 | 0.58333
Coal | 2018-12-09 04:00 | 0.58333
Coal | 2018-12-09 05:00 | 0.58333
Coal | 2018-12-09 06:00 | 0.58333
Coal | 2018-12-09 07:00 | 0.58333
Coal | 2018-12-09 08:00 | 0.58333
Coal | 2018-12-09 09:00 | 0.58333
Coal | 2018-12-09 10:00 | 0.58333
Coal | 2018-12-09 11:00 | 0.58333
Coal | 2018-12-09 12:00 | 0.58333
Coal | 2018-12-09 13:00 | 0.58333
Coal | 2018-12-09 14:00 | 0.58333
Coal | 2018-12-09 15:00 | 0.58333
Coal | 2018-12-09 16:00 | 0.58333
Coal | 2018-12-09 17:00 | 0.58333
Coal | 2018-12-09 18:00 | 0.58333
Coal | 2018-12-09 19:00 | 0.58333
Coal | 2018-12-09 20:00 | 0.58333
Coal | 2018-12-09 21:00 | 0.58333
Coal | 2018-12-09 22:00 | 0.58333
Coal | 2018-12-09 23:00 | 0.58333
Coal | 2018-12-10 | 0.58333
Coal | 2018-12-10 01:00 | 0.58333
Coal | 2018-12-10 02:00 | 0.58333
Coal | 2018-12-10 03:00 | 0.58333
Coal | 2018-12-10 04:00 | 0.58333
Coal | 2018-12-10 05:00 | 0.58333
Coal | 2018-12-10 06:00 | 0.58333
Coal | 2018-12-10 07:00 | 0.43353
Coal | 2018-12-10 08:00 | 0.43353
Coal | 2018-12-10 09:00 | 0.43353
Coal | 2018-12-10 10:00 | 0.28751
Coal | 2018-12-10 11:00 | 0.30765
Coal | 2018-12-10 12:00 | 0.28751
Coal | 2018-12-10 13:00 | 0.48137
Coal | 2018-12-10 14:00 | 0.5351
Coal | 2018-12-10 15:00 | 0.5966
Coal | 2018-12-10 16:00 | 0.63117
Coal | 2018-12-10 17:00 | 0.63117
Coal | 2018-12-10 18:00 | 0.64376
Coal | 2018-12-10 19:00 | 0.64376
Coal | 2018-12-10 20:00 | 0.64376
Coal | 2018-12-10 21:00 | 0.64376
Coal | 2018-12-10 22:00 | 0.64376
Coal | 2018-12-10 23:00 | 0.64376
Coal | 2018-12-11 | 0.64376
Coal | 2018-12-11 01:00 | 0.64376
Coal | 2018-12-11 02:00 | 0.64376
Coal | 2018-12-11 03:00 | 0.64376
Coal | 2018-12-11 04:00 | 0.64376
Coal | 2018-12-11 05:00 | 0.64376
Coal | 2018-12-11 06:00 | 0.35171
Coal | 2018-12-11 07:00 | 0.35171
Coal | 2018-12-11 08:00 | 0.35171
Coal | 2018-12-11 09:00 | 0.35171
Coal | 2018-12-11 10:00 | 0.35171
Coal | 2018-12-11 11:00 | 0.35171
Coal | 2018-12-11 12:00 | 0.35171
Coal | 2018-12-11 13:00 | 0.35171
Coal | 2018-12-11 14:00 | 0.35171
Coal | 2018-12-11 15:00 | 0.35171
Coal | 2018-12-11 16:00 | 0.35171
Coal | 2018-12-11 17:00 | 0.35171
Coal | 2018-12-11 18:00 | 0.41213
Coal | 2018-12-11 19:00 | 0.41213
Coal | 2018-12-11 20:00 | 0.41213
Coal | 2018-12-11 21:00 | 0.41213
Coal | 2018-12-11 22:00 | 0.41213
Coal | 2018-12-11 23:00 | 0.41213
Coal | 2018-12-12 | 0.41213
Coal | 2018-12-12 01:00 | 0.41213
Coal | 2018-12-12 02:00 | 0.41213
Coal | 2018-12-12 03:00 | 0.41213
Coal | 2018-12-12 04:00 | 0.41213
Coal | 2018-12-12 05:00 | 0.41213
Coal | 2018-12-12 06:00 | 0.41213
Coal | 2018-12-12 07:00 | 0.41213
Coal | 2018-12-12 08:00 | 0.41213
Coal | 2018-12-12 09:00 | 0.41213
Coal | 2018-12-12 10:00 | 0.41213
Coal | 2018-12-12 11:00 | 0.41213
Coal | 2018-12-12 12:00 | 0.41213
Coal | 2018-12-12 13:00 | 0.26234
Coal | 2018-12-12 14:00 | 0.26234
Coal | 2018-12-12 15:00 | 0.26234
Coal | 2018-12-12 16:00 | 0.26234
Coal | 2018-12-12 17:00 | 0.26234
Coal | 2018-12-12 18:00 | 0.26234
Coal | 2018-12-12 19:00 | 0.26234
Coal | 2018-12-12 20:00 | 0.26234
Coal | 2018-12-12 21:00 | 0.26234
Coal | 2018-12-12 22:00 | 0.26234
Coal | 2018-12-12 23:00 | 0.26234
Coal | 2018-12-13 | 0.26234
Coal | 2018-12-13 01:00 | 0.26234
Coal | 2018-12-13 02:00 | 0.26234
Coal | 2018-12-13 03:00 | 0.26234
Coal | 2018-12-13 04:00 | 0.26234
Coal | 2018-12-13 05:00 | 0.26234
Coal | 2018-12-13 06:00 | 0.26234
Coal | 2018-12-13 07:00 | 0.26234
Coal | 2018-12-13 08:00 | 0.26234
Coal | 2018-12-13 09:00 | 0.26234
Coal | 2018-12-13 10:00 | 0.26234
Coal | 2018-12-13 11:00 | 0.26234
Coal | 2018-12-13 12:00 | 0.26234
Coal | 2018-12-13 13:00 | 0.26234
Coal | 2018-12-13 14:00 | 0.26234
Coal | 2018-12-13 15:00 | 0.26234
Coal | 2018-12-13 16:00 | 0.26234
Coal | 2018-12-13 17:00 | 0.26234
Coal | 2018-12-13 18:00 | 0.26234
Coal | 2018-12-13 19:00 | 0.26234
Coal | 2018-12-13 20:00 | 0.26234
Coal | 2018-12-13 21:00 | 0.26234
Coal | 2018-12-13 22:00 | 0.26234
Coal | 2018-12-13 23:00 | 0.26234
Coal | 2018-12-14 | 0.26234
Coal | 2018-12-14 01:00 | 0.26234
Coal | 2018-12-14 02:00 | 0.26234
Coal | 2018-12-14 03:00 | 0.26234
Coal | 2018-12-14 04:00 | 0.26234
Coal | 2018-12-14 05:00 | 0.26234
Coal | 2018-12-14 06:00 | 0.26234
Coal | 2018-12-14 07:00 | 0.26234
Coal | 2018-12-14 08:00 | 0.26234
Coal | 2018-12-14 09:00 | 0.26234
Coal | 2018-12-14 10:00 | 0.26234
Coal | 2018-12-14 11:00 | 0.26234
Coal | 2018-12-14 12:00 | 0.26234
Coal | 2018-12-14 13:00 | 0.26234
Coal | 2018-12-14 14:00 | 0.26234
Coal | 2018-12-14 15:00 | 0.26234
Coal | 2018-12-14 16:00 | 0.26234
Coal | 2018-12-14 17:00 | 0.26234
Coal | 2018-12-14 18:00 | 0.26234
Coal | 2018-12-14 19:00 | 0.26234
Coal | 2018-12-14 20:00 | 0.26234
Coal | 2018-12-14 21:00 | 0.26234
Coal | 2018-12-14 22:00 | 0.26234
Coal | 2018-12-14 23:00 | 0.26234
Coal | 2018-12-15 | 0.26234
Coal | 2018-12-15 01:00 | 0.26234
Coal | 2018-12-15 02:00 | 0.26234
Coal | 2018-12-15 03:00 | 0.26234
Coal | 2018-12-15 04:00 | 0.26234
Coal | 2018-12-15 05:00 | 0.26234
Coal | 2018-12-15 06:00 | 0.26234
Coal | 2018-12-15 07:00 | 0.26234
Coal | 2018-12-15 08:00 | 0.26234
Coal | 2018-12-15 09:00 | 0.26234
Coal | 2018-12-15 10:00 | 0.26234
Coal | 2018-12-15 11:00 | 0.26234
Coal | 2018-12-15 12:00 | 0.26234
Coal | 2018-12-15 13:00 | 0.26234
Coal | 2018-12-15 14:00 | 0.26234
Coal | 2018-12-15 15:00 | 0.26234
Coal | 2018-12-15 16:00 | 0.26234
Coal | 2018-12-15 17:00 | 0.26234
Coal | 2018-12-15 18:00 | 0.26234
Coal | 2018-12-15 19:00 | 0.26234
Coal | 2018-12-15 20:00 | 0.26234
Coal | 2018-12-15 21:00 | 0.26234
Coal | 2018-12-15 22:00 | 0.26234
Coal | 2018-12-15 23:00 | 0.26234
Coal | 2018-12-16 | 0.26234
Coal | 2018-12-16 01:00 | 0.26234
Coal | 2018-12-16 02:00 | 0.26234
Coal | 2018-12-16 03:00 | 0.26234
Coal | 2018-12-16 04:00 | 0.26234
Coal | 2018-12-16 05:00 | 0.26234
Coal | 2018-12-16 06:00 | 0.26234
Coal | 2018-12-16 07:00 | 0.26234
Coal | 2018-12-16 08:00 | 0.26234
Coal | 2018-12-16 09:00 | 0.26234
Coal | 2018-12-16 10:00 | 0.26234
Coal | 2018-12-16 11:00 | 0.26234
Coal | 2018-12-16 12:00 | 0.26234
Coal | 2018-12-16 13:00 | 0.26234
Coal | 2018-12-16 14:00 | 0.26234
Coal | 2018-12-16 15:00 | 0.26234
Coal | 2018-12-16 16:00 | 0.26234
Coal | 2018-12-16 17:00 | 0.26234
Coal | 2018-12-16 18:00 | 0.26234
Coal | 2018-12-16 19:00 | 0.26234
Coal | 2018-12-16 20:00 | 0.26234
Coal | 2018-12-16 21:00 | 0.26234
Coal | 2018-12-16 22:00 | 0.26234
Coal | 2018-12-16 23:00 | 0.26234
Coal | 2018-12-17 | 0.26234
Coal | 2018-12-17 01:00 | 0.26234
Coal | 2018-12-17 02:00 | 0.26234
Coal | 2018-12-17 03:00 | 0.26234
Coal | 2018-12-17 04:00 | 0.26234
Coal | 2018-12-17 05:00 | 0.26234
Coal | 2018-12-17 06:00 | 0.26234
Coal | 2018-12-17 07:00 | 0.26234
Coal | 2018-12-17 08:00 | 0.26234
Coal | 2018-12-17 09:00 | 0.26234
Coal | 2018-12-17 10:00 | 0.26234
Coal | 2018-12-17 11:00 | 0.26234
Coal | 2018-12-17 12:00 | 0.26234
Coal | 2018-12-17 13:00 | 0.26234
Coal | 2018-12-17 14:00 | 0.26234
Coal | 2018-12-17 15:00 | 0.26234
Coal | 2018-12-17 16:00 | 0.26234
Coal | 2018-12-17 17:00 | 0.26234
Coal | 2018-12-17 18:00 | 0.26234
Coal | 2018-12-17 19:00 | 0.26234
Coal | 2018-12-17 20:00 | 0.26234
Coal | 2018-12-17 21:00 | 0.26234
Coal | 2018-12-17 22:00 | 0.26234
Coal | 2018-12-17 23:00 | 0.26234
Coal | 2018-12-18 | 0.26234
Coal | 2018-12-18 01:00 | 0.26234
Coal | 2018-12-18 02:00 | 0.26234
Coal | 2018-12-18 03:00 | 0.26234
Coal | 2018-12-18 04:00 | 0.26234
Coal | 2018-12-18 05:00 | 0.26234
Coal | 2018-12-18 06:00 | 0.26234
Coal | 2018-12-18 07:00 | 0.26234
Coal | 2018-12-18 08:00 | 0.26234
Coal | 2018-12-18 09:00 | 0.26234
Coal | 2018-12-18 10:00 | 0.26234
Coal | 2018-12-18 11:00 | 0.26234
Coal | 2018-12-18 12:00 | 0.26234
Coal | 2018-12-18 13:00 | 0.26234
Coal | 2018-12-18 14:00 | 0.26234
Coal | 2018-12-18 15:00 | 0.26234
Coal | 2018-12-18 16:00 | 0.26234
Coal | 2018-12-18 17:00 | 0.26234
Coal | 2018-12-18 18:00 | 0.26234
Coal | 2018-12-18 19:00 | 0.26234
Coal | 2018-12-18 20:00 | 0.26234
Coal | 2018-12-18 21:00 | 0.26234
Coal | 2018-12-18 22:00 | 0.26234
Coal | 2018-12-18 23:00 | 0.26234
Coal | 2018-12-19 | 0.26234
Coal | 2018-12-19 01:00 | 0.26234
Coal | 2018-12-19 02:00 | 0.26234
Coal | 2018-12-19 03:00 | 0.26234
Coal | 2018-12-19 04:00 | 0.26234
Coal | 2018-12-19 05:00 | 0.26234
Coal | 2018-12-19 06:00 | 0.26234
Coal | 2018-12-19 07:00 | 0.26234
Coal | 2018-12-19 08:00 | 0.26234
Coal | 2018-12-19 09:00 | 0.26234
Coal | 2018-12-19 10:00 | 0.26234
Coal | 2018-12-19 11:00 | 0.26234
Coal | 2018-12-19 12:00 | 0.26234
Coal | 2018-12-19 13:00 | 0.26234
Coal | 2018-12-19 14:00 | 0.26234
Coal | 2018-12-19 15:00 | 0.26234
Coal | 2018-12-19 16:00 | 0.26234
Coal | 2018-12-19 17:00 | 0.26234
Coal | 2018-12-19 18:00 | 0.26234
Coal | 2018-12-19 19:00 | 0.26234
Coal | 2018-12-19 20:00 | 0.26234
Coal | 2018-12-19 21:00 | 0.26234
Coal | 2018-12-19 22:00 | 0.41213
Coal | 2018-12-19 23:00 | 0.41213
Coal | 2018-12-20 | 0.41213
Coal | 2018-12-20 01:00 | 0.41213
Coal | 2018-12-20 02:00 | 0.41213
Coal | 2018-12-20 03:00 | 0.41213
Coal | 2018-12-20 04:00 | 0.41213
Coal | 2018-12-20 05:00 | 0.41213
Coal | 2018-12-20 06:00 | 0.41213
Coal | 2018-12-20 07:00 | 0.41213
Coal | 2018-12-20 08:00 | 0.41213
Coal | 2018-12-20 09:00 | 0.41213
Coal | 2018-12-20 10:00 | 0.41213
Coal | 2018-12-20 11:00 | 0.41213
Coal | 2018-12-20 12:00 | 0.41213
Coal | 2018-12-20 13:00 | 0.41213
Coal | 2018-12-20 14:00 | 0.41213
Coal | 2018-12-20 15:00 | 0.41213
Coal | 2018-12-20 16:00 | 0.41213
Coal | 2018-12-20 17:00 | 0.41213
Coal | 2018-12-20 18:00 | 0.41213
Coal | 2018-12-20 19:00 | 0.41213
Coal | 2018-12-20 20:00 | 0.41213
Coal | 2018-12-20 21:00 | 0.41213
Coal | 2018-12-20 22:00 | 0.41213
Coal | 2018-12-20 23:00 | 0.41213
Coal | 2018-12-21 | 0.41213
Coal | 2018-12-21 01:00 | 0.41213
Coal | 2018-12-21 02:00 | 0.26611
Coal | 2018-12-21 03:00 | 0.26611
Coal | 2018-12-21 04:00 | 0.26611
Coal | 2018-12-21 05:00 | 0.26611
Coal | 2018-12-21 06:00 | 0.31647
Coal | 2018-12-21 07:00 | 0.31647
Coal | 2018-12-21 08:00 | 0.31647
Coal | 2018-12-21 09:00 | 0.31647
Coal | 2018-12-21 10:00 | 0.31647
Coal | 2018-12-21 11:00 | 0.31647
Coal | 2018-12-21 12:00 | 0.31647
Coal | 2018-12-21 13:00 | 0.31647
Coal | 2018-12-21 14:00 | 0.46626
Coal | 2018-12-21 15:00 | 0.46626
Coal | 2018-12-21 16:00 | 0.46626
Coal | 2018-12-21 17:00 | 0.31647
Coal | 2018-12-21 18:00 | 0.31647
Coal | 2018-12-21 19:00 | 0.54809
Coal | 2018-12-21 20:00 | 0.54809
Coal | 2018-12-21 21:00 | 0.54809
Coal | 2018-12-21 22:00 | 0.54809
Coal | 2018-12-21 23:00 | 0.54809
Coal | 2018-12-22 | 0.54809
Coal | 2018-12-22 01:00 | 0.54809
Coal | 2018-12-22 02:00 | 0.54809
Coal | 2018-12-22 03:00 | 0.54809
Coal | 2018-12-22 04:00 | 0.54809
Coal | 2018-12-22 05:00 | 0.54809
Coal | 2018-12-22 06:00 | 0.54809
Coal | 2018-12-22 07:00 | 0.54809
Coal | 2018-12-22 08:00 | 0.54809
Coal | 2018-12-22 09:00 | 0.54809
Coal | 2018-12-22 10:00 | 0.54809
Coal | 2018-12-22 11:00 | 0.54809
Coal | 2018-12-22 12:00 | 0.54809
Coal | 2018-12-22 13:00 | 0.54809
Coal | 2018-12-22 14:00 | 0.54809
Coal | 2018-12-22 15:00 | 0.54809
Coal | 2018-12-22 16:00 | 0.54809
Coal | 2018-12-22 17:00 | 0.54809
Coal | 2018-12-22 18:00 | 0.54809
Coal | 2018-12-22 19:00 | 0.54809
Coal | 2018-12-22 20:00 | 0.54809
Coal | 2018-12-22 21:00 | 0.54809
Coal | 2018-12-22 22:00 | 0.54809
Coal | 2018-12-22 23:00 | 0.54809
Coal | 2018-12-23 | 0.54809
Coal | 2018-12-23 01:00 | 0.54809
Coal | 2018-12-23 02:00 | 0.54809
Coal | 2018-12-23 03:00 | 0.55566
Coal | 2018-12-23 04:00 | 0.59343
Coal | 2018-12-23 05:00 | 0.62344
Coal | 2018-12-23 06:00 | 0.69789
Coal | 2018-12-23 07:00 | 0.69789
Coal | 2018-12-23 08:00 | 0.69789
Coal | 2018-12-23 09:00 | 0.69789
Coal | 2018-12-23 10:00 | 0.69789
Coal | 2018-12-23 11:00 | 0.69789
Coal | 2018-12-23 12:00 | 0.69789
Coal | 2018-12-23 13:00 | 0.69789
Coal | 2018-12-23 14:00 | 0.69789
Coal | 2018-12-23 15:00 | 0.69789
Coal | 2018-12-23 16:00 | 0.69789
Coal | 2018-12-23 17:00 | 0.69789
Coal | 2018-12-23 18:00 | 0.69789
Coal | 2018-12-23 19:00 | 0.69789
Coal | 2018-12-23 20:00 | 0.69789
Coal | 2018-12-23 21:00 | 0.69789
Coal | 2018-12-23 22:00 | 0.69789
Coal | 2018-12-23 23:00 | 0.69789
Coal | 2018-12-24 | 0.69789
Coal | 2018-12-24 01:00 | 0.69789
Coal | 2018-12-24 02:00 | 0.69789
Coal | 2018-12-24 03:00 | 0.69789
Coal | 2018-12-24 04:00 | 0.69789
Coal | 2018-12-24 05:00 | 0.69789
Coal | 2018-12-24 06:00 | 0.69789
Coal | 2018-12-24 07:00 | 0.69789
Coal | 2018-12-24 08:00 | 0.69789
Coal | 2018-12-24 09:00 | 0.69789
Coal | 2018-12-24 10:00 | 0.69789
Coal | 2018-12-24 11:00 | 0.69789
Coal | 2018-12-24 12:00 | 0.84391
Coal | 2018-12-24 13:00 | 0.84391
Coal | 2018-12-24 14:00 | 0.84391
Coal | 2018-12-24 15:00 | 0.84391
Coal | 2018-12-24 16:00 | 0.84391
Coal | 2018-12-24 17:00 | 0.84391
Coal | 2018-12-24 18:00 | 0.84391
Coal | 2018-12-24 19:00 | 0.84391
Coal | 2018-12-24 20:00 | 0.84391
Coal | 2018-12-24 21:00 | 0.84391
Coal | 2018-12-24 22:00 | 0.84391
Coal | 2018-12-24 23:00 | 0.84391
Coal | 2018-12-25 | 0.84391
Coal | 2018-12-25 01:00 | 0.84391
Coal | 2018-12-25 02:00 | 0.84391
Coal | 2018-12-25 03:00 | 0.84391
Coal | 2018-12-25 04:00 | 0.84391
Coal | 2018-12-25 05:00 | 0.84391
Coal | 2018-12-25 06:00 | 0.84391
Coal | 2018-12-25 07:00 | 0.84391
Coal | 2018-12-25 08:00 | 0.84391
Coal | 2018-12-25 09:00 | 0.84391
Coal | 2018-12-25 10:00 | 0.84391
Coal | 2018-12-25 11:00 | 0.84391
Coal | 2018-12-25 12:00 | 0.84391
Coal | 2018-12-25 13:00 | 0.84391
Coal | 2018-12-25 14:00 | 0.84391
Coal | 2018-12-25 15:00 | 0.84391
Coal | 2018-12-25 16:00 | 0.84391
Coal | 2018-12-25 17:00 | 0.84391
Coal | 2018-12-25 18:00 | 0.84391
Coal | 2018-12-25 19:00 | 0.84391
Coal | 2018-12-25 20:00 | 0.84391
Coal | 2018-12-25 21:00 | 0.84391
Coal | 2018-12-25 22:00 | 0.84391
Coal | 2018-12-25 23:00 | 0.84391
Coal | 2018-12-26 | 0.84391
Coal | 2018-12-26 01:00 | 0.84391
Coal | 2018-12-26 02:00 | 0.84391
Coal | 2018-12-26 03:00 | 0.84391
Coal | 2018-12-26 04:00 | 0.84391
Coal | 2018-12-26 05:00 | 0.84391
Coal | 2018-12-26 06:00 | 0.69789
Coal | 2018-12-26 07:00 | 0.69789
Coal | 2018-12-26 08:00 | 0.69789
Coal | 2018-12-26 09:00 | 0.69789
Coal | 2018-12-26 10:00 | 0.69789
Coal | 2018-12-26 11:00 | 0.69789
Coal | 2018-12-26 12:00 | 0.69789
Coal | 2018-12-26 13:00 | 0.84391
Coal | 2018-12-26 14:00 | 0.84391
Coal | 2018-12-26 15:00 | 0.84391
Coal | 2018-12-26 16:00 | 0.84391
Coal | 2018-12-26 17:00 | 0.84391
Coal | 2018-12-26 18:00 | 0.93958
Coal | 2018-12-26 19:00 | 0.93958
Coal | 2018-12-26 20:00 | 0.93958
Coal | 2018-12-26 21:00 | 0.93958
Coal | 2018-12-26 22:00 | 0.93958
Coal | 2018-12-26 23:00 | 0.89174
Coal | 2018-12-27 | 0.89174
Coal | 2018-12-27 01:00 | 0.89174
Coal | 2018-12-27 02:00 | 0.89174
Coal | 2018-12-27 03:00 | 0.93958
Coal | 2018-12-27 04:00 | 0.93958
Coal | 2018-12-27 05:00 | 0.93958
Coal | 2018-12-27 06:00 | 0.93958
Coal | 2018-12-27 07:00 | 0.93958
Coal | 2018-12-27 08:00 | 0.93958
Coal | 2018-12-27 09:00 | 0.93958
Coal | 2018-12-27 10:00 | 0.93958
Coal | 2018-12-27 11:00 | 0.93958
Coal | 2018-12-27 12:00 | 0.93958
Coal | 2018-12-27 13:00 | 0.93958
Coal | 2018-12-27 14:00 | 0.93958
Coal | 2018-12-27 15:00 | 0.93958
Coal | 2018-12-27 16:00 | 0.93958
Coal | 2018-12-27 17:00 | 0.93958
Coal | 2018-12-27 18:00 | 0.93958
Coal | 2018-12-27 19:00 | 0.91314
Coal | 2018-12-27 20:00 | 0.91314
Coal | 2018-12-27 21:00 | 0.93958
Coal | 2018-12-27 22:00 | 0.93958
Coal | 2018-12-27 23:00 | 0.93958
Coal | 2018-12-28 | 0.93958
Coal | 2018-12-28 01:00 | 0.93958
Coal | 2018-12-28 02:00 | 0.93958
Coal | 2018-12-28 03:00 | 0.93958
Coal | 2018-12-28 04:00 | 0.93958
Coal | 2018-12-28 05:00 | 0.93958
Coal | 2018-12-28 06:00 | 0.93958
Coal | 2018-12-28 07:00 | 0.93958
Coal | 2018-12-28 08:00 | 0.93958
Coal | 2018-12-28 09:00 | 0.93958
Coal | 2018-12-28 10:00 | 0.93958
Coal | 2018-12-28 11:00 | 0.93958
Coal | 2018-12-28 12:00 | 0.93958
Coal | 2018-12-28 13:00 | 0.93958
Coal | 2018-12-28 14:00 | 0.93958
Coal | 2018-12-28 15:00 | 0.93958
Coal | 2018-12-28 16:00 | 0.93958
Coal | 2018-12-28 17:00 | 0.86405
Coal | 2018-12-28 18:00 | 0.86405
Coal | 2018-12-28 19:00 | 0.86405
Coal | 2018-12-28 20:00 | 0.93958
Coal | 2018-12-28 21:00 | 0.93958
Coal | 2018-12-28 22:00 | 0.93958
Coal | 2018-12-28 23:00 | 0.93958
Coal | 2018-12-29 | 0.93958
Coal | 2018-12-29 01:00 | 0.93958
Coal | 2018-12-29 02:00 | 0.93958
Coal | 2018-12-29 03:00 | 0.93958
Coal | 2018-12-29 04:00 | 0.93958
Coal | 2018-12-29 05:00 | 0.93958
Coal | 2018-12-29 06:00 | 0.93958
Coal | 2018-12-29 07:00 | 0.93958
Coal | 2018-12-29 08:00 | 0.93958
Coal | 2018-12-29 09:00 | 0.93958
Coal | 2018-12-29 10:00 | 0.93958
Coal | 2018-12-29 11:00 | 0.93958
Coal | 2018-12-29 12:00 | 0.93958
Coal | 2018-12-29 13:00 | 0.93958
Coal | 2018-12-29 14:00 | 0.93958
Coal | 2018-12-29 15:00 | 0.93958
Coal | 2018-12-29 16:00 | 0.93958
Coal | 2018-12-29 17:00 | 0.93958
Coal | 2018-12-29 18:00 | 0.93958
Coal | 2018-12-29 19:00 | 0.93958
Coal | 2018-12-29 20:00 | 0.93958
Coal | 2018-12-29 21:00 | 0.93958
Coal | 2018-12-29 22:00 | 0.93958
Coal | 2018-12-29 23:00 | 0.93958
Coal | 2018-12-30 | 0.93958
Coal | 2018-12-30 01:00 | 0.93958
Coal | 2018-12-30 02:00 | 0.93958
Coal | 2018-12-30 03:00 | 0.93958
Coal | 2018-12-30 04:00 | 0.93958
Coal | 2018-12-30 05:00 | 0.93958
Coal | 2018-12-30 06:00 | 0.93958
Coal | 2018-12-30 07:00 | 0.93958
Coal | 2018-12-30 08:00 | 0.93958
Coal | 2018-12-30 09:00 | 0.93958
Coal | 2018-12-30 10:00 | 0.93958
Coal | 2018-12-30 11:00 | 0.93958
Coal | 2018-12-30 12:00 | 0.93958
Coal | 2018-12-30 13:00 | 0.93958
Coal | 2018-12-30 14:00 | 0.93958
Coal | 2018-12-30 15:00 | 0.93958
Coal | 2018-12-30 16:00 | 0.93958
Coal | 2018-12-30 17:00 | 0.93958
Coal | 2018-12-30 18:00 | 0.93958
Coal | 2018-12-30 19:00 | 0.93958
Coal | 2018-12-30 20:00 | 0.93958
Coal | 2018-12-30 21:00 | 0.93958
Coal | 2018-12-30 22:00 | 0.93958
Coal | 2018-12-30 23:00 | 1
Coal | 2018-12-31 | 1
Coal | 2018-12-31 01:00 | 1
Coal | 2018-12-31 02:00 | 1
Coal | 2018-12-31 03:00 | 1
Coal | 2018-12-31 04:00 | 1
Coal | 2018-12-31 05:00 | 1
Coal | 2018-12-31 06:00 | 1
Coal | 2018-12-31 07:00 | 1
Coal | 2018-12-31 08:00 | 1
Coal | 2018-12-31 09:00 | 1
Coal | 2018-12-31 10:00 | 1
Coal | 2018-12-31 11:00 | 1
Coal | 2018-12-31 12:00 | 1
Coal | 2018-12-31 13:00 | 1
Coal | 2018-12-31 14:00 | 1
Coal | 2018-12-31 15:00 | 1
Coal | 2018-12-31 16:00 | 1
Coal | 2018-12-31 17:00 | 1
Coal | 2018-12-31 18:00 | 1
Coal | 2018-12-31 19:00 | 1
Coal | 2018-12-31 20:00 | 1
Coal | 2018-12-31 21:00 | 1
Coal | 2018-12-31 22:00 | 1
Coal | 2018-12-31 23:00 | 1
Biomass | 2018-01-01 | 1
Biomass | 2018-01-01 01:00 | 1
Biomass | 2018-01-01 02:00 | 1
Biomass | 2018-01-01 03:00 | 1
Biomass | 2018-01-01 04:00 | 1
Biomass | 2018-01-01 05:00 | 1
Biomass | 2018-01-01 06:00 | 1
Biomass | 2018-01-01 07:00 | 1
Biomass | 2018-01-01 08:00 | 1
Biomass | 2018-01-01 09:00 | 1
Biomass | 2018-01-01 10:00 | 1
Biomass | 2018-01-01 11:00 | 1
Biomass | 2018-01-01 12:00 | 1
Biomass | 2018-01-01 13:00 | 1
Biomass | 2018-01-01 14:00 | 1
Biomass | 2018-01-01 15:00 | 1
Biomass | 2018-01-01 16:00 | 1
Biomass | 2018-01-01 17:00 | 1
Biomass | 2018-01-01 18:00 | 1
Biomass | 2018-01-01 19:00 | 1
Biomass | 2018-01-01 20:00 | 1
Biomass | 2018-01-01 21:00 | 1
Biomass | 2018-01-01 22:00 | 1
Biomass | 2018-01-01 23:00 | 1
Biomass | 2018-01-02 | 1
Biomass | 2018-01-02 01:00 | 1
Biomass | 2018-01-02 02:00 | 1
Biomass | 2018-01-02 03:00 | 1
Biomass | 2018-01-02 04:00 | 1
Biomass | 2018-01-02 05:00 | 1
Biomass | 2018-01-02 06:00 | 1
Biomass | 2018-01-02 07:00 | 1
Biomass | 2018-01-02 08:00 | 1
Biomass | 2018-01-02 09:00 | 1
Biomass | 2018-01-02 10:00 | 1
Biomass | 2018-01-02 11:00 | 1
Biomass | 2018-01-02 12:00 | 1
Biomass | 2018-01-02 13:00 | 1
Biomass | 2018-01-02 14:00 | 1
Biomass | 2018-01-02 15:00 | 1
Biomass | 2018-01-02 16:00 | 1
Biomass | 2018-01-02 17:00 | 1
Biomass | 2018-01-02 18:00 | 1
Biomass | 2018-01-02 19:00 | 1
Biomass | 2018-01-02 20:00 | 1
Biomass | 2018-01-02 21:00 | 1
Biomass | 2018-01-02 22:00 | 1
Biomass | 2018-01-02 23:00 | 1
Biomass | 2018-01-03 | 1
Biomass | 2018-01-03 01:00 | 1
Biomass | 2018-01-03 02:00 | 1
Biomass | 2018-01-03 03:00 | 1
Biomass | 2018-01-03 04:00 | 1
Biomass | 2018-01-03 05:00 | 1
Biomass | 2018-01-03 06:00 | 1
Biomass | 2018-01-03 07:00 | 1
Biomass | 2018-01-03 08:00 | 1
Biomass | 2018-01-03 09:00 | 1
Biomass | 2018-01-03 10:00 | 1
Biomass | 2018-01-03 11:00 | 1
Biomass | 2018-01-03 12:00 | 1
Biomass | 2018-01-03 13:00 | 1
Biomass | 2018-01-03 14:00 | 1
Biomass | 2018-01-03 15:00 | 1
Biomass | 2018-01-03 16:00 | 1
Biomass | 2018-01-03 17:00 | 1
Biomass | 2018-01-03 18:00 | 1
Biomass | 2018-01-03 19:00 | 1
Biomass | 2018-01-03 20:00 | 1
Biomass | 2018-01-03 21:00 | 1
Biomass | 2018-01-03 22:00 | 1
Biomass | 2018-01-03 23:00 | 1
Biomass | 2018-01-04 | 1
Biomass | 2018-01-04 01:00 | 1
Biomass | 2018-01-04 02:00 | 1
Biomass | 2018-01-04 03:00 | 1
Biomass | 2018-01-04 04:00 | 1
Biomass | 2018-01-04 05:00 | 1
Biomass | 2018-01-04 06:00 | 1
Biomass | 2018-01-04 07:00 | 1
Biomass | 2018-01-04 08:00 | 1
Biomass | 2018-01-04 09:00 | 1
Biomass | 2018-01-04 10:00 | 1
Biomass | 2018-01-04 11:00 | 1
Biomass | 2018-01-04 12:00 | 1
Biomass | 2018-01-04 13:00 | 1
Biomass | 2018-01-04 14:00 | 1
Biomass | 2018-01-04 15:00 | 1
Biomass | 2018-01-04 16:00 | 1
Biomass | 2018-01-04 17:00 | 1
Biomass | 2018-01-04 18:00 | 1
Biomass | 2018-01-04 19:00 | 1
Biomass | 2018-01-04 20:00 | 1
Biomass | 2018-01-04 21:00 | 1
Biomass | 2018-01-04 22:00 | 1
Biomass | 2018-01-04 23:00 | 1
Biomass | 2018-01-05 | 1
Biomass | 2018-01-05 01:00 | 1
Biomass | 2018-01-05 02:00 | 1
Biomass | 2018-01-05 03:00 | 1
Biomass | 2018-01-05 04:00 | 1
Biomass | 2018-01-05 05:00 | 1
Biomass | 2018-01-05 06:00 | 1
Biomass | 2018-01-05 07:00 | 1
Biomass | 2018-01-05 08:00 | 1
Biomass | 2018-01-05 09:00 | 1
Biomass | 2018-01-05 10:00 | 1
Biomass | 2018-01-05 11:00 | 1
Biomass | 2018-01-05 12:00 | 1
Biomass | 2018-01-05 13:00 | 1
Biomass | 2018-01-05 14:00 | 1
Biomass | 2018-01-05 15:00 | 1
Biomass | 2018-01-05 16:00 | 1
Biomass | 2018-01-05 17:00 | 1
Biomass | 2018-01-05 18:00 | 1
Biomass | 2018-01-05 19:00 | 1
Biomass | 2018-01-05 20:00 | 1
Biomass | 2018-01-05 21:00 | 1
Biomass | 2018-01-05 22:00 | 1
Biomass | 2018-01-05 23:00 | 1
Biomass | 2018-01-06 | 1
Biomass | 2018-01-06 01:00 | 1
Biomass | 2018-01-06 02:00 | 1
Biomass | 2018-01-06 03:00 | 1
Biomass | 2018-01-06 04:00 | 1
Biomass | 2018-01-06 05:00 | 1
Biomass | 2018-01-06 06:00 | 1
Biomass | 2018-01-06 07:00 | 1
Biomass | 2018-01-06 08:00 | 1
Biomass | 2018-01-06 09:00 | 1
Biomass | 2018-01-06 10:00 | 1
Biomass | 2018-01-06 11:00 | 1
Biomass | 2018-01-06 12:00 | 1
Biomass | 2018-01-06 13:00 | 1
Biomass | 2018-01-06 14:00 | 1
Biomass | 2018-01-06 15:00 | 1
Biomass | 2018-01-06 16:00 | 1
Biomass | 2018-01-06 17:00 | 1
Biomass | 2018-01-06 18:00 | 1
Biomass | 2018-01-06 19:00 | 1
Biomass | 2018-01-06 20:00 | 1
Biomass | 2018-01-06 21:00 | 1
Biomass | 2018-01-06 22:00 | 1
Biomass | 2018-01-06 23:00 | 1
Biomass | 2018-01-07 | 1
Biomass | 2018-01-07 01:00 | 1
Biomass | 2018-01-07 02:00 | 1
Biomass | 2018-01-07 03:00 | 1
Biomass | 2018-01-07 04:00 | 1
Biomass | 2018-01-07 05:00 | 1
Biomass | 2018-01-07 06:00 | 1
Biomass | 2018-01-07 07:00 | 1
Biomass | 2018-01-07 08:00 | 1
Biomass | 2018-01-07 09:00 | 1
Biomass | 2018-01-07 10:00 | 1
Biomass | 2018-01-07 11:00 | 1
Biomass | 2018-01-07 12:00 | 1
Biomass | 2018-01-07 13:00 | 1
Biomass | 2018-01-07 14:00 | 1
Biomass | 2018-01-07 15:00 | 1
Biomass | 2018-01-07 16:00 | 1
Biomass | 2018-01-07 17:00 | 1
Biomass | 2018-01-07 18:00 | 1
Biomass | 2018-01-07 19:00 | 1
Biomass | 2018-01-07 20:00 | 1
Biomass | 2018-01-07 21:00 | 1
Biomass | 2018-01-07 22:00 | 1
Biomass | 2018-01-07 23:00 | 1
Biomass | 2018-01-08 | 1
Biomass | 2018-01-08 01:00 | 1
Biomass | 2018-01-08 02:00 | 1
Biomass | 2018-01-08 03:00 | 1
Biomass | 2018-01-08 04:00 | 1
Biomass | 2018-01-08 05:00 | 1
Biomass | 2018-01-08 06:00 | 1
Biomass | 2018-01-08 07:00 | 1
Biomass | 2018-01-08 08:00 | 1
Biomass | 2018-01-08 09:00 | 1
Biomass | 2018-01-08 10:00 | 1
Biomass | 2018-01-08 11:00 | 1
Biomass | 2018-01-08 12:00 | 1
Biomass | 2018-01-08 13:00 | 1
Biomass | 2018-01-08 14:00 | 1
Biomass | 2018-01-08 15:00 | 1
Biomass | 2018-01-08 16:00 | 1
Biomass | 2018-01-08 17:00 | 1
Biomass | 2018-01-08 18:00 | 1
Biomass | 2018-01-08 19:00 | 1
Biomass | 2018-01-08 20:00 | 1
Biomass | 2018-01-08 21:00 | 1
Biomass | 2018-01-08 22:00 | 1
Biomass | 2018-01-08 23:00 | 1
Biomass | 2018-01-09 | 1
Biomass | 2018-01-09 01:00 | 1
Biomass | 2018-01-09 02:00 | 1
Biomass | 2018-01-09 03:00 | 1
Biomass | 2018-01-09 04:00 | 1
Biomass | 2018-01-09 05:00 | 1
Biomass | 2018-01-09 06:00 | 1
Biomass | 2018-01-09 07:00 | 1
Biomass | 2018-01-09 08:00 | 1
Biomass | 2018-01-09 09:00 | 1
Biomass | 2018-01-09 10:00 | 1
Biomass | 2018-01-09 11:00 | 1
Biomass | 2018-01-09 12:00 | 1
Biomass | 2018-01-09 13:00 | 1
Biomass | 2018-01-09 14:00 | 1
Biomass | 2018-01-09 15:00 | 1
Biomass | 2018-01-09 16:00 | 1
Biomass | 2018-01-09 17:00 | 1
Biomass | 2018-01-09 18:00 | 1
Biomass | 2018-01-09 19:00 | 1
Biomass | 2018-01-09 20:00 | 1
Biomass | 2018-01-09 21:00 | 1
Biomass | 2018-01-09 22:00 | 1
Biomass | 2018-01-09 23:00 | 1
Biomass | 2018-01-10 | 1
Biomass | 2018-01-10 01:00 | 1
Biomass | 2018-01-10 02:00 | 1
Biomass | 2018-01-10 03:00 | 1
Biomass | 2018-01-10 04:00 | 1
Biomass | 2018-01-10 05:00 | 1
Biomass | 2018-01-10 06:00 | 1
Biomass | 2018-01-10 07:00 | 1
Biomass | 2018-01-10 08:00 | 1
Biomass | 2018-01-10 09:00 | 1
Biomass | 2018-01-10 10:00 | 1
Biomass | 2018-01-10 11:00 | 1
Biomass | 2018-01-10 12:00 | 1
Biomass | 2018-01-10 13:00 | 1
Biomass | 2018-01-10 14:00 | 1
Biomass | 2018-01-10 15:00 | 1
Biomass | 2018-01-10 16:00 | 1
Biomass | 2018-01-10 17:00 | 1
Biomass | 2018-01-10 18:00 | 1
Biomass | 2018-01-10 19:00 | 1
Biomass | 2018-01-10 20:00 | 1
Biomass | 2018-01-10 21:00 | 1
Biomass | 2018-01-10 22:00 | 1
Biomass | 2018-01-10 23:00 | 1
Biomass | 2018-01-11 | 1
Biomass | 2018-01-11 01:00 | 1
Biomass | 2018-01-11 02:00 | 1
Biomass | 2018-01-11 03:00 | 1
Biomass | 2018-01-11 04:00 | 1
Biomass | 2018-01-11 05:00 | 1
Biomass | 2018-01-11 06:00 | 1
Biomass | 2018-01-11 07:00 | 1
Biomass | 2018-01-11 08:00 | 1
Biomass | 2018-01-11 09:00 | 1
Biomass | 2018-01-11 10:00 | 1
Biomass | 2018-01-11 11:00 | 1
Biomass | 2018-01-11 12:00 | 1
Biomass | 2018-01-11 13:00 | 1
Biomass | 2018-01-11 14:00 | 1
Biomass | 2018-01-11 15:00 | 1
Biomass | 2018-01-11 16:00 | 1
Biomass | 2018-01-11 17:00 | 1
Biomass | 2018-01-11 18:00 | 1
Biomass | 2018-01-11 19:00 | 1
Biomass | 2018-01-11 20:00 | 1
Biomass | 2018-01-11 21:00 | 1
Biomass | 2018-01-11 22:00 | 1
Biomass | 2018-01-11 23:00 | 1
Biomass | 2018-01-12 | 1
Biomass | 2018-01-12 01:00 | 1
Biomass | 2018-01-12 02:00 | 1
Biomass | 2018-01-12 03:00 | 1
Biomass | 2018-01-12 04:00 | 1
Biomass | 2018-01-12 05:00 | 1
Biomass | 2018-01-12 06:00 | 1
Biomass | 2018-01-12 07:00 | 1
Biomass | 2018-01-12 08:00 | 1
Biomass | 2018-01-12 09:00 | 1
Biomass | 2018-01-12 10:00 | 1
Biomass | 2018-01-12 11:00 | 1
Biomass | 2018-01-12 12:00 | 1
Biomass | 2018-01-12 13:00 | 1
Biomass | 2018-01-12 14:00 | 1
Biomass | 2018-01-12 15:00 | 1
Biomass | 2018-01-12 16:00 | 1
Biomass | 2018-01-12 17:00 | 1
Biomass | 2018-01-12 18:00 | 1
Biomass | 2018-01-12 19:00 | 1
Biomass | 2018-01-12 20:00 | 1
Biomass | 2018-01-12 21:00 | 1
Biomass | 2018-01-12 22:00 | 1
Biomass | 2018-01-12 23:00 | 1
Biomass | 2018-01-13 | 1
Biomass | 2018-01-13 01:00 | 1
Biomass | 2018-01-13 02:00 | 1
Biomass | 2018-01-13 03:00 | 1
Biomass | 2018-01-13 04:00 | 1
Biomass | 2018-01-13 05:00 | 1
Biomass | 2018-01-13 06:00 | 1
Biomass | 2018-01-13 07:00 | 1
Biomass | 2018-01-13 08:00 | 1
Biomass | 2018-01-13 09:00 | 1
Biomass | 2018-01-13 10:00 | 1
Biomass | 2018-01-13 11:00 | 1
Biomass | 2018-01-13 12:00 | 1
Biomass | 2018-01-13 13:00 | 1
Biomass | 2018-01-13 14:00 | 1
Biomass | 2018-01-13 15:00 | 1
Biomass | 2018-01-13 16:00 | 1
Biomass | 2018-01-13 17:00 | 1
Biomass | 2018-01-13 18:00 | 1
Biomass | 2018-01-13 19:00 | 1
Biomass | 2018-01-13 20:00 | 1
Biomass | 2018-01-13 21:00 | 1
Biomass | 2018-01-13 22:00 | 1
Biomass | 2018-01-13 23:00 | 1
Biomass | 2018-01-14 | 1
Biomass | 2018-01-14 01:00 | 1
Biomass | 2018-01-14 02:00 | 1
Biomass | 2018-01-14 03:00 | 1
Biomass | 2018-01-14 04:00 | 1
Biomass | 2018-01-14 05:00 | 1
Biomass | 2018-01-14 06:00 | 1
Biomass | 2018-01-14 07:00 | 1
Biomass | 2018-01-14 08:00 | 1
Biomass | 2018-01-14 09:00 | 1
Biomass | 2018-01-14 10:00 | 1
Biomass | 2018-01-14 11:00 | 1
Biomass | 2018-01-14 12:00 | 1
Biomass | 2018-01-14 13:00 | 1
Biomass | 2018-01-14 14:00 | 1
Biomass | 2018-01-14 15:00 | 1
Biomass | 2018-01-14 16:00 | 1
Biomass | 2018-01-14 17:00 | 1
Biomass | 2018-01-14 18:00 | 1
Biomass | 2018-01-14 19:00 | 1
Biomass | 2018-01-14 20:00 | 1
Biomass | 2018-01-14 21:00 | 1
Biomass | 2018-01-14 22:00 | 1
Biomass | 2018-01-14 23:00 | 1
Biomass | 2018-01-15 | 1
Biomass | 2018-01-15 01:00 | 1
Biomass | 2018-01-15 02:00 | 1
Biomass | 2018-01-15 03:00 | 1
Biomass | 2018-01-15 04:00 | 1
Biomass | 2018-01-15 05:00 | 1
Biomass | 2018-01-15 06:00 | 1
Biomass | 2018-01-15 07:00 | 1
Biomass | 2018-01-15 08:00 | 1
Biomass | 2018-01-15 09:00 | 1
Biomass | 2018-01-15 10:00 | 1
Biomass | 2018-01-15 11:00 | 1
Biomass | 2018-01-15 12:00 | 1
Biomass | 2018-01-15 13:00 | 1
Biomass | 2018-01-15 14:00 | 1
Biomass | 2018-01-15 15:00 | 1
Biomass | 2018-01-15 16:00 | 1
Biomass | 2018-01-15 17:00 | 1
Biomass | 2018-01-15 18:00 | 1
Biomass | 2018-01-15 19:00 | 1
Biomass | 2018-01-15 20:00 | 1
Biomass | 2018-01-15 21:00 | 1
Biomass | 2018-01-15 22:00 | 1
Biomass | 2018-01-15 23:00 | 1
Biomass | 2018-01-16 | 1
Biomass | 2018-01-16 01:00 | 1
Biomass | 2018-01-16 02:00 | 1
Biomass | 2018-01-16 03:00 | 1
Biomass | 2018-01-16 04:00 | 1
Biomass | 2018-01-16 05:00 | 1
Biomass | 2018-01-16 06:00 | 1
Biomass | 2018-01-16 07:00 | 1
Biomass | 2018-01-16 08:00 | 1
Biomass | 2018-01-16 09:00 | 1
Biomass | 2018-01-16 10:00 | 1
Biomass | 2018-01-16 11:00 | 1
Biomass | 2018-01-16 12:00 | 1
Biomass | 2018-01-16 13:00 | 1
Biomass | 2018-01-16 14:00 | 1
Biomass | 2018-01-16 15:00 | 1
Biomass | 2018-01-16 16:00 | 1
Biomass | 2018-01-16 17:00 | 1
Biomass | 2018-01-16 18:00 | 1
Biomass | 2018-01-16 19:00 | 1
Biomass | 2018-01-16 20:00 | 1
Biomass | 2018-01-16 21:00 | 1
Biomass | 2018-01-16 22:00 | 1
Biomass | 2018-01-16 23:00 | 1
Biomass | 2018-01-17 | 1
Biomass | 2018-01-17 01:00 | 1
Biomass | 2018-01-17 02:00 | 1
Biomass | 2018-01-17 03:00 | 1
Biomass | 2018-01-17 04:00 | 1
Biomass | 2018-01-17 05:00 | 1
Biomass | 2018-01-17 06:00 | 1
Biomass | 2018-01-17 07:00 | 1
Biomass | 2018-01-17 08:00 | 1
Biomass | 2018-01-17 09:00 | 1
Biomass | 2018-01-17 10:00 | 1
Biomass | 2018-01-17 11:00 | 1
Biomass | 2018-01-17 12:00 | 1
Biomass | 2018-01-17 13:00 | 1
Biomass | 2018-01-17 14:00 | 1
Biomass | 2018-01-17 15:00 | 1
Biomass | 2018-01-17 16:00 | 1
Biomass | 2018-01-17 17:00 | 1
Biomass | 2018-01-17 18:00 | 1
Biomass | 2018-01-17 19:00 | 1
Biomass | 2018-01-17 20:00 | 1
Biomass | 2018-01-17 21:00 | 1
Biomass | 2018-01-17 22:00 | 1
Biomass | 2018-01-17 23:00 | 1
Biomass | 2018-01-18 | 1
Biomass | 2018-01-18 01:00 | 1
Biomass | 2018-01-18 02:00 | 1
Biomass | 2018-01-18 03:00 | 1
Biomass | 2018-01-18 04:00 | 1
Biomass | 2018-01-18 05:00 | 1
Biomass | 2018-01-18 06:00 | 1
Biomass | 2018-01-18 07:00 | 1
Biomass | 2018-01-18 08:00 | 1
Biomass | 2018-01-18 09:00 | 1
Biomass | 2018-01-18 10:00 | 1
Biomass | 2018-01-18 11:00 | 1
Biomass | 2018-01-18 12:00 | 1
Biomass | 2018-01-18 13:00 | 1
Biomass | 2018-01-18 14:00 | 1
Biomass | 2018-01-18 15:00 | 1
Biomass | 2018-01-18 16:00 | 1
Biomass | 2018-01-18 17:00 | 1
Biomass | 2018-01-18 18:00 | 1
Biomass | 2018-01-18 19:00 | 1
Biomass | 2018-01-18 20:00 | 1
Biomass | 2018-01-18 21:00 | 1
Biomass | 2018-01-18 22:00 | 1
Biomass | 2018-01-18 23:00 | 1
Biomass | 2018-01-19 | 1
Biomass | 2018-01-19 01:00 | 1
Biomass | 2018-01-19 02:00 | 1
Biomass | 2018-01-19 03:00 | 1
Biomass | 2018-01-19 04:00 | 1
Biomass | 2018-01-19 05:00 | 1
Biomass | 2018-01-19 06:00 | 1
Biomass | 2018-01-19 07:00 | 1
Biomass | 2018-01-19 08:00 | 1
Biomass | 2018-01-19 09:00 | 1
Biomass | 2018-01-19 10:00 | 1
Biomass | 2018-01-19 11:00 | 1
Biomass | 2018-01-19 12:00 | 1
Biomass | 2018-01-19 13:00 | 1
Biomass | 2018-01-19 14:00 | 1
Biomass | 2018-01-19 15:00 | 1
Biomass | 2018-01-19 16:00 | 1
Biomass | 2018-01-19 17:00 | 1
Biomass | 2018-01-19 18:00 | 1
Biomass | 2018-01-19 19:00 | 1
Biomass | 2018-01-19 20:00 | 1
Biomass | 2018-01-19 21:00 | 1
Biomass | 2018-01-19 22:00 | 1
Biomass | 2018-01-19 23:00 | 1
Biomass | 2018-01-20 | 1
Biomass | 2018-01-20 01:00 | 1
Biomass | 2018-01-20 02:00 | 1
Biomass | 2018-01-20 03:00 | 1
Biomass | 2018-01-20 04:00 | 1
Biomass | 2018-01-20 05:00 | 1
Biomass | 2018-01-20 06:00 | 1
Biomass | 2018-01-20 07:00 | 1
Biomass | 2018-01-20 08:00 | 1
Biomass | 2018-01-20 09:00 | 1
Biomass | 2018-01-20 10:00 | 1
Biomass | 2018-01-20 11:00 | 1
Biomass | 2018-01-20 12:00 | 1
Biomass | 2018-01-20 13:00 | 1
Biomass | 2018-01-20 14:00 | 1
Biomass | 2018-01-20 15:00 | 1
Biomass | 2018-01-20 16:00 | 1
Biomass | 2018-01-20 17:00 | 1
Biomass | 2018-01-20 18:00 | 1
Biomass | 2018-01-20 19:00 | 1
Biomass | 2018-01-20 20:00 | 1
Biomass | 2018-01-20 21:00 | 1
Biomass | 2018-01-20 22:00 | 1
Biomass | 2018-01-20 23:00 | 1
Biomass | 2018-01-21 | 1
Biomass | 2018-01-21 01:00 | 1
Biomass | 2018-01-21 02:00 | 1
Biomass | 2018-01-21 03:00 | 1
Biomass | 2018-01-21 04:00 | 1
Biomass | 2018-01-21 05:00 | 1
Biomass | 2018-01-21 06:00 | 1
Biomass | 2018-01-21 07:00 | 1
Biomass | 2018-01-21 08:00 | 1
Biomass | 2018-01-21 09:00 | 1
Biomass | 2018-01-21 10:00 | 1
Biomass | 2018-01-21 11:00 | 1
Biomass | 2018-01-21 12:00 | 1
Biomass | 2018-01-21 13:00 | 1
Biomass | 2018-01-21 14:00 | 1
Biomass | 2018-01-21 15:00 | 1
Biomass | 2018-01-21 16:00 | 1
Biomass | 2018-01-21 17:00 | 1
Biomass | 2018-01-21 18:00 | 1
Biomass | 2018-01-21 19:00 | 1
Biomass | 2018-01-21 20:00 | 1
Biomass | 2018-01-21 21:00 | 1
Biomass | 2018-01-21 22:00 | 1
Biomass | 2018-01-21 23:00 | 1
Biomass | 2018-01-22 | 1
Biomass | 2018-01-22 01:00 | 1
Biomass | 2018-01-22 02:00 | 1
Biomass | 2018-01-22 03:00 | 1
Biomass | 2018-01-22 04:00 | 1
Biomass | 2018-01-22 05:00 | 1
Biomass | 2018-01-22 06:00 | 1
Biomass | 2018-01-22 07:00 | 1
Biomass | 2018-01-22 08:00 | 1
Biomass | 2018-01-22 09:00 | 1
Biomass | 2018-01-22 10:00 | 1
Biomass | 2018-01-22 11:00 | 1
Biomass | 2018-01-22 12:00 | 1
Biomass | 2018-01-22 13:00 | 1
Biomass | 2018-01-22 14:00 | 1
Biomass | 2018-01-22 15:00 | 1
Biomass | 2018-01-22 16:00 | 1
Biomass | 2018-01-22 17:00 | 1
Biomass | 2018-01-22 18:00 | 1
Biomass | 2018-01-22 19:00 | 1
Biomass | 2018-01-22 20:00 | 1
Biomass | 2018-01-22 21:00 | 1
Biomass | 2018-01-22 22:00 | 1
Biomass | 2018-01-22 23:00 | 1
Biomass | 2018-01-23 | 1
Biomass | 2018-01-23 01:00 | 1
Biomass | 2018-01-23 02:00 | 1
Biomass | 2018-01-23 03:00 | 1
Biomass | 2018-01-23 04:00 | 1
Biomass | 2018-01-23 05:00 | 1
Biomass | 2018-01-23 06:00 | 1
Biomass | 2018-01-23 07:00 | 1
Biomass | 2018-01-23 08:00 | 1
Biomass | 2018-01-23 09:00 | 1
Biomass | 2018-01-23 10:00 | 1
Biomass | 2018-01-23 11:00 | 1
Biomass | 2018-01-23 12:00 | 1
Biomass | 2018-01-23 13:00 | 1
Biomass | 2018-01-23 14:00 | 1
Biomass | 2018-01-23 15:00 | 1
Biomass | 2018-01-23 16:00 | 1
Biomass | 2018-01-23 17:00 | 1
Biomass | 2018-01-23 18:00 | 1
Biomass | 2018-01-23 19:00 | 1
Biomass | 2018-01-23 20:00 | 1
Biomass | 2018-01-23 21:00 | 1
Biomass | 2018-01-23 22:00 | 1
Biomass | 2018-01-23 23:00 | 1
Biomass | 2018-01-24 | 1
Biomass | 2018-01-24 01:00 | 1
Biomass | 2018-01-24 02:00 | 1
Biomass | 2018-01-24 03:00 | 1
Biomass | 2018-01-24 04:00 | 1
Biomass | 2018-01-24 05:00 | 1
Biomass | 2018-01-24 06:00 | 1
Biomass | 2018-01-24 07:00 | 1
Biomass | 2018-01-24 08:00 | 1
Biomass | 2018-01-24 09:00 | 1
Biomass | 2018-01-24 10:00 | 1
Biomass | 2018-01-24 11:00 | 1
Biomass | 2018-01-24 12:00 | 1
Biomass | 2018-01-24 13:00 | 1
Biomass | 2018-01-24 14:00 | 1
Biomass | 2018-01-24 15:00 | 1
Biomass | 2018-01-24 16:00 | 1
Biomass | 2018-01-24 17:00 | 1
Biomass | 2018-01-24 18:00 | 1
Biomass | 2018-01-24 19:00 | 1
Biomass | 2018-01-24 20:00 | 1
Biomass | 2018-01-24 21:00 | 1
Biomass | 2018-01-24 22:00 | 1
Biomass | 2018-01-24 23:00 | 1
Biomass | 2018-01-25 | 1
Biomass | 2018-01-25 01:00 | 1
Biomass | 2018-01-25 02:00 | 1
Biomass | 2018-01-25 03:00 | 1
Biomass | 2018-01-25 04:00 | 1
Biomass | 2018-01-25 05:00 | 1
Biomass | 2018-01-25 06:00 | 1
Biomass | 2018-01-25 07:00 | 1
Biomass | 2018-01-25 08:00 | 1
Biomass | 2018-01-25 09:00 | 1
Biomass | 2018-01-25 10:00 | 1
Biomass | 2018-01-25 11:00 | 1
Biomass | 2018-01-25 12:00 | 1
Biomass | 2018-01-25 13:00 | 1
Biomass | 2018-01-25 14:00 | 1
Biomass | 2018-01-25 15:00 | 1
Biomass | 2018-01-25 16:00 | 1
Biomass | 2018-01-25 17:00 | 1
Biomass | 2018-01-25 18:00 | 1
Biomass | 2018-01-25 19:00 | 1
Biomass | 2018-01-25 20:00 | 1
Biomass | 2018-01-25 21:00 | 1
Biomass | 2018-01-25 22:00 | 1
Biomass | 2018-01-25 23:00 | 1
Biomass | 2018-01-26 | 1
Biomass | 2018-01-26 01:00 | 1
Biomass | 2018-01-26 02:00 | 1
Biomass | 2018-01-26 03:00 | 1
Biomass | 2018-01-26 04:00 | 1
Biomass | 2018-01-26 05:00 | 1
Biomass | 2018-01-26 06:00 | 1
Biomass | 2018-01-26 07:00 | 1
Biomass | 2018-01-26 08:00 | 1
Biomass | 2018-01-26 09:00 | 1
Biomass | 2018-01-26 10:00 | 1
Biomass | 2018-01-26 11:00 | 1
Biomass | 2018-01-26 12:00 | 1
Biomass | 2018-01-26 13:00 | 1
Biomass | 2018-01-26 14:00 | 1
Biomass | 2018-01-26 15:00 | 1
Biomass | 2018-01-26 16:00 | 1
Biomass | 2018-01-26 17:00 | 1
Biomass | 2018-01-26 18:00 | 1
Biomass | 2018-01-26 19:00 | 1
Biomass | 2018-01-26 20:00 | 1
Biomass | 2018-01-26 21:00 | 1
Biomass | 2018-01-26 22:00 | 1
Biomass | 2018-01-26 23:00 | 1
Biomass | 2018-01-27 | 1
Biomass | 2018-01-27 01:00 | 1
Biomass | 2018-01-27 02:00 | 1
Biomass | 2018-01-27 03:00 | 1
Biomass | 2018-01-27 04:00 | 1
Biomass | 2018-01-27 05:00 | 1
Biomass | 2018-01-27 06:00 | 1
Biomass | 2018-01-27 07:00 | 1
Biomass | 2018-01-27 08:00 | 1
Biomass | 2018-01-27 09:00 | 1
Biomass | 2018-01-27 10:00 | 1
Biomass | 2018-01-27 11:00 | 1
Biomass | 2018-01-27 12:00 | 1
Biomass | 2018-01-27 13:00 | 1
Biomass | 2018-01-27 14:00 | 1
Biomass | 2018-01-27 15:00 | 1
Biomass | 2018-01-27 16:00 | 1
Biomass | 2018-01-27 17:00 | 1
Biomass | 2018-01-27 18:00 | 1
Biomass | 2018-01-27 19:00 | 1
Biomass | 2018-01-27 20:00 | 1
Biomass | 2018-01-27 21:00 | 1
Biomass | 2018-01-27 22:00 | 1
Biomass | 2018-01-27 23:00 | 1
Biomass | 2018-01-28 | 1
Biomass | 2018-01-28 01:00 | 1
Biomass | 2018-01-28 02:00 | 1
Biomass | 2018-01-28 03:00 | 1
Biomass | 2018-01-28 04:00 | 1
Biomass | 2018-01-28 05:00 | 1
Biomass | 2018-01-28 06:00 | 1
Biomass | 2018-01-28 07:00 | 1
Biomass | 2018-01-28 08:00 | 1
Biomass | 2018-01-28 09:00 | 1
Biomass | 2018-01-28 10:00 | 1
Biomass | 2018-01-28 11:00 | 1
Biomass | 2018-01-28 12:00 | 1
Biomass | 2018-01-28 13:00 | 1
Biomass | 2018-01-28 14:00 | 1
Biomass | 2018-01-28 15:00 | 1
Biomass | 2018-01-28 16:00 | 1
Biomass | 2018-01-28 17:00 | 1
Biomass | 2018-01-28 18:00 | 1
Biomass | 2018-01-28 19:00 | 1
Biomass | 2018-01-28 20:00 | 1
Biomass | 2018-01-28 21:00 | 1
Biomass | 2018-01-28 22:00 | 1
Biomass | 2018-01-28 23:00 | 1
Biomass | 2018-01-29 | 1
Biomass | 2018-01-29 01:00 | 1
Biomass | 2018-01-29 02:00 | 1
Biomass | 2018-01-29 03:00 | 1
Biomass | 2018-01-29 04:00 | 1
Biomass | 2018-01-29 05:00 | 1
Biomass | 2018-01-29 06:00 | 1
Biomass | 2018-01-29 07:00 | 1
Biomass | 2018-01-29 08:00 | 1
Biomass | 2018-01-29 09:00 | 1
Biomass | 2018-01-29 10:00 | 1
Biomass | 2018-01-29 11:00 | 1
Biomass | 2018-01-29 12:00 | 1
Biomass | 2018-01-29 13:00 | 1
Biomass | 2018-01-29 14:00 | 1
Biomass | 2018-01-29 15:00 | 1
Biomass | 2018-01-29 16:00 | 1
Biomass | 2018-01-29 17:00 | 1
Biomass | 2018-01-29 18:00 | 1
Biomass | 2018-01-29 19:00 | 1
Biomass | 2018-01-29 20:00 | 1
Biomass | 2018-01-29 21:00 | 1
Biomass | 2018-01-29 22:00 | 1
Biomass | 2018-01-29 23:00 | 1
Biomass | 2018-01-30 | 1
Biomass | 2018-01-30 01:00 | 1
Biomass | 2018-01-30 02:00 | 1
Biomass | 2018-01-30 03:00 | 1
Biomass | 2018-01-30 04:00 | 1
Biomass | 2018-01-30 05:00 | 1
Biomass | 2018-01-30 06:00 | 1
Biomass | 2018-01-30 07:00 | 1
Biomass | 2018-01-30 08:00 | 1
Biomass | 2018-01-30 09:00 | 1
Biomass | 2018-01-30 10:00 | 1
Biomass | 2018-01-30 11:00 | 1
Biomass | 2018-01-30 12:00 | 1
Biomass | 2018-01-30 13:00 | 1
Biomass | 2018-01-30 14:00 | 1
Biomass | 2018-01-30 15:00 | 1
Biomass | 2018-01-30 16:00 | 1
Biomass | 2018-01-30 17:00 | 1
Biomass | 2018-01-30 18:00 | 1
Biomass | 2018-01-30 19:00 | 1
Biomass | 2018-01-30 20:00 | 1
Biomass | 2018-01-30 21:00 | 1
Biomass | 2018-01-30 22:00 | 1
Biomass | 2018-01-30 23:00 | 1
Biomass | 2018-01-31 | 1
Biomass | 2018-01-31 01:00 | 1
Biomass | 2018-01-31 02:00 | 1
Biomass | 2018-01-31 03:00 | 1
Biomass | 2018-01-31 04:00 | 1
Biomass | 2018-01-31 05:00 | 1
Biomass | 2018-01-31 06:00 | 1
Biomass | 2018-01-31 07:00 | 1
Biomass | 2018-01-31 08:00 | 1
Biomass | 2018-01-31 09:00 | 1
Biomass | 2018-01-31 10:00 | 1
Biomass | 2018-01-31 11:00 | 1
Biomass | 2018-01-31 12:00 | 1
Biomass | 2018-01-31 13:00 | 1
Biomass | 2018-01-31 14:00 | 1
Biomass | 2018-01-31 15:00 | 1
Biomass | 2018-01-31 16:00 | 1
Biomass | 2018-01-31 17:00 | 1
Biomass | 2018-01-31 18:00 | 1
Biomass | 2018-01-31 19:00 | 1
Biomass | 2018-01-31 20:00 | 1
Biomass | 2018-01-31 21:00 | 1
Biomass | 2018-01-31 22:00 | 1
Biomass | 2018-01-31 23:00 | 1
Biomass | 2018-02-01 | 1
Biomass | 2018-02-01 01:00 | 1
Biomass | 2018-02-01 02:00 | 1
Biomass | 2018-02-01 03:00 | 1
Biomass | 2018-02-01 04:00 | 1
Biomass | 2018-02-01 05:00 | 1
Biomass | 2018-02-01 06:00 | 1
Biomass | 2018-02-01 07:00 | 1
Biomass | 2018-02-01 08:00 | 1
Biomass | 2018-02-01 09:00 | 1
Biomass | 2018-02-01 10:00 | 1
Biomass | 2018-02-01 11:00 | 1
Biomass | 2018-02-01 12:00 | 1
Biomass | 2018-02-01 13:00 | 1
Biomass | 2018-02-01 14:00 | 1
Biomass | 2018-02-01 15:00 | 1
Biomass | 2018-02-01 16:00 | 1
Biomass | 2018-02-01 17:00 | 1
Biomass | 2018-02-01 18:00 | 1
Biomass | 2018-02-01 19:00 | 1
Biomass | 2018-02-01 20:00 | 1
Biomass | 2018-02-01 21:00 | 1
Biomass | 2018-02-01 22:00 | 1
Biomass | 2018-02-01 23:00 | 1
Biomass | 2018-02-02 | 1
Biomass | 2018-02-02 01:00 | 1
Biomass | 2018-02-02 02:00 | 1
Biomass | 2018-02-02 03:00 | 1
Biomass | 2018-02-02 04:00 | 1
Biomass | 2018-02-02 05:00 | 1
Biomass | 2018-02-02 06:00 | 1
Biomass | 2018-02-02 07:00 | 1
Biomass | 2018-02-02 08:00 | 1
Biomass | 2018-02-02 09:00 | 1
Biomass | 2018-02-02 10:00 | 1
Biomass | 2018-02-02 11:00 | 1
Biomass | 2018-02-02 12:00 | 1
Biomass | 2018-02-02 13:00 | 1
Biomass | 2018-02-02 14:00 | 1
Biomass | 2018-02-02 15:00 | 1
Biomass | 2018-02-02 16:00 | 1
Biomass | 2018-02-02 17:00 | 1
Biomass | 2018-02-02 18:00 | 1
Biomass | 2018-02-02 19:00 | 1
Biomass | 2018-02-02 20:00 | 1
Biomass | 2018-02-02 21:00 | 1
Biomass | 2018-02-02 22:00 | 1
Biomass | 2018-02-02 23:00 | 1
Biomass | 2018-02-03 | 1
Biomass | 2018-02-03 01:00 | 1
Biomass | 2018-02-03 02:00 | 1
Biomass | 2018-02-03 03:00 | 1
Biomass | 2018-02-03 04:00 | 1
Biomass | 2018-02-03 05:00 | 1
Biomass | 2018-02-03 06:00 | 1
Biomass | 2018-02-03 07:00 | 1
Biomass | 2018-02-03 08:00 | 1
Biomass | 2018-02-03 09:00 | 1
Biomass | 2018-02-03 10:00 | 1
Biomass | 2018-02-03 11:00 | 1
Biomass | 2018-02-03 12:00 | 1
Biomass | 2018-02-03 13:00 | 1
Biomass | 2018-02-03 14:00 | 1
Biomass | 2018-02-03 15:00 | 1
Biomass | 2018-02-03 16:00 | 1
Biomass | 2018-02-03 17:00 | 1
Biomass | 2018-02-03 18:00 | 1
Biomass | 2018-02-03 19:00 | 1
Biomass | 2018-02-03 20:00 | 1
Biomass | 2018-02-03 21:00 | 1
Biomass | 2018-02-03 22:00 | 1
Biomass | 2018-02-03 23:00 | 1
Biomass | 2018-02-04 | 1
Biomass | 2018-02-04 01:00 | 1
Biomass | 2018-02-04 02:00 | 1
Biomass | 2018-02-04 03:00 | 1
Biomass | 2018-02-04 04:00 | 1
Biomass | 2018-02-04 05:00 | 1
Biomass | 2018-02-04 06:00 | 1
Biomass | 2018-02-04 07:00 | 1
Biomass | 2018-02-04 08:00 | 1
Biomass | 2018-02-04 09:00 | 1
Biomass | 2018-02-04 10:00 | 1
Biomass | 2018-02-04 11:00 | 1
Biomass | 2018-02-04 12:00 | 1
Biomass | 2018-02-04 13:00 | 1
Biomass | 2018-02-04 14:00 | 1
Biomass | 2018-02-04 15:00 | 1
Biomass | 2018-02-04 16:00 | 1
Biomass | 2018-02-04 17:00 | 1
Biomass | 2018-02-04 18:00 | 1
Biomass | 2018-02-04 19:00 | 1
Biomass | 2018-02-04 20:00 | 1
Biomass | 2018-02-04 21:00 | 1
Biomass | 2018-02-04 22:00 | 1
Biomass | 2018-02-04 23:00 | 1
Biomass | 2018-02-05 | 1
Biomass | 2018-02-05 01:00 | 1
Biomass | 2018-02-05 02:00 | 1
Biomass | 2018-02-05 03:00 | 1
Biomass | 2018-02-05 04:00 | 1
Biomass | 2018-02-05 05:00 | 1
Biomass | 2018-02-05 06:00 | 1
Biomass | 2018-02-05 07:00 | 1
Biomass | 2018-02-05 08:00 | 1
Biomass | 2018-02-05 09:00 | 1
Biomass | 2018-02-05 10:00 | 1
Biomass | 2018-02-05 11:00 | 1
Biomass | 2018-02-05 12:00 | 1
Biomass | 2018-02-05 13:00 | 1
Biomass | 2018-02-05 14:00 | 1
Biomass | 2018-02-05 15:00 | 1
Biomass | 2018-02-05 16:00 | 1
Biomass | 2018-02-05 17:00 | 1
Biomass | 2018-02-05 18:00 | 1
Biomass | 2018-02-05 19:00 | 1
Biomass | 2018-02-05 20:00 | 1
Biomass | 2018-02-05 21:00 | 1
Biomass | 2018-02-05 22:00 | 1
Biomass | 2018-02-05 23:00 | 1
Biomass | 2018-02-06 | 1
Biomass | 2018-02-06 01:00 | 1
Biomass | 2018-02-06 02:00 | 1
Biomass | 2018-02-06 03:00 | 1
Biomass | 2018-02-06 04:00 | 1
Biomass | 2018-02-06 05:00 | 1
Biomass | 2018-02-06 06:00 | 1
Biomass | 2018-02-06 07:00 | 1
Biomass | 2018-02-06 08:00 | 1
Biomass | 2018-02-06 09:00 | 1
Biomass | 2018-02-06 10:00 | 1
Biomass | 2018-02-06 11:00 | 1
Biomass | 2018-02-06 12:00 | 1
Biomass | 2018-02-06 13:00 | 1
Biomass | 2018-02-06 14:00 | 1
Biomass | 2018-02-06 15:00 | 1
Biomass | 2018-02-06 16:00 | 1
Biomass | 2018-02-06 17:00 | 1
Biomass | 2018-02-06 18:00 | 1
Biomass | 2018-02-06 19:00 | 1
Biomass | 2018-02-06 20:00 | 1
Biomass | 2018-02-06 21:00 | 1
Biomass | 2018-02-06 22:00 | 1
Biomass | 2018-02-06 23:00 | 1
Biomass | 2018-02-07 | 1
Biomass | 2018-02-07 01:00 | 1
Biomass | 2018-02-07 02:00 | 1
Biomass | 2018-02-07 03:00 | 1
Biomass | 2018-02-07 04:00 | 1
Biomass | 2018-02-07 05:00 | 1
Biomass | 2018-02-07 06:00 | 1
Biomass | 2018-02-07 07:00 | 1
Biomass | 2018-02-07 08:00 | 1
Biomass | 2018-02-07 09:00 | 1
Biomass | 2018-02-07 10:00 | 1
Biomass | 2018-02-07 11:00 | 1
Biomass | 2018-02-07 12:00 | 1
Biomass | 2018-02-07 13:00 | 1
Biomass | 2018-02-07 14:00 | 1
Biomass | 2018-02-07 15:00 | 1
Biomass | 2018-02-07 16:00 | 1
Biomass | 2018-02-07 17:00 | 1
Biomass | 2018-02-07 18:00 | 1
Biomass | 2018-02-07 19:00 | 1
Biomass | 2018-02-07 20:00 | 1
Biomass | 2018-02-07 21:00 | 1
Biomass | 2018-02-07 22:00 | 1
Biomass | 2018-02-07 23:00 | 1
Biomass | 2018-02-08 | 1
Biomass | 2018-02-08 01:00 | 1
Biomass | 2018-02-08 02:00 | 1
Biomass | 2018-02-08 03:00 | 1
Biomass | 2018-02-08 04:00 | 1
Biomass | 2018-02-08 05:00 | 1
Biomass | 2018-02-08 06:00 | 1
Biomass | 2018-02-08 07:00 | 1
Biomass | 2018-02-08 08:00 | 1
Biomass | 2018-02-08 09:00 | 1
Biomass | 2018-02-08 10:00 | 1
Biomass | 2018-02-08 11:00 | 1
Biomass | 2018-02-08 12:00 | 1
Biomass | 2018-02-08 13:00 | 1
Biomass | 2018-02-08 14:00 | 1
Biomass | 2018-02-08 15:00 | 1
Biomass | 2018-02-08 16:00 | 1
Biomass | 2018-02-08 17:00 | 1
Biomass | 2018-02-08 18:00 | 1
Biomass | 2018-02-08 19:00 | 1
Biomass | 2018-02-08 20:00 | 1
Biomass | 2018-02-08 21:00 | 1
Biomass | 2018-02-08 22:00 | 1
Biomass | 2018-02-08 23:00 | 1
Biomass | 2018-02-09 | 1
Biomass | 2018-02-09 01:00 | 1
Biomass | 2018-02-09 02:00 | 1
Biomass | 2018-02-09 03:00 | 1
Biomass | 2018-02-09 04:00 | 1
Biomass | 2018-02-09 05:00 | 1
Biomass | 2018-02-09 06:00 | 1
Biomass | 2018-02-09 07:00 | 1
Biomass | 2018-02-09 08:00 | 1
Biomass | 2018-02-09 09:00 | 1
Biomass | 2018-02-09 10:00 | 1
Biomass | 2018-02-09 11:00 | 1
Biomass | 2018-02-09 12:00 | 1
Biomass | 2018-02-09 13:00 | 1
Biomass | 2018-02-09 14:00 | 1
Biomass | 2018-02-09 15:00 | 1
Biomass | 2018-02-09 16:00 | 1
Biomass | 2018-02-09 17:00 | 1
Biomass | 2018-02-09 18:00 | 1
Biomass | 2018-02-09 19:00 | 1
Biomass | 2018-02-09 20:00 | 1
Biomass | 2018-02-09 21:00 | 1
Biomass | 2018-02-09 22:00 | 1
Biomass | 2018-02-09 23:00 | 1
Biomass | 2018-02-10 | 1
Biomass | 2018-02-10 01:00 | 1
Biomass | 2018-02-10 02:00 | 1
Biomass | 2018-02-10 03:00 | 1
Biomass | 2018-02-10 04:00 | 1
Biomass | 2018-02-10 05:00 | 1
Biomass | 2018-02-10 06:00 | 1
Biomass | 2018-02-10 07:00 | 1
Biomass | 2018-02-10 08:00 | 1
Biomass | 2018-02-10 09:00 | 1
Biomass | 2018-02-10 10:00 | 1
Biomass | 2018-02-10 11:00 | 1
Biomass | 2018-02-10 12:00 | 1
Biomass | 2018-02-10 13:00 | 1
Biomass | 2018-02-10 14:00 | 1
Biomass | 2018-02-10 15:00 | 1
Biomass | 2018-02-10 16:00 | 1
Biomass | 2018-02-10 17:00 | 1
Biomass | 2018-02-10 18:00 | 1
Biomass | 2018-02-10 19:00 | 1
Biomass | 2018-02-10 20:00 | 1
Biomass | 2018-02-10 21:00 | 1
Biomass | 2018-02-10 22:00 | 1
Biomass | 2018-02-10 23:00 | 1
Biomass | 2018-02-11 | 1
Biomass | 2018-02-11 01:00 | 1
Biomass | 2018-02-11 02:00 | 1
Biomass | 2018-02-11 03:00 | 1
Biomass | 2018-02-11 04:00 | 1
Biomass | 2018-02-11 05:00 | 1
Biomass | 2018-02-11 06:00 | 1
Biomass | 2018-02-11 07:00 | 1
Biomass | 2018-02-11 08:00 | 1
Biomass | 2018-02-11 09:00 | 1
Biomass | 2018-02-11 10:00 | 1
Biomass | 2018-02-11 11:00 | 1
Biomass | 2018-02-11 12:00 | 1
Biomass | 2018-02-11 13:00 | 1
Biomass | 2018-02-11 14:00 | 1
Biomass | 2018-02-11 15:00 | 1
Biomass | 2018-02-11 16:00 | 1
Biomass | 2018-02-11 17:00 | 1
Biomass | 2018-02-11 18:00 | 1
Biomass | 2018-02-11 19:00 | 1
Biomass | 2018-02-11 20:00 | 1
Biomass | 2018-02-11 21:00 | 1
Biomass | 2018-02-11 22:00 | 1
Biomass | 2018-02-11 23:00 | 1
Biomass | 2018-02-12 | 1
Biomass | 2018-02-12 01:00 | 1
Biomass | 2018-02-12 02:00 | 1
Biomass | 2018-02-12 03:00 | 1
Biomass | 2018-02-12 04:00 | 1
Biomass | 2018-02-12 05:00 | 1
Biomass | 2018-02-12 06:00 | 1
Biomass | 2018-02-12 07:00 | 1
Biomass | 2018-02-12 08:00 | 1
Biomass | 2018-02-12 09:00 | 1
Biomass | 2018-02-12 10:00 | 1
Biomass | 2018-02-12 11:00 | 1
Biomass | 2018-02-12 12:00 | 1
Biomass | 2018-02-12 13:00 | 1
Biomass | 2018-02-12 14:00 | 1
Biomass | 2018-02-12 15:00 | 1
Biomass | 2018-02-12 16:00 | 1
Biomass | 2018-02-12 17:00 | 1
Biomass | 2018-02-12 18:00 | 1
Biomass | 2018-02-12 19:00 | 1
Biomass | 2018-02-12 20:00 | 1
Biomass | 2018-02-12 21:00 | 1
Biomass | 2018-02-12 22:00 | 1
Biomass | 2018-02-12 23:00 | 1
Biomass | 2018-02-13 | 1
Biomass | 2018-02-13 01:00 | 1
Biomass | 2018-02-13 02:00 | 1
Biomass | 2018-02-13 03:00 | 1
Biomass | 2018-02-13 04:00 | 1
Biomass | 2018-02-13 05:00 | 1
Biomass | 2018-02-13 06:00 | 1
Biomass | 2018-02-13 07:00 | 1
Biomass | 2018-02-13 08:00 | 1
Biomass | 2018-02-13 09:00 | 1
Biomass | 2018-02-13 10:00 | 1
Biomass | 2018-02-13 11:00 | 1
Biomass | 2018-02-13 12:00 | 1
Biomass | 2018-02-13 13:00 | 1
Biomass | 2018-02-13 14:00 | 1
Biomass | 2018-02-13 15:00 | 1
Biomass | 2018-02-13 16:00 | 1
Biomass | 2018-02-13 17:00 | 1
Biomass | 2018-02-13 18:00 | 1
Biomass | 2018-02-13 19:00 | 1
Biomass | 2018-02-13 20:00 | 1
Biomass | 2018-02-13 21:00 | 1
Biomass | 2018-02-13 22:00 | 1
Biomass | 2018-02-13 23:00 | 1
Biomass | 2018-02-14 | 1
Biomass | 2018-02-14 01:00 | 1
Biomass | 2018-02-14 02:00 | 1
Biomass | 2018-02-14 03:00 | 1
Biomass | 2018-02-14 04:00 | 1
Biomass | 2018-02-14 05:00 | 1
Biomass | 2018-02-14 06:00 | 1
Biomass | 2018-02-14 07:00 | 1
Biomass | 2018-02-14 08:00 | 1
Biomass | 2018-02-14 09:00 | 1
Biomass | 2018-02-14 10:00 | 1
Biomass | 2018-02-14 11:00 | 1
Biomass | 2018-02-14 12:00 | 1
Biomass | 2018-02-14 13:00 | 1
Biomass | 2018-02-14 14:00 | 1
Biomass | 2018-02-14 15:00 | 1
Biomass | 2018-02-14 16:00 | 1
Biomass | 2018-02-14 17:00 | 1
Biomass | 2018-02-14 18:00 | 1
Biomass | 2018-02-14 19:00 | 1
Biomass | 2018-02-14 20:00 | 1
Biomass | 2018-02-14 21:00 | 1
Biomass | 2018-02-14 22:00 | 1
Biomass | 2018-02-14 23:00 | 1
Biomass | 2018-02-15 | 1
Biomass | 2018-02-15 01:00 | 1
Biomass | 2018-02-15 02:00 | 1
Biomass | 2018-02-15 03:00 | 1
Biomass | 2018-02-15 04:00 | 1
Biomass | 2018-02-15 05:00 | 1
Biomass | 2018-02-15 06:00 | 1
Biomass | 2018-02-15 07:00 | 1
Biomass | 2018-02-15 08:00 | 1
Biomass | 2018-02-15 09:00 | 1
Biomass | 2018-02-15 10:00 | 1
Biomass | 2018-02-15 11:00 | 1
Biomass | 2018-02-15 12:00 | 1
Biomass | 2018-02-15 13:00 | 1
Biomass | 2018-02-15 14:00 | 1
Biomass | 2018-02-15 15:00 | 1
Biomass | 2018-02-15 16:00 | 1
Biomass | 2018-02-15 17:00 | 1
Biomass | 2018-02-15 18:00 | 1
Biomass | 2018-02-15 19:00 | 1
Biomass | 2018-02-15 20:00 | 1
Biomass | 2018-02-15 21:00 | 1
Biomass | 2018-02-15 22:00 | 1
Biomass | 2018-02-15 23:00 | 1
Biomass | 2018-02-16 | 1
Biomass | 2018-02-16 01:00 | 1
Biomass | 2018-02-16 02:00 | 1
Biomass | 2018-02-16 03:00 | 1
Biomass | 2018-02-16 04:00 | 1
Biomass | 2018-02-16 05:00 | 1
Biomass | 2018-02-16 06:00 | 1
Biomass | 2018-02-16 07:00 | 1
Biomass | 2018-02-16 08:00 | 1
Biomass | 2018-02-16 09:00 | 1
Biomass | 2018-02-16 10:00 | 1
Biomass | 2018-02-16 11:00 | 1
Biomass | 2018-02-16 12:00 | 1
Biomass | 2018-02-16 13:00 | 1
Biomass | 2018-02-16 14:00 | 1
Biomass | 2018-02-16 15:00 | 1
Biomass | 2018-02-16 16:00 | 1
Biomass | 2018-02-16 17:00 | 1
Biomass | 2018-02-16 18:00 | 1
Biomass | 2018-02-16 19:00 | 1
Biomass | 2018-02-16 20:00 | 1
Biomass | 2018-02-16 21:00 | 1
Biomass | 2018-02-16 22:00 | 1
Biomass | 2018-02-16 23:00 | 1
Biomass | 2018-02-17 | 1
Biomass | 2018-02-17 01:00 | 1
Biomass | 2018-02-17 02:00 | 1
Biomass | 2018-02-17 03:00 | 1
Biomass | 2018-02-17 04:00 | 1
Biomass | 2018-02-17 05:00 | 1
Biomass | 2018-02-17 06:00 | 1
Biomass | 2018-02-17 07:00 | 1
Biomass | 2018-02-17 08:00 | 1
Biomass | 2018-02-17 09:00 | 1
Biomass | 2018-02-17 10:00 | 1
Biomass | 2018-02-17 11:00 | 1
Biomass | 2018-02-17 12:00 | 1
Biomass | 2018-02-17 13:00 | 1
Biomass | 2018-02-17 14:00 | 1
Biomass | 2018-02-17 15:00 | 1
Biomass | 2018-02-17 16:00 | 1
Biomass | 2018-02-17 17:00 | 1
Biomass | 2018-02-17 18:00 | 1
Biomass | 2018-02-17 19:00 | 1
Biomass | 2018-02-17 20:00 | 1
Biomass | 2018-02-17 21:00 | 1
Biomass | 2018-02-17 22:00 | 1
Biomass | 2018-02-17 23:00 | 1
Biomass | 2018-02-18 | 1
Biomass | 2018-02-18 01:00 | 1
Biomass | 2018-02-18 02:00 | 1
Biomass | 2018-02-18 03:00 | 1
Biomass | 2018-02-18 04:00 | 1
Biomass | 2018-02-18 05:00 | 1
Biomass | 2018-02-18 06:00 | 1
Biomass | 2018-02-18 07:00 | 1
Biomass | 2018-02-18 08:00 | 1
Biomass | 2018-02-18 09:00 | 1
Biomass | 2018-02-18 10:00 | 1
Biomass | 2018-02-18 11:00 | 1
Biomass | 2018-02-18 12:00 | 1
Biomass | 2018-02-18 13:00 | 1
Biomass | 2018-02-18 14:00 | 1
Biomass | 2018-02-18 15:00 | 1
Biomass | 2018-02-18 16:00 | 1
Biomass | 2018-02-18 17:00 | 1
Biomass | 2018-02-18 18:00 | 1
Biomass | 2018-02-18 19:00 | 1
Biomass | 2018-02-18 20:00 | 1
Biomass | 2018-02-18 21:00 | 1
Biomass | 2018-02-18 22:00 | 1
Biomass | 2018-02-18 23:00 | 1
Biomass | 2018-02-19 | 1
Biomass | 2018-02-19 01:00 | 1
Biomass | 2018-02-19 02:00 | 1
Biomass | 2018-02-19 03:00 | 1
Biomass | 2018-02-19 04:00 | 1
Biomass | 2018-02-19 05:00 | 1
Biomass | 2018-02-19 06:00 | 1
Biomass | 2018-02-19 07:00 | 1
Biomass | 2018-02-19 08:00 | 1
Biomass | 2018-02-19 09:00 | 1
Biomass | 2018-02-19 10:00 | 1
Biomass | 2018-02-19 11:00 | 1
Biomass | 2018-02-19 12:00 | 1
Biomass | 2018-02-19 13:00 | 1
Biomass | 2018-02-19 14:00 | 1
Biomass | 2018-02-19 15:00 | 1
Biomass | 2018-02-19 16:00 | 1
Biomass | 2018-02-19 17:00 | 1
Biomass | 2018-02-19 18:00 | 1
Biomass | 2018-02-19 19:00 | 1
Biomass | 2018-02-19 20:00 | 1
Biomass | 2018-02-19 21:00 | 1
Biomass | 2018-02-19 22:00 | 1
Biomass | 2018-02-19 23:00 | 1
Biomass | 2018-02-20 | 1
Biomass | 2018-02-20 01:00 | 1
Biomass | 2018-02-20 02:00 | 1
Biomass | 2018-02-20 03:00 | 1
Biomass | 2018-02-20 04:00 | 1
Biomass | 2018-02-20 05:00 | 1
Biomass | 2018-02-20 06:00 | 1
Biomass | 2018-02-20 07:00 | 1
Biomass | 2018-02-20 08:00 | 1
Biomass | 2018-02-20 09:00 | 1
Biomass | 2018-02-20 10:00 | 1
Biomass | 2018-02-20 11:00 | 1
Biomass | 2018-02-20 12:00 | 1
Biomass | 2018-02-20 13:00 | 1
Biomass | 2018-02-20 14:00 | 1
Biomass | 2018-02-20 15:00 | 1
Biomass | 2018-02-20 16:00 | 1
Biomass | 2018-02-20 17:00 | 1
Biomass | 2018-02-20 18:00 | 1
Biomass | 2018-02-20 19:00 | 1
Biomass | 2018-02-20 20:00 | 1
Biomass | 2018-02-20 21:00 | 1
Biomass | 2018-02-20 22:00 | 1
Biomass | 2018-02-20 23:00 | 1
Biomass | 2018-02-21 | 1
Biomass | 2018-02-21 01:00 | 1
Biomass | 2018-02-21 02:00 | 1
Biomass | 2018-02-21 03:00 | 1
Biomass | 2018-02-21 04:00 | 1
Biomass | 2018-02-21 05:00 | 1
Biomass | 2018-02-21 06:00 | 1
Biomass | 2018-02-21 07:00 | 1
Biomass | 2018-02-21 08:00 | 1
Biomass | 2018-02-21 09:00 | 1
Biomass | 2018-02-21 10:00 | 1
Biomass | 2018-02-21 11:00 | 1
Biomass | 2018-02-21 12:00 | 1
Biomass | 2018-02-21 13:00 | 1
Biomass | 2018-02-21 14:00 | 1
Biomass | 2018-02-21 15:00 | 1
Biomass | 2018-02-21 16:00 | 1
Biomass | 2018-02-21 17:00 | 1
Biomass | 2018-02-21 18:00 | 1
Biomass | 2018-02-21 19:00 | 1
Biomass | 2018-02-21 20:00 | 1
Biomass | 2018-02-21 21:00 | 1
Biomass | 2018-02-21 22:00 | 1
Biomass | 2018-02-21 23:00 | 1
Biomass | 2018-02-22 | 1
Biomass | 2018-02-22 01:00 | 1
Biomass | 2018-02-22 02:00 | 1
Biomass | 2018-02-22 03:00 | 1
Biomass | 2018-02-22 04:00 | 1
Biomass | 2018-02-22 05:00 | 1
Biomass | 2018-02-22 06:00 | 1
Biomass | 2018-02-22 07:00 | 1
Biomass | 2018-02-22 08:00 | 1
Biomass | 2018-02-22 09:00 | 1
Biomass | 2018-02-22 10:00 | 1
Biomass | 2018-02-22 11:00 | 1
Biomass | 2018-02-22 12:00 | 1
Biomass | 2018-02-22 13:00 | 1
Biomass | 2018-02-22 14:00 | 1
Biomass | 2018-02-22 15:00 | 1
Biomass | 2018-02-22 16:00 | 1
Biomass | 2018-02-22 17:00 | 1
Biomass | 2018-02-22 18:00 | 1
Biomass | 2018-02-22 19:00 | 1
Biomass | 2018-02-22 20:00 | 1
Biomass | 2018-02-22 21:00 | 1
Biomass | 2018-02-22 22:00 | 1
Biomass | 2018-02-22 23:00 | 1
Biomass | 2018-02-23 | 1
Biomass | 2018-02-23 01:00 | 1
Biomass | 2018-02-23 02:00 | 1
Biomass | 2018-02-23 03:00 | 1
Biomass | 2018-02-23 04:00 | 1
Biomass | 2018-02-23 05:00 | 1
Biomass | 2018-02-23 06:00 | 1
Biomass | 2018-02-23 07:00 | 1
Biomass | 2018-02-23 08:00 | 1
Biomass | 2018-02-23 09:00 | 1
Biomass | 2018-02-23 10:00 | 1
Biomass | 2018-02-23 11:00 | 1
Biomass | 2018-02-23 12:00 | 1
Biomass | 2018-02-23 13:00 | 1
Biomass | 2018-02-23 14:00 | 1
Biomass | 2018-02-23 15:00 | 1
Biomass | 2018-02-23 16:00 | 1
Biomass | 2018-02-23 17:00 | 1
Biomass | 2018-02-23 18:00 | 1
Biomass | 2018-02-23 19:00 | 1
Biomass | 2018-02-23 20:00 | 1
Biomass | 2018-02-23 21:00 | 1
Biomass | 2018-02-23 22:00 | 1
Biomass | 2018-02-23 23:00 | 1
Biomass | 2018-02-24 | 1
Biomass | 2018-02-24 01:00 | 1
Biomass | 2018-02-24 02:00 | 1
Biomass | 2018-02-24 03:00 | 1
Biomass | 2018-02-24 04:00 | 1
Biomass | 2018-02-24 05:00 | 1
Biomass | 2018-02-24 06:00 | 1
Biomass | 2018-02-24 07:00 | 1
Biomass | 2018-02-24 08:00 | 1
Biomass | 2018-02-24 09:00 | 1
Biomass | 2018-02-24 10:00 | 1
Biomass | 2018-02-24 11:00 | 1
Biomass | 2018-02-24 12:00 | 1
Biomass | 2018-02-24 13:00 | 1
Biomass | 2018-02-24 14:00 | 1
Biomass | 2018-02-24 15:00 | 1
Biomass | 2018-02-24 16:00 | 1
Biomass | 2018-02-24 17:00 | 1
Biomass | 2018-02-24 18:00 | 1
Biomass | 2018-02-24 19:00 | 1
Biomass | 2018-02-24 20:00 | 1
Biomass | 2018-02-24 21:00 | 1
Biomass | 2018-02-24 22:00 | 1
Biomass | 2018-02-24 23:00 | 1
Biomass | 2018-02-25 | 1
Biomass | 2018-02-25 01:00 | 1
Biomass | 2018-02-25 02:00 | 1
Biomass | 2018-02-25 03:00 | 1
Biomass | 2018-02-25 04:00 | 1
Biomass | 2018-02-25 05:00 | 1
Biomass | 2018-02-25 06:00 | 1
Biomass | 2018-02-25 07:00 | 1
Biomass | 2018-02-25 08:00 | 1
Biomass | 2018-02-25 09:00 | 1
Biomass | 2018-02-25 10:00 | 1
Biomass | 2018-02-25 11:00 | 1
Biomass | 2018-02-25 12:00 | 1
Biomass | 2018-02-25 13:00 | 1
Biomass | 2018-02-25 14:00 | 1
Biomass | 2018-02-25 15:00 | 1
Biomass | 2018-02-25 16:00 | 1
Biomass | 2018-02-25 17:00 | 1
Biomass | 2018-02-25 18:00 | 1
Biomass | 2018-02-25 19:00 | 1
Biomass | 2018-02-25 20:00 | 1
Biomass | 2018-02-25 21:00 | 1
Biomass | 2018-02-25 22:00 | 1
Biomass | 2018-02-25 23:00 | 1
Biomass | 2018-02-26 | 1
Biomass | 2018-02-26 01:00 | 1
Biomass | 2018-02-26 02:00 | 1
Biomass | 2018-02-26 03:00 | 1
Biomass | 2018-02-26 04:00 | 1
Biomass | 2018-02-26 05:00 | 1
Biomass | 2018-02-26 06:00 | 1
Biomass | 2018-02-26 07:00 | 1
Biomass | 2018-02-26 08:00 | 1
Biomass | 2018-02-26 09:00 | 1
Biomass | 2018-02-26 10:00 | 1
Biomass | 2018-02-26 11:00 | 1
Biomass | 2018-02-26 12:00 | 1
Biomass | 2018-02-26 13:00 | 1
Biomass | 2018-02-26 14:00 | 1
Biomass | 2018-02-26 15:00 | 1
Biomass | 2018-02-26 16:00 | 1
Biomass | 2018-02-26 17:00 | 1
Biomass | 2018-02-26 18:00 | 1
Biomass | 2018-02-26 19:00 | 1
Biomass | 2018-02-26 20:00 | 1
Biomass | 2018-02-26 21:00 | 1
Biomass | 2018-02-26 22:00 | 1
Biomass | 2018-02-26 23:00 | 1
Biomass | 2018-02-27 | 1
Biomass | 2018-02-27 01:00 | 1
Biomass | 2018-02-27 02:00 | 1
Biomass | 2018-02-27 03:00 | 1
Biomass | 2018-02-27 04:00 | 1
Biomass | 2018-02-27 05:00 | 1
Biomass | 2018-02-27 06:00 | 1
Biomass | 2018-02-27 07:00 | 1
Biomass | 2018-02-27 08:00 | 1
Biomass | 2018-02-27 09:00 | 1
Biomass | 2018-02-27 10:00 | 1
Biomass | 2018-02-27 11:00 | 1
Biomass | 2018-02-27 12:00 | 1
Biomass | 2018-02-27 13:00 | 1
Biomass | 2018-02-27 14:00 | 1
Biomass | 2018-02-27 15:00 | 1
Biomass | 2018-02-27 16:00 | 1
Biomass | 2018-02-27 17:00 | 1
Biomass | 2018-02-27 18:00 | 1
Biomass | 2018-02-27 19:00 | 1
Biomass | 2018-02-27 20:00 | 1
Biomass | 2018-02-27 21:00 | 1
Biomass | 2018-02-27 22:00 | 1
Biomass | 2018-02-27 23:00 | 1
Biomass | 2018-02-28 | 1
Biomass | 2018-02-28 01:00 | 1
Biomass | 2018-02-28 02:00 | 1
Biomass | 2018-02-28 03:00 | 1
Biomass | 2018-02-28 04:00 | 1
Biomass | 2018-02-28 05:00 | 1
Biomass | 2018-02-28 06:00 | 1
Biomass | 2018-02-28 07:00 | 1
Biomass | 2018-02-28 08:00 | 1
Biomass | 2018-02-28 09:00 | 1
Biomass | 2018-02-28 10:00 | 1
Biomass | 2018-02-28 11:00 | 1
Biomass | 2018-02-28 12:00 | 1
Biomass | 2018-02-28 13:00 | 1
Biomass | 2018-02-28 14:00 | 1
Biomass | 2018-02-28 15:00 | 1
Biomass | 2018-02-28 16:00 | 1
Biomass | 2018-02-28 17:00 | 1
Biomass | 2018-02-28 18:00 | 1
Biomass | 2018-02-28 19:00 | 1
Biomass | 2018-02-28 20:00 | 1
Biomass | 2018-02-28 21:00 | 1
Biomass | 2018-02-28 22:00 | 1
Biomass | 2018-02-28 23:00 | 1
Biomass | 2018-03-01 | 1
Biomass | 2018-03-01 01:00 | 1
Biomass | 2018-03-01 02:00 | 1
Biomass | 2018-03-01 03:00 | 1
Biomass | 2018-03-01 04:00 | 1
Biomass | 2018-03-01 05:00 | 1
Biomass | 2018-03-01 06:00 | 1
Biomass | 2018-03-01 07:00 | 1
Biomass | 2018-03-01 08:00 | 1
Biomass | 2018-03-01 09:00 | 1
Biomass | 2018-03-01 10:00 | 1
Biomass | 2018-03-01 11:00 | 1
Biomass | 2018-03-01 12:00 | 1
Biomass | 2018-03-01 13:00 | 1
Biomass | 2018-03-01 14:00 | 1
Biomass | 2018-03-01 15:00 | 1
Biomass | 2018-03-01 16:00 | 1
Biomass | 2018-03-01 17:00 | 1
Biomass | 2018-03-01 18:00 | 1
Biomass | 2018-03-01 19:00 | 1
Biomass | 2018-03-01 20:00 | 1
Biomass | 2018-03-01 21:00 | 1
Biomass | 2018-03-01 22:00 | 1
Biomass | 2018-03-01 23:00 | 1
Biomass | 2018-03-02 | 1
Biomass | 2018-03-02 01:00 | 1
Biomass | 2018-03-02 02:00 | 1
Biomass | 2018-03-02 03:00 | 1
Biomass | 2018-03-02 04:00 | 1
Biomass | 2018-03-02 05:00 | 1
Biomass | 2018-03-02 06:00 | 1
Biomass | 2018-03-02 07:00 | 1
Biomass | 2018-03-02 08:00 | 1
Biomass | 2018-03-02 09:00 | 1
Biomass | 2018-03-02 10:00 | 1
Biomass | 2018-03-02 11:00 | 1
Biomass | 2018-03-02 12:00 | 1
Biomass | 2018-03-02 13:00 | 1
Biomass | 2018-03-02 14:00 | 1
Biomass | 2018-03-02 15:00 | 1
Biomass | 2018-03-02 16:00 | 1
Biomass | 2018-03-02 17:00 | 1
Biomass | 2018-03-02 18:00 | 1
Biomass | 2018-03-02 19:00 | 1
Biomass | 2018-03-02 20:00 | 1
Biomass | 2018-03-02 21:00 | 1
Biomass | 2018-03-02 22:00 | 1
Biomass | 2018-03-02 23:00 | 1
Biomass | 2018-03-03 | 1
Biomass | 2018-03-03 01:00 | 1
Biomass | 2018-03-03 02:00 | 1
Biomass | 2018-03-03 03:00 | 1
Biomass | 2018-03-03 04:00 | 1
Biomass | 2018-03-03 05:00 | 1
Biomass | 2018-03-03 06:00 | 1
Biomass | 2018-03-03 07:00 | 1
Biomass | 2018-03-03 08:00 | 1
Biomass | 2018-03-03 09:00 | 1
Biomass | 2018-03-03 10:00 | 1
Biomass | 2018-03-03 11:00 | 1
Biomass | 2018-03-03 12:00 | 1
Biomass | 2018-03-03 13:00 | 1
Biomass | 2018-03-03 14:00 | 1
Biomass | 2018-03-03 15:00 | 1
Biomass | 2018-03-03 16:00 | 1
Biomass | 2018-03-03 17:00 | 1
Biomass | 2018-03-03 18:00 | 1
Biomass | 2018-03-03 19:00 | 1
Biomass | 2018-03-03 20:00 | 1
Biomass | 2018-03-03 21:00 | 1
Biomass | 2018-03-03 22:00 | 1
Biomass | 2018-03-03 23:00 | 1
Biomass | 2018-03-04 | 1
Biomass | 2018-03-04 01:00 | 1
Biomass | 2018-03-04 02:00 | 1
Biomass | 2018-03-04 03:00 | 1
Biomass | 2018-03-04 04:00 | 1
Biomass | 2018-03-04 05:00 | 1
Biomass | 2018-03-04 06:00 | 1
Biomass | 2018-03-04 07:00 | 1
Biomass | 2018-03-04 08:00 | 1
Biomass | 2018-03-04 09:00 | 1
Biomass | 2018-03-04 10:00 | 1
Biomass | 2018-03-04 11:00 | 1
Biomass | 2018-03-04 12:00 | 1
Biomass | 2018-03-04 13:00 | 1
Biomass | 2018-03-04 14:00 | 1
Biomass | 2018-03-04 15:00 | 1
Biomass | 2018-03-04 16:00 | 1
Biomass | 2018-03-04 17:00 | 1
Biomass | 2018-03-04 18:00 | 1
Biomass | 2018-03-04 19:00 | 1
Biomass | 2018-03-04 20:00 | 1
Biomass | 2018-03-04 21:00 | 1
Biomass | 2018-03-04 22:00 | 1
Biomass | 2018-03-04 23:00 | 1
Biomass | 2018-03-05 | 1
Biomass | 2018-03-05 01:00 | 1
Biomass | 2018-03-05 02:00 | 1
Biomass | 2018-03-05 03:00 | 1
Biomass | 2018-03-05 04:00 | 1
Biomass | 2018-03-05 05:00 | 1
Biomass | 2018-03-05 06:00 | 1
Biomass | 2018-03-05 07:00 | 1
Biomass | 2018-03-05 08:00 | 1
Biomass | 2018-03-05 09:00 | 1
Biomass | 2018-03-05 10:00 | 1
Biomass | 2018-03-05 11:00 | 1
Biomass | 2018-03-05 12:00 | 1
Biomass | 2018-03-05 13:00 | 1
Biomass | 2018-03-05 14:00 | 1
Biomass | 2018-03-05 15:00 | 1
Biomass | 2018-03-05 16:00 | 1
Biomass | 2018-03-05 17:00 | 1
Biomass | 2018-03-05 18:00 | 1
Biomass | 2018-03-05 19:00 | 1
Biomass | 2018-03-05 20:00 | 1
Biomass | 2018-03-05 21:00 | 1
Biomass | 2018-03-05 22:00 | 1
Biomass | 2018-03-05 23:00 | 1
Biomass | 2018-03-06 | 1
Biomass | 2018-03-06 01:00 | 1
Biomass | 2018-03-06 02:00 | 1
Biomass | 2018-03-06 03:00 | 1
Biomass | 2018-03-06 04:00 | 1
Biomass | 2018-03-06 05:00 | 1
Biomass | 2018-03-06 06:00 | 1
Biomass | 2018-03-06 07:00 | 1
Biomass | 2018-03-06 08:00 | 1
Biomass | 2018-03-06 09:00 | 1
Biomass | 2018-03-06 10:00 | 1
Biomass | 2018-03-06 11:00 | 1
Biomass | 2018-03-06 12:00 | 1
Biomass | 2018-03-06 13:00 | 1
Biomass | 2018-03-06 14:00 | 1
Biomass | 2018-03-06 15:00 | 1
Biomass | 2018-03-06 16:00 | 1
Biomass | 2018-03-06 17:00 | 1
Biomass | 2018-03-06 18:00 | 1
Biomass | 2018-03-06 19:00 | 1
Biomass | 2018-03-06 20:00 | 1
Biomass | 2018-03-06 21:00 | 1
Biomass | 2018-03-06 22:00 | 1
Biomass | 2018-03-06 23:00 | 1
Biomass | 2018-03-07 | 1
Biomass | 2018-03-07 01:00 | 1
Biomass | 2018-03-07 02:00 | 1
Biomass | 2018-03-07 03:00 | 1
Biomass | 2018-03-07 04:00 | 1
Biomass | 2018-03-07 05:00 | 1
Biomass | 2018-03-07 06:00 | 1
Biomass | 2018-03-07 07:00 | 1
Biomass | 2018-03-07 08:00 | 1
Biomass | 2018-03-07 09:00 | 1
Biomass | 2018-03-07 10:00 | 1
Biomass | 2018-03-07 11:00 | 1
Biomass | 2018-03-07 12:00 | 1
Biomass | 2018-03-07 13:00 | 1
Biomass | 2018-03-07 14:00 | 1
Biomass | 2018-03-07 15:00 | 1
Biomass | 2018-03-07 16:00 | 1
Biomass | 2018-03-07 17:00 | 1
Biomass | 2018-03-07 18:00 | 1
Biomass | 2018-03-07 19:00 | 1
Biomass | 2018-03-07 20:00 | 1
Biomass | 2018-03-07 21:00 | 1
Biomass | 2018-03-07 22:00 | 1
Biomass | 2018-03-07 23:00 | 1
Biomass | 2018-03-08 | 1
Biomass | 2018-03-08 01:00 | 1
Biomass | 2018-03-08 02:00 | 1
Biomass | 2018-03-08 03:00 | 1
Biomass | 2018-03-08 04:00 | 1
Biomass | 2018-03-08 05:00 | 1
Biomass | 2018-03-08 06:00 | 1
Biomass | 2018-03-08 07:00 | 1
Biomass | 2018-03-08 08:00 | 1
Biomass | 2018-03-08 09:00 | 1
Biomass | 2018-03-08 10:00 | 1
Biomass | 2018-03-08 11:00 | 1
Biomass | 2018-03-08 12:00 | 1
Biomass | 2018-03-08 13:00 | 1
Biomass | 2018-03-08 14:00 | 1
Biomass | 2018-03-08 15:00 | 1
Biomass | 2018-03-08 16:00 | 1
Biomass | 2018-03-08 17:00 | 1
Biomass | 2018-03-08 18:00 | 1
Biomass | 2018-03-08 19:00 | 1
Biomass | 2018-03-08 20:00 | 1
Biomass | 2018-03-08 21:00 | 1
Biomass | 2018-03-08 22:00 | 1
Biomass | 2018-03-08 23:00 | 1
Biomass | 2018-03-09 | 1
Biomass | 2018-03-09 01:00 | 1
Biomass | 2018-03-09 02:00 | 1
Biomass | 2018-03-09 03:00 | 1
Biomass | 2018-03-09 04:00 | 1
Biomass | 2018-03-09 05:00 | 1
Biomass | 2018-03-09 06:00 | 1
Biomass | 2018-03-09 07:00 | 1
Biomass | 2018-03-09 08:00 | 1
Biomass | 2018-03-09 09:00 | 1
Biomass | 2018-03-09 10:00 | 1
Biomass | 2018-03-09 11:00 | 1
Biomass | 2018-03-09 12:00 | 1
Biomass | 2018-03-09 13:00 | 1
Biomass | 2018-03-09 14:00 | 1
Biomass | 2018-03-09 15:00 | 1
Biomass | 2018-03-09 16:00 | 1
Biomass | 2018-03-09 17:00 | 1
Biomass | 2018-03-09 18:00 | 1
Biomass | 2018-03-09 19:00 | 1
Biomass | 2018-03-09 20:00 | 1
Biomass | 2018-03-09 21:00 | 1
Biomass | 2018-03-09 22:00 | 1
Biomass | 2018-03-09 23:00 | 1
Biomass | 2018-03-10 | 1
Biomass | 2018-03-10 01:00 | 1
Biomass | 2018-03-10 02:00 | 1
Biomass | 2018-03-10 03:00 | 1
Biomass | 2018-03-10 04:00 | 1
Biomass | 2018-03-10 05:00 | 1
Biomass | 2018-03-10 06:00 | 1
Biomass | 2018-03-10 07:00 | 1
Biomass | 2018-03-10 08:00 | 1
Biomass | 2018-03-10 09:00 | 1
Biomass | 2018-03-10 10:00 | 1
Biomass | 2018-03-10 11:00 | 1
Biomass | 2018-03-10 12:00 | 1
Biomass | 2018-03-10 13:00 | 1
Biomass | 2018-03-10 14:00 | 1
Biomass | 2018-03-10 15:00 | 1
Biomass | 2018-03-10 16:00 | 1
Biomass | 2018-03-10 17:00 | 1
Biomass | 2018-03-10 18:00 | 1
Biomass | 2018-03-10 19:00 | 1
Biomass | 2018-03-10 20:00 | 1
Biomass | 2018-03-10 21:00 | 1
Biomass | 2018-03-10 22:00 | 1
Biomass | 2018-03-10 23:00 | 1
Biomass | 2018-03-11 | 1
Biomass | 2018-03-11 01:00 | 1
Biomass | 2018-03-11 02:00 | 1
Biomass | 2018-03-11 03:00 | 1
Biomass | 2018-03-11 04:00 | 1
Biomass | 2018-03-11 05:00 | 1
Biomass | 2018-03-11 06:00 | 1
Biomass | 2018-03-11 07:00 | 1
Biomass | 2018-03-11 08:00 | 1
Biomass | 2018-03-11 09:00 | 1
Biomass | 2018-03-11 10:00 | 1
Biomass | 2018-03-11 11:00 | 1
Biomass | 2018-03-11 12:00 | 1
Biomass | 2018-03-11 13:00 | 1
Biomass | 2018-03-11 14:00 | 1
Biomass | 2018-03-11 15:00 | 1
Biomass | 2018-03-11 16:00 | 1
Biomass | 2018-03-11 17:00 | 1
Biomass | 2018-03-11 18:00 | 1
Biomass | 2018-03-11 19:00 | 1
Biomass | 2018-03-11 20:00 | 1
Biomass | 2018-03-11 21:00 | 1
Biomass | 2018-03-11 22:00 | 1
Biomass | 2018-03-11 23:00 | 1
Biomass | 2018-03-12 | 1
Biomass | 2018-03-12 01:00 | 1
Biomass | 2018-03-12 02:00 | 1
Biomass | 2018-03-12 03:00 | 1
Biomass | 2018-03-12 04:00 | 1
Biomass | 2018-03-12 05:00 | 1
Biomass | 2018-03-12 06:00 | 1
Biomass | 2018-03-12 07:00 | 1
Biomass | 2018-03-12 08:00 | 1
Biomass | 2018-03-12 09:00 | 1
Biomass | 2018-03-12 10:00 | 1
Biomass | 2018-03-12 11:00 | 1
Biomass | 2018-03-12 12:00 | 1
Biomass | 2018-03-12 13:00 | 1
Biomass | 2018-03-12 14:00 | 1
Biomass | 2018-03-12 15:00 | 1
Biomass | 2018-03-12 16:00 | 1
Biomass | 2018-03-12 17:00 | 1
Biomass | 2018-03-12 18:00 | 1
Biomass | 2018-03-12 19:00 | 1
Biomass | 2018-03-12 20:00 | 1
Biomass | 2018-03-12 21:00 | 1
Biomass | 2018-03-12 22:00 | 1
Biomass | 2018-03-12 23:00 | 1
Biomass | 2018-03-13 | 1
Biomass | 2018-03-13 01:00 | 1
Biomass | 2018-03-13 02:00 | 1
Biomass | 2018-03-13 03:00 | 1
Biomass | 2018-03-13 04:00 | 1
Biomass | 2018-03-13 05:00 | 1
Biomass | 2018-03-13 06:00 | 1
Biomass | 2018-03-13 07:00 | 1
Biomass | 2018-03-13 08:00 | 1
Biomass | 2018-03-13 09:00 | 1
Biomass | 2018-03-13 10:00 | 1
Biomass | 2018-03-13 11:00 | 1
Biomass | 2018-03-13 12:00 | 1
Biomass | 2018-03-13 13:00 | 1
Biomass | 2018-03-13 14:00 | 1
Biomass | 2018-03-13 15:00 | 1
Biomass | 2018-03-13 16:00 | 1
Biomass | 2018-03-13 17:00 | 1
Biomass | 2018-03-13 18:00 | 1
Biomass | 2018-03-13 19:00 | 1
Biomass | 2018-03-13 20:00 | 1
Biomass | 2018-03-13 21:00 | 1
Biomass | 2018-03-13 22:00 | 1
Biomass | 2018-03-13 23:00 | 1
Biomass | 2018-03-14 | 1
Biomass | 2018-03-14 01:00 | 1
Biomass | 2018-03-14 02:00 | 1
Biomass | 2018-03-14 03:00 | 1
Biomass | 2018-03-14 04:00 | 1
Biomass | 2018-03-14 05:00 | 1
Biomass | 2018-03-14 06:00 | 1
Biomass | 2018-03-14 07:00 | 1
Biomass | 2018-03-14 08:00 | 1
Biomass | 2018-03-14 09:00 | 1
Biomass | 2018-03-14 10:00 | 1
Biomass | 2018-03-14 11:00 | 1
Biomass | 2018-03-14 12:00 | 1
Biomass | 2018-03-14 13:00 | 1
Biomass | 2018-03-14 14:00 | 1
Biomass | 2018-03-14 15:00 | 1
Biomass | 2018-03-14 16:00 | 1
Biomass | 2018-03-14 17:00 | 1
Biomass | 2018-03-14 18:00 | 1
Biomass | 2018-03-14 19:00 | 1
Biomass | 2018-03-14 20:00 | 1
Biomass | 2018-03-14 21:00 | 1
Biomass | 2018-03-14 22:00 | 1
Biomass | 2018-03-14 23:00 | 1
Biomass | 2018-03-15 | 1
Biomass | 2018-03-15 01:00 | 1
Biomass | 2018-03-15 02:00 | 1
Biomass | 2018-03-15 03:00 | 1
Biomass | 2018-03-15 04:00 | 1
Biomass | 2018-03-15 05:00 | 1
Biomass | 2018-03-15 06:00 | 1
Biomass | 2018-03-15 07:00 | 1
Biomass | 2018-03-15 08:00 | 1
Biomass | 2018-03-15 09:00 | 1
Biomass | 2018-03-15 10:00 | 1
Biomass | 2018-03-15 11:00 | 1
Biomass | 2018-03-15 12:00 | 1
Biomass | 2018-03-15 13:00 | 1
Biomass | 2018-03-15 14:00 | 1
Biomass | 2018-03-15 15:00 | 1
Biomass | 2018-03-15 16:00 | 1
Biomass | 2018-03-15 17:00 | 1
Biomass | 2018-03-15 18:00 | 1
Biomass | 2018-03-15 19:00 | 1
Biomass | 2018-03-15 20:00 | 1
Biomass | 2018-03-15 21:00 | 1
Biomass | 2018-03-15 22:00 | 1
Biomass | 2018-03-15 23:00 | 1
Biomass | 2018-03-16 | 1
Biomass | 2018-03-16 01:00 | 1
Biomass | 2018-03-16 02:00 | 1
Biomass | 2018-03-16 03:00 | 1
Biomass | 2018-03-16 04:00 | 1
Biomass | 2018-03-16 05:00 | 1
Biomass | 2018-03-16 06:00 | 1
Biomass | 2018-03-16 07:00 | 1
Biomass | 2018-03-16 08:00 | 1
Biomass | 2018-03-16 09:00 | 1
Biomass | 2018-03-16 10:00 | 1
Biomass | 2018-03-16 11:00 | 1
Biomass | 2018-03-16 12:00 | 1
Biomass | 2018-03-16 13:00 | 1
Biomass | 2018-03-16 14:00 | 1
Biomass | 2018-03-16 15:00 | 1
Biomass | 2018-03-16 16:00 | 1
Biomass | 2018-03-16 17:00 | 1
Biomass | 2018-03-16 18:00 | 1
Biomass | 2018-03-16 19:00 | 1
Biomass | 2018-03-16 20:00 | 1
Biomass | 2018-03-16 21:00 | 1
Biomass | 2018-03-16 22:00 | 1
Biomass | 2018-03-16 23:00 | 1
Biomass | 2018-03-17 | 1
Biomass | 2018-03-17 01:00 | 1
Biomass | 2018-03-17 02:00 | 1
Biomass | 2018-03-17 03:00 | 1
Biomass | 2018-03-17 04:00 | 1
Biomass | 2018-03-17 05:00 | 1
Biomass | 2018-03-17 06:00 | 1
Biomass | 2018-03-17 07:00 | 1
Biomass | 2018-03-17 08:00 | 1
Biomass | 2018-03-17 09:00 | 1
Biomass | 2018-03-17 10:00 | 1
Biomass | 2018-03-17 11:00 | 1
Biomass | 2018-03-17 12:00 | 1
Biomass | 2018-03-17 13:00 | 1
Biomass | 2018-03-17 14:00 | 1
Biomass | 2018-03-17 15:00 | 1
Biomass | 2018-03-17 16:00 | 1
Biomass | 2018-03-17 17:00 | 1
Biomass | 2018-03-17 18:00 | 1
Biomass | 2018-03-17 19:00 | 1
Biomass | 2018-03-17 20:00 | 1
Biomass | 2018-03-17 21:00 | 1
Biomass | 2018-03-17 22:00 | 1
Biomass | 2018-03-17 23:00 | 1
Biomass | 2018-03-18 | 1
Biomass | 2018-03-18 01:00 | 1
Biomass | 2018-03-18 02:00 | 1
Biomass | 2018-03-18 03:00 | 1
Biomass | 2018-03-18 04:00 | 1
Biomass | 2018-03-18 05:00 | 1
Biomass | 2018-03-18 06:00 | 1
Biomass | 2018-03-18 07:00 | 1
Biomass | 2018-03-18 08:00 | 1
Biomass | 2018-03-18 09:00 | 1
Biomass | 2018-03-18 10:00 | 1
Biomass | 2018-03-18 11:00 | 1
Biomass | 2018-03-18 12:00 | 1
Biomass | 2018-03-18 13:00 | 1
Biomass | 2018-03-18 14:00 | 1
Biomass | 2018-03-18 15:00 | 1
Biomass | 2018-03-18 16:00 | 1
Biomass | 2018-03-18 17:00 | 1
Biomass | 2018-03-18 18:00 | 1
Biomass | 2018-03-18 19:00 | 1
Biomass | 2018-03-18 20:00 | 1
Biomass | 2018-03-18 21:00 | 1
Biomass | 2018-03-18 22:00 | 1
Biomass | 2018-03-18 23:00 | 1
Biomass | 2018-03-19 | 1
Biomass | 2018-03-19 01:00 | 1
Biomass | 2018-03-19 02:00 | 1
Biomass | 2018-03-19 03:00 | 1
Biomass | 2018-03-19 04:00 | 1
Biomass | 2018-03-19 05:00 | 1
Biomass | 2018-03-19 06:00 | 1
Biomass | 2018-03-19 07:00 | 1
Biomass | 2018-03-19 08:00 | 1
Biomass | 2018-03-19 09:00 | 1
Biomass | 2018-03-19 10:00 | 1
Biomass | 2018-03-19 11:00 | 1
Biomass | 2018-03-19 12:00 | 1
Biomass | 2018-03-19 13:00 | 1
Biomass | 2018-03-19 14:00 | 1
Biomass | 2018-03-19 15:00 | 1
Biomass | 2018-03-19 16:00 | 1
Biomass | 2018-03-19 17:00 | 1
Biomass | 2018-03-19 18:00 | 1
Biomass | 2018-03-19 19:00 | 1
Biomass | 2018-03-19 20:00 | 1
Biomass | 2018-03-19 21:00 | 1
Biomass | 2018-03-19 22:00 | 1
Biomass | 2018-03-19 23:00 | 1
Biomass | 2018-03-20 | 1
Biomass | 2018-03-20 01:00 | 1
Biomass | 2018-03-20 02:00 | 1
Biomass | 2018-03-20 03:00 | 1
Biomass | 2018-03-20 04:00 | 1
Biomass | 2018-03-20 05:00 | 1
Biomass | 2018-03-20 06:00 | 1
Biomass | 2018-03-20 07:00 | 1
Biomass | 2018-03-20 08:00 | 1
Biomass | 2018-03-20 09:00 | 1
Biomass | 2018-03-20 10:00 | 1
Biomass | 2018-03-20 11:00 | 1
Biomass | 2018-03-20 12:00 | 1
Biomass | 2018-03-20 13:00 | 1
Biomass | 2018-03-20 14:00 | 1
Biomass | 2018-03-20 15:00 | 1
Biomass | 2018-03-20 16:00 | 1
Biomass | 2018-03-20 17:00 | 1
Biomass | 2018-03-20 18:00 | 1
Biomass | 2018-03-20 19:00 | 1
Biomass | 2018-03-20 20:00 | 1
Biomass | 2018-03-20 21:00 | 1
Biomass | 2018-03-20 22:00 | 1
Biomass | 2018-03-20 23:00 | 1
Biomass | 2018-03-21 | 1
Biomass | 2018-03-21 01:00 | 1
Biomass | 2018-03-21 02:00 | 1
Biomass | 2018-03-21 03:00 | 1
Biomass | 2018-03-21 04:00 | 1
Biomass | 2018-03-21 05:00 | 1
Biomass | 2018-03-21 06:00 | 1
Biomass | 2018-03-21 07:00 | 1
Biomass | 2018-03-21 08:00 | 1
Biomass | 2018-03-21 09:00 | 1
Biomass | 2018-03-21 10:00 | 1
Biomass | 2018-03-21 11:00 | 1
Biomass | 2018-03-21 12:00 | 1
Biomass | 2018-03-21 13:00 | 1
Biomass | 2018-03-21 14:00 | 1
Biomass | 2018-03-21 15:00 | 1
Biomass | 2018-03-21 16:00 | 1
Biomass | 2018-03-21 17:00 | 1
Biomass | 2018-03-21 18:00 | 1
Biomass | 2018-03-21 19:00 | 1
Biomass | 2018-03-21 20:00 | 1
Biomass | 2018-03-21 21:00 | 1
Biomass | 2018-03-21 22:00 | 1
Biomass | 2018-03-21 23:00 | 1
Biomass | 2018-03-22 | 1
Biomass | 2018-03-22 01:00 | 1
Biomass | 2018-03-22 02:00 | 1
Biomass | 2018-03-22 03:00 | 1
Biomass | 2018-03-22 04:00 | 1
Biomass | 2018-03-22 05:00 | 1
Biomass | 2018-03-22 06:00 | 1
Biomass | 2018-03-22 07:00 | 1
Biomass | 2018-03-22 08:00 | 1
Biomass | 2018-03-22 09:00 | 1
Biomass | 2018-03-22 10:00 | 1
Biomass | 2018-03-22 11:00 | 1
Biomass | 2018-03-22 12:00 | 1
Biomass | 2018-03-22 13:00 | 1
Biomass | 2018-03-22 14:00 | 1
Biomass | 2018-03-22 15:00 | 1
Biomass | 2018-03-22 16:00 | 1
Biomass | 2018-03-22 17:00 | 1
Biomass | 2018-03-22 18:00 | 1
Biomass | 2018-03-22 19:00 | 1
Biomass | 2018-03-22 20:00 | 1
Biomass | 2018-03-22 21:00 | 1
Biomass | 2018-03-22 22:00 | 1
Biomass | 2018-03-22 23:00 | 1
Biomass | 2018-03-23 | 1
Biomass | 2018-03-23 01:00 | 1
Biomass | 2018-03-23 02:00 | 1
Biomass | 2018-03-23 03:00 | 1
Biomass | 2018-03-23 04:00 | 1
Biomass | 2018-03-23 05:00 | 1
Biomass | 2018-03-23 06:00 | 1
Biomass | 2018-03-23 07:00 | 1
Biomass | 2018-03-23 08:00 | 1
Biomass | 2018-03-23 09:00 | 1
Biomass | 2018-03-23 10:00 | 1
Biomass | 2018-03-23 11:00 | 1
Biomass | 2018-03-23 12:00 | 1
Biomass | 2018-03-23 13:00 | 1
Biomass | 2018-03-23 14:00 | 1
Biomass | 2018-03-23 15:00 | 1
Biomass | 2018-03-23 16:00 | 1
Biomass | 2018-03-23 17:00 | 1
Biomass | 2018-03-23 18:00 | 1
Biomass | 2018-03-23 19:00 | 1
Biomass | 2018-03-23 20:00 | 1
Biomass | 2018-03-23 21:00 | 1
Biomass | 2018-03-23 22:00 | 1
Biomass | 2018-03-23 23:00 | 1
Biomass | 2018-03-24 | 1
Biomass | 2018-03-24 01:00 | 1
Biomass | 2018-03-24 02:00 | 1
Biomass | 2018-03-24 03:00 | 1
Biomass | 2018-03-24 04:00 | 1
Biomass | 2018-03-24 05:00 | 1
Biomass | 2018-03-24 06:00 | 1
Biomass | 2018-03-24 07:00 | 1
Biomass | 2018-03-24 08:00 | 1
Biomass | 2018-03-24 09:00 | 1
Biomass | 2018-03-24 10:00 | 1
Biomass | 2018-03-24 11:00 | 1
Biomass | 2018-03-24 12:00 | 1
Biomass | 2018-03-24 13:00 | 1
Biomass | 2018-03-24 14:00 | 1
Biomass | 2018-03-24 15:00 | 1
Biomass | 2018-03-24 16:00 | 1
Biomass | 2018-03-24 17:00 | 1
Biomass | 2018-03-24 18:00 | 1
Biomass | 2018-03-24 19:00 | 1
Biomass | 2018-03-24 20:00 | 1
Biomass | 2018-03-24 21:00 | 1
Biomass | 2018-03-24 22:00 | 1
Biomass | 2018-03-24 23:00 | 1
Biomass | 2018-03-25 | 1
Biomass | 2018-03-25 01:00 | 1
Biomass | 2018-03-25 02:00 | 1
Biomass | 2018-03-25 03:00 | 1
Biomass | 2018-03-25 04:00 | 1
Biomass | 2018-03-25 05:00 | 1
Biomass | 2018-03-25 06:00 | 1
Biomass | 2018-03-25 07:00 | 1
Biomass | 2018-03-25 08:00 | 1
Biomass | 2018-03-25 09:00 | 1
Biomass | 2018-03-25 10:00 | 1
Biomass | 2018-03-25 11:00 | 1
Biomass | 2018-03-25 12:00 | 1
Biomass | 2018-03-25 13:00 | 1
Biomass | 2018-03-25 14:00 | 1
Biomass | 2018-03-25 15:00 | 1
Biomass | 2018-03-25 16:00 | 1
Biomass | 2018-03-25 17:00 | 1
Biomass | 2018-03-25 18:00 | 1
Biomass | 2018-03-25 19:00 | 1
Biomass | 2018-03-25 20:00 | 1
Biomass | 2018-03-25 21:00 | 1
Biomass | 2018-03-25 22:00 | 1
Biomass | 2018-03-25 23:00 | 1
Biomass | 2018-03-26 | 1
Biomass | 2018-03-26 01:00 | 1
Biomass | 2018-03-26 02:00 | 1
Biomass | 2018-03-26 03:00 | 1
Biomass | 2018-03-26 04:00 | 1
Biomass | 2018-03-26 05:00 | 1
Biomass | 2018-03-26 06:00 | 1
Biomass | 2018-03-26 07:00 | 1
Biomass | 2018-03-26 08:00 | 1
Biomass | 2018-03-26 09:00 | 1
Biomass | 2018-03-26 10:00 | 1
Biomass | 2018-03-26 11:00 | 1
Biomass | 2018-03-26 12:00 | 1
Biomass | 2018-03-26 13:00 | 1
Biomass | 2018-03-26 14:00 | 1
Biomass | 2018-03-26 15:00 | 1
Biomass | 2018-03-26 16:00 | 1
Biomass | 2018-03-26 17:00 | 1
Biomass | 2018-03-26 18:00 | 1
Biomass | 2018-03-26 19:00 | 1
Biomass | 2018-03-26 20:00 | 1
Biomass | 2018-03-26 21:00 | 1
Biomass | 2018-03-26 22:00 | 1
Biomass | 2018-03-26 23:00 | 1
Biomass | 2018-03-27 | 1
Biomass | 2018-03-27 01:00 | 1
Biomass | 2018-03-27 02:00 | 1
Biomass | 2018-03-27 03:00 | 1
Biomass | 2018-03-27 04:00 | 1
Biomass | 2018-03-27 05:00 | 1
Biomass | 2018-03-27 06:00 | 1
Biomass | 2018-03-27 07:00 | 1
Biomass | 2018-03-27 08:00 | 1
Biomass | 2018-03-27 09:00 | 1
Biomass | 2018-03-27 10:00 | 1
Biomass | 2018-03-27 11:00 | 1
Biomass | 2018-03-27 12:00 | 1
Biomass | 2018-03-27 13:00 | 1
Biomass | 2018-03-27 14:00 | 1
Biomass | 2018-03-27 15:00 | 1
Biomass | 2018-03-27 16:00 | 1
Biomass | 2018-03-27 17:00 | 1
Biomass | 2018-03-27 18:00 | 1
Biomass | 2018-03-27 19:00 | 1
Biomass | 2018-03-27 20:00 | 1
Biomass | 2018-03-27 21:00 | 1
Biomass | 2018-03-27 22:00 | 1
Biomass | 2018-03-27 23:00 | 1
Biomass | 2018-03-28 | 1
Biomass | 2018-03-28 01:00 | 1
Biomass | 2018-03-28 02:00 | 1
Biomass | 2018-03-28 03:00 | 1
Biomass | 2018-03-28 04:00 | 1
Biomass | 2018-03-28 05:00 | 1
Biomass | 2018-03-28 06:00 | 1
Biomass | 2018-03-28 07:00 | 1
Biomass | 2018-03-28 08:00 | 1
Biomass | 2018-03-28 09:00 | 1
Biomass | 2018-03-28 10:00 | 1
Biomass | 2018-03-28 11:00 | 1
Biomass | 2018-03-28 12:00 | 1
Biomass | 2018-03-28 13:00 | 1
Biomass | 2018-03-28 14:00 | 1
Biomass | 2018-03-28 15:00 | 1
Biomass | 2018-03-28 16:00 | 1
Biomass | 2018-03-28 17:00 | 1
Biomass | 2018-03-28 18:00 | 1
Biomass | 2018-03-28 19:00 | 1
Biomass | 2018-03-28 20:00 | 1
Biomass | 2018-03-28 21:00 | 1
Biomass | 2018-03-28 22:00 | 1
Biomass | 2018-03-28 23:00 | 1
Biomass | 2018-03-29 | 1
Biomass | 2018-03-29 01:00 | 1
Biomass | 2018-03-29 02:00 | 1
Biomass | 2018-03-29 03:00 | 1
Biomass | 2018-03-29 04:00 | 1
Biomass | 2018-03-29 05:00 | 1
Biomass | 2018-03-29 06:00 | 1
Biomass | 2018-03-29 07:00 | 1
Biomass | 2018-03-29 08:00 | 1
Biomass | 2018-03-29 09:00 | 1
Biomass | 2018-03-29 10:00 | 1
Biomass | 2018-03-29 11:00 | 1
Biomass | 2018-03-29 12:00 | 1
Biomass | 2018-03-29 13:00 | 1
Biomass | 2018-03-29 14:00 | 1
Biomass | 2018-03-29 15:00 | 1
Biomass | 2018-03-29 16:00 | 1
Biomass | 2018-03-29 17:00 | 1
Biomass | 2018-03-29 18:00 | 1
Biomass | 2018-03-29 19:00 | 1
Biomass | 2018-03-29 20:00 | 1
Biomass | 2018-03-29 21:00 | 1
Biomass | 2018-03-29 22:00 | 1
Biomass | 2018-03-29 23:00 | 1
Biomass | 2018-03-30 | 1
Biomass | 2018-03-30 01:00 | 1
Biomass | 2018-03-30 02:00 | 1
Biomass | 2018-03-30 03:00 | 1
Biomass | 2018-03-30 04:00 | 1
Biomass | 2018-03-30 05:00 | 1
Biomass | 2018-03-30 06:00 | 1
Biomass | 2018-03-30 07:00 | 1
Biomass | 2018-03-30 08:00 | 1
Biomass | 2018-03-30 09:00 | 1
Biomass | 2018-03-30 10:00 | 1
Biomass | 2018-03-30 11:00 | 1
Biomass | 2018-03-30 12:00 | 1
Biomass | 2018-03-30 13:00 | 1
Biomass | 2018-03-30 14:00 | 1
Biomass | 2018-03-30 15:00 | 1
Biomass | 2018-03-30 16:00 | 1
Biomass | 2018-03-30 17:00 | 1
Biomass | 2018-03-30 18:00 | 1
Biomass | 2018-03-30 19:00 | 1
Biomass | 2018-03-30 20:00 | 1
Biomass | 2018-03-30 21:00 | 1
Biomass | 2018-03-30 22:00 | 1
Biomass | 2018-03-30 23:00 | 1
Biomass | 2018-03-31 | 1
Biomass | 2018-03-31 01:00 | 1
Biomass | 2018-03-31 02:00 | 1
Biomass | 2018-03-31 03:00 | 1
Biomass | 2018-03-31 04:00 | 1
Biomass | 2018-03-31 05:00 | 1
Biomass | 2018-03-31 06:00 | 1
Biomass | 2018-03-31 07:00 | 1
Biomass | 2018-03-31 08:00 | 1
Biomass | 2018-03-31 09:00 | 1
Biomass | 2018-03-31 10:00 | 1
Biomass | 2018-03-31 11:00 | 1
Biomass | 2018-03-31 12:00 | 1
Biomass | 2018-03-31 13:00 | 1
Biomass | 2018-03-31 14:00 | 1
Biomass | 2018-03-31 15:00 | 1
Biomass | 2018-03-31 16:00 | 1
Biomass | 2018-03-31 17:00 | 1
Biomass | 2018-03-31 18:00 | 1
Biomass | 2018-03-31 19:00 | 1
Biomass | 2018-03-31 20:00 | 1
Biomass | 2018-03-31 21:00 | 1
Biomass | 2018-03-31 22:00 | 1
Biomass | 2018-03-31 23:00 | 1
Biomass | 2018-04-01 | 1
Biomass | 2018-04-01 01:00 | 1
Biomass | 2018-04-01 02:00 | 1
Biomass | 2018-04-01 03:00 | 1
Biomass | 2018-04-01 04:00 | 1
Biomass | 2018-04-01 05:00 | 1
Biomass | 2018-04-01 06:00 | 1
Biomass | 2018-04-01 07:00 | 1
Biomass | 2018-04-01 08:00 | 1
Biomass | 2018-04-01 09:00 | 1
Biomass | 2018-04-01 10:00 | 1
Biomass | 2018-04-01 11:00 | 1
Biomass | 2018-04-01 12:00 | 1
Biomass | 2018-04-01 13:00 | 1
Biomass | 2018-04-01 14:00 | 1
Biomass | 2018-04-01 15:00 | 1
Biomass | 2018-04-01 16:00 | 1
Biomass | 2018-04-01 17:00 | 1
Biomass | 2018-04-01 18:00 | 1
Biomass | 2018-04-01 19:00 | 1
Biomass | 2018-04-01 20:00 | 1
Biomass | 2018-04-01 21:00 | 1
Biomass | 2018-04-01 22:00 | 1
Biomass | 2018-04-01 23:00 | 1
Biomass | 2018-04-02 | 1
Biomass | 2018-04-02 01:00 | 1
Biomass | 2018-04-02 02:00 | 1
Biomass | 2018-04-02 03:00 | 1
Biomass | 2018-04-02 04:00 | 1
Biomass | 2018-04-02 05:00 | 1
Biomass | 2018-04-02 06:00 | 1
Biomass | 2018-04-02 07:00 | 1
Biomass | 2018-04-02 08:00 | 1
Biomass | 2018-04-02 09:00 | 1
Biomass | 2018-04-02 10:00 | 1
Biomass | 2018-04-02 11:00 | 1
Biomass | 2018-04-02 12:00 | 1
Biomass | 2018-04-02 13:00 | 1
Biomass | 2018-04-02 14:00 | 1
Biomass | 2018-04-02 15:00 | 1
Biomass | 2018-04-02 16:00 | 1
Biomass | 2018-04-02 17:00 | 1
Biomass | 2018-04-02 18:00 | 1
Biomass | 2018-04-02 19:00 | 1
Biomass | 2018-04-02 20:00 | 1
Biomass | 2018-04-02 21:00 | 1
Biomass | 2018-04-02 22:00 | 1
Biomass | 2018-04-02 23:00 | 1
Biomass | 2018-04-03 | 1
Biomass | 2018-04-03 01:00 | 1
Biomass | 2018-04-03 02:00 | 1
Biomass | 2018-04-03 03:00 | 1
Biomass | 2018-04-03 04:00 | 1
Biomass | 2018-04-03 05:00 | 1
Biomass | 2018-04-03 06:00 | 1
Biomass | 2018-04-03 07:00 | 1
Biomass | 2018-04-03 08:00 | 1
Biomass | 2018-04-03 09:00 | 1
Biomass | 2018-04-03 10:00 | 1
Biomass | 2018-04-03 11:00 | 1
Biomass | 2018-04-03 12:00 | 1
Biomass | 2018-04-03 13:00 | 1
Biomass | 2018-04-03 14:00 | 1
Biomass | 2018-04-03 15:00 | 1
Biomass | 2018-04-03 16:00 | 1
Biomass | 2018-04-03 17:00 | 1
Biomass | 2018-04-03 18:00 | 1
Biomass | 2018-04-03 19:00 | 1
Biomass | 2018-04-03 20:00 | 1
Biomass | 2018-04-03 21:00 | 1
Biomass | 2018-04-03 22:00 | 1
Biomass | 2018-04-03 23:00 | 1
Biomass | 2018-04-04 | 1
Biomass | 2018-04-04 01:00 | 1
Biomass | 2018-04-04 02:00 | 1
Biomass | 2018-04-04 03:00 | 1
Biomass | 2018-04-04 04:00 | 1
Biomass | 2018-04-04 05:00 | 1
Biomass | 2018-04-04 06:00 | 1
Biomass | 2018-04-04 07:00 | 1
Biomass | 2018-04-04 08:00 | 1
Biomass | 2018-04-04 09:00 | 1
Biomass | 2018-04-04 10:00 | 1
Biomass | 2018-04-04 11:00 | 1
Biomass | 2018-04-04 12:00 | 1
Biomass | 2018-04-04 13:00 | 1
Biomass | 2018-04-04 14:00 | 1
Biomass | 2018-04-04 15:00 | 1
Biomass | 2018-04-04 16:00 | 1
Biomass | 2018-04-04 17:00 | 1
Biomass | 2018-04-04 18:00 | 1
Biomass | 2018-04-04 19:00 | 1
Biomass | 2018-04-04 20:00 | 1
Biomass | 2018-04-04 21:00 | 1
Biomass | 2018-04-04 22:00 | 1
Biomass | 2018-04-04 23:00 | 1
Biomass | 2018-04-05 | 1
Biomass | 2018-04-05 01:00 | 1
Biomass | 2018-04-05 02:00 | 1
Biomass | 2018-04-05 03:00 | 1
Biomass | 2018-04-05 04:00 | 1
Biomass | 2018-04-05 05:00 | 1
Biomass | 2018-04-05 06:00 | 1
Biomass | 2018-04-05 07:00 | 1
Biomass | 2018-04-05 08:00 | 1
Biomass | 2018-04-05 09:00 | 1
Biomass | 2018-04-05 10:00 | 1
Biomass | 2018-04-05 11:00 | 1
Biomass | 2018-04-05 12:00 | 1
Biomass | 2018-04-05 13:00 | 1
Biomass | 2018-04-05 14:00 | 1
Biomass | 2018-04-05 15:00 | 1
Biomass | 2018-04-05 16:00 | 1
Biomass | 2018-04-05 17:00 | 1
Biomass | 2018-04-05 18:00 | 1
Biomass | 2018-04-05 19:00 | 1
Biomass | 2018-04-05 20:00 | 1
Biomass | 2018-04-05 21:00 | 1
Biomass | 2018-04-05 22:00 | 1
Biomass | 2018-04-05 23:00 | 1
Biomass | 2018-04-06 | 1
Biomass | 2018-04-06 01:00 | 1
Biomass | 2018-04-06 02:00 | 1
Biomass | 2018-04-06 03:00 | 1
Biomass | 2018-04-06 04:00 | 1
Biomass | 2018-04-06 05:00 | 1
Biomass | 2018-04-06 06:00 | 1
Biomass | 2018-04-06 07:00 | 1
Biomass | 2018-04-06 08:00 | 1
Biomass | 2018-04-06 09:00 | 1
Biomass | 2018-04-06 10:00 | 1
Biomass | 2018-04-06 11:00 | 1
Biomass | 2018-04-06 12:00 | 1
Biomass | 2018-04-06 13:00 | 1
Biomass | 2018-04-06 14:00 | 1
Biomass | 2018-04-06 15:00 | 1
Biomass | 2018-04-06 16:00 | 1
Biomass | 2018-04-06 17:00 | 1
Biomass | 2018-04-06 18:00 | 1
Biomass | 2018-04-06 19:00 | 1
Biomass | 2018-04-06 20:00 | 1
Biomass | 2018-04-06 21:00 | 1
Biomass | 2018-04-06 22:00 | 1
Biomass | 2018-04-06 23:00 | 1
Biomass | 2018-04-07 | 1
Biomass | 2018-04-07 01:00 | 1
Biomass | 2018-04-07 02:00 | 1
Biomass | 2018-04-07 03:00 | 1
Biomass | 2018-04-07 04:00 | 1
Biomass | 2018-04-07 05:00 | 1
Biomass | 2018-04-07 06:00 | 1
Biomass | 2018-04-07 07:00 | 1
Biomass | 2018-04-07 08:00 | 1
Biomass | 2018-04-07 09:00 | 1
Biomass | 2018-04-07 10:00 | 1
Biomass | 2018-04-07 11:00 | 1
Biomass | 2018-04-07 12:00 | 1
Biomass | 2018-04-07 13:00 | 1
Biomass | 2018-04-07 14:00 | 1
Biomass | 2018-04-07 15:00 | 1
Biomass | 2018-04-07 16:00 | 1
Biomass | 2018-04-07 17:00 | 1
Biomass | 2018-04-07 18:00 | 1
Biomass | 2018-04-07 19:00 | 1
Biomass | 2018-04-07 20:00 | 1
Biomass | 2018-04-07 21:00 | 1
Biomass | 2018-04-07 22:00 | 1
Biomass | 2018-04-07 23:00 | 1
Biomass | 2018-04-08 | 1
Biomass | 2018-04-08 01:00 | 1
Biomass | 2018-04-08 02:00 | 1
Biomass | 2018-04-08 03:00 | 1
Biomass | 2018-04-08 04:00 | 1
Biomass | 2018-04-08 05:00 | 1
Biomass | 2018-04-08 06:00 | 1
Biomass | 2018-04-08 07:00 | 1
Biomass | 2018-04-08 08:00 | 1
Biomass | 2018-04-08 09:00 | 1
Biomass | 2018-04-08 10:00 | 1
Biomass | 2018-04-08 11:00 | 1
Biomass | 2018-04-08 12:00 | 1
Biomass | 2018-04-08 13:00 | 1
Biomass | 2018-04-08 14:00 | 1
Biomass | 2018-04-08 15:00 | 1
Biomass | 2018-04-08 16:00 | 1
Biomass | 2018-04-08 17:00 | 1
Biomass | 2018-04-08 18:00 | 1
Biomass | 2018-04-08 19:00 | 1
Biomass | 2018-04-08 20:00 | 1
Biomass | 2018-04-08 21:00 | 1
Biomass | 2018-04-08 22:00 | 1
Biomass | 2018-04-08 23:00 | 1
Biomass | 2018-04-09 | 1
Biomass | 2018-04-09 01:00 | 1
Biomass | 2018-04-09 02:00 | 1
Biomass | 2018-04-09 03:00 | 1
Biomass | 2018-04-09 04:00 | 1
Biomass | 2018-04-09 05:00 | 1
Biomass | 2018-04-09 06:00 | 1
Biomass | 2018-04-09 07:00 | 1
Biomass | 2018-04-09 08:00 | 1
Biomass | 2018-04-09 09:00 | 1
Biomass | 2018-04-09 10:00 | 1
Biomass | 2018-04-09 11:00 | 1
Biomass | 2018-04-09 12:00 | 1
Biomass | 2018-04-09 13:00 | 1
Biomass | 2018-04-09 14:00 | 1
Biomass | 2018-04-09 15:00 | 1
Biomass | 2018-04-09 16:00 | 1
Biomass | 2018-04-09 17:00 | 1
Biomass | 2018-04-09 18:00 | 1
Biomass | 2018-04-09 19:00 | 1
Biomass | 2018-04-09 20:00 | 1
Biomass | 2018-04-09 21:00 | 1
Biomass | 2018-04-09 22:00 | 1
Biomass | 2018-04-09 23:00 | 1
Biomass | 2018-04-10 | 1
Biomass | 2018-04-10 01:00 | 1
Biomass | 2018-04-10 02:00 | 1
Biomass | 2018-04-10 03:00 | 1
Biomass | 2018-04-10 04:00 | 1
Biomass | 2018-04-10 05:00 | 1
Biomass | 2018-04-10 06:00 | 1
Biomass | 2018-04-10 07:00 | 1
Biomass | 2018-04-10 08:00 | 1
Biomass | 2018-04-10 09:00 | 1
Biomass | 2018-04-10 10:00 | 1
Biomass | 2018-04-10 11:00 | 1
Biomass | 2018-04-10 12:00 | 1
Biomass | 2018-04-10 13:00 | 1
Biomass | 2018-04-10 14:00 | 1
Biomass | 2018-04-10 15:00 | 1
Biomass | 2018-04-10 16:00 | 1
Biomass | 2018-04-10 17:00 | 1
Biomass | 2018-04-10 18:00 | 1
Biomass | 2018-04-10 19:00 | 1
Biomass | 2018-04-10 20:00 | 1
Biomass | 2018-04-10 21:00 | 1
Biomass | 2018-04-10 22:00 | 1
Biomass | 2018-04-10 23:00 | 1
Biomass | 2018-04-11 | 1
Biomass | 2018-04-11 01:00 | 1
Biomass | 2018-04-11 02:00 | 1
Biomass | 2018-04-11 03:00 | 1
Biomass | 2018-04-11 04:00 | 1
Biomass | 2018-04-11 05:00 | 1
Biomass | 2018-04-11 06:00 | 1
Biomass | 2018-04-11 07:00 | 1
Biomass | 2018-04-11 08:00 | 1
Biomass | 2018-04-11 09:00 | 1
Biomass | 2018-04-11 10:00 | 1
Biomass | 2018-04-11 11:00 | 1
Biomass | 2018-04-11 12:00 | 1
Biomass | 2018-04-11 13:00 | 1
Biomass | 2018-04-11 14:00 | 1
Biomass | 2018-04-11 15:00 | 1
Biomass | 2018-04-11 16:00 | 1
Biomass | 2018-04-11 17:00 | 1
Biomass | 2018-04-11 18:00 | 1
Biomass | 2018-04-11 19:00 | 1
Biomass | 2018-04-11 20:00 | 1
Biomass | 2018-04-11 21:00 | 1
Biomass | 2018-04-11 22:00 | 1
Biomass | 2018-04-11 23:00 | 1
Biomass | 2018-04-12 | 1
Biomass | 2018-04-12 01:00 | 1
Biomass | 2018-04-12 02:00 | 1
Biomass | 2018-04-12 03:00 | 1
Biomass | 2018-04-12 04:00 | 1
Biomass | 2018-04-12 05:00 | 1
Biomass | 2018-04-12 06:00 | 1
Biomass | 2018-04-12 07:00 | 1
Biomass | 2018-04-12 08:00 | 1
Biomass | 2018-04-12 09:00 | 1
Biomass | 2018-04-12 10:00 | 1
Biomass | 2018-04-12 11:00 | 1
Biomass | 2018-04-12 12:00 | 1
Biomass | 2018-04-12 13:00 | 1
Biomass | 2018-04-12 14:00 | 1
Biomass | 2018-04-12 15:00 | 1
Biomass | 2018-04-12 16:00 | 1
Biomass | 2018-04-12 17:00 | 1
Biomass | 2018-04-12 18:00 | 1
Biomass | 2018-04-12 19:00 | 1
Biomass | 2018-04-12 20:00 | 1
Biomass | 2018-04-12 21:00 | 1
Biomass | 2018-04-12 22:00 | 1
Biomass | 2018-04-12 23:00 | 1
Biomass | 2018-04-13 | 1
Biomass | 2018-04-13 01:00 | 1
Biomass | 2018-04-13 02:00 | 1
Biomass | 2018-04-13 03:00 | 1
Biomass | 2018-04-13 04:00 | 1
Biomass | 2018-04-13 05:00 | 1
Biomass | 2018-04-13 06:00 | 1
Biomass | 2018-04-13 07:00 | 1
Biomass | 2018-04-13 08:00 | 1
Biomass | 2018-04-13 09:00 | 1
Biomass | 2018-04-13 10:00 | 1
Biomass | 2018-04-13 11:00 | 1
Biomass | 2018-04-13 12:00 | 1
Biomass | 2018-04-13 13:00 | 1
Biomass | 2018-04-13 14:00 | 1
Biomass | 2018-04-13 15:00 | 1
Biomass | 2018-04-13 16:00 | 1
Biomass | 2018-04-13 17:00 | 1
Biomass | 2018-04-13 18:00 | 1
Biomass | 2018-04-13 19:00 | 1
Biomass | 2018-04-13 20:00 | 1
Biomass | 2018-04-13 21:00 | 1
Biomass | 2018-04-13 22:00 | 1
Biomass | 2018-04-13 23:00 | 1
Biomass | 2018-04-14 | 1
Biomass | 2018-04-14 01:00 | 1
Biomass | 2018-04-14 02:00 | 1
Biomass | 2018-04-14 03:00 | 1
Biomass | 2018-04-14 04:00 | 1
Biomass | 2018-04-14 05:00 | 1
Biomass | 2018-04-14 06:00 | 1
Biomass | 2018-04-14 07:00 | 1
Biomass | 2018-04-14 08:00 | 1
Biomass | 2018-04-14 09:00 | 1
Biomass | 2018-04-14 10:00 | 1
Biomass | 2018-04-14 11:00 | 1
Biomass | 2018-04-14 12:00 | 1
Biomass | 2018-04-14 13:00 | 1
Biomass | 2018-04-14 14:00 | 1
Biomass | 2018-04-14 15:00 | 1
Biomass | 2018-04-14 16:00 | 1
Biomass | 2018-04-14 17:00 | 1
Biomass | 2018-04-14 18:00 | 1
Biomass | 2018-04-14 19:00 | 1
Biomass | 2018-04-14 20:00 | 1
Biomass | 2018-04-14 21:00 | 1
Biomass | 2018-04-14 22:00 | 1
Biomass | 2018-04-14 23:00 | 1
Biomass | 2018-04-15 | 1
Biomass | 2018-04-15 01:00 | 1
Biomass | 2018-04-15 02:00 | 1
Biomass | 2018-04-15 03:00 | 1
Biomass | 2018-04-15 04:00 | 1
Biomass | 2018-04-15 05:00 | 1
Biomass | 2018-04-15 06:00 | 1
Biomass | 2018-04-15 07:00 | 1
Biomass | 2018-04-15 08:00 | 1
Biomass | 2018-04-15 09:00 | 1
Biomass | 2018-04-15 10:00 | 1
Biomass | 2018-04-15 11:00 | 1
Biomass | 2018-04-15 12:00 | 1
Biomass | 2018-04-15 13:00 | 1
Biomass | 2018-04-15 14:00 | 1
Biomass | 2018-04-15 15:00 | 1
Biomass | 2018-04-15 16:00 | 1
Biomass | 2018-04-15 17:00 | 1
Biomass | 2018-04-15 18:00 | 1
Biomass | 2018-04-15 19:00 | 1
Biomass | 2018-04-15 20:00 | 1
Biomass | 2018-04-15 21:00 | 1
Biomass | 2018-04-15 22:00 | 1
Biomass | 2018-04-15 23:00 | 1
Biomass | 2018-04-16 | 1
Biomass | 2018-04-16 01:00 | 1
Biomass | 2018-04-16 02:00 | 1
Biomass | 2018-04-16 03:00 | 1
Biomass | 2018-04-16 04:00 | 1
Biomass | 2018-04-16 05:00 | 1
Biomass | 2018-04-16 06:00 | 1
Biomass | 2018-04-16 07:00 | 1
Biomass | 2018-04-16 08:00 | 1
Biomass | 2018-04-16 09:00 | 1
Biomass | 2018-04-16 10:00 | 1
Biomass | 2018-04-16 11:00 | 1
Biomass | 2018-04-16 12:00 | 1
Biomass | 2018-04-16 13:00 | 1
Biomass | 2018-04-16 14:00 | 1
Biomass | 2018-04-16 15:00 | 1
Biomass | 2018-04-16 16:00 | 1
Biomass | 2018-04-16 17:00 | 1
Biomass | 2018-04-16 18:00 | 1
Biomass | 2018-04-16 19:00 | 1
Biomass | 2018-04-16 20:00 | 1
Biomass | 2018-04-16 21:00 | 1
Biomass | 2018-04-16 22:00 | 1
Biomass | 2018-04-16 23:00 | 1
Biomass | 2018-04-17 | 1
Biomass | 2018-04-17 01:00 | 1
Biomass | 2018-04-17 02:00 | 1
Biomass | 2018-04-17 03:00 | 1
Biomass | 2018-04-17 04:00 | 1
Biomass | 2018-04-17 05:00 | 1
Biomass | 2018-04-17 06:00 | 1
Biomass | 2018-04-17 07:00 | 1
Biomass | 2018-04-17 08:00 | 1
Biomass | 2018-04-17 09:00 | 1
Biomass | 2018-04-17 10:00 | 1
Biomass | 2018-04-17 11:00 | 1
Biomass | 2018-04-17 12:00 | 1
Biomass | 2018-04-17 13:00 | 1
Biomass | 2018-04-17 14:00 | 1
Biomass | 2018-04-17 15:00 | 1
Biomass | 2018-04-17 16:00 | 1
Biomass | 2018-04-17 17:00 | 1
Biomass | 2018-04-17 18:00 | 1
Biomass | 2018-04-17 19:00 | 1
Biomass | 2018-04-17 20:00 | 1
Biomass | 2018-04-17 21:00 | 1
Biomass | 2018-04-17 22:00 | 1
Biomass | 2018-04-17 23:00 | 1
Biomass | 2018-04-18 | 1
Biomass | 2018-04-18 01:00 | 1
Biomass | 2018-04-18 02:00 | 1
Biomass | 2018-04-18 03:00 | 1
Biomass | 2018-04-18 04:00 | 1
Biomass | 2018-04-18 05:00 | 1
Biomass | 2018-04-18 06:00 | 1
Biomass | 2018-04-18 07:00 | 1
Biomass | 2018-04-18 08:00 | 1
Biomass | 2018-04-18 09:00 | 1
Biomass | 2018-04-18 10:00 | 1
Biomass | 2018-04-18 11:00 | 1
Biomass | 2018-04-18 12:00 | 1
Biomass | 2018-04-18 13:00 | 1
Biomass | 2018-04-18 14:00 | 1
Biomass | 2018-04-18 15:00 | 1
Biomass | 2018-04-18 16:00 | 1
Biomass | 2018-04-18 17:00 | 1
Biomass | 2018-04-18 18:00 | 1
Biomass | 2018-04-18 19:00 | 1
Biomass | 2018-04-18 20:00 | 1
Biomass | 2018-04-18 21:00 | 1
Biomass | 2018-04-18 22:00 | 1
Biomass | 2018-04-18 23:00 | 1
Biomass | 2018-04-19 | 1
Biomass | 2018-04-19 01:00 | 1
Biomass | 2018-04-19 02:00 | 1
Biomass | 2018-04-19 03:00 | 1
Biomass | 2018-04-19 04:00 | 1
Biomass | 2018-04-19 05:00 | 1
Biomass | 2018-04-19 06:00 | 1
Biomass | 2018-04-19 07:00 | 1
Biomass | 2018-04-19 08:00 | 1
Biomass | 2018-04-19 09:00 | 1
Biomass | 2018-04-19 10:00 | 1
Biomass | 2018-04-19 11:00 | 1
Biomass | 2018-04-19 12:00 | 1
Biomass | 2018-04-19 13:00 | 1
Biomass | 2018-04-19 14:00 | 1
Biomass | 2018-04-19 15:00 | 1
Biomass | 2018-04-19 16:00 | 1
Biomass | 2018-04-19 17:00 | 1
Biomass | 2018-04-19 18:00 | 1
Biomass | 2018-04-19 19:00 | 1
Biomass | 2018-04-19 20:00 | 1
Biomass | 2018-04-19 21:00 | 1
Biomass | 2018-04-19 22:00 | 1
Biomass | 2018-04-19 23:00 | 1
Biomass | 2018-04-20 | 1
Biomass | 2018-04-20 01:00 | 1
Biomass | 2018-04-20 02:00 | 1
Biomass | 2018-04-20 03:00 | 1
Biomass | 2018-04-20 04:00 | 1
Biomass | 2018-04-20 05:00 | 1
Biomass | 2018-04-20 06:00 | 1
Biomass | 2018-04-20 07:00 | 1
Biomass | 2018-04-20 08:00 | 1
Biomass | 2018-04-20 09:00 | 1
Biomass | 2018-04-20 10:00 | 1
Biomass | 2018-04-20 11:00 | 1
Biomass | 2018-04-20 12:00 | 1
Biomass | 2018-04-20 13:00 | 1
Biomass | 2018-04-20 14:00 | 1
Biomass | 2018-04-20 15:00 | 1
Biomass | 2018-04-20 16:00 | 1
Biomass | 2018-04-20 17:00 | 1
Biomass | 2018-04-20 18:00 | 1
Biomass | 2018-04-20 19:00 | 1
Biomass | 2018-04-20 20:00 | 1
Biomass | 2018-04-20 21:00 | 1
Biomass | 2018-04-20 22:00 | 1
Biomass | 2018-04-20 23:00 | 1
Biomass | 2018-04-21 | 1
Biomass | 2018-04-21 01:00 | 1
Biomass | 2018-04-21 02:00 | 1
Biomass | 2018-04-21 03:00 | 1
Biomass | 2018-04-21 04:00 | 1
Biomass | 2018-04-21 05:00 | 1
Biomass | 2018-04-21 06:00 | 1
Biomass | 2018-04-21 07:00 | 1
Biomass | 2018-04-21 08:00 | 1
Biomass | 2018-04-21 09:00 | 1
Biomass | 2018-04-21 10:00 | 1
Biomass | 2018-04-21 11:00 | 1
Biomass | 2018-04-21 12:00 | 1
Biomass | 2018-04-21 13:00 | 1
Biomass | 2018-04-21 14:00 | 1
Biomass | 2018-04-21 15:00 | 1
Biomass | 2018-04-21 16:00 | 1
Biomass | 2018-04-21 17:00 | 1
Biomass | 2018-04-21 18:00 | 1
Biomass | 2018-04-21 19:00 | 1
Biomass | 2018-04-21 20:00 | 1
Biomass | 2018-04-21 21:00 | 1
Biomass | 2018-04-21 22:00 | 1
Biomass | 2018-04-21 23:00 | 1
Biomass | 2018-04-22 | 1
Biomass | 2018-04-22 01:00 | 1
Biomass | 2018-04-22 02:00 | 1
Biomass | 2018-04-22 03:00 | 1
Biomass | 2018-04-22 04:00 | 1
Biomass | 2018-04-22 05:00 | 1
Biomass | 2018-04-22 06:00 | 1
Biomass | 2018-04-22 07:00 | 1
Biomass | 2018-04-22 08:00 | 1
Biomass | 2018-04-22 09:00 | 1
Biomass | 2018-04-22 10:00 | 1
Biomass | 2018-04-22 11:00 | 1
Biomass | 2018-04-22 12:00 | 1
Biomass | 2018-04-22 13:00 | 1
Biomass | 2018-04-22 14:00 | 1
Biomass | 2018-04-22 15:00 | 1
Biomass | 2018-04-22 16:00 | 1
Biomass | 2018-04-22 17:00 | 1
Biomass | 2018-04-22 18:00 | 1
Biomass | 2018-04-22 19:00 | 1
Biomass | 2018-04-22 20:00 | 1
Biomass | 2018-04-22 21:00 | 1
Biomass | 2018-04-22 22:00 | 1
Biomass | 2018-04-22 23:00 | 1
Biomass | 2018-04-23 | 1
Biomass | 2018-04-23 01:00 | 1
Biomass | 2018-04-23 02:00 | 1
Biomass | 2018-04-23 03:00 | 1
Biomass | 2018-04-23 04:00 | 1
Biomass | 2018-04-23 05:00 | 1
Biomass | 2018-04-23 06:00 | 1
Biomass | 2018-04-23 07:00 | 1
Biomass | 2018-04-23 08:00 | 1
Biomass | 2018-04-23 09:00 | 1
Biomass | 2018-04-23 10:00 | 1
Biomass | 2018-04-23 11:00 | 1
Biomass | 2018-04-23 12:00 | 1
Biomass | 2018-04-23 13:00 | 1
Biomass | 2018-04-23 14:00 | 1
Biomass | 2018-04-23 15:00 | 1
Biomass | 2018-04-23 16:00 | 1
Biomass | 2018-04-23 17:00 | 1
Biomass | 2018-04-23 18:00 | 1
Biomass | 2018-04-23 19:00 | 1
Biomass | 2018-04-23 20:00 | 1
Biomass | 2018-04-23 21:00 | 1
Biomass | 2018-04-23 22:00 | 1
Biomass | 2018-04-23 23:00 | 1
Biomass | 2018-04-24 | 1
Biomass | 2018-04-24 01:00 | 1
Biomass | 2018-04-24 02:00 | 1
Biomass | 2018-04-24 03:00 | 1
Biomass | 2018-04-24 04:00 | 1
Biomass | 2018-04-24 05:00 | 1
Biomass | 2018-04-24 06:00 | 0.91848
Biomass | 2018-04-24 07:00 | 0.91848
Biomass | 2018-04-24 08:00 | 0.91848
Biomass | 2018-04-24 09:00 | 0.91848
Biomass | 2018-04-24 10:00 | 0.91848
Biomass | 2018-04-24 11:00 | 1
Biomass | 2018-04-24 12:00 | 1
Biomass | 2018-04-24 13:00 | 1
Biomass | 2018-04-24 14:00 | 1
Biomass | 2018-04-24 15:00 | 1
Biomass | 2018-04-24 16:00 | 1
Biomass | 2018-04-24 17:00 | 1
Biomass | 2018-04-24 18:00 | 1
Biomass | 2018-04-24 19:00 | 0.91848
Biomass | 2018-04-24 20:00 | 0.91848
Biomass | 2018-04-24 21:00 | 1
Biomass | 2018-04-24 22:00 | 1
Biomass | 2018-04-24 23:00 | 1
Biomass | 2018-04-25 | 1
Biomass | 2018-04-25 01:00 | 1
Biomass | 2018-04-25 02:00 | 1
Biomass | 2018-04-25 03:00 | 1
Biomass | 2018-04-25 04:00 | 1
Biomass | 2018-04-25 05:00 | 1
Biomass | 2018-04-25 06:00 | 1
Biomass | 2018-04-25 07:00 | 1
Biomass | 2018-04-25 08:00 | 1
Biomass | 2018-04-25 09:00 | 1
Biomass | 2018-04-25 10:00 | 1
Biomass | 2018-04-25 11:00 | 1
Biomass | 2018-04-25 12:00 | 1
Biomass | 2018-04-25 13:00 | 1
Biomass | 2018-04-25 14:00 | 1
Biomass | 2018-04-25 15:00 | 1
Biomass | 2018-04-25 16:00 | 1
Biomass | 2018-04-25 17:00 | 1
Biomass | 2018-04-25 18:00 | 1
Biomass | 2018-04-25 19:00 | 1
Biomass | 2018-04-25 20:00 | 1
Biomass | 2018-04-25 21:00 | 1
Biomass | 2018-04-25 22:00 | 1
Biomass | 2018-04-25 23:00 | 1
Biomass | 2018-04-26 | 1
Biomass | 2018-04-26 01:00 | 1
Biomass | 2018-04-26 02:00 | 1
Biomass | 2018-04-26 03:00 | 1
Biomass | 2018-04-26 04:00 | 1
Biomass | 2018-04-26 05:00 | 1
Biomass | 2018-04-26 06:00 | 1
Biomass | 2018-04-26 07:00 | 1
Biomass | 2018-04-26 08:00 | 1
Biomass | 2018-04-26 09:00 | 1
Biomass | 2018-04-26 10:00 | 1
Biomass | 2018-04-26 11:00 | 1
Biomass | 2018-04-26 12:00 | 1
Biomass | 2018-04-26 13:00 | 1
Biomass | 2018-04-26 14:00 | 1
Biomass | 2018-04-26 15:00 | 1
Biomass | 2018-04-26 16:00 | 1
Biomass | 2018-04-26 17:00 | 1
Biomass | 2018-04-26 18:00 | 1
Biomass | 2018-04-26 19:00 | 1
Biomass | 2018-04-26 20:00 | 1
Biomass | 2018-04-26 21:00 | 1
Biomass | 2018-04-26 22:00 | 1
Biomass | 2018-04-26 23:00 | 1
Biomass | 2018-04-27 | 1
Biomass | 2018-04-27 01:00 | 1
Biomass | 2018-04-27 02:00 | 1
Biomass | 2018-04-27 03:00 | 1
Biomass | 2018-04-27 04:00 | 1
Biomass | 2018-04-27 05:00 | 1
Biomass | 2018-04-27 06:00 | 1
Biomass | 2018-04-27 07:00 | 0.91848
Biomass | 2018-04-27 08:00 | 1
Biomass | 2018-04-27 09:00 | 1
Biomass | 2018-04-27 10:00 | 1
Biomass | 2018-04-27 11:00 | 1
Biomass | 2018-04-27 12:00 | 1
Biomass | 2018-04-27 13:00 | 1
Biomass | 2018-04-27 14:00 | 1
Biomass | 2018-04-27 15:00 | 1
Biomass | 2018-04-27 16:00 | 1
Biomass | 2018-04-27 17:00 | 1
Biomass | 2018-04-27 18:00 | 1
Biomass | 2018-04-27 19:00 | 1
Biomass | 2018-04-27 20:00 | 1
Biomass | 2018-04-27 21:00 | 1
Biomass | 2018-04-27 22:00 | 1
Biomass | 2018-04-27 23:00 | 1
Biomass | 2018-04-28 | 1
Biomass | 2018-04-28 01:00 | 1
Biomass | 2018-04-28 02:00 | 1
Biomass | 2018-04-28 03:00 | 1
Biomass | 2018-04-28 04:00 | 1
Biomass | 2018-04-28 05:00 | 1
Biomass | 2018-04-28 06:00 | 1
Biomass | 2018-04-28 07:00 | 1
Biomass | 2018-04-28 08:00 | 1
Biomass | 2018-04-28 09:00 | 1
Biomass | 2018-04-28 10:00 | 1
Biomass | 2018-04-28 11:00 | 1
Biomass | 2018-04-28 12:00 | 1
Biomass | 2018-04-28 13:00 | 1
Biomass | 2018-04-28 14:00 | 1
Biomass | 2018-04-28 15:00 | 1
Biomass | 2018-04-28 16:00 | 1
Biomass | 2018-04-28 17:00 | 1
Biomass | 2018-04-28 18:00 | 1
Biomass | 2018-04-28 19:00 | 1
Biomass | 2018-04-28 20:00 | 1
Biomass | 2018-04-28 21:00 | 1
Biomass | 2018-04-28 22:00 | 1
Biomass | 2018-04-28 23:00 | 1
Biomass | 2018-04-29 | 1
Biomass | 2018-04-29 01:00 | 1
Biomass | 2018-04-29 02:00 | 1
Biomass | 2018-04-29 03:00 | 1
Biomass | 2018-04-29 04:00 | 1
Biomass | 2018-04-29 05:00 | 1
Biomass | 2018-04-29 06:00 | 1
Biomass | 2018-04-29 07:00 | 1
Biomass | 2018-04-29 08:00 | 1
Biomass | 2018-04-29 09:00 | 1
Biomass | 2018-04-29 10:00 | 0.91848
Biomass | 2018-04-29 11:00 | 0.91848
Biomass | 2018-04-29 12:00 | 0.91848
Biomass | 2018-04-29 13:00 | 0.91848
Biomass | 2018-04-29 14:00 | 0.91848
Biomass | 2018-04-29 15:00 | 0.91848
Biomass | 2018-04-29 16:00 | 0.91848
Biomass | 2018-04-29 17:00 | 0.91848
Biomass | 2018-04-29 18:00 | 0.91848
Biomass | 2018-04-29 19:00 | 0.91848
Biomass | 2018-04-29 20:00 | 0.91848
Biomass | 2018-04-29 21:00 | 0.91848
Biomass | 2018-04-29 22:00 | 0.91848
Biomass | 2018-04-29 23:00 | 0.91848
Biomass | 2018-04-30 | 0.91848
Biomass | 2018-04-30 01:00 | 0.91848
Biomass | 2018-04-30 02:00 | 0.91848
Biomass | 2018-04-30 03:00 | 0.91848
Biomass | 2018-04-30 04:00 | 0.91848
Biomass | 2018-04-30 05:00 | 0.91848
Biomass | 2018-04-30 06:00 | 0.91848
Biomass | 2018-04-30 07:00 | 0.91848
Biomass | 2018-04-30 08:00 | 0.91848
Biomass | 2018-04-30 09:00 | 0.91848
Biomass | 2018-04-30 10:00 | 0.91848
Biomass | 2018-04-30 11:00 | 0.91848
Biomass | 2018-04-30 12:00 | 0.91848
Biomass | 2018-04-30 13:00 | 0.91848
Biomass | 2018-04-30 14:00 | 0.91848
Biomass | 2018-04-30 15:00 | 0.91848
Biomass | 2018-04-30 16:00 | 0.91848
Biomass | 2018-04-30 17:00 | 0.91848
Biomass | 2018-04-30 18:00 | 0.91848
Biomass | 2018-04-30 19:00 | 0.91848
Biomass | 2018-04-30 20:00 | 0.91848
Biomass | 2018-04-30 21:00 | 0.91848
Biomass | 2018-04-30 22:00 | 0.91848
Biomass | 2018-04-30 23:00 | 0.91848
Biomass | 2018-05-01 | 0.91848
Biomass | 2018-05-01 01:00 | 0.91848
Biomass | 2018-05-01 02:00 | 0.91848
Biomass | 2018-05-01 03:00 | 0.91848
Biomass | 2018-05-01 04:00 | 0.91848
Biomass | 2018-05-01 05:00 | 0.91848
Biomass | 2018-05-01 06:00 | 0.91848
Biomass | 2018-05-01 07:00 | 0.91848
Biomass | 2018-05-01 08:00 | 0.91848
Biomass | 2018-05-01 09:00 | 0.91848
Biomass | 2018-05-01 10:00 | 0.91848
Biomass | 2018-05-01 11:00 | 0.91848
Biomass | 2018-05-01 12:00 | 0.91848
Biomass | 2018-05-01 13:00 | 0.91848
Biomass | 2018-05-01 14:00 | 0.91848
Biomass | 2018-05-01 15:00 | 0.91848
Biomass | 2018-05-01 16:00 | 0.91848
Biomass | 2018-05-01 17:00 | 0.91848
Biomass | 2018-05-01 18:00 | 0.91848
Biomass | 2018-05-01 19:00 | 0.91848
Biomass | 2018-05-01 20:00 | 0.91848
Biomass | 2018-05-01 21:00 | 0.91848
Biomass | 2018-05-01 22:00 | 0.91848
Biomass | 2018-05-01 23:00 | 0.91848
Biomass | 2018-05-02 | 0.91848
Biomass | 2018-05-02 01:00 | 0.91848
Biomass | 2018-05-02 02:00 | 0.91848
Biomass | 2018-05-02 03:00 | 0.91848
Biomass | 2018-05-02 04:00 | 0.91848
Biomass | 2018-05-02 05:00 | 0.91848
Biomass | 2018-05-02 06:00 | 0.91848
Biomass | 2018-05-02 07:00 | 0.91848
Biomass | 2018-05-02 08:00 | 0.91848
Biomass | 2018-05-02 09:00 | 0.91848
Biomass | 2018-05-02 10:00 | 0.91848
Biomass | 2018-05-02 11:00 | 0.91848
Biomass | 2018-05-02 12:00 | 0.91848
Biomass | 2018-05-02 13:00 | 0.91848
Biomass | 2018-05-02 14:00 | 0.91848
Biomass | 2018-05-02 15:00 | 0.91848
Biomass | 2018-05-02 16:00 | 0.91848
Biomass | 2018-05-02 17:00 | 0.91848
Biomass | 2018-05-02 18:00 | 0.91848
Biomass | 2018-05-02 19:00 | 0.91848
Biomass | 2018-05-02 20:00 | 0.91848
Biomass | 2018-05-02 21:00 | 0.91848
Biomass | 2018-05-02 22:00 | 0.91848
Biomass | 2018-05-02 23:00 | 0.91848
Biomass | 2018-05-03 | 0.91848
Biomass | 2018-05-03 01:00 | 0.91848
Biomass | 2018-05-03 02:00 | 0.91848
Biomass | 2018-05-03 03:00 | 0.91848
Biomass | 2018-05-03 04:00 | 0.91848
Biomass | 2018-05-03 05:00 | 0.91848
Biomass | 2018-05-03 06:00 | 0.91848
Biomass | 2018-05-03 07:00 | 0.91848
Biomass | 2018-05-03 08:00 | 0.91848
Biomass | 2018-05-03 09:00 | 0.91848
Biomass | 2018-05-03 10:00 | 0.91848
Biomass | 2018-05-03 11:00 | 0.91848
Biomass | 2018-05-03 12:00 | 0.91848
Biomass | 2018-05-03 13:00 | 0.91848
Biomass | 2018-05-03 14:00 | 0.91848
Biomass | 2018-05-03 15:00 | 0.91848
Biomass | 2018-05-03 16:00 | 0.91848
Biomass | 2018-05-03 17:00 | 0.91848
Biomass | 2018-05-03 18:00 | 0.91848
Biomass | 2018-05-03 19:00 | 0.91848
Biomass | 2018-05-03 20:00 | 0.91848
Biomass | 2018-05-03 21:00 | 0.91848
Biomass | 2018-05-03 22:00 | 0.91848
Biomass | 2018-05-03 23:00 | 0.91848
Biomass | 2018-05-04 | 0.91848
Biomass | 2018-05-04 01:00 | 0.91848
Biomass | 2018-05-04 02:00 | 0.91848
Biomass | 2018-05-04 03:00 | 0.91848
Biomass | 2018-05-04 04:00 | 0.91848
Biomass | 2018-05-04 05:00 | 0.91848
Biomass | 2018-05-04 06:00 | 0.91848
Biomass | 2018-05-04 07:00 | 0.91848
Biomass | 2018-05-04 08:00 | 0.91848
Biomass | 2018-05-04 09:00 | 0.91848
Biomass | 2018-05-04 10:00 | 0.91848
Biomass | 2018-05-04 11:00 | 0.91848
Biomass | 2018-05-04 12:00 | 0.91848
Biomass | 2018-05-04 13:00 | 0.91848
Biomass | 2018-05-04 14:00 | 0.91848
Biomass | 2018-05-04 15:00 | 0.91848
Biomass | 2018-05-04 16:00 | 0.91848
Biomass | 2018-05-04 17:00 | 0.91848
Biomass | 2018-05-04 18:00 | 0.91848
Biomass | 2018-05-04 19:00 | 0.91848
Biomass | 2018-05-04 20:00 | 0.91848
Biomass | 2018-05-04 21:00 | 0.91848
Biomass | 2018-05-04 22:00 | 0.91848
Biomass | 2018-05-04 23:00 | 0.91848
Biomass | 2018-05-05 | 0.91848
Biomass | 2018-05-05 01:00 | 0.91848
Biomass | 2018-05-05 02:00 | 0.91848
Biomass | 2018-05-05 03:00 | 0.91848
Biomass | 2018-05-05 04:00 | 0.91848
Biomass | 2018-05-05 05:00 | 0.91848
Biomass | 2018-05-05 06:00 | 0.91848
Biomass | 2018-05-05 07:00 | 0.91848
Biomass | 2018-05-05 08:00 | 0.91848
Biomass | 2018-05-05 09:00 | 0.91848
Biomass | 2018-05-05 10:00 | 0.91848
Biomass | 2018-05-05 11:00 | 0.91848
Biomass | 2018-05-05 12:00 | 0.91848
Biomass | 2018-05-05 13:00 | 0.91848
Biomass | 2018-05-05 14:00 | 0.91848
Biomass | 2018-05-05 15:00 | 0.91848
Biomass | 2018-05-05 16:00 | 0.91848
Biomass | 2018-05-05 17:00 | 0.91848
Biomass | 2018-05-05 18:00 | 0.91848
Biomass | 2018-05-05 19:00 | 0.91848
Biomass | 2018-05-05 20:00 | 0.91848
Biomass | 2018-05-05 21:00 | 0.91848
Biomass | 2018-05-05 22:00 | 0.91848
Biomass | 2018-05-05 23:00 | 0.91848
Biomass | 2018-05-06 | 0.91848
Biomass | 2018-05-06 01:00 | 0.91848
Biomass | 2018-05-06 02:00 | 0.91848
Biomass | 2018-05-06 03:00 | 0.91848
Biomass | 2018-05-06 04:00 | 0.91848
Biomass | 2018-05-06 05:00 | 0.91848
Biomass | 2018-05-06 06:00 | 0.91848
Biomass | 2018-05-06 07:00 | 0.91848
Biomass | 2018-05-06 08:00 | 0.91848
Biomass | 2018-05-06 09:00 | 0.91848
Biomass | 2018-05-06 10:00 | 0.91848
Biomass | 2018-05-06 11:00 | 0.91848
Biomass | 2018-05-06 12:00 | 0.91848
Biomass | 2018-05-06 13:00 | 0.91848
Biomass | 2018-05-06 14:00 | 0.91848
Biomass | 2018-05-06 15:00 | 0.91848
Biomass | 2018-05-06 16:00 | 0.91848
Biomass | 2018-05-06 17:00 | 0.91848
Biomass | 2018-05-06 18:00 | 0.91848
Biomass | 2018-05-06 19:00 | 0.91848
Biomass | 2018-05-06 20:00 | 0.91848
Biomass | 2018-05-06 21:00 | 0.91848
Biomass | 2018-05-06 22:00 | 0.91848
Biomass | 2018-05-06 23:00 | 0.91848
Biomass | 2018-05-07 | 0.91848
Biomass | 2018-05-07 01:00 | 0.91848
Biomass | 2018-05-07 02:00 | 0.91848
Biomass | 2018-05-07 03:00 | 0.91848
Biomass | 2018-05-07 04:00 | 0.91848
Biomass | 2018-05-07 05:00 | 0.91848
Biomass | 2018-05-07 06:00 | 0.91848
Biomass | 2018-05-07 07:00 | 0.91848
Biomass | 2018-05-07 08:00 | 0.91848
Biomass | 2018-05-07 09:00 | 0.91848
Biomass | 2018-05-07 10:00 | 0.91848
Biomass | 2018-05-07 11:00 | 0.91848
Biomass | 2018-05-07 12:00 | 0.91848
Biomass | 2018-05-07 13:00 | 0.91848
Biomass | 2018-05-07 14:00 | 0.91848
Biomass | 2018-05-07 15:00 | 0.91848
Biomass | 2018-05-07 16:00 | 0.91848
Biomass | 2018-05-07 17:00 | 0.91848
Biomass | 2018-05-07 18:00 | 0.91848
Biomass | 2018-05-07 19:00 | 0.91848
Biomass | 2018-05-07 20:00 | 0.91848
Biomass | 2018-05-07 21:00 | 0.91848
Biomass | 2018-05-07 22:00 | 0.91848
Biomass | 2018-05-07 23:00 | 0.91848
Biomass | 2018-05-08 | 0.91848
Biomass | 2018-05-08 01:00 | 0.91848
Biomass | 2018-05-08 02:00 | 0.91848
Biomass | 2018-05-08 03:00 | 0.91848
Biomass | 2018-05-08 04:00 | 0.91848
Biomass | 2018-05-08 05:00 | 0.91848
Biomass | 2018-05-08 06:00 | 0.91848
Biomass | 2018-05-08 07:00 | 0.91848
Biomass | 2018-05-08 08:00 | 0.91848
Biomass | 2018-05-08 09:00 | 0.91848
Biomass | 2018-05-08 10:00 | 0.91848
Biomass | 2018-05-08 11:00 | 0.91848
Biomass | 2018-05-08 12:00 | 0.91848
Biomass | 2018-05-08 13:00 | 0.91848
Biomass | 2018-05-08 14:00 | 0.91848
Biomass | 2018-05-08 15:00 | 0.91848
Biomass | 2018-05-08 16:00 | 0.91848
Biomass | 2018-05-08 17:00 | 0.91848
Biomass | 2018-05-08 18:00 | 0.91848
Biomass | 2018-05-08 19:00 | 0.91848
Biomass | 2018-05-08 20:00 | 0.91848
Biomass | 2018-05-08 21:00 | 0.91848
Biomass | 2018-05-08 22:00 | 0.91848
Biomass | 2018-05-08 23:00 | 0.91848
Biomass | 2018-05-09 | 0.91848
Biomass | 2018-05-09 01:00 | 0.91848
Biomass | 2018-05-09 02:00 | 0.91848
Biomass | 2018-05-09 03:00 | 0.91848
Biomass | 2018-05-09 04:00 | 0.91848
Biomass | 2018-05-09 05:00 | 0.91848
Biomass | 2018-05-09 06:00 | 0.91848
Biomass | 2018-05-09 07:00 | 0.91848
Biomass | 2018-05-09 08:00 | 0.91848
Biomass | 2018-05-09 09:00 | 0.91848
Biomass | 2018-05-09 10:00 | 0.91848
Biomass | 2018-05-09 11:00 | 0.91848
Biomass | 2018-05-09 12:00 | 0.91848
Biomass | 2018-05-09 13:00 | 0.91848
Biomass | 2018-05-09 14:00 | 0.91848
Biomass | 2018-05-09 15:00 | 0.91848
Biomass | 2018-05-09 16:00 | 0.91848
Biomass | 2018-05-09 17:00 | 0.91848
Biomass | 2018-05-09 18:00 | 0.91848
Biomass | 2018-05-09 19:00 | 0.91848
Biomass | 2018-05-09 20:00 | 0.91848
Biomass | 2018-05-09 21:00 | 0.91848
Biomass | 2018-05-09 22:00 | 0.91848
Biomass | 2018-05-09 23:00 | 0.91848
Biomass | 2018-05-10 | 0.91848
Biomass | 2018-05-10 01:00 | 0.91848
Biomass | 2018-05-10 02:00 | 0.91848
Biomass | 2018-05-10 03:00 | 0.91848
Biomass | 2018-05-10 04:00 | 0.91848
Biomass | 2018-05-10 05:00 | 0.91848
Biomass | 2018-05-10 06:00 | 0.91848
Biomass | 2018-05-10 07:00 | 0.91848
Biomass | 2018-05-10 08:00 | 0.91848
Biomass | 2018-05-10 09:00 | 0.91848
Biomass | 2018-05-10 10:00 | 0.91848
Biomass | 2018-05-10 11:00 | 0.91848
Biomass | 2018-05-10 12:00 | 0.91848
Biomass | 2018-05-10 13:00 | 0.91848
Biomass | 2018-05-10 14:00 | 0.91848
Biomass | 2018-05-10 15:00 | 0.91848
Biomass | 2018-05-10 16:00 | 0.91848
Biomass | 2018-05-10 17:00 | 0.91848
Biomass | 2018-05-10 18:00 | 0.91848
Biomass | 2018-05-10 19:00 | 0.91848
Biomass | 2018-05-10 20:00 | 0.91848
Biomass | 2018-05-10 21:00 | 0.91848
Biomass | 2018-05-10 22:00 | 0.91848
Biomass | 2018-05-10 23:00 | 0.91848
Biomass | 2018-05-11 | 0.91848
Biomass | 2018-05-11 01:00 | 0.91848
Biomass | 2018-05-11 02:00 | 0.91848
Biomass | 2018-05-11 03:00 | 0.91848
Biomass | 2018-05-11 04:00 | 0.91848
Biomass | 2018-05-11 05:00 | 0.91848
Biomass | 2018-05-11 06:00 | 0.91848
Biomass | 2018-05-11 07:00 | 0.91848
Biomass | 2018-05-11 08:00 | 0.91848
Biomass | 2018-05-11 09:00 | 0.91848
Biomass | 2018-05-11 10:00 | 0.92016
Biomass | 2018-05-11 11:00 | 0.92696
Biomass | 2018-05-11 12:00 | 0.93375
Biomass | 2018-05-11 13:00 | 0.94054
Biomass | 2018-05-11 14:00 | 1
Biomass | 2018-05-11 15:00 | 1
Biomass | 2018-05-11 16:00 | 1
Biomass | 2018-05-11 17:00 | 1
Biomass | 2018-05-11 18:00 | 0.91848
Biomass | 2018-05-11 19:00 | 0.91848
Biomass | 2018-05-11 20:00 | 0.91848
Biomass | 2018-05-11 21:00 | 0.91848
Biomass | 2018-05-11 22:00 | 0.91848
Biomass | 2018-05-11 23:00 | 0.91848
Biomass | 2018-05-12 | 0.91848
Biomass | 2018-05-12 01:00 | 0.91848
Biomass | 2018-05-12 02:00 | 0.91848
Biomass | 2018-05-12 03:00 | 0.91848
Biomass | 2018-05-12 04:00 | 0.91848
Biomass | 2018-05-12 05:00 | 0.91848
Biomass | 2018-05-12 06:00 | 0.91848
Biomass | 2018-05-12 07:00 | 0.91848
Biomass | 2018-05-12 08:00 | 0.91848
Biomass | 2018-05-12 09:00 | 0.91848
Biomass | 2018-05-12 10:00 | 0.91848
Biomass | 2018-05-12 11:00 | 0.91848
Biomass | 2018-05-12 12:00 | 0.91848
Biomass | 2018-05-12 13:00 | 0.91848
Biomass | 2018-05-12 14:00 | 0.92217
Biomass | 2018-05-12 15:00 | 0.93701
Biomass | 2018-05-12 16:00 | 1
Biomass | 2018-05-12 17:00 | 1
Biomass | 2018-05-12 18:00 | 0.91848
Biomass | 2018-05-12 19:00 | 0.91848
Biomass | 2018-05-12 20:00 | 0.92217
Biomass | 2018-05-12 21:00 | 0.92957
Biomass | 2018-05-12 22:00 | 1
Biomass | 2018-05-12 23:00 | 1
Biomass | 2018-05-13 | 1
Biomass | 2018-05-13 01:00 | 1
Biomass | 2018-05-13 02:00 | 1
Biomass | 2018-05-13 03:00 | 1
Biomass | 2018-05-13 04:00 | 1
Biomass | 2018-05-13 05:00 | 1
Biomass | 2018-05-13 06:00 | 1
Biomass | 2018-05-13 07:00 | 1
Biomass | 2018-05-13 08:00 | 1
Biomass | 2018-05-13 09:00 | 1
Biomass | 2018-05-13 10:00 | 1
Biomass | 2018-05-13 11:00 | 1
Biomass | 2018-05-13 12:00 | 1
Biomass | 2018-05-13 13:00 | 1
Biomass | 2018-05-13 14:00 | 1
Biomass | 2018-05-13 15:00 | 1
Biomass | 2018-05-13 16:00 | 1
Biomass | 2018-05-13 17:00 | 0.91848
Biomass | 2018-05-13 18:00 | 0.91848
Biomass | 2018-05-13 19:00 | 0.92962
Biomass | 2018-05-13 20:00 | 1
Biomass | 2018-05-13 21:00 | 1
Biomass | 2018-05-13 22:00 | 1
Biomass | 2018-05-13 23:00 | 1
Biomass | 2018-05-14 | 1
Biomass | 2018-05-14 01:00 | 1
Biomass | 2018-05-14 02:00 | 1
Biomass | 2018-05-14 03:00 | 1
Biomass | 2018-05-14 04:00 | 1
Biomass | 2018-05-14 05:00 | 1
Biomass | 2018-05-14 06:00 | 1
Biomass | 2018-05-14 07:00 | 1
Biomass | 2018-05-14 08:00 | 1
Biomass | 2018-05-14 09:00 | 1
Biomass | 2018-05-14 10:00 | 1
Biomass | 2018-05-14 11:00 | 1
Biomass | 2018-05-14 12:00 | 1
Biomass | 2018-05-14 13:00 | 1
Biomass | 2018-05-14 14:00 | 1
Biomass | 2018-05-14 15:00 | 1
Biomass | 2018-05-14 16:00 | 1
Biomass | 2018-05-14 17:00 | 1
Biomass | 2018-05-14 18:00 | 1
Biomass | 2018-05-14 19:00 | 1
Biomass | 2018-05-14 20:00 | 1
Biomass | 2018-05-14 21:00 | 1
Biomass | 2018-05-14 22:00 | 1
Biomass | 2018-05-14 23:00 | 1
Biomass | 2018-05-15 | 1
Biomass | 2018-05-15 01:00 | 1
Biomass | 2018-05-15 02:00 | 1
Biomass | 2018-05-15 03:00 | 1
Biomass | 2018-05-15 04:00 | 1
Biomass | 2018-05-15 05:00 | 1
Biomass | 2018-05-15 06:00 | 1
Biomass | 2018-05-15 07:00 | 1
Biomass | 2018-05-15 08:00 | 1
Biomass | 2018-05-15 09:00 | 1
Biomass | 2018-05-15 10:00 | 1
Biomass | 2018-05-15 11:00 | 1
Biomass | 2018-05-15 12:00 | 1
Biomass | 2018-05-15 13:00 | 1
Biomass | 2018-05-15 14:00 | 1
Biomass | 2018-05-15 15:00 | 1
Biomass | 2018-05-15 16:00 | 1
Biomass | 2018-05-15 17:00 | 1
Biomass | 2018-05-15 18:00 | 1
Biomass | 2018-05-15 19:00 | 1
Biomass | 2018-05-15 20:00 | 1
Biomass | 2018-05-15 21:00 | 1
Biomass | 2018-05-15 22:00 | 1
Biomass | 2018-05-15 23:00 | 1
Biomass | 2018-05-16 | 1
Biomass | 2018-05-16 01:00 | 1
Biomass | 2018-05-16 02:00 | 1
Biomass | 2018-05-16 03:00 | 1
Biomass | 2018-05-16 04:00 | 1
Biomass | 2018-05-16 05:00 | 1
Biomass | 2018-05-16 06:00 | 1
Biomass | 2018-05-16 07:00 | 1
Biomass | 2018-05-16 08:00 | 1
Biomass | 2018-05-16 09:00 | 1
Biomass | 2018-05-16 10:00 | 1
Biomass | 2018-05-16 11:00 | 1
Biomass | 2018-05-16 12:00 | 1
Biomass | 2018-05-16 13:00 | 1
Biomass | 2018-05-16 14:00 | 1
Biomass | 2018-05-16 15:00 | 1
Biomass | 2018-05-16 16:00 | 1
Biomass | 2018-05-16 17:00 | 1
Biomass | 2018-05-16 18:00 | 1
Biomass | 2018-05-16 19:00 | 1
Biomass | 2018-05-16 20:00 | 1
Biomass | 2018-05-16 21:00 | 1
Biomass | 2018-05-16 22:00 | 1
Biomass | 2018-05-16 23:00 | 1
Biomass | 2018-05-17 | 1
Biomass | 2018-05-17 01:00 | 1
Biomass | 2018-05-17 02:00 | 1
Biomass | 2018-05-17 03:00 | 1
Biomass | 2018-05-17 04:00 | 1
Biomass | 2018-05-17 05:00 | 1
Biomass | 2018-05-17 06:00 | 1
Biomass | 2018-05-17 07:00 | 1
Biomass | 2018-05-17 08:00 | 1
Biomass | 2018-05-17 09:00 | 1
Biomass | 2018-05-17 10:00 | 1
Biomass | 2018-05-17 11:00 | 1
Biomass | 2018-05-17 12:00 | 1
Biomass | 2018-05-17 13:00 | 1
Biomass | 2018-05-17 14:00 | 1
Biomass | 2018-05-17 15:00 | 1
Biomass | 2018-05-17 16:00 | 1
Biomass | 2018-05-17 17:00 | 1
Biomass | 2018-05-17 18:00 | 1
Biomass | 2018-05-17 19:00 | 1
Biomass | 2018-05-17 20:00 | 1
Biomass | 2018-05-17 21:00 | 1
Biomass | 2018-05-17 22:00 | 1
Biomass | 2018-05-17 23:00 | 1
Biomass | 2018-05-18 | 1
Biomass | 2018-05-18 01:00 | 1
Biomass | 2018-05-18 02:00 | 1
Biomass | 2018-05-18 03:00 | 1
Biomass | 2018-05-18 04:00 | 1
Biomass | 2018-05-18 05:00 | 1
Biomass | 2018-05-18 06:00 | 1
Biomass | 2018-05-18 07:00 | 1
Biomass | 2018-05-18 08:00 | 1
Biomass | 2018-05-18 09:00 | 1
Biomass | 2018-05-18 10:00 | 1
Biomass | 2018-05-18 11:00 | 1
Biomass | 2018-05-18 12:00 | 1
Biomass | 2018-05-18 13:00 | 1
Biomass | 2018-05-18 14:00 | 1
Biomass | 2018-05-18 15:00 | 1
Biomass | 2018-05-18 16:00 | 0.91848
Biomass | 2018-05-18 17:00 | 0.91848
Biomass | 2018-05-18 18:00 | 0.91848
Biomass | 2018-05-18 19:00 | 0.91848
Biomass | 2018-05-18 20:00 | 1
Biomass | 2018-05-18 21:00 | 1
Biomass | 2018-05-18 22:00 | 1
Biomass | 2018-05-18 23:00 | 1
Biomass | 2018-05-19 | 1
Biomass | 2018-05-19 01:00 | 1
Biomass | 2018-05-19 02:00 | 1
Biomass | 2018-05-19 03:00 | 1
Biomass | 2018-05-19 04:00 | 1
Biomass | 2018-05-19 05:00 | 1
Biomass | 2018-05-19 06:00 | 1
Biomass | 2018-05-19 07:00 | 1
Biomass | 2018-05-19 08:00 | 1
Biomass | 2018-05-19 09:00 | 1
Biomass | 2018-05-19 10:00 | 1
Biomass | 2018-05-19 11:00 | 1
Biomass | 2018-05-19 12:00 | 1
Biomass | 2018-05-19 13:00 | 1
Biomass | 2018-05-19 14:00 | 1
Biomass | 2018-05-19 15:00 | 1
Biomass | 2018-05-19 16:00 | 1
Biomass | 2018-05-19 17:00 | 1
Biomass | 2018-05-19 18:00 | 1
Biomass | 2018-05-19 19:00 | 1
Biomass | 2018-05-19 20:00 | 1
Biomass | 2018-05-19 21:00 | 1
Biomass | 2018-05-19 22:00 | 1
Biomass | 2018-05-19 23:00 | 1
Biomass | 2018-05-20 | 1
Biomass | 2018-05-20 01:00 | 1
Biomass | 2018-05-20 02:00 | 1
Biomass | 2018-05-20 03:00 | 1
Biomass | 2018-05-20 04:00 | 1
Biomass | 2018-05-20 05:00 | 1
Biomass | 2018-05-20 06:00 | 1
Biomass | 2018-05-20 07:00 | 1
Biomass | 2018-05-20 08:00 | 1
Biomass | 2018-05-20 09:00 | 1
Biomass | 2018-05-20 10:00 | 1
Biomass | 2018-05-20 11:00 | 1
Biomass | 2018-05-20 12:00 | 0.91848
Biomass | 2018-05-20 13:00 | 0.91848
Biomass | 2018-05-20 14:00 | 0.91848
Biomass | 2018-05-20 15:00 | 0.91848
Biomass | 2018-05-20 16:00 | 0.91848
Biomass | 2018-05-20 17:00 | 0.91848
Biomass | 2018-05-20 18:00 | 0.91848
Biomass | 2018-05-20 19:00 | 0.91848
Biomass | 2018-05-20 20:00 | 0.91848
Biomass | 2018-05-20 21:00 | 0.91848
Biomass | 2018-05-20 22:00 | 0.91848
Biomass | 2018-05-20 23:00 | 0.91848
Biomass | 2018-05-21 | 0.91848
Biomass | 2018-05-21 01:00 | 0.91848
Biomass | 2018-05-21 02:00 | 0.91848
Biomass | 2018-05-21 03:00 | 0.91848
Biomass | 2018-05-21 04:00 | 0.91848
Biomass | 2018-05-21 05:00 | 0.91848
Biomass | 2018-05-21 06:00 | 0.91848
Biomass | 2018-05-21 07:00 | 0.91848
Biomass | 2018-05-21 08:00 | 0.91848
Biomass | 2018-05-21 09:00 | 0.91848
Biomass | 2018-05-21 10:00 | 0.91848
Biomass | 2018-05-21 11:00 | 0.91848
Biomass | 2018-05-21 12:00 | 0.91848
Biomass | 2018-05-21 13:00 | 0.91848
Biomass | 2018-05-21 14:00 | 0.91848
Biomass | 2018-05-21 15:00 | 0.91848
Biomass | 2018-05-21 16:00 | 0.91848
Biomass | 2018-05-21 17:00 | 0.91848
Biomass | 2018-05-21 18:00 | 0.91848
Biomass | 2018-05-21 19:00 | 0.91848
Biomass | 2018-05-21 20:00 | 0.91848
Biomass | 2018-05-21 21:00 | 0.91848
Biomass | 2018-05-21 22:00 | 0.91848
Biomass | 2018-05-21 23:00 | 0.91848
Biomass | 2018-05-22 | 0.91848
Biomass | 2018-05-22 01:00 | 0.91848
Biomass | 2018-05-22 02:00 | 0.91848
Biomass | 2018-05-22 03:00 | 0.91848
Biomass | 2018-05-22 04:00 | 0.91848
Biomass | 2018-05-22 05:00 | 0.91848
Biomass | 2018-05-22 06:00 | 0.91848
Biomass | 2018-05-22 07:00 | 0.91848
Biomass | 2018-05-22 08:00 | 0.91848
Biomass | 2018-05-22 09:00 | 0.91848
Biomass | 2018-05-22 10:00 | 0.91848
Biomass | 2018-05-22 11:00 | 0.91848
Biomass | 2018-05-22 12:00 | 0.91848
Biomass | 2018-05-22 13:00 | 0.91848
Biomass | 2018-05-22 14:00 | 0.91848
Biomass | 2018-05-22 15:00 | 0.91848
Biomass | 2018-05-22 16:00 | 0.91848
Biomass | 2018-05-22 17:00 | 0.91848
Biomass | 2018-05-22 18:00 | 0.91848
Biomass | 2018-05-22 19:00 | 0.91848
Biomass | 2018-05-22 20:00 | 0.91848
Biomass | 2018-05-22 21:00 | 0.91848
Biomass | 2018-05-22 22:00 | 0.91848
Biomass | 2018-05-22 23:00 | 0.91848
Biomass | 2018-05-23 | 0.91848
Biomass | 2018-05-23 01:00 | 0.91848
Biomass | 2018-05-23 02:00 | 0.91848
Biomass | 2018-05-23 03:00 | 0.91848
Biomass | 2018-05-23 04:00 | 0.91848
Biomass | 2018-05-23 05:00 | 0.91848
Biomass | 2018-05-23 06:00 | 0.91848
Biomass | 2018-05-23 07:00 | 0.91848
Biomass | 2018-05-23 08:00 | 0.91848
Biomass | 2018-05-23 09:00 | 0.91848
Biomass | 2018-05-23 10:00 | 0.91848
Biomass | 2018-05-23 11:00 | 0.91848
Biomass | 2018-05-23 12:00 | 0.91848
Biomass | 2018-05-23 13:00 | 0.91848
Biomass | 2018-05-23 14:00 | 0.91848
Biomass | 2018-05-23 15:00 | 0.91848
Biomass | 2018-05-23 16:00 | 0.91848
Biomass | 2018-05-23 17:00 | 0.91848
Biomass | 2018-05-23 18:00 | 0.91848
Biomass | 2018-05-23 19:00 | 0.91848
Biomass | 2018-05-23 20:00 | 0.91848
Biomass | 2018-05-23 21:00 | 0.91848
Biomass | 2018-05-23 22:00 | 0.91848
Biomass | 2018-05-23 23:00 | 0.91848
Biomass | 2018-05-24 | 0.91848
Biomass | 2018-05-24 01:00 | 0.91848
Biomass | 2018-05-24 02:00 | 0.91848
Biomass | 2018-05-24 03:00 | 0.91848
Biomass | 2018-05-24 04:00 | 0.91848
Biomass | 2018-05-24 05:00 | 0.91848
Biomass | 2018-05-24 06:00 | 0.91848
Biomass | 2018-05-24 07:00 | 0.91848
Biomass | 2018-05-24 08:00 | 0.91848
Biomass | 2018-05-24 09:00 | 0.91848
Biomass | 2018-05-24 10:00 | 0.91848
Biomass | 2018-05-24 11:00 | 0.91848
Biomass | 2018-05-24 12:00 | 0.91848
Biomass | 2018-05-24 13:00 | 0.91848
Biomass | 2018-05-24 14:00 | 0.91848
Biomass | 2018-05-24 15:00 | 0.91848
Biomass | 2018-05-24 16:00 | 0.91848
Biomass | 2018-05-24 17:00 | 0.91848
Biomass | 2018-05-24 18:00 | 0.91848
Biomass | 2018-05-24 19:00 | 0.91848
Biomass | 2018-05-24 20:00 | 0.91848
Biomass | 2018-05-24 21:00 | 0.91848
Biomass | 2018-05-24 22:00 | 0.91848
Biomass | 2018-05-24 23:00 | 0.91848
Biomass | 2018-05-25 | 0.91848
Biomass | 2018-05-25 01:00 | 0.91848
Biomass | 2018-05-25 02:00 | 0.91848
Biomass | 2018-05-25 03:00 | 0.91848
Biomass | 2018-05-25 04:00 | 0.91848
Biomass | 2018-05-25 05:00 | 0.91848
Biomass | 2018-05-25 06:00 | 0.91848
Biomass | 2018-05-25 07:00 | 0.91848
Biomass | 2018-05-25 08:00 | 0.91848
Biomass | 2018-05-25 09:00 | 0.91848
Biomass | 2018-05-25 10:00 | 0.91848
Biomass | 2018-05-25 11:00 | 0.91848
Biomass | 2018-05-25 12:00 | 0.91848
Biomass | 2018-05-25 13:00 | 0.91848
Biomass | 2018-05-25 14:00 | 0.91848
Biomass | 2018-05-25 15:00 | 0.91848
Biomass | 2018-05-25 16:00 | 0.91848
Biomass | 2018-05-25 17:00 | 0.91848
Biomass | 2018-05-25 18:00 | 0.91848
Biomass | 2018-05-25 19:00 | 0.91848
Biomass | 2018-05-25 20:00 | 0.91848
Biomass | 2018-05-25 21:00 | 0.91848
Biomass | 2018-05-25 22:00 | 0.91848
Biomass | 2018-05-25 23:00 | 0.91848
Biomass | 2018-05-26 | 0.91848
Biomass | 2018-05-26 01:00 | 0.91848
Biomass | 2018-05-26 02:00 | 0.91848
Biomass | 2018-05-26 03:00 | 0.91848
Biomass | 2018-05-26 04:00 | 0.91848
Biomass | 2018-05-26 05:00 | 0.91848
Biomass | 2018-05-26 06:00 | 0.91848
Biomass | 2018-05-26 07:00 | 0.91848
Biomass | 2018-05-26 08:00 | 0.91848
Biomass | 2018-05-26 09:00 | 0.91848
Biomass | 2018-05-26 10:00 | 0.91848
Biomass | 2018-05-26 11:00 | 0.91848
Biomass | 2018-05-26 12:00 | 0.91848
Biomass | 2018-05-26 13:00 | 0.91848
Biomass | 2018-05-26 14:00 | 0.91848
Biomass | 2018-05-26 15:00 | 0.91848
Biomass | 2018-05-26 16:00 | 0.91848
Biomass | 2018-05-26 17:00 | 0.91848
Biomass | 2018-05-26 18:00 | 0.91848
Biomass | 2018-05-26 19:00 | 0.91848
Biomass | 2018-05-26 20:00 | 0.91848
Biomass | 2018-05-26 21:00 | 0.91848
Biomass | 2018-05-26 22:00 | 0.91848
Biomass | 2018-05-26 23:00 | 0.91848
Biomass | 2018-05-27 | 0.91848
Biomass | 2018-05-27 01:00 | 0.91848
Biomass | 2018-05-27 02:00 | 0.91848
Biomass | 2018-05-27 03:00 | 0.91848
Biomass | 2018-05-27 04:00 | 0.91848
Biomass | 2018-05-27 05:00 | 0.91848
Biomass | 2018-05-27 06:00 | 0.91848
Biomass | 2018-05-27 07:00 | 0.91848
Biomass | 2018-05-27 08:00 | 0.91848
Biomass | 2018-05-27 09:00 | 0.91848
Biomass | 2018-05-27 10:00 | 0.91848
Biomass | 2018-05-27 11:00 | 0.91848
Biomass | 2018-05-27 12:00 | 0.91848
Biomass | 2018-05-27 13:00 | 0.91848
Biomass | 2018-05-27 14:00 | 0.91848
Biomass | 2018-05-27 15:00 | 0.91848
Biomass | 2018-05-27 16:00 | 0.91848
Biomass | 2018-05-27 17:00 | 0.91848
Biomass | 2018-05-27 18:00 | 0.91848
Biomass | 2018-05-27 19:00 | 0.91848
Biomass | 2018-05-27 20:00 | 0.91848
Biomass | 2018-05-27 21:00 | 0.91848
Biomass | 2018-05-27 22:00 | 0.91848
Biomass | 2018-05-27 23:00 | 0.91848
Biomass | 2018-05-28 | 0.91848
Biomass | 2018-05-28 01:00 | 0.91848
Biomass | 2018-05-28 02:00 | 0.91848
Biomass | 2018-05-28 03:00 | 0.91848
Biomass | 2018-05-28 04:00 | 0.91848
Biomass | 2018-05-28 05:00 | 0.91848
Biomass | 2018-05-28 06:00 | 0.91848
Biomass | 2018-05-28 07:00 | 0.91848
Biomass | 2018-05-28 08:00 | 0.91848
Biomass | 2018-05-28 09:00 | 0.91848
Biomass | 2018-05-28 10:00 | 0.91848
Biomass | 2018-05-28 11:00 | 0.91848
Biomass | 2018-05-28 12:00 | 0.91848
Biomass | 2018-05-28 13:00 | 0.91848
Biomass | 2018-05-28 14:00 | 0.91848
Biomass | 2018-05-28 15:00 | 0.91848
Biomass | 2018-05-28 16:00 | 0.91848
Biomass | 2018-05-28 17:00 | 0.91848
Biomass | 2018-05-28 18:00 | 0.91848
Biomass | 2018-05-28 19:00 | 0.91848
Biomass | 2018-05-28 20:00 | 0.91848
Biomass | 2018-05-28 21:00 | 0.91848
Biomass | 2018-05-28 22:00 | 0.91848
Biomass | 2018-05-28 23:00 | 0.91848
Biomass | 2018-05-29 | 0.91848
Biomass | 2018-05-29 01:00 | 0.91848
Biomass | 2018-05-29 02:00 | 0.91848
Biomass | 2018-05-29 03:00 | 0.91848
Biomass | 2018-05-29 04:00 | 0.91848
Biomass | 2018-05-29 05:00 | 0.91848
Biomass | 2018-05-29 06:00 | 0.91848
Biomass | 2018-05-29 07:00 | 0.91848
Biomass | 2018-05-29 08:00 | 0.91848
Biomass | 2018-05-29 09:00 | 0.91848
Biomass | 2018-05-29 10:00 | 0.91848
Biomass | 2018-05-29 11:00 | 0.91848
Biomass | 2018-05-29 12:00 | 0.91848
Biomass | 2018-05-29 13:00 | 0.91848
Biomass | 2018-05-29 14:00 | 0.91848
Biomass | 2018-05-29 15:00 | 0.91848
Biomass | 2018-05-29 16:00 | 0.91848
Biomass | 2018-05-29 17:00 | 0.91848
Biomass | 2018-05-29 18:00 | 0.91848
Biomass | 2018-05-29 19:00 | 0.91848
Biomass | 2018-05-29 20:00 | 0.91848
Biomass | 2018-05-29 21:00 | 0.91848
Biomass | 2018-05-29 22:00 | 0.91848
Biomass | 2018-05-29 23:00 | 0.91848
Biomass | 2018-05-30 | 0.91848
Biomass | 2018-05-30 01:00 | 0.91848
Biomass | 2018-05-30 02:00 | 0.91848
Biomass | 2018-05-30 03:00 | 0.91848
Biomass | 2018-05-30 04:00 | 0.91848
Biomass | 2018-05-30 05:00 | 0.91848
Biomass | 2018-05-30 06:00 | 0.91848
Biomass | 2018-05-30 07:00 | 0.91848
Biomass | 2018-05-30 08:00 | 0.91848
Biomass | 2018-05-30 09:00 | 0.91848
Biomass | 2018-05-30 10:00 | 0.91848
Biomass | 2018-05-30 11:00 | 0.91848
Biomass | 2018-05-30 12:00 | 0.91848
Biomass | 2018-05-30 13:00 | 0.91848
Biomass | 2018-05-30 14:00 | 0.91848
Biomass | 2018-05-30 15:00 | 0.91848
Biomass | 2018-05-30 16:00 | 0.91848
Biomass | 2018-05-30 17:00 | 0.91848
Biomass | 2018-05-30 18:00 | 0.91848
Biomass | 2018-05-30 19:00 | 0.91848
Biomass | 2018-05-30 20:00 | 0.91848
Biomass | 2018-05-30 21:00 | 0.91848
Biomass | 2018-05-30 22:00 | 0.91848
Biomass | 2018-05-30 23:00 | 0.91848
Biomass | 2018-05-31 | 0.91848
Biomass | 2018-05-31 01:00 | 0.91848
Biomass | 2018-05-31 02:00 | 0.91848
Biomass | 2018-05-31 03:00 | 0.91848
Biomass | 2018-05-31 04:00 | 0.91848
Biomass | 2018-05-31 05:00 | 0.91848
Biomass | 2018-05-31 06:00 | 0.91848
Biomass | 2018-05-31 07:00 | 0.91848
Biomass | 2018-05-31 08:00 | 0.91848
Biomass | 2018-05-31 09:00 | 0.91848
Biomass | 2018-05-31 10:00 | 0.91848
Biomass | 2018-05-31 11:00 | 0.91848
Biomass | 2018-05-31 12:00 | 0.91848
Biomass | 2018-05-31 13:00 | 0.91848
Biomass | 2018-05-31 14:00 | 0.91848
Biomass | 2018-05-31 15:00 | 0.91848
Biomass | 2018-05-31 16:00 | 0.91848
Biomass | 2018-05-31 17:00 | 0.91848
Biomass | 2018-05-31 18:00 | 0.91848
Biomass | 2018-05-31 19:00 | 0.91848
Biomass | 2018-05-31 20:00 | 0.91848
Biomass | 2018-05-31 21:00 | 0.91848
Biomass | 2018-05-31 22:00 | 0.91848
Biomass | 2018-05-31 23:00 | 0.91848
Biomass | 2018-06-01 | 0.91848
Biomass | 2018-06-01 01:00 | 0.91848
Biomass | 2018-06-01 02:00 | 0.91848
Biomass | 2018-06-01 03:00 | 0.91848
Biomass | 2018-06-01 04:00 | 0.91848
Biomass | 2018-06-01 05:00 | 0.91848
Biomass | 2018-06-01 06:00 | 0.91848
Biomass | 2018-06-01 07:00 | 0.91848
Biomass | 2018-06-01 08:00 | 0.91848
Biomass | 2018-06-01 09:00 | 0.91848
Biomass | 2018-06-01 10:00 | 0.91848
Biomass | 2018-06-01 11:00 | 0.91848
Biomass | 2018-06-01 12:00 | 0.91848
Biomass | 2018-06-01 13:00 | 0.91848
Biomass | 2018-06-01 14:00 | 0.91848
Biomass | 2018-06-01 15:00 | 0.91848
Biomass | 2018-06-01 16:00 | 0.91848
Biomass | 2018-06-01 17:00 | 0.91848
Biomass | 2018-06-01 18:00 | 0.91848
Biomass | 2018-06-01 19:00 | 0.91848
Biomass | 2018-06-01 20:00 | 0.91848
Biomass | 2018-06-01 21:00 | 0.91848
Biomass | 2018-06-01 22:00 | 0.91848
Biomass | 2018-06-01 23:00 | 0.91848
Biomass | 2018-06-02 | 0.91848
Biomass | 2018-06-02 01:00 | 0.91848
Biomass | 2018-06-02 02:00 | 0.91848
Biomass | 2018-06-02 03:00 | 0.91848
Biomass | 2018-06-02 04:00 | 0.91848
Biomass | 2018-06-02 05:00 | 0.91848
Biomass | 2018-06-02 06:00 | 0.91848
Biomass | 2018-06-02 07:00 | 0.91848
Biomass | 2018-06-02 08:00 | 0.91848
Biomass | 2018-06-02 09:00 | 0.91848
Biomass | 2018-06-02 10:00 | 0.91848
Biomass | 2018-06-02 11:00 | 0.91848
Biomass | 2018-06-02 12:00 | 0.91848
Biomass | 2018-06-02 13:00 | 0.91848
Biomass | 2018-06-02 14:00 | 0.91848
Biomass | 2018-06-02 15:00 | 0.91848
Biomass | 2018-06-02 16:00 | 0.91848
Biomass | 2018-06-02 17:00 | 0.91848
Biomass | 2018-06-02 18:00 | 0.91848
Biomass | 2018-06-02 19:00 | 0.91848
Biomass | 2018-06-02 20:00 | 0.91848
Biomass | 2018-06-02 21:00 | 0.91848
Biomass | 2018-06-02 22:00 | 0.91848
Biomass | 2018-06-02 23:00 | 0.91848
Biomass | 2018-06-03 | 0.91848
Biomass | 2018-06-03 01:00 | 0.91848
Biomass | 2018-06-03 02:00 | 0.91848
Biomass | 2018-06-03 03:00 | 0.91848
Biomass | 2018-06-03 04:00 | 0.91848
Biomass | 2018-06-03 05:00 | 0.91848
Biomass | 2018-06-03 06:00 | 0.91848
Biomass | 2018-06-03 07:00 | 0.91848
Biomass | 2018-06-03 08:00 | 0.91848
Biomass | 2018-06-03 09:00 | 0.91848
Biomass | 2018-06-03 10:00 | 0.91848
Biomass | 2018-06-03 11:00 | 0.91848
Biomass | 2018-06-03 12:00 | 0.91848
Biomass | 2018-06-03 13:00 | 0.91848
Biomass | 2018-06-03 14:00 | 0.91848
Biomass | 2018-06-03 15:00 | 0.91848
Biomass | 2018-06-03 16:00 | 0.91848
Biomass | 2018-06-03 17:00 | 0.91848
Biomass | 2018-06-03 18:00 | 0.91848
Biomass | 2018-06-03 19:00 | 0.91848
Biomass | 2018-06-03 20:00 | 0.91848
Biomass | 2018-06-03 21:00 | 0.91848
Biomass | 2018-06-03 22:00 | 0.91848
Biomass | 2018-06-03 23:00 | 0.91848
Biomass | 2018-06-04 | 0.91848
Biomass | 2018-06-04 01:00 | 0.91848
Biomass | 2018-06-04 02:00 | 0.91848
Biomass | 2018-06-04 03:00 | 0.91848
Biomass | 2018-06-04 04:00 | 0.91848
Biomass | 2018-06-04 05:00 | 0.91848
Biomass | 2018-06-04 06:00 | 0.91848
Biomass | 2018-06-04 07:00 | 0.91848
Biomass | 2018-06-04 08:00 | 0.91848
Biomass | 2018-06-04 09:00 | 0.91848
Biomass | 2018-06-04 10:00 | 0.91848
Biomass | 2018-06-04 11:00 | 0.91848
Biomass | 2018-06-04 12:00 | 0.91848
Biomass | 2018-06-04 13:00 | 0.91848
Biomass | 2018-06-04 14:00 | 0.91848
Biomass | 2018-06-04 15:00 | 0.91848
Biomass | 2018-06-04 16:00 | 0.91848
Biomass | 2018-06-04 17:00 | 0.91848
Biomass | 2018-06-04 18:00 | 0.91848
Biomass | 2018-06-04 19:00 | 0.91848
Biomass | 2018-06-04 20:00 | 0.91848
Biomass | 2018-06-04 21:00 | 0.91848
Biomass | 2018-06-04 22:00 | 0.91848
Biomass | 2018-06-04 23:00 | 0.91848
Biomass | 2018-06-05 | 0.91848
Biomass | 2018-06-05 01:00 | 0.91848
Biomass | 2018-06-05 02:00 | 0.91848
Biomass | 2018-06-05 03:00 | 0.91848
Biomass | 2018-06-05 04:00 | 0.91848
Biomass | 2018-06-05 05:00 | 0.91848
Biomass | 2018-06-05 06:00 | 0.91848
Biomass | 2018-06-05 07:00 | 0.91848
Biomass | 2018-06-05 08:00 | 0.91848
Biomass | 2018-06-05 09:00 | 0.91848
Biomass | 2018-06-05 10:00 | 0.91848
Biomass | 2018-06-05 11:00 | 0.91848
Biomass | 2018-06-05 12:00 | 0.91848
Biomass | 2018-06-05 13:00 | 0.91848
Biomass | 2018-06-05 14:00 | 0.91848
Biomass | 2018-06-05 15:00 | 0.91848
Biomass | 2018-06-05 16:00 | 0.91848
Biomass | 2018-06-05 17:00 | 0.91848
Biomass | 2018-06-05 18:00 | 0.91848
Biomass | 2018-06-05 19:00 | 0.91848
Biomass | 2018-06-05 20:00 | 0.91848
Biomass | 2018-06-05 21:00 | 0.91848
Biomass | 2018-06-05 22:00 | 0.91848
Biomass | 2018-06-05 23:00 | 0.91848
Biomass | 2018-06-06 | 0.91848
Biomass | 2018-06-06 01:00 | 0.91848
Biomass | 2018-06-06 02:00 | 0.91848
Biomass | 2018-06-06 03:00 | 0.91848
Biomass | 2018-06-06 04:00 | 0.91848
Biomass | 2018-06-06 05:00 | 0.91848
Biomass | 2018-06-06 06:00 | 0.91848
Biomass | 2018-06-06 07:00 | 0.91848
Biomass | 2018-06-06 08:00 | 0.91848
Biomass | 2018-06-06 09:00 | 0.91848
Biomass | 2018-06-06 10:00 | 0.91848
Biomass | 2018-06-06 11:00 | 0.91848
Biomass | 2018-06-06 12:00 | 0.91848
Biomass | 2018-06-06 13:00 | 0.91848
Biomass | 2018-06-06 14:00 | 0.91848
Biomass | 2018-06-06 15:00 | 0.91848
Biomass | 2018-06-06 16:00 | 0.91848
Biomass | 2018-06-06 17:00 | 0.91848
Biomass | 2018-06-06 18:00 | 0.91848
Biomass | 2018-06-06 19:00 | 0.91848
Biomass | 2018-06-06 20:00 | 0.91848
Biomass | 2018-06-06 21:00 | 0.91848
Biomass | 2018-06-06 22:00 | 0.91848
Biomass | 2018-06-06 23:00 | 0.91848
Biomass | 2018-06-07 | 0.91848
Biomass | 2018-06-07 01:00 | 0.91848
Biomass | 2018-06-07 02:00 | 0.91848
Biomass | 2018-06-07 03:00 | 0.91848
Biomass | 2018-06-07 04:00 | 0.91848
Biomass | 2018-06-07 05:00 | 0.91848
Biomass | 2018-06-07 06:00 | 0.91848
Biomass | 2018-06-07 07:00 | 0.91848
Biomass | 2018-06-07 08:00 | 0.91848
Biomass | 2018-06-07 09:00 | 0.91848
Biomass | 2018-06-07 10:00 | 0.91848
Biomass | 2018-06-07 11:00 | 0.91848
Biomass | 2018-06-07 12:00 | 0.91848
Biomass | 2018-06-07 13:00 | 0.91848
Biomass | 2018-06-07 14:00 | 0.91848
Biomass | 2018-06-07 15:00 | 0.91848
Biomass | 2018-06-07 16:00 | 0.91848
Biomass | 2018-06-07 17:00 | 0.91848
Biomass | 2018-06-07 18:00 | 0.91848
Biomass | 2018-06-07 19:00 | 0.91848
Biomass | 2018-06-07 20:00 | 0.91848
Biomass | 2018-06-07 21:00 | 0.91848
Biomass | 2018-06-07 22:00 | 0.91848
Biomass | 2018-06-07 23:00 | 0.91848
Biomass | 2018-06-08 | 0.91848
Biomass | 2018-06-08 01:00 | 0.91848
Biomass | 2018-06-08 02:00 | 0.91848
Biomass | 2018-06-08 03:00 | 0.91848
Biomass | 2018-06-08 04:00 | 0.91848
Biomass | 2018-06-08 05:00 | 0.91848
Biomass | 2018-06-08 06:00 | 0.91848
Biomass | 2018-06-08 07:00 | 0.91848
Biomass | 2018-06-08 08:00 | 0.91848
Biomass | 2018-06-08 09:00 | 0.91848
Biomass | 2018-06-08 10:00 | 0.91848
Biomass | 2018-06-08 11:00 | 0.91848
Biomass | 2018-06-08 12:00 | 0.91848
Biomass | 2018-06-08 13:00 | 0.91848
Biomass | 2018-06-08 14:00 | 0.91848
Biomass | 2018-06-08 15:00 | 0.91848
Biomass | 2018-06-08 16:00 | 0.91848
Biomass | 2018-06-08 17:00 | 0.91848
Biomass | 2018-06-08 18:00 | 0.91848
Biomass | 2018-06-08 19:00 | 0.91848
Biomass | 2018-06-08 20:00 | 0.91848
Biomass | 2018-06-08 21:00 | 0.91848
Biomass | 2018-06-08 22:00 | 0.91848
Biomass | 2018-06-08 23:00 | 0.91848
Biomass | 2018-06-09 | 0.91848
Biomass | 2018-06-09 01:00 | 0.91848
Biomass | 2018-06-09 02:00 | 0.91848
Biomass | 2018-06-09 03:00 | 0.91848
Biomass | 2018-06-09 04:00 | 0.91848
Biomass | 2018-06-09 05:00 | 0.91848
Biomass | 2018-06-09 06:00 | 0.91848
Biomass | 2018-06-09 07:00 | 0.91848
Biomass | 2018-06-09 08:00 | 0.91848
Biomass | 2018-06-09 09:00 | 0.91848
Biomass | 2018-06-09 10:00 | 0.91848
Biomass | 2018-06-09 11:00 | 0.91848
Biomass | 2018-06-09 12:00 | 0.91848
Biomass | 2018-06-09 13:00 | 0.91848
Biomass | 2018-06-09 14:00 | 0.91848
Biomass | 2018-06-09 15:00 | 0.91848
Biomass | 2018-06-09 16:00 | 0.91848
Biomass | 2018-06-09 17:00 | 0.91848
Biomass | 2018-06-09 18:00 | 0.91848
Biomass | 2018-06-09 19:00 | 0.91848
Biomass | 2018-06-09 20:00 | 0.91848
Biomass | 2018-06-09 21:00 | 0.91848
Biomass | 2018-06-09 22:00 | 0.91848
Biomass | 2018-06-09 23:00 | 0.91848
Biomass | 2018-06-10 | 0.91848
Biomass | 2018-06-10 01:00 | 0.91848
Biomass | 2018-06-10 02:00 | 0.91848
Biomass | 2018-06-10 03:00 | 0.91848
Biomass | 2018-06-10 04:00 | 0.91848
Biomass | 2018-06-10 05:00 | 0.91848
Biomass | 2018-06-10 06:00 | 0.91848
Biomass | 2018-06-10 07:00 | 0.91848
Biomass | 2018-06-10 08:00 | 0.91848
Biomass | 2018-06-10 09:00 | 0.91848
Biomass | 2018-06-10 10:00 | 0.91848
Biomass | 2018-06-10 11:00 | 0.91848
Biomass | 2018-06-10 12:00 | 0.91848
Biomass | 2018-06-10 13:00 | 0.91848
Biomass | 2018-06-10 14:00 | 0.91848
Biomass | 2018-06-10 15:00 | 0.91848
Biomass | 2018-06-10 16:00 | 0.91848
Biomass | 2018-06-10 17:00 | 0.91848
Biomass | 2018-06-10 18:00 | 0.91848
Biomass | 2018-06-10 19:00 | 0.91848
Biomass | 2018-06-10 20:00 | 0.91848
Biomass | 2018-06-10 21:00 | 0.91848
Biomass | 2018-06-10 22:00 | 0.91848
Biomass | 2018-06-10 23:00 | 0.91848
Biomass | 2018-06-11 | 0.91848
Biomass | 2018-06-11 01:00 | 0.91848
Biomass | 2018-06-11 02:00 | 0.91848
Biomass | 2018-06-11 03:00 | 0.91848
Biomass | 2018-06-11 04:00 | 0.91848
Biomass | 2018-06-11 05:00 | 0.91848
Biomass | 2018-06-11 06:00 | 0.91848
Biomass | 2018-06-11 07:00 | 0.91848
Biomass | 2018-06-11 08:00 | 0.91848
Biomass | 2018-06-11 09:00 | 0.91848
Biomass | 2018-06-11 10:00 | 0.91848
Biomass | 2018-06-11 11:00 | 0.91848
Biomass | 2018-06-11 12:00 | 0.91848
Biomass | 2018-06-11 13:00 | 0.91848
Biomass | 2018-06-11 14:00 | 0.91848
Biomass | 2018-06-11 15:00 | 0.91848
Biomass | 2018-06-11 16:00 | 0.91848
Biomass | 2018-06-11 17:00 | 0.91848
Biomass | 2018-06-11 18:00 | 0.91848
Biomass | 2018-06-11 19:00 | 0.91848
Biomass | 2018-06-11 20:00 | 0.91848
Biomass | 2018-06-11 21:00 | 0.91848
Biomass | 2018-06-11 22:00 | 0.91848
Biomass | 2018-06-11 23:00 | 0.91848
Biomass | 2018-06-12 | 0.91848
Biomass | 2018-06-12 01:00 | 0.91848
Biomass | 2018-06-12 02:00 | 0.91848
Biomass | 2018-06-12 03:00 | 0.91848
Biomass | 2018-06-12 04:00 | 0.91848
Biomass | 2018-06-12 05:00 | 0.91848
Biomass | 2018-06-12 06:00 | 0.91848
Biomass | 2018-06-12 07:00 | 0.91848
Biomass | 2018-06-12 08:00 | 0.91848
Biomass | 2018-06-12 09:00 | 0.91848
Biomass | 2018-06-12 10:00 | 0.91848
Biomass | 2018-06-12 11:00 | 0.91848
Biomass | 2018-06-12 12:00 | 0.91848
Biomass | 2018-06-12 13:00 | 0.91848
Biomass | 2018-06-12 14:00 | 0.91848
Biomass | 2018-06-12 15:00 | 0.91848
Biomass | 2018-06-12 16:00 | 0.91848
Biomass | 2018-06-12 17:00 | 0.91848
Biomass | 2018-06-12 18:00 | 0.91848
Biomass | 2018-06-12 19:00 | 0.91848
Biomass | 2018-06-12 20:00 | 0.91848
Biomass | 2018-06-12 21:00 | 0.91848
Biomass | 2018-06-12 22:00 | 0.91848
Biomass | 2018-06-12 23:00 | 0.91848
Biomass | 2018-06-13 | 0.91848
Biomass | 2018-06-13 01:00 | 0.91848
Biomass | 2018-06-13 02:00 | 0.91848
Biomass | 2018-06-13 03:00 | 0.91848
Biomass | 2018-06-13 04:00 | 0.91848
Biomass | 2018-06-13 05:00 | 0.91848
Biomass | 2018-06-13 06:00 | 0.91848
Biomass | 2018-06-13 07:00 | 0.91848
Biomass | 2018-06-13 08:00 | 0.91848
Biomass | 2018-06-13 09:00 | 0.91848
Biomass | 2018-06-13 10:00 | 0.91848
Biomass | 2018-06-13 11:00 | 0.91848
Biomass | 2018-06-13 12:00 | 0.91848
Biomass | 2018-06-13 13:00 | 0.91848
Biomass | 2018-06-13 14:00 | 0.91848
Biomass | 2018-06-13 15:00 | 0.91848
Biomass | 2018-06-13 16:00 | 0.91848
Biomass | 2018-06-13 17:00 | 0.91848
Biomass | 2018-06-13 18:00 | 0.91848
Biomass | 2018-06-13 19:00 | 0.91848
Biomass | 2018-06-13 20:00 | 0.91848
Biomass | 2018-06-13 21:00 | 0.91848
Biomass | 2018-06-13 22:00 | 0.91848
Biomass | 2018-06-13 23:00 | 0.91848
Biomass | 2018-06-14 | 0.91848
Biomass | 2018-06-14 01:00 | 0.91848
Biomass | 2018-06-14 02:00 | 0.91848
Biomass | 2018-06-14 03:00 | 0.91848
Biomass | 2018-06-14 04:00 | 0.91848
Biomass | 2018-06-14 05:00 | 0.91848
Biomass | 2018-06-14 06:00 | 0.91848
Biomass | 2018-06-14 07:00 | 0.91848
Biomass | 2018-06-14 08:00 | 0.91848
Biomass | 2018-06-14 09:00 | 0.91848
Biomass | 2018-06-14 10:00 | 0.91848
Biomass | 2018-06-14 11:00 | 0.91848
Biomass | 2018-06-14 12:00 | 0.91848
Biomass | 2018-06-14 13:00 | 0.91848
Biomass | 2018-06-14 14:00 | 0.91848
Biomass | 2018-06-14 15:00 | 0.91848
Biomass | 2018-06-14 16:00 | 0.91848
Biomass | 2018-06-14 17:00 | 0.91848
Biomass | 2018-06-14 18:00 | 0.91848
Biomass | 2018-06-14 19:00 | 0.91848
Biomass | 2018-06-14 20:00 | 0.91848
Biomass | 2018-06-14 21:00 | 0.91848
Biomass | 2018-06-14 22:00 | 0.91848
Biomass | 2018-06-14 23:00 | 0.91848
Biomass | 2018-06-15 | 0.91848
Biomass | 2018-06-15 01:00 | 0.91848
Biomass | 2018-06-15 02:00 | 0.91848
Biomass | 2018-06-15 03:00 | 0.91848
Biomass | 2018-06-15 04:00 | 0.91848
Biomass | 2018-06-15 05:00 | 0.91848
Biomass | 2018-06-15 06:00 | 0.91848
Biomass | 2018-06-15 07:00 | 0.91848
Biomass | 2018-06-15 08:00 | 0.91848
Biomass | 2018-06-15 09:00 | 0.91848
Biomass | 2018-06-15 10:00 | 0.91848
Biomass | 2018-06-15 11:00 | 0.91848
Biomass | 2018-06-15 12:00 | 0.91848
Biomass | 2018-06-15 13:00 | 0.91848
Biomass | 2018-06-15 14:00 | 0.91848
Biomass | 2018-06-15 15:00 | 0.91848
Biomass | 2018-06-15 16:00 | 0.91848
Biomass | 2018-06-15 17:00 | 0.91848
Biomass | 2018-06-15 18:00 | 0.91848
Biomass | 2018-06-15 19:00 | 0.91848
Biomass | 2018-06-15 20:00 | 0.91848
Biomass | 2018-06-15 21:00 | 0.91848
Biomass | 2018-06-15 22:00 | 0.91848
Biomass | 2018-06-15 23:00 | 0.91848
Biomass | 2018-06-16 | 0.91848
Biomass | 2018-06-16 01:00 | 0.91848
Biomass | 2018-06-16 02:00 | 0.91848
Biomass | 2018-06-16 03:00 | 0.91848
Biomass | 2018-06-16 04:00 | 0.91848
Biomass | 2018-06-16 05:00 | 0.91848
Biomass | 2018-06-16 06:00 | 0.91848
Biomass | 2018-06-16 07:00 | 0.91848
Biomass | 2018-06-16 08:00 | 0.91848
Biomass | 2018-06-16 09:00 | 0.91848
Biomass | 2018-06-16 10:00 | 0.91848
Biomass | 2018-06-16 11:00 | 0.91848
Biomass | 2018-06-16 12:00 | 0.91848
Biomass | 2018-06-16 13:00 | 0.91848
Biomass | 2018-06-16 14:00 | 0.91848
Biomass | 2018-06-16 15:00 | 0.91848
Biomass | 2018-06-16 16:00 | 0.91848
Biomass | 2018-06-16 17:00 | 0.91848
Biomass | 2018-06-16 18:00 | 0.91848
Biomass | 2018-06-16 19:00 | 0.91848
Biomass | 2018-06-16 20:00 | 0.91848
Biomass | 2018-06-16 21:00 | 0.91848
Biomass | 2018-06-16 22:00 | 0.91848
Biomass | 2018-06-16 23:00 | 0.91848
Biomass | 2018-06-17 | 0.91848
Biomass | 2018-06-17 01:00 | 0.91848
Biomass | 2018-06-17 02:00 | 0.91848
Biomass | 2018-06-17 03:00 | 0.91848
Biomass | 2018-06-17 04:00 | 0.91848
Biomass | 2018-06-17 05:00 | 0.91848
Biomass | 2018-06-17 06:00 | 0.91848
Biomass | 2018-06-17 07:00 | 0.91848
Biomass | 2018-06-17 08:00 | 0.91848
Biomass | 2018-06-17 09:00 | 0.91848
Biomass | 2018-06-17 10:00 | 0.91848
Biomass | 2018-06-17 11:00 | 0.91848
Biomass | 2018-06-17 12:00 | 0.91848
Biomass | 2018-06-17 13:00 | 0.91848
Biomass | 2018-06-17 14:00 | 0.91848
Biomass | 2018-06-17 15:00 | 0.91848
Biomass | 2018-06-17 16:00 | 0.91848
Biomass | 2018-06-17 17:00 | 0.91848
Biomass | 2018-06-17 18:00 | 0.91848
Biomass | 2018-06-17 19:00 | 0.91848
Biomass | 2018-06-17 20:00 | 0.91848
Biomass | 2018-06-17 21:00 | 0.91848
Biomass | 2018-06-17 22:00 | 0.91848
Biomass | 2018-06-17 23:00 | 0.91848
Biomass | 2018-06-18 | 0.91848
Biomass | 2018-06-18 01:00 | 0.91848
Biomass | 2018-06-18 02:00 | 0.91848
Biomass | 2018-06-18 03:00 | 0.91848
Biomass | 2018-06-18 04:00 | 0.91848
Biomass | 2018-06-18 05:00 | 0.91848
Biomass | 2018-06-18 06:00 | 0.91848
Biomass | 2018-06-18 07:00 | 0.91848
Biomass | 2018-06-18 08:00 | 0.91848
Biomass | 2018-06-18 09:00 | 0.91848
Biomass | 2018-06-18 10:00 | 0.91848
Biomass | 2018-06-18 11:00 | 0.91848
Biomass | 2018-06-18 12:00 | 0.91848
Biomass | 2018-06-18 13:00 | 0.91848
Biomass | 2018-06-18 14:00 | 0.91848
Biomass | 2018-06-18 15:00 | 0.91848
Biomass | 2018-06-18 16:00 | 0.91848
Biomass | 2018-06-18 17:00 | 0.91848
Biomass | 2018-06-18 18:00 | 0.91848
Biomass | 2018-06-18 19:00 | 0.91848
Biomass | 2018-06-18 20:00 | 0.91848
Biomass | 2018-06-18 21:00 | 0.91848
Biomass | 2018-06-18 22:00 | 0.91848
Biomass | 2018-06-18 23:00 | 0.91848
Biomass | 2018-06-19 | 0.91848
Biomass | 2018-06-19 01:00 | 0.91848
Biomass | 2018-06-19 02:00 | 0.91848
Biomass | 2018-06-19 03:00 | 0.91848
Biomass | 2018-06-19 04:00 | 0.91848
Biomass | 2018-06-19 05:00 | 0.91848
Biomass | 2018-06-19 06:00 | 0.91848
Biomass | 2018-06-19 07:00 | 0.91848
Biomass | 2018-06-19 08:00 | 0.91848
Biomass | 2018-06-19 09:00 | 0.91848
Biomass | 2018-06-19 10:00 | 0.91848
Biomass | 2018-06-19 11:00 | 0.91848
Biomass | 2018-06-19 12:00 | 0.91848
Biomass | 2018-06-19 13:00 | 0.91848
Biomass | 2018-06-19 14:00 | 0.91848
Biomass | 2018-06-19 15:00 | 0.91848
Biomass | 2018-06-19 16:00 | 0.91848
Biomass | 2018-06-19 17:00 | 0.91848
Biomass | 2018-06-19 18:00 | 0.91848
Biomass | 2018-06-19 19:00 | 0.91848
Biomass | 2018-06-19 20:00 | 0.91848
Biomass | 2018-06-19 21:00 | 0.91848
Biomass | 2018-06-19 22:00 | 0.91848
Biomass | 2018-06-19 23:00 | 0.91848
Biomass | 2018-06-20 | 0.91848
Biomass | 2018-06-20 01:00 | 0.91848
Biomass | 2018-06-20 02:00 | 0.91848
Biomass | 2018-06-20 03:00 | 0.91848
Biomass | 2018-06-20 04:00 | 0.91848
Biomass | 2018-06-20 05:00 | 0.91848
Biomass | 2018-06-20 06:00 | 0.91848
Biomass | 2018-06-20 07:00 | 0.91848
Biomass | 2018-06-20 08:00 | 0.91848
Biomass | 2018-06-20 09:00 | 0.91848
Biomass | 2018-06-20 10:00 | 0.91848
Biomass | 2018-06-20 11:00 | 0.91848
Biomass | 2018-06-20 12:00 | 0.91848
Biomass | 2018-06-20 13:00 | 0.91848
Biomass | 2018-06-20 14:00 | 0.91848
Biomass | 2018-06-20 15:00 | 0.91848
Biomass | 2018-06-20 16:00 | 0.91848
Biomass | 2018-06-20 17:00 | 0.91848
Biomass | 2018-06-20 18:00 | 0.91848
Biomass | 2018-06-20 19:00 | 0.91848
Biomass | 2018-06-20 20:00 | 0.91848
Biomass | 2018-06-20 21:00 | 0.91848
Biomass | 2018-06-20 22:00 | 0.91848
Biomass | 2018-06-20 23:00 | 0.91848
Biomass | 2018-06-21 | 0.91848
Biomass | 2018-06-21 01:00 | 0.91848
Biomass | 2018-06-21 02:00 | 0.91848
Biomass | 2018-06-21 03:00 | 0.91848
Biomass | 2018-06-21 04:00 | 0.91848
Biomass | 2018-06-21 05:00 | 0.91848
Biomass | 2018-06-21 06:00 | 0.91848
Biomass | 2018-06-21 07:00 | 0.91848
Biomass | 2018-06-21 08:00 | 0.91848
Biomass | 2018-06-21 09:00 | 0.91848
Biomass | 2018-06-21 10:00 | 0.91848
Biomass | 2018-06-21 11:00 | 0.91848
Biomass | 2018-06-21 12:00 | 0.91848
Biomass | 2018-06-21 13:00 | 0.91848
Biomass | 2018-06-21 14:00 | 0.91848
Biomass | 2018-06-21 15:00 | 0.91848
Biomass | 2018-06-21 16:00 | 0.91848
Biomass | 2018-06-21 17:00 | 0.91848
Biomass | 2018-06-21 18:00 | 0.91848
Biomass | 2018-06-21 19:00 | 0.91848
Biomass | 2018-06-21 20:00 | 0.91848
Biomass | 2018-06-21 21:00 | 0.91848
Biomass | 2018-06-21 22:00 | 0.91848
Biomass | 2018-06-21 23:00 | 0.91848
Biomass | 2018-06-22 | 0.91848
Biomass | 2018-06-22 01:00 | 0.91848
Biomass | 2018-06-22 02:00 | 0.91848
Biomass | 2018-06-22 03:00 | 0.91848
Biomass | 2018-06-22 04:00 | 0.91848
Biomass | 2018-06-22 05:00 | 0.91848
Biomass | 2018-06-22 06:00 | 0.91848
Biomass | 2018-06-22 07:00 | 0.91848
Biomass | 2018-06-22 08:00 | 0.91848
Biomass | 2018-06-22 09:00 | 0.91848
Biomass | 2018-06-22 10:00 | 0.91848
Biomass | 2018-06-22 11:00 | 0.91848
Biomass | 2018-06-22 12:00 | 0.91848
Biomass | 2018-06-22 13:00 | 0.91848
Biomass | 2018-06-22 14:00 | 0.91848
Biomass | 2018-06-22 15:00 | 0.91848
Biomass | 2018-06-22 16:00 | 0.91848
Biomass | 2018-06-22 17:00 | 0.91848
Biomass | 2018-06-22 18:00 | 0.91848
Biomass | 2018-06-22 19:00 | 0.91848
Biomass | 2018-06-22 20:00 | 0.91848
Biomass | 2018-06-22 21:00 | 0.91848
Biomass | 2018-06-22 22:00 | 0.91848
Biomass | 2018-06-22 23:00 | 0.91848
Biomass | 2018-06-23 | 0.91848
Biomass | 2018-06-23 01:00 | 0.91848
Biomass | 2018-06-23 02:00 | 0.91848
Biomass | 2018-06-23 03:00 | 0.91848
Biomass | 2018-06-23 04:00 | 0.91848
Biomass | 2018-06-23 05:00 | 0.91848
Biomass | 2018-06-23 06:00 | 0.91848
Biomass | 2018-06-23 07:00 | 0.91848
Biomass | 2018-06-23 08:00 | 0.91848
Biomass | 2018-06-23 09:00 | 0.91848
Biomass | 2018-06-23 10:00 | 0.91848
Biomass | 2018-06-23 11:00 | 0.91848
Biomass | 2018-06-23 12:00 | 0.91848
Biomass | 2018-06-23 13:00 | 0.91848
Biomass | 2018-06-23 14:00 | 0.91848
Biomass | 2018-06-23 15:00 | 0.91848
Biomass | 2018-06-23 16:00 | 0.91848
Biomass | 2018-06-23 17:00 | 0.91848
Biomass | 2018-06-23 18:00 | 0.91848
Biomass | 2018-06-23 19:00 | 0.91848
Biomass | 2018-06-23 20:00 | 0.91848
Biomass | 2018-06-23 21:00 | 0.91848
Biomass | 2018-06-23 22:00 | 0.91848
Biomass | 2018-06-23 23:00 | 0.91848
Biomass | 2018-06-24 | 0.91848
Biomass | 2018-06-24 01:00 | 0.91848
Biomass | 2018-06-24 02:00 | 0.91848
Biomass | 2018-06-24 03:00 | 0.91848
Biomass | 2018-06-24 04:00 | 0.91848
Biomass | 2018-06-24 05:00 | 0.91848
Biomass | 2018-06-24 06:00 | 0.91848
Biomass | 2018-06-24 07:00 | 0.91848
Biomass | 2018-06-24 08:00 | 0.91848
Biomass | 2018-06-24 09:00 | 0.91848
Biomass | 2018-06-24 10:00 | 0.91848
Biomass | 2018-06-24 11:00 | 0.91848
Biomass | 2018-06-24 12:00 | 0.91848
Biomass | 2018-06-24 13:00 | 0.91848
Biomass | 2018-06-24 14:00 | 0.91848
Biomass | 2018-06-24 15:00 | 0.91848
Biomass | 2018-06-24 16:00 | 0.91848
Biomass | 2018-06-24 17:00 | 0.91848
Biomass | 2018-06-24 18:00 | 0.91848
Biomass | 2018-06-24 19:00 | 0.91848
Biomass | 2018-06-24 20:00 | 0.91848
Biomass | 2018-06-24 21:00 | 0.91848
Biomass | 2018-06-24 22:00 | 0.91848
Biomass | 2018-06-24 23:00 | 0.91848
Biomass | 2018-06-25 | 0.91848
Biomass | 2018-06-25 01:00 | 0.91848
Biomass | 2018-06-25 02:00 | 0.91848
Biomass | 2018-06-25 03:00 | 0.91848
Biomass | 2018-06-25 04:00 | 0.91848
Biomass | 2018-06-25 05:00 | 0.91848
Biomass | 2018-06-25 06:00 | 0.91848
Biomass | 2018-06-25 07:00 | 0.91848
Biomass | 2018-06-25 08:00 | 0.91848
Biomass | 2018-06-25 09:00 | 0.91848
Biomass | 2018-06-25 10:00 | 0.91848
Biomass | 2018-06-25 11:00 | 0.91848
Biomass | 2018-06-25 12:00 | 0.91848
Biomass | 2018-06-25 13:00 | 0.91848
Biomass | 2018-06-25 14:00 | 0.91848
Biomass | 2018-06-25 15:00 | 0.91848
Biomass | 2018-06-25 16:00 | 0.91848
Biomass | 2018-06-25 17:00 | 0.91848
Biomass | 2018-06-25 18:00 | 0.91848
Biomass | 2018-06-25 19:00 | 0.91848
Biomass | 2018-06-25 20:00 | 0.91848
Biomass | 2018-06-25 21:00 | 0.91848
Biomass | 2018-06-25 22:00 | 0.91848
Biomass | 2018-06-25 23:00 | 0.91848
Biomass | 2018-06-26 | 0.91848
Biomass | 2018-06-26 01:00 | 0.91848
Biomass | 2018-06-26 02:00 | 0.91848
Biomass | 2018-06-26 03:00 | 0.91848
Biomass | 2018-06-26 04:00 | 0.91848
Biomass | 2018-06-26 05:00 | 0.91848
Biomass | 2018-06-26 06:00 | 0.91848
Biomass | 2018-06-26 07:00 | 0.91848
Biomass | 2018-06-26 08:00 | 0.91848
Biomass | 2018-06-26 09:00 | 0.91848
Biomass | 2018-06-26 10:00 | 0.91848
Biomass | 2018-06-26 11:00 | 0.91848
Biomass | 2018-06-26 12:00 | 0.91848
Biomass | 2018-06-26 13:00 | 0.91848
Biomass | 2018-06-26 14:00 | 0.91848
Biomass | 2018-06-26 15:00 | 0.91848
Biomass | 2018-06-26 16:00 | 0.91848
Biomass | 2018-06-26 17:00 | 0.91848
Biomass | 2018-06-26 18:00 | 0.91848
Biomass | 2018-06-26 19:00 | 0.91848
Biomass | 2018-06-26 20:00 | 0.91848
Biomass | 2018-06-26 21:00 | 0.91848
Biomass | 2018-06-26 22:00 | 0.91848
Biomass | 2018-06-26 23:00 | 0.91848
Biomass | 2018-06-27 | 0.91848
Biomass | 2018-06-27 01:00 | 0.91848
Biomass | 2018-06-27 02:00 | 0.91848
Biomass | 2018-06-27 03:00 | 0.91848
Biomass | 2018-06-27 04:00 | 0.91848
Biomass | 2018-06-27 05:00 | 0.91848
Biomass | 2018-06-27 06:00 | 0.91848
Biomass | 2018-06-27 07:00 | 0.91848
Biomass | 2018-06-27 08:00 | 0.91848
Biomass | 2018-06-27 09:00 | 0.91848
Biomass | 2018-06-27 10:00 | 0.91848
Biomass | 2018-06-27 11:00 | 0.91848
Biomass | 2018-06-27 12:00 | 0.91848
Biomass | 2018-06-27 13:00 | 0.91848
Biomass | 2018-06-27 14:00 | 0.91848
Biomass | 2018-06-27 15:00 | 0.91848
Biomass | 2018-06-27 16:00 | 0.91848
Biomass | 2018-06-27 17:00 | 0.91848
Biomass | 2018-06-27 18:00 | 0.91848
Biomass | 2018-06-27 19:00 | 0.91848
Biomass | 2018-06-27 20:00 | 0.91848
Biomass | 2018-06-27 21:00 | 0.91848
Biomass | 2018-06-27 22:00 | 0.91848
Biomass | 2018-06-27 23:00 | 0.91848
Biomass | 2018-06-28 | 0.91848
Biomass | 2018-06-28 01:00 | 0.91848
Biomass | 2018-06-28 02:00 | 0.91848
Biomass | 2018-06-28 03:00 | 0.91848
Biomass | 2018-06-28 04:00 | 0.91848
Biomass | 2018-06-28 05:00 | 0.91848
Biomass | 2018-06-28 06:00 | 0.91848
Biomass | 2018-06-28 07:00 | 0.91848
Biomass | 2018-06-28 08:00 | 0.91848
Biomass | 2018-06-28 09:00 | 0.91848
Biomass | 2018-06-28 10:00 | 0.91848
Biomass | 2018-06-28 11:00 | 0.91848
Biomass | 2018-06-28 12:00 | 0.91848
Biomass | 2018-06-28 13:00 | 0.91848
Biomass | 2018-06-28 14:00 | 0.91848
Biomass | 2018-06-28 15:00 | 0.91848
Biomass | 2018-06-28 16:00 | 0.91848
Biomass | 2018-06-28 17:00 | 0.91848
Biomass | 2018-06-28 18:00 | 0.91848
Biomass | 2018-06-28 19:00 | 0.91848
Biomass | 2018-06-28 20:00 | 0.91848
Biomass | 2018-06-28 21:00 | 0.91848
Biomass | 2018-06-28 22:00 | 0.91848
Biomass | 2018-06-28 23:00 | 0.91848
Biomass | 2018-06-29 | 0.91848
Biomass | 2018-06-29 01:00 | 0.91848
Biomass | 2018-06-29 02:00 | 0.91848
Biomass | 2018-06-29 03:00 | 0.91848
Biomass | 2018-06-29 04:00 | 0.91848
Biomass | 2018-06-29 05:00 | 0.91848
Biomass | 2018-06-29 06:00 | 0.91848
Biomass | 2018-06-29 07:00 | 0.91848
Biomass | 2018-06-29 08:00 | 0.91848
Biomass | 2018-06-29 09:00 | 0.91848
Biomass | 2018-06-29 10:00 | 0.91848
Biomass | 2018-06-29 11:00 | 0.91848
Biomass | 2018-06-29 12:00 | 0.91848
Biomass | 2018-06-29 13:00 | 0.91848
Biomass | 2018-06-29 14:00 | 0.91848
Biomass | 2018-06-29 15:00 | 0.91848
Biomass | 2018-06-29 16:00 | 0.91848
Biomass | 2018-06-29 17:00 | 0.91848
Biomass | 2018-06-29 18:00 | 0.91848
Biomass | 2018-06-29 19:00 | 0.91848
Biomass | 2018-06-29 20:00 | 0.91848
Biomass | 2018-06-29 21:00 | 0.91848
Biomass | 2018-06-29 22:00 | 0.91848
Biomass | 2018-06-29 23:00 | 0.91848
Biomass | 2018-06-30 | 0.91848
Biomass | 2018-06-30 01:00 | 0.91848
Biomass | 2018-06-30 02:00 | 0.91848
Biomass | 2018-06-30 03:00 | 0.91848
Biomass | 2018-06-30 04:00 | 0.91848
Biomass | 2018-06-30 05:00 | 0.91848
Biomass | 2018-06-30 06:00 | 0.91848
Biomass | 2018-06-30 07:00 | 0.91848
Biomass | 2018-06-30 08:00 | 0.91848
Biomass | 2018-06-30 09:00 | 0.91848
Biomass | 2018-06-30 10:00 | 0.91848
Biomass | 2018-06-30 11:00 | 0.91848
Biomass | 2018-06-30 12:00 | 0.91848
Biomass | 2018-06-30 13:00 | 0.91848
Biomass | 2018-06-30 14:00 | 0.91848
Biomass | 2018-06-30 15:00 | 0.91848
Biomass | 2018-06-30 16:00 | 0.91848
Biomass | 2018-06-30 17:00 | 0.91848
Biomass | 2018-06-30 18:00 | 0.91848
Biomass | 2018-06-30 19:00 | 0.91848
Biomass | 2018-06-30 20:00 | 0.91848
Biomass | 2018-06-30 21:00 | 0.91848
Biomass | 2018-06-30 22:00 | 0.91848
Biomass | 2018-06-30 23:00 | 0.91848
Biomass | 2018-07-01 | 0.91848
Biomass | 2018-07-01 01:00 | 0.91848
Biomass | 2018-07-01 02:00 | 0.91848
Biomass | 2018-07-01 03:00 | 0.91848
Biomass | 2018-07-01 04:00 | 0.91848
Biomass | 2018-07-01 05:00 | 0.91848
Biomass | 2018-07-01 06:00 | 0.91848
Biomass | 2018-07-01 07:00 | 0.91848
Biomass | 2018-07-01 08:00 | 0.91848
Biomass | 2018-07-01 09:00 | 0.91848
Biomass | 2018-07-01 10:00 | 0.91848
Biomass | 2018-07-01 11:00 | 0.91848
Biomass | 2018-07-01 12:00 | 0.91848
Biomass | 2018-07-01 13:00 | 0.91848
Biomass | 2018-07-01 14:00 | 0.91848
Biomass | 2018-07-01 15:00 | 0.91848
Biomass | 2018-07-01 16:00 | 0.91848
Biomass | 2018-07-01 17:00 | 0.91848
Biomass | 2018-07-01 18:00 | 0.91848
Biomass | 2018-07-01 19:00 | 0.91848
Biomass | 2018-07-01 20:00 | 0.91848
Biomass | 2018-07-01 21:00 | 0.91848
Biomass | 2018-07-01 22:00 | 0.91848
Biomass | 2018-07-01 23:00 | 0.91848
Biomass | 2018-07-02 | 0.91848
Biomass | 2018-07-02 01:00 | 0.91848
Biomass | 2018-07-02 02:00 | 0.91848
Biomass | 2018-07-02 03:00 | 0.91848
Biomass | 2018-07-02 04:00 | 0.91848
Biomass | 2018-07-02 05:00 | 0.91848
Biomass | 2018-07-02 06:00 | 0.91848
Biomass | 2018-07-02 07:00 | 0.91848
Biomass | 2018-07-02 08:00 | 0.91848
Biomass | 2018-07-02 09:00 | 0.91848
Biomass | 2018-07-02 10:00 | 0.91848
Biomass | 2018-07-02 11:00 | 0.91848
Biomass | 2018-07-02 12:00 | 0.91848
Biomass | 2018-07-02 13:00 | 0.91848
Biomass | 2018-07-02 14:00 | 0.91848
Biomass | 2018-07-02 15:00 | 0.91848
Biomass | 2018-07-02 16:00 | 0.91848
Biomass | 2018-07-02 17:00 | 0.91848
Biomass | 2018-07-02 18:00 | 0.91848
Biomass | 2018-07-02 19:00 | 0.91848
Biomass | 2018-07-02 20:00 | 0.91848
Biomass | 2018-07-02 21:00 | 0.91848
Biomass | 2018-07-02 22:00 | 0.91848
Biomass | 2018-07-02 23:00 | 0.91848
Biomass | 2018-07-03 | 0.91848
Biomass | 2018-07-03 01:00 | 0.91848
Biomass | 2018-07-03 02:00 | 0.91848
Biomass | 2018-07-03 03:00 | 0.91848
Biomass | 2018-07-03 04:00 | 0.91848
Biomass | 2018-07-03 05:00 | 0.91848
Biomass | 2018-07-03 06:00 | 0.91848
Biomass | 2018-07-03 07:00 | 0.91848
Biomass | 2018-07-03 08:00 | 0.91848
Biomass | 2018-07-03 09:00 | 0.91848
Biomass | 2018-07-03 10:00 | 0.91848
Biomass | 2018-07-03 11:00 | 0.91848
Biomass | 2018-07-03 12:00 | 0.91848
Biomass | 2018-07-03 13:00 | 0.91848
Biomass | 2018-07-03 14:00 | 0.91848
Biomass | 2018-07-03 15:00 | 0.91848
Biomass | 2018-07-03 16:00 | 0.91848
Biomass | 2018-07-03 17:00 | 0.91848
Biomass | 2018-07-03 18:00 | 0.91848
Biomass | 2018-07-03 19:00 | 0.91848
Biomass | 2018-07-03 20:00 | 0.91848
Biomass | 2018-07-03 21:00 | 0.91848
Biomass | 2018-07-03 22:00 | 0.91848
Biomass | 2018-07-03 23:00 | 0.91848
Biomass | 2018-07-04 | 0.91848
Biomass | 2018-07-04 01:00 | 0.91848
Biomass | 2018-07-04 02:00 | 0.91848
Biomass | 2018-07-04 03:00 | 0.91848
Biomass | 2018-07-04 04:00 | 0.91848
Biomass | 2018-07-04 05:00 | 0.91848
Biomass | 2018-07-04 06:00 | 0.91848
Biomass | 2018-07-04 07:00 | 0.91848
Biomass | 2018-07-04 08:00 | 0.91848
Biomass | 2018-07-04 09:00 | 0.91848
Biomass | 2018-07-04 10:00 | 0.91848
Biomass | 2018-07-04 11:00 | 0.91848
Biomass | 2018-07-04 12:00 | 0.91848
Biomass | 2018-07-04 13:00 | 0.91848
Biomass | 2018-07-04 14:00 | 0.91848
Biomass | 2018-07-04 15:00 | 0.91848
Biomass | 2018-07-04 16:00 | 0.91848
Biomass | 2018-07-04 17:00 | 0.91848
Biomass | 2018-07-04 18:00 | 0.91848
Biomass | 2018-07-04 19:00 | 0.91848
Biomass | 2018-07-04 20:00 | 0.91848
Biomass | 2018-07-04 21:00 | 0.91848
Biomass | 2018-07-04 22:00 | 0.91848
Biomass | 2018-07-04 23:00 | 0.91848
Biomass | 2018-07-05 | 0.91848
Biomass | 2018-07-05 01:00 | 0.91848
Biomass | 2018-07-05 02:00 | 0.91848
Biomass | 2018-07-05 03:00 | 0.91848
Biomass | 2018-07-05 04:00 | 0.91848
Biomass | 2018-07-05 05:00 | 0.91848
Biomass | 2018-07-05 06:00 | 0.91848
Biomass | 2018-07-05 07:00 | 0.91848
Biomass | 2018-07-05 08:00 | 0.91848
Biomass | 2018-07-05 09:00 | 0.91848
Biomass | 2018-07-05 10:00 | 0.91848
Biomass | 2018-07-05 11:00 | 0.91848
Biomass | 2018-07-05 12:00 | 0.91848
Biomass | 2018-07-05 13:00 | 0.91848
Biomass | 2018-07-05 14:00 | 0.91848
Biomass | 2018-07-05 15:00 | 0.91848
Biomass | 2018-07-05 16:00 | 0.91848
Biomass | 2018-07-05 17:00 | 0.91848
Biomass | 2018-07-05 18:00 | 0.91848
Biomass | 2018-07-05 19:00 | 0.91848
Biomass | 2018-07-05 20:00 | 0.91848
Biomass | 2018-07-05 21:00 | 0.91848
Biomass | 2018-07-05 22:00 | 0.91848
Biomass | 2018-07-05 23:00 | 0.91848
Biomass | 2018-07-06 | 0.91848
Biomass | 2018-07-06 01:00 | 0.91848
Biomass | 2018-07-06 02:00 | 0.91848
Biomass | 2018-07-06 03:00 | 0.91848
Biomass | 2018-07-06 04:00 | 0.91848
Biomass | 2018-07-06 05:00 | 0.91848
Biomass | 2018-07-06 06:00 | 0.91848
Biomass | 2018-07-06 07:00 | 0.91848
Biomass | 2018-07-06 08:00 | 0.91848
Biomass | 2018-07-06 09:00 | 0.91848
Biomass | 2018-07-06 10:00 | 0.91848
Biomass | 2018-07-06 11:00 | 0.91848
Biomass | 2018-07-06 12:00 | 0.91848
Biomass | 2018-07-06 13:00 | 0.91848
Biomass | 2018-07-06 14:00 | 0.91848
Biomass | 2018-07-06 15:00 | 0.91848
Biomass | 2018-07-06 16:00 | 0.91848
Biomass | 2018-07-06 17:00 | 0.91848
Biomass | 2018-07-06 18:00 | 0.91848
Biomass | 2018-07-06 19:00 | 0.91848
Biomass | 2018-07-06 20:00 | 0.91848
Biomass | 2018-07-06 21:00 | 0.91848
Biomass | 2018-07-06 22:00 | 0.91848
Biomass | 2018-07-06 23:00 | 0.91848
Biomass | 2018-07-07 | 0.91848
Biomass | 2018-07-07 01:00 | 0.91848
Biomass | 2018-07-07 02:00 | 0.91848
Biomass | 2018-07-07 03:00 | 0.91848
Biomass | 2018-07-07 04:00 | 0.91848
Biomass | 2018-07-07 05:00 | 0.91848
Biomass | 2018-07-07 06:00 | 0.91848
Biomass | 2018-07-07 07:00 | 0.91848
Biomass | 2018-07-07 08:00 | 0.91848
Biomass | 2018-07-07 09:00 | 0.91848
Biomass | 2018-07-07 10:00 | 0.91848
Biomass | 2018-07-07 11:00 | 0.91848
Biomass | 2018-07-07 12:00 | 0.91848
Biomass | 2018-07-07 13:00 | 0.91848
Biomass | 2018-07-07 14:00 | 0.91848
Biomass | 2018-07-07 15:00 | 0.91848
Biomass | 2018-07-07 16:00 | 0.91848
Biomass | 2018-07-07 17:00 | 0.91848
Biomass | 2018-07-07 18:00 | 0.91848
Biomass | 2018-07-07 19:00 | 0.91848
Biomass | 2018-07-07 20:00 | 0.91848
Biomass | 2018-07-07 21:00 | 0.91848
Biomass | 2018-07-07 22:00 | 0.91848
Biomass | 2018-07-07 23:00 | 0.91848
Biomass | 2018-07-08 | 0.91848
Biomass | 2018-07-08 01:00 | 0.91848
Biomass | 2018-07-08 02:00 | 0.91848
Biomass | 2018-07-08 03:00 | 0.91848
Biomass | 2018-07-08 04:00 | 0.91848
Biomass | 2018-07-08 05:00 | 0.91848
Biomass | 2018-07-08 06:00 | 0.91848
Biomass | 2018-07-08 07:00 | 0.91848
Biomass | 2018-07-08 08:00 | 0.91848
Biomass | 2018-07-08 09:00 | 0.91848
Biomass | 2018-07-08 10:00 | 0.91848
Biomass | 2018-07-08 11:00 | 0.91848
Biomass | 2018-07-08 12:00 | 0.91848
Biomass | 2018-07-08 13:00 | 0.91848
Biomass | 2018-07-08 14:00 | 0.91848
Biomass | 2018-07-08 15:00 | 0.91848
Biomass | 2018-07-08 16:00 | 0.91848
Biomass | 2018-07-08 17:00 | 0.91848
Biomass | 2018-07-08 18:00 | 0.91848
Biomass | 2018-07-08 19:00 | 0.91848
Biomass | 2018-07-08 20:00 | 0.91848
Biomass | 2018-07-08 21:00 | 0.91848
Biomass | 2018-07-08 22:00 | 0.91848
Biomass | 2018-07-08 23:00 | 0.91848
Biomass | 2018-07-09 | 0.91848
Biomass | 2018-07-09 01:00 | 0.91848
Biomass | 2018-07-09 02:00 | 0.91848
Biomass | 2018-07-09 03:00 | 0.91848
Biomass | 2018-07-09 04:00 | 0.91848
Biomass | 2018-07-09 05:00 | 0.91848
Biomass | 2018-07-09 06:00 | 0.91848
Biomass | 2018-07-09 07:00 | 0.91848
Biomass | 2018-07-09 08:00 | 0.91848
Biomass | 2018-07-09 09:00 | 0.91848
Biomass | 2018-07-09 10:00 | 0.91848
Biomass | 2018-07-09 11:00 | 0.91848
Biomass | 2018-07-09 12:00 | 0.91848
Biomass | 2018-07-09 13:00 | 0.91848
Biomass | 2018-07-09 14:00 | 0.91848
Biomass | 2018-07-09 15:00 | 0.91848
Biomass | 2018-07-09 16:00 | 0.91848
Biomass | 2018-07-09 17:00 | 0.91848
Biomass | 2018-07-09 18:00 | 0.91848
Biomass | 2018-07-09 19:00 | 0.91848
Biomass | 2018-07-09 20:00 | 0.91848
Biomass | 2018-07-09 21:00 | 0.91848
Biomass | 2018-07-09 22:00 | 0.91848
Biomass | 2018-07-09 23:00 | 0.91848
Biomass | 2018-07-10 | 0.91848
Biomass | 2018-07-10 01:00 | 0.91848
Biomass | 2018-07-10 02:00 | 0.91848
Biomass | 2018-07-10 03:00 | 0.91848
Biomass | 2018-07-10 04:00 | 0.91848
Biomass | 2018-07-10 05:00 | 0.91848
Biomass | 2018-07-10 06:00 | 0.91848
Biomass | 2018-07-10 07:00 | 0.91848
Biomass | 2018-07-10 08:00 | 0.91848
Biomass | 2018-07-10 09:00 | 0.91848
Biomass | 2018-07-10 10:00 | 0.91848
Biomass | 2018-07-10 11:00 | 0.91848
Biomass | 2018-07-10 12:00 | 0.91848
Biomass | 2018-07-10 13:00 | 0.91848
Biomass | 2018-07-10 14:00 | 0.91848
Biomass | 2018-07-10 15:00 | 0.91848
Biomass | 2018-07-10 16:00 | 0.91848
Biomass | 2018-07-10 17:00 | 0.91848
Biomass | 2018-07-10 18:00 | 0.91848
Biomass | 2018-07-10 19:00 | 0.91848
Biomass | 2018-07-10 20:00 | 0.91848
Biomass | 2018-07-10 21:00 | 0.91848
Biomass | 2018-07-10 22:00 | 0.91848
Biomass | 2018-07-10 23:00 | 0.91848
Biomass | 2018-07-11 | 0.91848
Biomass | 2018-07-11 01:00 | 0.91848
Biomass | 2018-07-11 02:00 | 0.91848
Biomass | 2018-07-11 03:00 | 0.91848
Biomass | 2018-07-11 04:00 | 0.91848
Biomass | 2018-07-11 05:00 | 0.91848
Biomass | 2018-07-11 06:00 | 0.91848
Biomass | 2018-07-11 07:00 | 0.91848
Biomass | 2018-07-11 08:00 | 0.91848
Biomass | 2018-07-11 09:00 | 0.91848
Biomass | 2018-07-11 10:00 | 0.91848
Biomass | 2018-07-11 11:00 | 0.91848
Biomass | 2018-07-11 12:00 | 0.91848
Biomass | 2018-07-11 13:00 | 0.91848
Biomass | 2018-07-11 14:00 | 0.91848
Biomass | 2018-07-11 15:00 | 0.91848
Biomass | 2018-07-11 16:00 | 0.91848
Biomass | 2018-07-11 17:00 | 0.91848
Biomass | 2018-07-11 18:00 | 0.91848
Biomass | 2018-07-11 19:00 | 0.91848
Biomass | 2018-07-11 20:00 | 0.91848
Biomass | 2018-07-11 21:00 | 0.91848
Biomass | 2018-07-11 22:00 | 0.91848
Biomass | 2018-07-11 23:00 | 0.91848
Biomass | 2018-07-12 | 0.91848
Biomass | 2018-07-12 01:00 | 0.91848
Biomass | 2018-07-12 02:00 | 0.91848
Biomass | 2018-07-12 03:00 | 0.91848
Biomass | 2018-07-12 04:00 | 0.91848
Biomass | 2018-07-12 05:00 | 0.91848
Biomass | 2018-07-12 06:00 | 0.91848
Biomass | 2018-07-12 07:00 | 0.91848
Biomass | 2018-07-12 08:00 | 0.91848
Biomass | 2018-07-12 09:00 | 0.91848
Biomass | 2018-07-12 10:00 | 0.91848
Biomass | 2018-07-12 11:00 | 0.91848
Biomass | 2018-07-12 12:00 | 0.91848
Biomass | 2018-07-12 13:00 | 0.91848
Biomass | 2018-07-12 14:00 | 0.91848
Biomass | 2018-07-12 15:00 | 0.91848
Biomass | 2018-07-12 16:00 | 0.91848
Biomass | 2018-07-12 17:00 | 0.91848
Biomass | 2018-07-12 18:00 | 0.91848
Biomass | 2018-07-12 19:00 | 0.91848
Biomass | 2018-07-12 20:00 | 0.91848
Biomass | 2018-07-12 21:00 | 0.91848
Biomass | 2018-07-12 22:00 | 0.91848
Biomass | 2018-07-12 23:00 | 0.91848
Biomass | 2018-07-13 | 0.91848
Biomass | 2018-07-13 01:00 | 0.91848
Biomass | 2018-07-13 02:00 | 0.91848
Biomass | 2018-07-13 03:00 | 0.91848
Biomass | 2018-07-13 04:00 | 0.91848
Biomass | 2018-07-13 05:00 | 0.91848
Biomass | 2018-07-13 06:00 | 0.91848
Biomass | 2018-07-13 07:00 | 0.91848
Biomass | 2018-07-13 08:00 | 0.91848
Biomass | 2018-07-13 09:00 | 0.91848
Biomass | 2018-07-13 10:00 | 0.91848
Biomass | 2018-07-13 11:00 | 0.91848
Biomass | 2018-07-13 12:00 | 0.91848
Biomass | 2018-07-13 13:00 | 0.91848
Biomass | 2018-07-13 14:00 | 0.91848
Biomass | 2018-07-13 15:00 | 0.91848
Biomass | 2018-07-13 16:00 | 0.91848
Biomass | 2018-07-13 17:00 | 0.91848
Biomass | 2018-07-13 18:00 | 0.91848
Biomass | 2018-07-13 19:00 | 0.91848
Biomass | 2018-07-13 20:00 | 0.91848
Biomass | 2018-07-13 21:00 | 0.91848
Biomass | 2018-07-13 22:00 | 0.91848
Biomass | 2018-07-13 23:00 | 0.91848
Biomass | 2018-07-14 | 0.92016
Biomass | 2018-07-14 01:00 | 0.92696
Biomass | 2018-07-14 02:00 | 0.93375
Biomass | 2018-07-14 03:00 | 0.94054
Biomass | 2018-07-14 04:00 | 1
Biomass | 2018-07-14 05:00 | 1
Biomass | 2018-07-14 06:00 | 1
Biomass | 2018-07-14 07:00 | 1
Biomass | 2018-07-14 08:00 | 1
Biomass | 2018-07-14 09:00 | 1
Biomass | 2018-07-14 10:00 | 1
Biomass | 2018-07-14 11:00 | 1
Biomass | 2018-07-14 12:00 | 1
Biomass | 2018-07-14 13:00 | 1
Biomass | 2018-07-14 14:00 | 1
Biomass | 2018-07-14 15:00 | 1
Biomass | 2018-07-14 16:00 | 0.91848
Biomass | 2018-07-14 17:00 | 0.91848
Biomass | 2018-07-14 18:00 | 0.91848
Biomass | 2018-07-14 19:00 | 0.91848
Biomass | 2018-07-14 20:00 | 0.91848
Biomass | 2018-07-14 21:00 | 0.91848
Biomass | 2018-07-14 22:00 | 0.91848
Biomass | 2018-07-14 23:00 | 0.91848
Biomass | 2018-07-15 | 0.91848
Biomass | 2018-07-15 01:00 | 0.91848
Biomass | 2018-07-15 02:00 | 0.91848
Biomass | 2018-07-15 03:00 | 0.91848
Biomass | 2018-07-15 04:00 | 0.91848
Biomass | 2018-07-15 05:00 | 0.91848
Biomass | 2018-07-15 06:00 | 0.91848
Biomass | 2018-07-15 07:00 | 0.91848
Biomass | 2018-07-15 08:00 | 0.91848
Biomass | 2018-07-15 09:00 | 0.91848
Biomass | 2018-07-15 10:00 | 0.91848
Biomass | 2018-07-15 11:00 | 0.91848
Biomass | 2018-07-15 12:00 | 0.91848
Biomass | 2018-07-15 13:00 | 0.91848
Biomass | 2018-07-15 14:00 | 0.91848
Biomass | 2018-07-15 15:00 | 0.91848
Biomass | 2018-07-15 16:00 | 0.91848
Biomass | 2018-07-15 17:00 | 0.91848
Biomass | 2018-07-15 18:00 | 0.91848
Biomass | 2018-07-15 19:00 | 0.91848
Biomass | 2018-07-15 20:00 | 0.91848
Biomass | 2018-07-15 21:00 | 0.91848
Biomass | 2018-07-15 22:00 | 0.91848
Biomass | 2018-07-15 23:00 | 0.91848
Biomass | 2018-07-16 | 0.91848
Biomass | 2018-07-16 01:00 | 0.91848
Biomass | 2018-07-16 02:00 | 0.91848
Biomass | 2018-07-16 03:00 | 0.91848
Biomass | 2018-07-16 04:00 | 0.91848
Biomass | 2018-07-16 05:00 | 0.91848
Biomass | 2018-07-16 06:00 | 0.91848
Biomass | 2018-07-16 07:00 | 0.91848
Biomass | 2018-07-16 08:00 | 0.91848
Biomass | 2018-07-16 09:00 | 0.91848
Biomass | 2018-07-16 10:00 | 0.91848
Biomass | 2018-07-16 11:00 | 0.92255
Biomass | 2018-07-16 12:00 | 0.93886
Biomass | 2018-07-16 13:00 | 1
Biomass | 2018-07-16 14:00 | 0.91848
Biomass | 2018-07-16 15:00 | 0.91848
Biomass | 2018-07-16 16:00 | 0.91848
Biomass | 2018-07-16 17:00 | 0.91848
Biomass | 2018-07-16 18:00 | 0.91848
Biomass | 2018-07-16 19:00 | 0.91848
Biomass | 2018-07-16 20:00 | 0.92614
Biomass | 2018-07-16 21:00 | 0.93353
Biomass | 2018-07-16 22:00 | 1
Biomass | 2018-07-16 23:00 | 1
Biomass | 2018-07-17 | 1
Biomass | 2018-07-17 01:00 | 1
Biomass | 2018-07-17 02:00 | 1
Biomass | 2018-07-17 03:00 | 1
Biomass | 2018-07-17 04:00 | 1
Biomass | 2018-07-17 05:00 | 1
Biomass | 2018-07-17 06:00 | 1
Biomass | 2018-07-17 07:00 | 1
Biomass | 2018-07-17 08:00 | 1
Biomass | 2018-07-17 09:00 | 1
Biomass | 2018-07-17 10:00 | 1
Biomass | 2018-07-17 11:00 | 1
Biomass | 2018-07-17 12:00 | 1
Biomass | 2018-07-17 13:00 | 0.94533
Biomass | 2018-07-17 14:00 | 0.93957
Biomass | 2018-07-17 15:00 | 0.93957
Biomass | 2018-07-17 16:00 | 0.93386
Biomass | 2018-07-17 17:00 | 0.9281
Biomass | 2018-07-17 18:00 | 0.9281
Biomass | 2018-07-17 19:00 | 0.92234
Biomass | 2018-07-17 20:00 | 0.92217
Biomass | 2018-07-17 21:00 | 0.93701
Biomass | 2018-07-17 22:00 | 0.91848
Biomass | 2018-07-17 23:00 | 0.91848
Biomass | 2018-07-18 | 0.91848
Biomass | 2018-07-18 01:00 | 0.91848
Biomass | 2018-07-18 02:00 | 0.91848
Biomass | 2018-07-18 03:00 | 0.91848
Biomass | 2018-07-18 04:00 | 0.91848
Biomass | 2018-07-18 05:00 | 0.91848
Biomass | 2018-07-18 06:00 | 0.91848
Biomass | 2018-07-18 07:00 | 0.91848
Biomass | 2018-07-18 08:00 | 0.91848
Biomass | 2018-07-18 09:00 | 0.91848
Biomass | 2018-07-18 10:00 | 0.91848
Biomass | 2018-07-18 11:00 | 0.91848
Biomass | 2018-07-18 12:00 | 0.91848
Biomass | 2018-07-18 13:00 | 0.91848
Biomass | 2018-07-18 14:00 | 0.91848
Biomass | 2018-07-18 15:00 | 0.91848
Biomass | 2018-07-18 16:00 | 0.91848
Biomass | 2018-07-18 17:00 | 0.91848
Biomass | 2018-07-18 18:00 | 0.91848
Biomass | 2018-07-18 19:00 | 0.91848
Biomass | 2018-07-18 20:00 | 0.91848
Biomass | 2018-07-18 21:00 | 0.91848
Biomass | 2018-07-18 22:00 | 0.91848
Biomass | 2018-07-18 23:00 | 0.91848
Biomass | 2018-07-19 | 0.91848
Biomass | 2018-07-19 01:00 | 0.91848
Biomass | 2018-07-19 02:00 | 0.91848
Biomass | 2018-07-19 03:00 | 0.91848
Biomass | 2018-07-19 04:00 | 0.91848
Biomass | 2018-07-19 05:00 | 0.91848
Biomass | 2018-07-19 06:00 | 0.91848
Biomass | 2018-07-19 07:00 | 0.91848
Biomass | 2018-07-19 08:00 | 0.91848
Biomass | 2018-07-19 09:00 | 0.91848
Biomass | 2018-07-19 10:00 | 0.91848
Biomass | 2018-07-19 11:00 | 0.91848
Biomass | 2018-07-19 12:00 | 0.92614
Biomass | 2018-07-19 13:00 | 0.93353
Biomass | 2018-07-19 14:00 | 1
Biomass | 2018-07-19 15:00 | 1
Biomass | 2018-07-19 16:00 | 0.91848
Biomass | 2018-07-19 17:00 | 0.91848
Biomass | 2018-07-19 18:00 | 0.91848
Biomass | 2018-07-19 19:00 | 0.91848
Biomass | 2018-07-19 20:00 | 0.91848
Biomass | 2018-07-19 21:00 | 0.91848
Biomass | 2018-07-19 22:00 | 0.91848
Biomass | 2018-07-19 23:00 | 0.91848
Biomass | 2018-07-20 | 0.91848
Biomass | 2018-07-20 01:00 | 0.91848
Biomass | 2018-07-20 02:00 | 0.91848
Biomass | 2018-07-20 03:00 | 0.91848
Biomass | 2018-07-20 04:00 | 0.91848
Biomass | 2018-07-20 05:00 | 0.91848
Biomass | 2018-07-20 06:00 | 0.91848
Biomass | 2018-07-20 07:00 | 0.91848
Biomass | 2018-07-20 08:00 | 0.91848
Biomass | 2018-07-20 09:00 | 0.91848
Biomass | 2018-07-20 10:00 | 0.91848
Biomass | 2018-07-20 11:00 | 0.91848
Biomass | 2018-07-20 12:00 | 0.91848
Biomass | 2018-07-20 13:00 | 0.91848
Biomass | 2018-07-20 14:00 | 0.91848
Biomass | 2018-07-20 15:00 | 0.91848
Biomass | 2018-07-20 16:00 | 0.91848
Biomass | 2018-07-20 17:00 | 0.91848
Biomass | 2018-07-20 18:00 | 0.91848
Biomass | 2018-07-20 19:00 | 0.91848
Biomass | 2018-07-20 20:00 | 0.91848
Biomass | 2018-07-20 21:00 | 0.91848
Biomass | 2018-07-20 22:00 | 0.91848
Biomass | 2018-07-20 23:00 | 0.91848
Biomass | 2018-07-21 | 0.91848
Biomass | 2018-07-21 01:00 | 0.91848
Biomass | 2018-07-21 02:00 | 0.91848
Biomass | 2018-07-21 03:00 | 0.91848
Biomass | 2018-07-21 04:00 | 0.91848
Biomass | 2018-07-21 05:00 | 0.91848
Biomass | 2018-07-21 06:00 | 0.91848
Biomass | 2018-07-21 07:00 | 0.91848
Biomass | 2018-07-21 08:00 | 0.91848
Biomass | 2018-07-21 09:00 | 0.91848
Biomass | 2018-07-21 10:00 | 0.91848
Biomass | 2018-07-21 11:00 | 0.91848
Biomass | 2018-07-21 12:00 | 0.91848
Biomass | 2018-07-21 13:00 | 0.91848
Biomass | 2018-07-21 14:00 | 0.91848
Biomass | 2018-07-21 15:00 | 0.91848
Biomass | 2018-07-21 16:00 | 0.91848
Biomass | 2018-07-21 17:00 | 0.91848
Biomass | 2018-07-21 18:00 | 0.91848
Biomass | 2018-07-21 19:00 | 0.91848
Biomass | 2018-07-21 20:00 | 0.91848
Biomass | 2018-07-21 21:00 | 0.91848
Biomass | 2018-07-21 22:00 | 0.91848
Biomass | 2018-07-21 23:00 | 0.91848
Biomass | 2018-07-22 | 0.91848
Biomass | 2018-07-22 01:00 | 0.91848
Biomass | 2018-07-22 02:00 | 0.91848
Biomass | 2018-07-22 03:00 | 0.91848
Biomass | 2018-07-22 04:00 | 0.91848
Biomass | 2018-07-22 05:00 | 0.91848
Biomass | 2018-07-22 06:00 | 0.91848
Biomass | 2018-07-22 07:00 | 0.91848
Biomass | 2018-07-22 08:00 | 0.91848
Biomass | 2018-07-22 09:00 | 0.91848
Biomass | 2018-07-22 10:00 | 0.91848
Biomass | 2018-07-22 11:00 | 0.91848
Biomass | 2018-07-22 12:00 | 0.91848
Biomass | 2018-07-22 13:00 | 0.91848
Biomass | 2018-07-22 14:00 | 0.91848
Biomass | 2018-07-22 15:00 | 0.9187
Biomass | 2018-07-22 16:00 | 0.94098
Biomass | 2018-07-22 17:00 | 1
Biomass | 2018-07-22 18:00 | 1
Biomass | 2018-07-22 19:00 | 1
Biomass | 2018-07-22 20:00 | 1
Biomass | 2018-07-22 21:00 | 1
Biomass | 2018-07-22 22:00 | 1
Biomass | 2018-07-22 23:00 | 1
Biomass | 2018-07-23 | 1
Biomass | 2018-07-23 01:00 | 1
Biomass | 2018-07-23 02:00 | 1
Biomass | 2018-07-23 03:00 | 1
Biomass | 2018-07-23 04:00 | 1
Biomass | 2018-07-23 05:00 | 1
Biomass | 2018-07-23 06:00 | 1
Biomass | 2018-07-23 07:00 | 1
Biomass | 2018-07-23 08:00 | 1
Biomass | 2018-07-23 09:00 | 1
Biomass | 2018-07-23 10:00 | 1
Biomass | 2018-07-23 11:00 | 1
Biomass | 2018-07-23 12:00 | 1
Biomass | 2018-07-23 13:00 | 1
Biomass | 2018-07-23 14:00 | 1
Biomass | 2018-07-23 15:00 | 1
Biomass | 2018-07-23 16:00 | 1
Biomass | 2018-07-23 17:00 | 1
Biomass | 2018-07-23 18:00 | 1
Biomass | 2018-07-23 19:00 | 1
Biomass | 2018-07-23 20:00 | 1
Biomass | 2018-07-23 21:00 | 1
Biomass | 2018-07-23 22:00 | 1
Biomass | 2018-07-23 23:00 | 1
Biomass | 2018-07-24 | 1
Biomass | 2018-07-24 01:00 | 1
Biomass | 2018-07-24 02:00 | 1
Biomass | 2018-07-24 03:00 | 1
Biomass | 2018-07-24 04:00 | 1
Biomass | 2018-07-24 05:00 | 1
Biomass | 2018-07-24 06:00 | 1
Biomass | 2018-07-24 07:00 | 1
Biomass | 2018-07-24 08:00 | 1
Biomass | 2018-07-24 09:00 | 1
Biomass | 2018-07-24 10:00 | 1
Biomass | 2018-07-24 11:00 | 1
Biomass | 2018-07-24 12:00 | 1
Biomass | 2018-07-24 13:00 | 1
Biomass | 2018-07-24 14:00 | 1
Biomass | 2018-07-24 15:00 | 1
Biomass | 2018-07-24 16:00 | 1
Biomass | 2018-07-24 17:00 | 1
Biomass | 2018-07-24 18:00 | 1
Biomass | 2018-07-24 19:00 | 1
Biomass | 2018-07-24 20:00 | 1
Biomass | 2018-07-24 21:00 | 1
Biomass | 2018-07-24 22:00 | 1
Biomass | 2018-07-24 23:00 | 1
Biomass | 2018-07-25 | 1
Biomass | 2018-07-25 01:00 | 1
Biomass | 2018-07-25 02:00 | 1
Biomass | 2018-07-25 03:00 | 1
Biomass | 2018-07-25 04:00 | 1
Biomass | 2018-07-25 05:00 | 1
Biomass | 2018-07-25 06:00 | 1
Biomass | 2018-07-25 07:00 | 1
Biomass | 2018-07-25 08:00 | 1
Biomass | 2018-07-25 09:00 | 1
Biomass | 2018-07-25 10:00 | 1
Biomass | 2018-07-25 11:00 | 1
Biomass | 2018-07-25 12:00 | 1
Biomass | 2018-07-25 13:00 | 1
Biomass | 2018-07-25 14:00 | 1
Biomass | 2018-07-25 15:00 | 1
Biomass | 2018-07-25 16:00 | 1
Biomass | 2018-07-25 17:00 | 1
Biomass | 2018-07-25 18:00 | 1
Biomass | 2018-07-25 19:00 | 1
Biomass | 2018-07-25 20:00 | 1
Biomass | 2018-07-25 21:00 | 1
Biomass | 2018-07-25 22:00 | 1
Biomass | 2018-07-25 23:00 | 1
Biomass | 2018-07-26 | 1
Biomass | 2018-07-26 01:00 | 1
Biomass | 2018-07-26 02:00 | 1
Biomass | 2018-07-26 03:00 | 1
Biomass | 2018-07-26 04:00 | 1
Biomass | 2018-07-26 05:00 | 1
Biomass | 2018-07-26 06:00 | 1
Biomass | 2018-07-26 07:00 | 1
Biomass | 2018-07-26 08:00 | 1
Biomass | 2018-07-26 09:00 | 1
Biomass | 2018-07-26 10:00 | 1
Biomass | 2018-07-26 11:00 | 1
Biomass | 2018-07-26 12:00 | 1
Biomass | 2018-07-26 13:00 | 1
Biomass | 2018-07-26 14:00 | 1
Biomass | 2018-07-26 15:00 | 1
Biomass | 2018-07-26 16:00 | 1
Biomass | 2018-07-26 17:00 | 1
Biomass | 2018-07-26 18:00 | 1
Biomass | 2018-07-26 19:00 | 1
Biomass | 2018-07-26 20:00 | 1
Biomass | 2018-07-26 21:00 | 1
Biomass | 2018-07-26 22:00 | 1
Biomass | 2018-07-26 23:00 | 1
Biomass | 2018-07-27 | 1
Biomass | 2018-07-27 01:00 | 1
Biomass | 2018-07-27 02:00 | 1
Biomass | 2018-07-27 03:00 | 1
Biomass | 2018-07-27 04:00 | 1
Biomass | 2018-07-27 05:00 | 1
Biomass | 2018-07-27 06:00 | 1
Biomass | 2018-07-27 07:00 | 1
Biomass | 2018-07-27 08:00 | 1
Biomass | 2018-07-27 09:00 | 1
Biomass | 2018-07-27 10:00 | 1
Biomass | 2018-07-27 11:00 | 1
Biomass | 2018-07-27 12:00 | 1
Biomass | 2018-07-27 13:00 | 1
Biomass | 2018-07-27 14:00 | 1
Biomass | 2018-07-27 15:00 | 1
Biomass | 2018-07-27 16:00 | 0.91848
Biomass | 2018-07-27 17:00 | 0.91848
Biomass | 2018-07-27 18:00 | 0.91848
Biomass | 2018-07-27 19:00 | 0.91848
Biomass | 2018-07-27 20:00 | 0.91848
Biomass | 2018-07-27 21:00 | 0.91848
Biomass | 2018-07-27 22:00 | 0.91848
Biomass | 2018-07-27 23:00 | 0.91848
Biomass | 2018-07-28 | 0.91848
Biomass | 2018-07-28 01:00 | 0.91848
Biomass | 2018-07-28 02:00 | 0.91848
Biomass | 2018-07-28 03:00 | 0.91848
Biomass | 2018-07-28 04:00 | 0.91848
Biomass | 2018-07-28 05:00 | 0.91848
Biomass | 2018-07-28 06:00 | 0.91848
Biomass | 2018-07-28 07:00 | 0.91848
Biomass | 2018-07-28 08:00 | 0.91848
Biomass | 2018-07-28 09:00 | 0.91848
Biomass | 2018-07-28 10:00 | 0.91848
Biomass | 2018-07-28 11:00 | 0.91848
Biomass | 2018-07-28 12:00 | 0.91848
Biomass | 2018-07-28 13:00 | 0.91848
Biomass | 2018-07-28 14:00 | 1
Biomass | 2018-07-28 15:00 | 1
Biomass | 2018-07-28 16:00 | 1
Biomass | 2018-07-28 17:00 | 1
Biomass | 2018-07-28 18:00 | 1
Biomass | 2018-07-28 19:00 | 1
Biomass | 2018-07-28 20:00 | 1
Biomass | 2018-07-28 21:00 | 0.91848
Biomass | 2018-07-28 22:00 | 0.91848
Biomass | 2018-07-28 23:00 | 0.91848
Biomass | 2018-07-29 | 0.91848
Biomass | 2018-07-29 01:00 | 0.91848
Biomass | 2018-07-29 02:00 | 0.91848
Biomass | 2018-07-29 03:00 | 0.91848
Biomass | 2018-07-29 04:00 | 0.91848
Biomass | 2018-07-29 05:00 | 0.91848
Biomass | 2018-07-29 06:00 | 0.91848
Biomass | 2018-07-29 07:00 | 0.91848
Biomass | 2018-07-29 08:00 | 0.91848
Biomass | 2018-07-29 09:00 | 0.91848
Biomass | 2018-07-29 10:00 | 1
Biomass | 2018-07-29 11:00 | 1
Biomass | 2018-07-29 12:00 | 1
Biomass | 2018-07-29 13:00 | 1
Biomass | 2018-07-29 14:00 | 1
Biomass | 2018-07-29 15:00 | 1
Biomass | 2018-07-29 16:00 | 1
Biomass | 2018-07-29 17:00 | 1
Biomass | 2018-07-29 18:00 | 1
Biomass | 2018-07-29 19:00 | 1
Biomass | 2018-07-29 20:00 | 1
Biomass | 2018-07-29 21:00 | 0.91848
Biomass | 2018-07-29 22:00 | 0.91848
Biomass | 2018-07-29 23:00 | 0.91848
Biomass | 2018-07-30 | 0.91848
Biomass | 2018-07-30 01:00 | 0.91848
Biomass | 2018-07-30 02:00 | 0.91848
Biomass | 2018-07-30 03:00 | 0.91848
Biomass | 2018-07-30 04:00 | 0.91848
Biomass | 2018-07-30 05:00 | 1
Biomass | 2018-07-30 06:00 | 1
Biomass | 2018-07-30 07:00 | 1
Biomass | 2018-07-30 08:00 | 1
Biomass | 2018-07-30 09:00 | 0.91848
Biomass | 2018-07-30 10:00 | 0.91848
Biomass | 2018-07-30 11:00 | 0.91848
Biomass | 2018-07-30 12:00 | 0.91848
Biomass | 2018-07-30 13:00 | 0.91848
Biomass | 2018-07-30 14:00 | 0.91848
Biomass | 2018-07-30 15:00 | 0.91848
Biomass | 2018-07-30 16:00 | 0.91848
Biomass | 2018-07-30 17:00 | 0.92103
Biomass | 2018-07-30 18:00 | 0.92864
Biomass | 2018-07-30 19:00 | 0.9363
Biomass | 2018-07-30 20:00 | 1
Biomass | 2018-07-30 21:00 | 1
Biomass | 2018-07-30 22:00 | 0.91848
Biomass | 2018-07-30 23:00 | 0.91848
Biomass | 2018-07-31 | 1
Biomass | 2018-07-31 01:00 | 0.91848
Biomass | 2018-07-31 02:00 | 0.91848
Biomass | 2018-07-31 03:00 | 1
Biomass | 2018-07-31 04:00 | 0.91848
Biomass | 2018-07-31 05:00 | 0.91848
Biomass | 2018-07-31 06:00 | 1
Biomass | 2018-07-31 07:00 | 1
Biomass | 2018-07-31 08:00 | 1
Biomass | 2018-07-31 09:00 | 1
Biomass | 2018-07-31 10:00 | 1
Biomass | 2018-07-31 11:00 | 1
Biomass | 2018-07-31 12:00 | 1
Biomass | 2018-07-31 13:00 | 1
Biomass | 2018-07-31 14:00 | 0.91848
Biomass | 2018-07-31 15:00 | 0.91848
Biomass | 2018-07-31 16:00 | 0.91848
Biomass | 2018-07-31 17:00 | 0.91848
Biomass | 2018-07-31 18:00 | 0.91848
Biomass | 2018-07-31 19:00 | 0.91848
Biomass | 2018-07-31 20:00 | 0.91848
Biomass | 2018-07-31 21:00 | 0.91848
Biomass | 2018-07-31 22:00 | 0.91848
Biomass | 2018-07-31 23:00 | 0.91848
Biomass | 2018-08-01 | 0.91848
Biomass | 2018-08-01 01:00 | 0.91848
Biomass | 2018-08-01 02:00 | 0.91848
Biomass | 2018-08-01 03:00 | 0.91848
Biomass | 2018-08-01 04:00 | 1
Biomass | 2018-08-01 05:00 | 1
Biomass | 2018-08-01 06:00 | 1
Biomass | 2018-08-01 07:00 | 1
Biomass | 2018-08-01 08:00 | 1
Biomass | 2018-08-01 09:00 | 1
Biomass | 2018-08-01 10:00 | 1
Biomass | 2018-08-01 11:00 | 1
Biomass | 2018-08-01 12:00 | 1
Biomass | 2018-08-01 13:00 | 1
Biomass | 2018-08-01 14:00 | 1
Biomass | 2018-08-01 15:00 | 1
Biomass | 2018-08-01 16:00 | 1
Biomass | 2018-08-01 17:00 | 1
Biomass | 2018-08-01 18:00 | 0.91848
Biomass | 2018-08-01 19:00 | 0.91848
Biomass | 2018-08-01 20:00 | 0.91848
Biomass | 2018-08-01 21:00 | 0.91848
Biomass | 2018-08-01 22:00 | 0.91848
Biomass | 2018-08-01 23:00 | 0.91848
Biomass | 2018-08-02 | 0.91848
Biomass | 2018-08-02 01:00 | 0.91848
Biomass | 2018-08-02 02:00 | 0.92103
Biomass | 2018-08-02 03:00 | 0.92864
Biomass | 2018-08-02 04:00 | 0.91853
Biomass | 2018-08-02 05:00 | 0.92598
Biomass | 2018-08-02 06:00 | 1
Biomass | 2018-08-02 07:00 | 1
Biomass | 2018-08-02 08:00 | 1
Biomass | 2018-08-02 09:00 | 1
Biomass | 2018-08-02 10:00 | 1
Biomass | 2018-08-02 11:00 | 1
Biomass | 2018-08-02 12:00 | 1
Biomass | 2018-08-02 13:00 | 1
Biomass | 2018-08-02 14:00 | 1
Biomass | 2018-08-02 15:00 | 1
Biomass | 2018-08-02 16:00 | 1
Biomass | 2018-08-02 17:00 | 1
Biomass | 2018-08-02 18:00 | 1
Biomass | 2018-08-02 19:00 | 1
Biomass | 2018-08-02 20:00 | 1
Biomass | 2018-08-02 21:00 | 1
Biomass | 2018-08-02 22:00 | 1
Biomass | 2018-08-02 23:00 | 1
Biomass | 2018-08-03 | 1
Biomass | 2018-08-03 01:00 | 1
Biomass | 2018-08-03 02:00 | 1
Biomass | 2018-08-03 03:00 | 1
Biomass | 2018-08-03 04:00 | 1
Biomass | 2018-08-03 05:00 | 1
Biomass | 2018-08-03 06:00 | 1
Biomass | 2018-08-03 07:00 | 1
Biomass | 2018-08-03 08:00 | 1
Biomass | 2018-08-03 09:00 | 1
Biomass | 2018-08-03 10:00 | 1
Biomass | 2018-08-03 11:00 | 1
Biomass | 2018-08-03 12:00 | 1
Biomass | 2018-08-03 13:00 | 1
Biomass | 2018-08-03 14:00 | 1
Biomass | 2018-08-03 15:00 | 1
Biomass | 2018-08-03 16:00 | 1
Biomass | 2018-08-03 17:00 | 1
Biomass | 2018-08-03 18:00 | 1
Biomass | 2018-08-03 19:00 | 1
Biomass | 2018-08-03 20:00 | 1
Biomass | 2018-08-03 21:00 | 1
Biomass | 2018-08-03 22:00 | 1
Biomass | 2018-08-03 23:00 | 1
Biomass | 2018-08-04 | 1
Biomass | 2018-08-04 01:00 | 1
Biomass | 2018-08-04 02:00 | 1
Biomass | 2018-08-04 03:00 | 1
Biomass | 2018-08-04 04:00 | 1
Biomass | 2018-08-04 05:00 | 1
Biomass | 2018-08-04 06:00 | 1
Biomass | 2018-08-04 07:00 | 1
Biomass | 2018-08-04 08:00 | 1
Biomass | 2018-08-04 09:00 | 1
Biomass | 2018-08-04 10:00 | 1
Biomass | 2018-08-04 11:00 | 1
Biomass | 2018-08-04 12:00 | 1
Biomass | 2018-08-04 13:00 | 1
Biomass | 2018-08-04 14:00 | 1
Biomass | 2018-08-04 15:00 | 1
Biomass | 2018-08-04 16:00 | 1
Biomass | 2018-08-04 17:00 | 1
Biomass | 2018-08-04 18:00 | 1
Biomass | 2018-08-04 19:00 | 1
Biomass | 2018-08-04 20:00 | 1
Biomass | 2018-08-04 21:00 | 1
Biomass | 2018-08-04 22:00 | 1
Biomass | 2018-08-04 23:00 | 1
Biomass | 2018-08-05 | 1
Biomass | 2018-08-05 01:00 | 1
Biomass | 2018-08-05 02:00 | 1
Biomass | 2018-08-05 03:00 | 1
Biomass | 2018-08-05 04:00 | 1
Biomass | 2018-08-05 05:00 | 1
Biomass | 2018-08-05 06:00 | 0.91848
Biomass | 2018-08-05 07:00 | 0.91848
Biomass | 2018-08-05 08:00 | 0.91848
Biomass | 2018-08-05 09:00 | 0.91848
Biomass | 2018-08-05 10:00 | 0.91848
Biomass | 2018-08-05 11:00 | 0.91848
Biomass | 2018-08-05 12:00 | 0.91848
Biomass | 2018-08-05 13:00 | 0.91848
Biomass | 2018-08-05 14:00 | 0.91848
Biomass | 2018-08-05 15:00 | 0.91848
Biomass | 2018-08-05 16:00 | 0.91848
Biomass | 2018-08-05 17:00 | 0.91848
Biomass | 2018-08-05 18:00 | 0.91848
Biomass | 2018-08-05 19:00 | 0.91848
Biomass | 2018-08-05 20:00 | 0.91848
Biomass | 2018-08-05 21:00 | 0.91848
Biomass | 2018-08-05 22:00 | 0.91848
Biomass | 2018-08-05 23:00 | 0.91848
Biomass | 2018-08-06 | 0.91848
Biomass | 2018-08-06 01:00 | 0.91848
Biomass | 2018-08-06 02:00 | 0.91848
Biomass | 2018-08-06 03:00 | 0.91848
Biomass | 2018-08-06 04:00 | 0.91848
Biomass | 2018-08-06 05:00 | 0.91848
Biomass | 2018-08-06 06:00 | 0.91848
Biomass | 2018-08-06 07:00 | 0.91848
Biomass | 2018-08-06 08:00 | 0.91848
Biomass | 2018-08-06 09:00 | 0.91848
Biomass | 2018-08-06 10:00 | 0.91848
Biomass | 2018-08-06 11:00 | 0.91848
Biomass | 2018-08-06 12:00 | 0.91848
Biomass | 2018-08-06 13:00 | 0.91848
Biomass | 2018-08-06 14:00 | 0.91848
Biomass | 2018-08-06 15:00 | 0.91848
Biomass | 2018-08-06 16:00 | 0.91848
Biomass | 2018-08-06 17:00 | 0.91848
Biomass | 2018-08-06 18:00 | 0.91848
Biomass | 2018-08-06 19:00 | 0.91848
Biomass | 2018-08-06 20:00 | 0.91848
Biomass | 2018-08-06 21:00 | 0.91848
Biomass | 2018-08-06 22:00 | 0.91848
Biomass | 2018-08-06 23:00 | 0.91848
Biomass | 2018-08-07 | 0.91848
Biomass | 2018-08-07 01:00 | 0.91848
Biomass | 2018-08-07 02:00 | 0.91848
Biomass | 2018-08-07 03:00 | 0.91848
Biomass | 2018-08-07 04:00 | 0.91848
Biomass | 2018-08-07 05:00 | 0.91848
Biomass | 2018-08-07 06:00 | 0.91848
Biomass | 2018-08-07 07:00 | 0.91848
Biomass | 2018-08-07 08:00 | 0.91848
Biomass | 2018-08-07 09:00 | 0.91848
Biomass | 2018-08-07 10:00 | 0.91848
Biomass | 2018-08-07 11:00 | 0.91848
Biomass | 2018-08-07 12:00 | 0.91848
Biomass | 2018-08-07 13:00 | 0.91848
Biomass | 2018-08-07 14:00 | 0.91848
Biomass | 2018-08-07 15:00 | 0.91848
Biomass | 2018-08-07 16:00 | 0.91848
Biomass | 2018-08-07 17:00 | 0.91848
Biomass | 2018-08-07 18:00 | 0.91848
Biomass | 2018-08-07 19:00 | 0.91848
Biomass | 2018-08-07 20:00 | 0.91848
Biomass | 2018-08-07 21:00 | 0.91848
Biomass | 2018-08-07 22:00 | 0.91848
Biomass | 2018-08-07 23:00 | 0.91848
Biomass | 2018-08-08 | 0.91848
Biomass | 2018-08-08 01:00 | 0.91848
Biomass | 2018-08-08 02:00 | 0.91848
Biomass | 2018-08-08 03:00 | 0.91848
Biomass | 2018-08-08 04:00 | 0.91848
Biomass | 2018-08-08 05:00 | 0.91848
Biomass | 2018-08-08 06:00 | 0.91848
Biomass | 2018-08-08 07:00 | 0.91848
Biomass | 2018-08-08 08:00 | 0.91848
Biomass | 2018-08-08 09:00 | 0.91848
Biomass | 2018-08-08 10:00 | 0.91848
Biomass | 2018-08-08 11:00 | 0.91848
Biomass | 2018-08-08 12:00 | 0.91848
Biomass | 2018-08-08 13:00 | 0.91848
Biomass | 2018-08-08 14:00 | 0.91848
Biomass | 2018-08-08 15:00 | 0.91848
Biomass | 2018-08-08 16:00 | 0.91848
Biomass | 2018-08-08 17:00 | 0.91848
Biomass | 2018-08-08 18:00 | 0.91848
Biomass | 2018-08-08 19:00 | 0.91848
Biomass | 2018-08-08 20:00 | 0.91848
Biomass | 2018-08-08 21:00 | 0.91848
Biomass | 2018-08-08 22:00 | 0.91848
Biomass | 2018-08-08 23:00 | 0.91848
Biomass | 2018-08-09 | 0.91848
Biomass | 2018-08-09 01:00 | 0.91848
Biomass | 2018-08-09 02:00 | 0.91848
Biomass | 2018-08-09 03:00 | 0.91848
Biomass | 2018-08-09 04:00 | 0.91848
Biomass | 2018-08-09 05:00 | 0.91848
Biomass | 2018-08-09 06:00 | 0.91848
Biomass | 2018-08-09 07:00 | 0.91848
Biomass | 2018-08-09 08:00 | 0.91848
Biomass | 2018-08-09 09:00 | 0.91848
Biomass | 2018-08-09 10:00 | 0.91848
Biomass | 2018-08-09 11:00 | 0.91848
Biomass | 2018-08-09 12:00 | 0.91848
Biomass | 2018-08-09 13:00 | 0.91848
Biomass | 2018-08-09 14:00 | 0.91848
Biomass | 2018-08-09 15:00 | 0.91848
Biomass | 2018-08-09 16:00 | 0.91848
Biomass | 2018-08-09 17:00 | 0.91848
Biomass | 2018-08-09 18:00 | 0.91848
Biomass | 2018-08-09 19:00 | 0.91848
Biomass | 2018-08-09 20:00 | 0.91848
Biomass | 2018-08-09 21:00 | 0.91848
Biomass | 2018-08-09 22:00 | 0.91848
Biomass | 2018-08-09 23:00 | 0.91848
Biomass | 2018-08-10 | 0.91848
Biomass | 2018-08-10 01:00 | 0.91848
Biomass | 2018-08-10 02:00 | 0.91848
Biomass | 2018-08-10 03:00 | 0.91848
Biomass | 2018-08-10 04:00 | 0.91848
Biomass | 2018-08-10 05:00 | 0.91848
Biomass | 2018-08-10 06:00 | 0.91848
Biomass | 2018-08-10 07:00 | 0.91848
Biomass | 2018-08-10 08:00 | 0.91848
Biomass | 2018-08-10 09:00 | 0.91848
Biomass | 2018-08-10 10:00 | 0.91848
Biomass | 2018-08-10 11:00 | 0.91848
Biomass | 2018-08-10 12:00 | 0.91848
Biomass | 2018-08-10 13:00 | 0.91848
Biomass | 2018-08-10 14:00 | 0.91848
Biomass | 2018-08-10 15:00 | 0.91848
Biomass | 2018-08-10 16:00 | 0.91848
Biomass | 2018-08-10 17:00 | 0.91848
Biomass | 2018-08-10 18:00 | 0.91848
Biomass | 2018-08-10 19:00 | 0.91848
Biomass | 2018-08-10 20:00 | 0.91848
Biomass | 2018-08-10 21:00 | 0.91848
Biomass | 2018-08-10 22:00 | 0.91848
Biomass | 2018-08-10 23:00 | 0.91848
Biomass | 2018-08-11 | 0.91848
Biomass | 2018-08-11 01:00 | 0.91848
Biomass | 2018-08-11 02:00 | 0.91848
Biomass | 2018-08-11 03:00 | 0.91848
Biomass | 2018-08-11 04:00 | 0.91848
Biomass | 2018-08-11 05:00 | 0.91848
Biomass | 2018-08-11 06:00 | 0.91848
Biomass | 2018-08-11 07:00 | 0.91848
Biomass | 2018-08-11 08:00 | 0.91848
Biomass | 2018-08-11 09:00 | 0.91848
Biomass | 2018-08-11 10:00 | 0.91848
Biomass | 2018-08-11 11:00 | 0.91848
Biomass | 2018-08-11 12:00 | 0.91848
Biomass | 2018-08-11 13:00 | 0.91848
Biomass | 2018-08-11 14:00 | 0.91848
Biomass | 2018-08-11 15:00 | 0.91848
Biomass | 2018-08-11 16:00 | 0.91848
Biomass | 2018-08-11 17:00 | 0.91848
Biomass | 2018-08-11 18:00 | 0.91848
Biomass | 2018-08-11 19:00 | 0.91848
Biomass | 2018-08-11 20:00 | 0.91848
Biomass | 2018-08-11 21:00 | 0.91848
Biomass | 2018-08-11 22:00 | 0.91848
Biomass | 2018-08-11 23:00 | 0.91848
Biomass | 2018-08-12 | 0.91848
Biomass | 2018-08-12 01:00 | 0.91848
Biomass | 2018-08-12 02:00 | 0.91848
Biomass | 2018-08-12 03:00 | 0.91848
Biomass | 2018-08-12 04:00 | 0.91848
Biomass | 2018-08-12 05:00 | 0.91848
Biomass | 2018-08-12 06:00 | 0.91848
Biomass | 2018-08-12 07:00 | 0.91848
Biomass | 2018-08-12 08:00 | 0.91848
Biomass | 2018-08-12 09:00 | 0.91848
Biomass | 2018-08-12 10:00 | 0.91848
Biomass | 2018-08-12 11:00 | 0.91848
Biomass | 2018-08-12 12:00 | 0.91848
Biomass | 2018-08-12 13:00 | 0.91848
Biomass | 2018-08-12 14:00 | 0.91848
Biomass | 2018-08-12 15:00 | 0.91848
Biomass | 2018-08-12 16:00 | 0.91848
Biomass | 2018-08-12 17:00 | 0.91848
Biomass | 2018-08-12 18:00 | 0.91848
Biomass | 2018-08-12 19:00 | 0.91848
Biomass | 2018-08-12 20:00 | 0.91848
Biomass | 2018-08-12 21:00 | 0.91848
Biomass | 2018-08-12 22:00 | 0.91848
Biomass | 2018-08-12 23:00 | 0.91848
Biomass | 2018-08-13 | 0.91848
Biomass | 2018-08-13 01:00 | 0.91848
Biomass | 2018-08-13 02:00 | 0.91848
Biomass | 2018-08-13 03:00 | 0.91848
Biomass | 2018-08-13 04:00 | 0.91848
Biomass | 2018-08-13 05:00 | 0.91848
Biomass | 2018-08-13 06:00 | 0.91848
Biomass | 2018-08-13 07:00 | 0.91848
Biomass | 2018-08-13 08:00 | 0.91848
Biomass | 2018-08-13 09:00 | 0.91848
Biomass | 2018-08-13 10:00 | 0.91848
Biomass | 2018-08-13 11:00 | 0.91848
Biomass | 2018-08-13 12:00 | 0.91848
Biomass | 2018-08-13 13:00 | 0.91848
Biomass | 2018-08-13 14:00 | 0.91848
Biomass | 2018-08-13 15:00 | 0.91848
Biomass | 2018-08-13 16:00 | 0.91848
Biomass | 2018-08-13 17:00 | 0.91848
Biomass | 2018-08-13 18:00 | 0.91848
Biomass | 2018-08-13 19:00 | 0.91848
Biomass | 2018-08-13 20:00 | 0.91848
Biomass | 2018-08-13 21:00 | 0.91848
Biomass | 2018-08-13 22:00 | 0.91848
Biomass | 2018-08-13 23:00 | 0.91848
Biomass | 2018-08-14 | 0.91848
Biomass | 2018-08-14 01:00 | 0.91848
Biomass | 2018-08-14 02:00 | 0.91848
Biomass | 2018-08-14 03:00 | 0.91848
Biomass | 2018-08-14 04:00 | 0.91848
Biomass | 2018-08-14 05:00 | 0.91848
Biomass | 2018-08-14 06:00 | 0.91848
Biomass | 2018-08-14 07:00 | 0.91848
Biomass | 2018-08-14 08:00 | 0.91848
Biomass | 2018-08-14 09:00 | 0.91848
Biomass | 2018-08-14 10:00 | 0.91848
Biomass | 2018-08-14 11:00 | 0.91848
Biomass | 2018-08-14 12:00 | 0.91848
Biomass | 2018-08-14 13:00 | 0.91848
Biomass | 2018-08-14 14:00 | 0.91848
Biomass | 2018-08-14 15:00 | 0.91848
Biomass | 2018-08-14 16:00 | 0.91848
Biomass | 2018-08-14 17:00 | 0.91848
Biomass | 2018-08-14 18:00 | 0.91848
Biomass | 2018-08-14 19:00 | 0.91848
Biomass | 2018-08-14 20:00 | 0.91848
Biomass | 2018-08-14 21:00 | 0.91848
Biomass | 2018-08-14 22:00 | 0.91848
Biomass | 2018-08-14 23:00 | 0.91848
Biomass | 2018-08-15 | 0.91848
Biomass | 2018-08-15 01:00 | 0.91848
Biomass | 2018-08-15 02:00 | 0.91848
Biomass | 2018-08-15 03:00 | 0.91848
Biomass | 2018-08-15 04:00 | 0.91848
Biomass | 2018-08-15 05:00 | 0.91848
Biomass | 2018-08-15 06:00 | 0.91848
Biomass | 2018-08-15 07:00 | 0.91848
Biomass | 2018-08-15 08:00 | 0.91848
Biomass | 2018-08-15 09:00 | 0.91848
Biomass | 2018-08-15 10:00 | 0.91848
Biomass | 2018-08-15 11:00 | 0.91848
Biomass | 2018-08-15 12:00 | 0.91848
Biomass | 2018-08-15 13:00 | 0.91848
Biomass | 2018-08-15 14:00 | 0.91848
Biomass | 2018-08-15 15:00 | 0.91848
Biomass | 2018-08-15 16:00 | 0.91848
Biomass | 2018-08-15 17:00 | 0.91848
Biomass | 2018-08-15 18:00 | 0.91848
Biomass | 2018-08-15 19:00 | 0.91848
Biomass | 2018-08-15 20:00 | 0.91848
Biomass | 2018-08-15 21:00 | 0.91848
Biomass | 2018-08-15 22:00 | 0.91848
Biomass | 2018-08-15 23:00 | 0.91848
Biomass | 2018-08-16 | 0.91848
Biomass | 2018-08-16 01:00 | 0.91848
Biomass | 2018-08-16 02:00 | 0.91848
Biomass | 2018-08-16 03:00 | 0.91848
Biomass | 2018-08-16 04:00 | 0.91848
Biomass | 2018-08-16 05:00 | 0.91848
Biomass | 2018-08-16 06:00 | 0.91848
Biomass | 2018-08-16 07:00 | 0.91848
Biomass | 2018-08-16 08:00 | 0.91848
Biomass | 2018-08-16 09:00 | 0.91848
Biomass | 2018-08-16 10:00 | 0.91848
Biomass | 2018-08-16 11:00 | 0.91848
Biomass | 2018-08-16 12:00 | 0.91848
Biomass | 2018-08-16 13:00 | 0.91848
Biomass | 2018-08-16 14:00 | 0.91848
Biomass | 2018-08-16 15:00 | 0.91848
Biomass | 2018-08-16 16:00 | 0.91848
Biomass | 2018-08-16 17:00 | 0.91848
Biomass | 2018-08-16 18:00 | 0.91848
Biomass | 2018-08-16 19:00 | 0.91848
Biomass | 2018-08-16 20:00 | 0.91848
Biomass | 2018-08-16 21:00 | 0.91848
Biomass | 2018-08-16 22:00 | 0.91848
Biomass | 2018-08-16 23:00 | 0.91848
Biomass | 2018-08-17 | 0.91848
Biomass | 2018-08-17 01:00 | 0.91848
Biomass | 2018-08-17 02:00 | 0.91848
Biomass | 2018-08-17 03:00 | 0.91848
Biomass | 2018-08-17 04:00 | 0.91848
Biomass | 2018-08-17 05:00 | 0.91848
Biomass | 2018-08-17 06:00 | 0.91848
Biomass | 2018-08-17 07:00 | 0.91848
Biomass | 2018-08-17 08:00 | 0.91848
Biomass | 2018-08-17 09:00 | 0.91848
Biomass | 2018-08-17 10:00 | 0.91848
Biomass | 2018-08-17 11:00 | 0.91848
Biomass | 2018-08-17 12:00 | 0.91848
Biomass | 2018-08-17 13:00 | 0.91848
Biomass | 2018-08-17 14:00 | 0.91848
Biomass | 2018-08-17 15:00 | 0.91848
Biomass | 2018-08-17 16:00 | 0.91848
Biomass | 2018-08-17 17:00 | 0.91848
Biomass | 2018-08-17 18:00 | 0.91848
Biomass | 2018-08-17 19:00 | 0.91848
Biomass | 2018-08-17 20:00 | 0.91848
Biomass | 2018-08-17 21:00 | 0.91848
Biomass | 2018-08-17 22:00 | 0.91848
Biomass | 2018-08-17 23:00 | 0.91848
Biomass | 2018-08-18 | 0.91848
Biomass | 2018-08-18 01:00 | 0.91848
Biomass | 2018-08-18 02:00 | 0.91848
Biomass | 2018-08-18 03:00 | 0.91848
Biomass | 2018-08-18 04:00 | 0.91848
Biomass | 2018-08-18 05:00 | 0.91848
Biomass | 2018-08-18 06:00 | 0.91848
Biomass | 2018-08-18 07:00 | 0.91848
Biomass | 2018-08-18 08:00 | 0.91848
Biomass | 2018-08-18 09:00 | 0.91848
Biomass | 2018-08-18 10:00 | 0.91848
Biomass | 2018-08-18 11:00 | 0.91848
Biomass | 2018-08-18 12:00 | 0.91848
Biomass | 2018-08-18 13:00 | 0.91848
Biomass | 2018-08-18 14:00 | 0.91848
Biomass | 2018-08-18 15:00 | 0.91848
Biomass | 2018-08-18 16:00 | 0.91848
Biomass | 2018-08-18 17:00 | 0.91848
Biomass | 2018-08-18 18:00 | 0.91848
Biomass | 2018-08-18 19:00 | 0.91848
Biomass | 2018-08-18 20:00 | 0.91848
Biomass | 2018-08-18 21:00 | 0.91848
Biomass | 2018-08-18 22:00 | 0.91848
Biomass | 2018-08-18 23:00 | 0.91848
Biomass | 2018-08-19 | 0.91848
Biomass | 2018-08-19 01:00 | 0.91848
Biomass | 2018-08-19 02:00 | 0.91848
Biomass | 2018-08-19 03:00 | 0.91848
Biomass | 2018-08-19 04:00 | 0.91848
Biomass | 2018-08-19 05:00 | 0.91848
Biomass | 2018-08-19 06:00 | 0.91848
Biomass | 2018-08-19 07:00 | 0.91848
Biomass | 2018-08-19 08:00 | 0.91848
Biomass | 2018-08-19 09:00 | 0.91848
Biomass | 2018-08-19 10:00 | 0.91848
Biomass | 2018-08-19 11:00 | 0.91848
Biomass | 2018-08-19 12:00 | 0.91848
Biomass | 2018-08-19 13:00 | 0.91848
Biomass | 2018-08-19 14:00 | 0.91848
Biomass | 2018-08-19 15:00 | 0.91848
Biomass | 2018-08-19 16:00 | 0.91848
Biomass | 2018-08-19 17:00 | 0.91848
Biomass | 2018-08-19 18:00 | 0.91848
Biomass | 2018-08-19 19:00 | 0.91848
Biomass | 2018-08-19 20:00 | 0.91848
Biomass | 2018-08-19 21:00 | 0.91848
Biomass | 2018-08-19 22:00 | 0.91848
Biomass | 2018-08-19 23:00 | 0.91848
Biomass | 2018-08-20 | 0.91848
Biomass | 2018-08-20 01:00 | 0.91848
Biomass | 2018-08-20 02:00 | 0.91848
Biomass | 2018-08-20 03:00 | 0.91848
Biomass | 2018-08-20 04:00 | 0.91848
Biomass | 2018-08-20 05:00 | 0.91848
Biomass | 2018-08-20 06:00 | 0.91848
Biomass | 2018-08-20 07:00 | 0.91848
Biomass | 2018-08-20 08:00 | 0.91848
Biomass | 2018-08-20 09:00 | 0.91848
Biomass | 2018-08-20 10:00 | 0.91848
Biomass | 2018-08-20 11:00 | 0.91848
Biomass | 2018-08-20 12:00 | 0.91848
Biomass | 2018-08-20 13:00 | 0.91848
Biomass | 2018-08-20 14:00 | 0.91848
Biomass | 2018-08-20 15:00 | 0.91848
Biomass | 2018-08-20 16:00 | 0.91848
Biomass | 2018-08-20 17:00 | 0.91848
Biomass | 2018-08-20 18:00 | 0.91848
Biomass | 2018-08-20 19:00 | 0.91848
Biomass | 2018-08-20 20:00 | 0.91848
Biomass | 2018-08-20 21:00 | 0.91848
Biomass | 2018-08-20 22:00 | 0.91848
Biomass | 2018-08-20 23:00 | 0.91848
Biomass | 2018-08-21 | 0.91848
Biomass | 2018-08-21 01:00 | 0.91848
Biomass | 2018-08-21 02:00 | 0.91848
Biomass | 2018-08-21 03:00 | 0.91848
Biomass | 2018-08-21 04:00 | 0.91848
Biomass | 2018-08-21 05:00 | 0.91848
Biomass | 2018-08-21 06:00 | 0.91848
Biomass | 2018-08-21 07:00 | 0.91848
Biomass | 2018-08-21 08:00 | 0.91848
Biomass | 2018-08-21 09:00 | 0.91848
Biomass | 2018-08-21 10:00 | 0.91848
Biomass | 2018-08-21 11:00 | 0.91848
Biomass | 2018-08-21 12:00 | 0.91848
Biomass | 2018-08-21 13:00 | 0.91848
Biomass | 2018-08-21 14:00 | 0.91848
Biomass | 2018-08-21 15:00 | 0.91848
Biomass | 2018-08-21 16:00 | 0.91848
Biomass | 2018-08-21 17:00 | 0.91848
Biomass | 2018-08-21 18:00 | 0.91848
Biomass | 2018-08-21 19:00 | 0.91848
Biomass | 2018-08-21 20:00 | 0.91848
Biomass | 2018-08-21 21:00 | 0.91848
Biomass | 2018-08-21 22:00 | 0.91848
Biomass | 2018-08-21 23:00 | 0.91848
Biomass | 2018-08-22 | 0.91848
Biomass | 2018-08-22 01:00 | 0.91848
Biomass | 2018-08-22 02:00 | 0.91848
Biomass | 2018-08-22 03:00 | 0.91848
Biomass | 2018-08-22 04:00 | 0.91848
Biomass | 2018-08-22 05:00 | 0.91848
Biomass | 2018-08-22 06:00 | 0.91848
Biomass | 2018-08-22 07:00 | 0.91848
Biomass | 2018-08-22 08:00 | 0.91848
Biomass | 2018-08-22 09:00 | 0.91848
Biomass | 2018-08-22 10:00 | 0.91848
Biomass | 2018-08-22 11:00 | 0.91848
Biomass | 2018-08-22 12:00 | 0.91848
Biomass | 2018-08-22 13:00 | 0.91848
Biomass | 2018-08-22 14:00 | 0.91848
Biomass | 2018-08-22 15:00 | 0.91848
Biomass | 2018-08-22 16:00 | 0.91848
Biomass | 2018-08-22 17:00 | 0.91848
Biomass | 2018-08-22 18:00 | 0.91848
Biomass | 2018-08-22 19:00 | 0.91848
Biomass | 2018-08-22 20:00 | 0.91848
Biomass | 2018-08-22 21:00 | 0.91848
Biomass | 2018-08-22 22:00 | 0.91848
Biomass | 2018-08-22 23:00 | 0.91848
Biomass | 2018-08-23 | 0.91848
Biomass | 2018-08-23 01:00 | 0.91848
Biomass | 2018-08-23 02:00 | 0.91848
Biomass | 2018-08-23 03:00 | 0.91848
Biomass | 2018-08-23 04:00 | 0.91848
Biomass | 2018-08-23 05:00 | 0.91848
Biomass | 2018-08-23 06:00 | 0.91848
Biomass | 2018-08-23 07:00 | 0.91848
Biomass | 2018-08-23 08:00 | 0.91848
Biomass | 2018-08-23 09:00 | 0.91848
Biomass | 2018-08-23 10:00 | 0.91848
Biomass | 2018-08-23 11:00 | 0.91848
Biomass | 2018-08-23 12:00 | 0.91848
Biomass | 2018-08-23 13:00 | 0.91848
Biomass | 2018-08-23 14:00 | 0.91848
Biomass | 2018-08-23 15:00 | 0.91848
Biomass | 2018-08-23 16:00 | 0.91848
Biomass | 2018-08-23 17:00 | 0.91848
Biomass | 2018-08-23 18:00 | 0.91848
Biomass | 2018-08-23 19:00 | 0.91848
Biomass | 2018-08-23 20:00 | 0.91848
Biomass | 2018-08-23 21:00 | 0.91848
Biomass | 2018-08-23 22:00 | 0.91848
Biomass | 2018-08-23 23:00 | 0.91848
Biomass | 2018-08-24 | 0.91848
Biomass | 2018-08-24 01:00 | 0.91848
Biomass | 2018-08-24 02:00 | 0.91848
Biomass | 2018-08-24 03:00 | 0.91848
Biomass | 2018-08-24 04:00 | 0.91848
Biomass | 2018-08-24 05:00 | 0.91848
Biomass | 2018-08-24 06:00 | 0.91848
Biomass | 2018-08-24 07:00 | 0.91848
Biomass | 2018-08-24 08:00 | 0.91848
Biomass | 2018-08-24 09:00 | 0.91848
Biomass | 2018-08-24 10:00 | 0.91848
Biomass | 2018-08-24 11:00 | 0.91848
Biomass | 2018-08-24 12:00 | 0.91848
Biomass | 2018-08-24 13:00 | 0.91848
Biomass | 2018-08-24 14:00 | 0.91848
Biomass | 2018-08-24 15:00 | 0.91848
Biomass | 2018-08-24 16:00 | 0.91848
Biomass | 2018-08-24 17:00 | 0.91848
Biomass | 2018-08-24 18:00 | 0.91848
Biomass | 2018-08-24 19:00 | 0.91848
Biomass | 2018-08-24 20:00 | 0.91848
Biomass | 2018-08-24 21:00 | 0.91848
Biomass | 2018-08-24 22:00 | 0.91848
Biomass | 2018-08-24 23:00 | 0.91848
Biomass | 2018-08-25 | 0.91848
Biomass | 2018-08-25 01:00 | 0.91848
Biomass | 2018-08-25 02:00 | 0.91848
Biomass | 2018-08-25 03:00 | 0.91848
Biomass | 2018-08-25 04:00 | 0.91848
Biomass | 2018-08-25 05:00 | 0.91848
Biomass | 2018-08-25 06:00 | 0.91848
Biomass | 2018-08-25 07:00 | 0.91848
Biomass | 2018-08-25 08:00 | 0.91848
Biomass | 2018-08-25 09:00 | 0.91848
Biomass | 2018-08-25 10:00 | 0.91848
Biomass | 2018-08-25 11:00 | 0.91848
Biomass | 2018-08-25 12:00 | 0.91848
Biomass | 2018-08-25 13:00 | 0.91848
Biomass | 2018-08-25 14:00 | 0.91848
Biomass | 2018-08-25 15:00 | 0.91848
Biomass | 2018-08-25 16:00 | 0.91848
Biomass | 2018-08-25 17:00 | 0.91848
Biomass | 2018-08-25 18:00 | 0.91848
Biomass | 2018-08-25 19:00 | 0.91848
Biomass | 2018-08-25 20:00 | 0.91848
Biomass | 2018-08-25 21:00 | 0.91848
Biomass | 2018-08-25 22:00 | 0.91848
Biomass | 2018-08-25 23:00 | 0.91848
Biomass | 2018-08-26 | 0.91848
Biomass | 2018-08-26 01:00 | 0.91848
Biomass | 2018-08-26 02:00 | 0.91848
Biomass | 2018-08-26 03:00 | 0.91848
Biomass | 2018-08-26 04:00 | 0.91848
Biomass | 2018-08-26 05:00 | 0.91848
Biomass | 2018-08-26 06:00 | 0.91848
Biomass | 2018-08-26 07:00 | 0.91848
Biomass | 2018-08-26 08:00 | 0.91848
Biomass | 2018-08-26 09:00 | 0.91848
Biomass | 2018-08-26 10:00 | 0.91848
Biomass | 2018-08-26 11:00 | 0.91848
Biomass | 2018-08-26 12:00 | 0.91848
Biomass | 2018-08-26 13:00 | 0.91848
Biomass | 2018-08-26 14:00 | 0.91848
Biomass | 2018-08-26 15:00 | 0.91848
Biomass | 2018-08-26 16:00 | 0.91848
Biomass | 2018-08-26 17:00 | 0.91848
Biomass | 2018-08-26 18:00 | 0.91848
Biomass | 2018-08-26 19:00 | 0.91848
Biomass | 2018-08-26 20:00 | 0.91848
Biomass | 2018-08-26 21:00 | 0.91848
Biomass | 2018-08-26 22:00 | 0.91848
Biomass | 2018-08-26 23:00 | 0.91848
Biomass | 2018-08-27 | 0.91848
Biomass | 2018-08-27 01:00 | 0.91848
Biomass | 2018-08-27 02:00 | 0.91848
Biomass | 2018-08-27 03:00 | 0.91848
Biomass | 2018-08-27 04:00 | 0.91848
Biomass | 2018-08-27 05:00 | 0.91848
Biomass | 2018-08-27 06:00 | 0.91848
Biomass | 2018-08-27 07:00 | 0.91848
Biomass | 2018-08-27 08:00 | 0.91848
Biomass | 2018-08-27 09:00 | 0.91848
Biomass | 2018-08-27 10:00 | 0.91848
Biomass | 2018-08-27 11:00 | 0.91848
Biomass | 2018-08-27 12:00 | 0.91848
Biomass | 2018-08-27 13:00 | 0.91848
Biomass | 2018-08-27 14:00 | 0.91848
Biomass | 2018-08-27 15:00 | 0.91848
Biomass | 2018-08-27 16:00 | 0.91848
Biomass | 2018-08-27 17:00 | 0.91848
Biomass | 2018-08-27 18:00 | 0.91848
Biomass | 2018-08-27 19:00 | 0.91848
Biomass | 2018-08-27 20:00 | 0.91848
Biomass | 2018-08-27 21:00 | 0.91848
Biomass | 2018-08-27 22:00 | 0.91848
Biomass | 2018-08-27 23:00 | 0.91848
Biomass | 2018-08-28 | 0.91848
Biomass | 2018-08-28 01:00 | 0.91848
Biomass | 2018-08-28 02:00 | 0.91848
Biomass | 2018-08-28 03:00 | 0.91848
Biomass | 2018-08-28 04:00 | 0.91848
Biomass | 2018-08-28 05:00 | 0.91848
Biomass | 2018-08-28 06:00 | 0.91848
Biomass | 2018-08-28 07:00 | 0.91848
Biomass | 2018-08-28 08:00 | 0.91848
Biomass | 2018-08-28 09:00 | 0.91848
Biomass | 2018-08-28 10:00 | 0.91848
Biomass | 2018-08-28 11:00 | 0.91848
Biomass | 2018-08-28 12:00 | 0.91848
Biomass | 2018-08-28 13:00 | 0.91848
Biomass | 2018-08-28 14:00 | 0.91848
Biomass | 2018-08-28 15:00 | 0.91848
Biomass | 2018-08-28 16:00 | 0.91848
Biomass | 2018-08-28 17:00 | 0.91848
Biomass | 2018-08-28 18:00 | 0.91848
Biomass | 2018-08-28 19:00 | 0.91848
Biomass | 2018-08-28 20:00 | 0.91848
Biomass | 2018-08-28 21:00 | 0.91848
Biomass | 2018-08-28 22:00 | 0.91848
Biomass | 2018-08-28 23:00 | 0.91848
Biomass | 2018-08-29 | 0.91848
Biomass | 2018-08-29 01:00 | 0.91848
Biomass | 2018-08-29 02:00 | 0.91848
Biomass | 2018-08-29 03:00 | 0.91848
Biomass | 2018-08-29 04:00 | 0.91848
Biomass | 2018-08-29 05:00 | 0.91848
Biomass | 2018-08-29 06:00 | 0.91848
Biomass | 2018-08-29 07:00 | 0.91848
Biomass | 2018-08-29 08:00 | 0.91848
Biomass | 2018-08-29 09:00 | 0.91848
Biomass | 2018-08-29 10:00 | 0.91848
Biomass | 2018-08-29 11:00 | 0.91848
Biomass | 2018-08-29 12:00 | 0.91848
Biomass | 2018-08-29 13:00 | 0.91848
Biomass | 2018-08-29 14:00 | 0.91848
Biomass | 2018-08-29 15:00 | 0.91848
Biomass | 2018-08-29 16:00 | 0.91848
Biomass | 2018-08-29 17:00 | 0.91848
Biomass | 2018-08-29 18:00 | 0.91848
Biomass | 2018-08-29 19:00 | 0.91848
Biomass | 2018-08-29 20:00 | 0.91848
Biomass | 2018-08-29 21:00 | 0.91848
Biomass | 2018-08-29 22:00 | 0.91848
Biomass | 2018-08-29 23:00 | 0.91848
Biomass | 2018-08-30 | 0.91848
Biomass | 2018-08-30 01:00 | 0.91848
Biomass | 2018-08-30 02:00 | 0.91848
Biomass | 2018-08-30 03:00 | 0.91848
Biomass | 2018-08-30 04:00 | 0.91848
Biomass | 2018-08-30 05:00 | 0.91848
Biomass | 2018-08-30 06:00 | 0.91848
Biomass | 2018-08-30 07:00 | 0.91848
Biomass | 2018-08-30 08:00 | 0.91848
Biomass | 2018-08-30 09:00 | 0.91848
Biomass | 2018-08-30 10:00 | 0.91848
Biomass | 2018-08-30 11:00 | 0.91848
Biomass | 2018-08-30 12:00 | 0.91848
Biomass | 2018-08-30 13:00 | 0.91848
Biomass | 2018-08-30 14:00 | 0.91848
Biomass | 2018-08-30 15:00 | 0.91848
Biomass | 2018-08-30 16:00 | 0.91848
Biomass | 2018-08-30 17:00 | 0.91848
Biomass | 2018-08-30 18:00 | 0.91848
Biomass | 2018-08-30 19:00 | 0.91848
Biomass | 2018-08-30 20:00 | 0.91848
Biomass | 2018-08-30 21:00 | 0.91848
Biomass | 2018-08-30 22:00 | 0.91848
Biomass | 2018-08-30 23:00 | 0.91848
Biomass | 2018-08-31 | 0.91848
Biomass | 2018-08-31 01:00 | 0.91848
Biomass | 2018-08-31 02:00 | 0.91848
Biomass | 2018-08-31 03:00 | 0.91848
Biomass | 2018-08-31 04:00 | 0.91848
Biomass | 2018-08-31 05:00 | 0.91848
Biomass | 2018-08-31 06:00 | 0.91848
Biomass | 2018-08-31 07:00 | 0.91848
Biomass | 2018-08-31 08:00 | 0.91848
Biomass | 2018-08-31 09:00 | 0.91848
Biomass | 2018-08-31 10:00 | 0.91848
Biomass | 2018-08-31 11:00 | 0.91848
Biomass | 2018-08-31 12:00 | 0.91848
Biomass | 2018-08-31 13:00 | 0.91848
Biomass | 2018-08-31 14:00 | 0.91848
Biomass | 2018-08-31 15:00 | 0.91848
Biomass | 2018-08-31 16:00 | 0.91848
Biomass | 2018-08-31 17:00 | 0.91848
Biomass | 2018-08-31 18:00 | 0.91848
Biomass | 2018-08-31 19:00 | 0.91848
Biomass | 2018-08-31 20:00 | 0.91848
Biomass | 2018-08-31 21:00 | 0.91848
Biomass | 2018-08-31 22:00 | 0.91848
Biomass | 2018-08-31 23:00 | 0.91848
Biomass | 2018-09-01 | 0.91848
Biomass | 2018-09-01 01:00 | 0.91848
Biomass | 2018-09-01 02:00 | 0.91848
Biomass | 2018-09-01 03:00 | 0.91848
Biomass | 2018-09-01 04:00 | 0.91848
Biomass | 2018-09-01 05:00 | 0.91848
Biomass | 2018-09-01 06:00 | 0.91848
Biomass | 2018-09-01 07:00 | 0.91848
Biomass | 2018-09-01 08:00 | 0.91848
Biomass | 2018-09-01 09:00 | 0.91848
Biomass | 2018-09-01 10:00 | 0.91848
Biomass | 2018-09-01 11:00 | 0.91848
Biomass | 2018-09-01 12:00 | 0.91848
Biomass | 2018-09-01 13:00 | 0.91848
Biomass | 2018-09-01 14:00 | 0.91848
Biomass | 2018-09-01 15:00 | 0.91848
Biomass | 2018-09-01 16:00 | 0.91848
Biomass | 2018-09-01 17:00 | 0.91848
Biomass | 2018-09-01 18:00 | 0.91848
Biomass | 2018-09-01 19:00 | 0.91848
Biomass | 2018-09-01 20:00 | 0.91848
Biomass | 2018-09-01 21:00 | 0.91848
Biomass | 2018-09-01 22:00 | 0.91848
Biomass | 2018-09-01 23:00 | 0.91848
Biomass | 2018-09-02 | 0.91848
Biomass | 2018-09-02 01:00 | 0.91848
Biomass | 2018-09-02 02:00 | 0.91848
Biomass | 2018-09-02 03:00 | 0.91848
Biomass | 2018-09-02 04:00 | 0.91848
Biomass | 2018-09-02 05:00 | 0.91848
Biomass | 2018-09-02 06:00 | 0.91848
Biomass | 2018-09-02 07:00 | 0.91848
Biomass | 2018-09-02 08:00 | 0.91848
Biomass | 2018-09-02 09:00 | 0.91848
Biomass | 2018-09-02 10:00 | 0.91848
Biomass | 2018-09-02 11:00 | 0.91848
Biomass | 2018-09-02 12:00 | 0.91848
Biomass | 2018-09-02 13:00 | 0.91848
Biomass | 2018-09-02 14:00 | 0.91848
Biomass | 2018-09-02 15:00 | 0.91848
Biomass | 2018-09-02 16:00 | 0.91848
Biomass | 2018-09-02 17:00 | 0.91848
Biomass | 2018-09-02 18:00 | 0.91848
Biomass | 2018-09-02 19:00 | 0.91848
Biomass | 2018-09-02 20:00 | 0.91848
Biomass | 2018-09-02 21:00 | 0.91848
Biomass | 2018-09-02 22:00 | 0.91848
Biomass | 2018-09-02 23:00 | 0.91848
Biomass | 2018-09-03 | 0.91848
Biomass | 2018-09-03 01:00 | 0.91848
Biomass | 2018-09-03 02:00 | 0.91848
Biomass | 2018-09-03 03:00 | 0.91848
Biomass | 2018-09-03 04:00 | 0.91848
Biomass | 2018-09-03 05:00 | 0.91848
Biomass | 2018-09-03 06:00 | 0.91848
Biomass | 2018-09-03 07:00 | 0.91848
Biomass | 2018-09-03 08:00 | 0.91848
Biomass | 2018-09-03 09:00 | 0.91848
Biomass | 2018-09-03 10:00 | 0.91848
Biomass | 2018-09-03 11:00 | 0.91848
Biomass | 2018-09-03 12:00 | 0.91848
Biomass | 2018-09-03 13:00 | 0.91848
Biomass | 2018-09-03 14:00 | 0.91848
Biomass | 2018-09-03 15:00 | 0.91848
Biomass | 2018-09-03 16:00 | 0.91848
Biomass | 2018-09-03 17:00 | 0.91848
Biomass | 2018-09-03 18:00 | 0.91848
Biomass | 2018-09-03 19:00 | 0.91848
Biomass | 2018-09-03 20:00 | 0.91848
Biomass | 2018-09-03 21:00 | 0.91848
Biomass | 2018-09-03 22:00 | 0.91848
Biomass | 2018-09-03 23:00 | 0.91848
Biomass | 2018-09-04 | 0.91848
Biomass | 2018-09-04 01:00 | 0.91848
Biomass | 2018-09-04 02:00 | 0.91848
Biomass | 2018-09-04 03:00 | 0.91848
Biomass | 2018-09-04 04:00 | 0.91848
Biomass | 2018-09-04 05:00 | 0.91848
Biomass | 2018-09-04 06:00 | 0.91848
Biomass | 2018-09-04 07:00 | 0.91848
Biomass | 2018-09-04 08:00 | 0.91848
Biomass | 2018-09-04 09:00 | 0.91848
Biomass | 2018-09-04 10:00 | 0.91848
Biomass | 2018-09-04 11:00 | 0.91848
Biomass | 2018-09-04 12:00 | 0.91848
Biomass | 2018-09-04 13:00 | 0.91848
Biomass | 2018-09-04 14:00 | 0.91848
Biomass | 2018-09-04 15:00 | 0.91848
Biomass | 2018-09-04 16:00 | 0.91848
Biomass | 2018-09-04 17:00 | 0.91848
Biomass | 2018-09-04 18:00 | 0.91848
Biomass | 2018-09-04 19:00 | 0.91848
Biomass | 2018-09-04 20:00 | 0.91848
Biomass | 2018-09-04 21:00 | 0.91848
Biomass | 2018-09-04 22:00 | 0.91848
Biomass | 2018-09-04 23:00 | 0.91848
Biomass | 2018-09-05 | 0.91848
Biomass | 2018-09-05 01:00 | 0.91848
Biomass | 2018-09-05 02:00 | 0.91848
Biomass | 2018-09-05 03:00 | 0.91848
Biomass | 2018-09-05 04:00 | 0.91848
Biomass | 2018-09-05 05:00 | 0.91848
Biomass | 2018-09-05 06:00 | 0.91848
Biomass | 2018-09-05 07:00 | 0.91848
Biomass | 2018-09-05 08:00 | 0.91848
Biomass | 2018-09-05 09:00 | 0.91848
Biomass | 2018-09-05 10:00 | 0.91848
Biomass | 2018-09-05 11:00 | 0.91848
Biomass | 2018-09-05 12:00 | 0.91848
Biomass | 2018-09-05 13:00 | 0.91848
Biomass | 2018-09-05 14:00 | 0.91848
Biomass | 2018-09-05 15:00 | 0.91848
Biomass | 2018-09-05 16:00 | 0.91848
Biomass | 2018-09-05 17:00 | 0.91848
Biomass | 2018-09-05 18:00 | 0.91848
Biomass | 2018-09-05 19:00 | 0.91848
Biomass | 2018-09-05 20:00 | 0.91848
Biomass | 2018-09-05 21:00 | 0.91848
Biomass | 2018-09-05 22:00 | 0.91848
Biomass | 2018-09-05 23:00 | 0.91848
Biomass | 2018-09-06 | 0.91848
Biomass | 2018-09-06 01:00 | 0.91848
Biomass | 2018-09-06 02:00 | 0.91848
Biomass | 2018-09-06 03:00 | 0.91848
Biomass | 2018-09-06 04:00 | 0.91848
Biomass | 2018-09-06 05:00 | 0.91848
Biomass | 2018-09-06 06:00 | 0.91848
Biomass | 2018-09-06 07:00 | 0.91848
Biomass | 2018-09-06 08:00 | 0.91848
Biomass | 2018-09-06 09:00 | 0.91848
Biomass | 2018-09-06 10:00 | 0.91848
Biomass | 2018-09-06 11:00 | 0.91848
Biomass | 2018-09-06 12:00 | 0.91848
Biomass | 2018-09-06 13:00 | 0.91848
Biomass | 2018-09-06 14:00 | 0.91848
Biomass | 2018-09-06 15:00 | 0.91848
Biomass | 2018-09-06 16:00 | 0.91848
Biomass | 2018-09-06 17:00 | 0.91848
Biomass | 2018-09-06 18:00 | 0.91848
Biomass | 2018-09-06 19:00 | 0.91848
Biomass | 2018-09-06 20:00 | 0.91848
Biomass | 2018-09-06 21:00 | 0.91848
Biomass | 2018-09-06 22:00 | 0.91848
Biomass | 2018-09-06 23:00 | 0.91848
Biomass | 2018-09-07 | 0.91848
Biomass | 2018-09-07 01:00 | 0.91848
Biomass | 2018-09-07 02:00 | 0.91848
Biomass | 2018-09-07 03:00 | 0.91848
Biomass | 2018-09-07 04:00 | 0.91848
Biomass | 2018-09-07 05:00 | 0.91848
Biomass | 2018-09-07 06:00 | 0.91848
Biomass | 2018-09-07 07:00 | 0.91848
Biomass | 2018-09-07 08:00 | 0.91848
Biomass | 2018-09-07 09:00 | 0.91848
Biomass | 2018-09-07 10:00 | 0.91848
Biomass | 2018-09-07 11:00 | 0.91848
Biomass | 2018-09-07 12:00 | 0.91848
Biomass | 2018-09-07 13:00 | 0.91848
Biomass | 2018-09-07 14:00 | 0.91848
Biomass | 2018-09-07 15:00 | 0.91848
Biomass | 2018-09-07 16:00 | 0.91848
Biomass | 2018-09-07 17:00 | 0.91848
Biomass | 2018-09-07 18:00 | 0.91848
Biomass | 2018-09-07 19:00 | 0.91848
Biomass | 2018-09-07 20:00 | 0.91848
Biomass | 2018-09-07 21:00 | 0.91848
Biomass | 2018-09-07 22:00 | 0.91848
Biomass | 2018-09-07 23:00 | 0.91848
Biomass | 2018-09-08 | 0.91848
Biomass | 2018-09-08 01:00 | 0.91848
Biomass | 2018-09-08 02:00 | 0.91848
Biomass | 2018-09-08 03:00 | 0.91848
Biomass | 2018-09-08 04:00 | 0.91848
Biomass | 2018-09-08 05:00 | 0.91848
Biomass | 2018-09-08 06:00 | 0.91848
Biomass | 2018-09-08 07:00 | 0.91848
Biomass | 2018-09-08 08:00 | 0.91848
Biomass | 2018-09-08 09:00 | 0.91848
Biomass | 2018-09-08 10:00 | 0.91848
Biomass | 2018-09-08 11:00 | 0.91848
Biomass | 2018-09-08 12:00 | 0.91848
Biomass | 2018-09-08 13:00 | 0.91848
Biomass | 2018-09-08 14:00 | 0.91848
Biomass | 2018-09-08 15:00 | 0.91848
Biomass | 2018-09-08 16:00 | 0.91848
Biomass | 2018-09-08 17:00 | 0.91848
Biomass | 2018-09-08 18:00 | 0.91848
Biomass | 2018-09-08 19:00 | 0.91848
Biomass | 2018-09-08 20:00 | 0.91848
Biomass | 2018-09-08 21:00 | 0.91848
Biomass | 2018-09-08 22:00 | 0.91848
Biomass | 2018-09-08 23:00 | 0.91848
Biomass | 2018-09-09 | 0.91848
Biomass | 2018-09-09 01:00 | 0.91848
Biomass | 2018-09-09 02:00 | 0.91848
Biomass | 2018-09-09 03:00 | 0.91848
Biomass | 2018-09-09 04:00 | 0.91848
Biomass | 2018-09-09 05:00 | 0.91848
Biomass | 2018-09-09 06:00 | 0.91848
Biomass | 2018-09-09 07:00 | 0.91848
Biomass | 2018-09-09 08:00 | 0.91848
Biomass | 2018-09-09 09:00 | 0.91848
Biomass | 2018-09-09 10:00 | 0.91848
Biomass | 2018-09-09 11:00 | 0.91848
Biomass | 2018-09-09 12:00 | 0.91848
Biomass | 2018-09-09 13:00 | 0.91848
Biomass | 2018-09-09 14:00 | 0.91848
Biomass | 2018-09-09 15:00 | 0.91848
Biomass | 2018-09-09 16:00 | 0.91848
Biomass | 2018-09-09 17:00 | 0.91848
Biomass | 2018-09-09 18:00 | 0.91848
Biomass | 2018-09-09 19:00 | 0.91848
Biomass | 2018-09-09 20:00 | 0.91848
Biomass | 2018-09-09 21:00 | 0.91848
Biomass | 2018-09-09 22:00 | 0.91848
Biomass | 2018-09-09 23:00 | 0.91848
Biomass | 2018-09-10 | 0.91848
Biomass | 2018-09-10 01:00 | 0.91848
Biomass | 2018-09-10 02:00 | 0.91848
Biomass | 2018-09-10 03:00 | 0.91848
Biomass | 2018-09-10 04:00 | 0.91848
Biomass | 2018-09-10 05:00 | 0.91848
Biomass | 2018-09-10 06:00 | 0.91848
Biomass | 2018-09-10 07:00 | 0.91848
Biomass | 2018-09-10 08:00 | 0.91848
Biomass | 2018-09-10 09:00 | 0.91848
Biomass | 2018-09-10 10:00 | 0.91848
Biomass | 2018-09-10 11:00 | 0.91848
Biomass | 2018-09-10 12:00 | 0.91848
Biomass | 2018-09-10 13:00 | 0.91848
Biomass | 2018-09-10 14:00 | 0.91848
Biomass | 2018-09-10 15:00 | 0.91848
Biomass | 2018-09-10 16:00 | 0.91848
Biomass | 2018-09-10 17:00 | 0.91848
Biomass | 2018-09-10 18:00 | 0.91848
Biomass | 2018-09-10 19:00 | 0.91848
Biomass | 2018-09-10 20:00 | 0.91848
Biomass | 2018-09-10 21:00 | 0.91848
Biomass | 2018-09-10 22:00 | 0.91848
Biomass | 2018-09-10 23:00 | 0.91848
Biomass | 2018-09-11 | 0.91848
Biomass | 2018-09-11 01:00 | 0.91848
Biomass | 2018-09-11 02:00 | 0.93978
Biomass | 2018-09-11 03:00 | 1
Biomass | 2018-09-11 04:00 | 1
Biomass | 2018-09-11 05:00 | 1
Biomass | 2018-09-11 06:00 | 1
Biomass | 2018-09-11 07:00 | 1
Biomass | 2018-09-11 08:00 | 1
Biomass | 2018-09-11 09:00 | 1
Biomass | 2018-09-11 10:00 | 1
Biomass | 2018-09-11 11:00 | 1
Biomass | 2018-09-11 12:00 | 1
Biomass | 2018-09-11 13:00 | 1
Biomass | 2018-09-11 14:00 | 1
Biomass | 2018-09-11 15:00 | 1
Biomass | 2018-09-11 16:00 | 1
Biomass | 2018-09-11 17:00 | 1
Biomass | 2018-09-11 18:00 | 1
Biomass | 2018-09-11 19:00 | 1
Biomass | 2018-09-11 20:00 | 1
Biomass | 2018-09-11 21:00 | 1
Biomass | 2018-09-11 22:00 | 1
Biomass | 2018-09-11 23:00 | 1
Biomass | 2018-09-12 | 1
Biomass | 2018-09-12 01:00 | 1
Biomass | 2018-09-12 02:00 | 1
Biomass | 2018-09-12 03:00 | 1
Biomass | 2018-09-12 04:00 | 1
Biomass | 2018-09-12 05:00 | 1
Biomass | 2018-09-12 06:00 | 1
Biomass | 2018-09-12 07:00 | 0.91848
Biomass | 2018-09-12 08:00 | 0.91848
Biomass | 2018-09-12 09:00 | 0.91848
Biomass | 2018-09-12 10:00 | 0.91848
Biomass | 2018-09-12 11:00 | 0.91848
Biomass | 2018-09-12 12:00 | 0.91848
Biomass | 2018-09-12 13:00 | 0.91848
Biomass | 2018-09-12 14:00 | 0.91848
Biomass | 2018-09-12 15:00 | 0.91848
Biomass | 2018-09-12 16:00 | 0.91848
Biomass | 2018-09-12 17:00 | 0.92217
Biomass | 2018-09-12 18:00 | 0.93701
Biomass | 2018-09-12 19:00 | 1
Biomass | 2018-09-12 20:00 | 1
Biomass | 2018-09-12 21:00 | 1
Biomass | 2018-09-12 22:00 | 1
Biomass | 2018-09-12 23:00 | 1
Biomass | 2018-09-13 | 1
Biomass | 2018-09-13 01:00 | 1
Biomass | 2018-09-13 02:00 | 1
Biomass | 2018-09-13 03:00 | 1
Biomass | 2018-09-13 04:00 | 1
Biomass | 2018-09-13 05:00 | 1
Biomass | 2018-09-13 06:00 | 1
Biomass | 2018-09-13 07:00 | 1
Biomass | 2018-09-13 08:00 | 1
Biomass | 2018-09-13 09:00 | 1
Biomass | 2018-09-13 10:00 | 1
Biomass | 2018-09-13 11:00 | 1
Biomass | 2018-09-13 12:00 | 1
Biomass | 2018-09-13 13:00 | 1
Biomass | 2018-09-13 14:00 | 1
Biomass | 2018-09-13 15:00 | 1
Biomass | 2018-09-13 16:00 | 1
Biomass | 2018-09-13 17:00 | 1
Biomass | 2018-09-13 18:00 | 1
Biomass | 2018-09-13 19:00 | 1
Biomass | 2018-09-13 20:00 | 1
Biomass | 2018-09-13 21:00 | 1
Biomass | 2018-09-13 22:00 | 1
Biomass | 2018-09-13 23:00 | 1
Biomass | 2018-09-14 | 1
Biomass | 2018-09-14 01:00 | 0.91848
Biomass | 2018-09-14 02:00 | 0.91848
Biomass | 2018-09-14 03:00 | 0.91848
Biomass | 2018-09-14 04:00 | 0.91848
Biomass | 2018-09-14 05:00 | 0.91848
Biomass | 2018-09-14 06:00 | 0.92217
Biomass | 2018-09-14 07:00 | 0.93701
Biomass | 2018-09-14 08:00 | 0.91848
Biomass | 2018-09-14 09:00 | 0.91848
Biomass | 2018-09-14 10:00 | 0.91848
Biomass | 2018-09-14 11:00 | 0.91848
Biomass | 2018-09-14 12:00 | 0.91848
Biomass | 2018-09-14 13:00 | 0.91848
Biomass | 2018-09-14 14:00 | 0.91848
Biomass | 2018-09-14 15:00 | 0.91848
Biomass | 2018-09-14 16:00 | 1
Biomass | 2018-09-14 17:00 | 1
Biomass | 2018-09-14 18:00 | 1
Biomass | 2018-09-14 19:00 | 1
Biomass | 2018-09-14 20:00 | 1
Biomass | 2018-09-14 21:00 | 1
Biomass | 2018-09-14 22:00 | 1
Biomass | 2018-09-14 23:00 | 1
Biomass | 2018-09-15 | 1
Biomass | 2018-09-15 01:00 | 1
Biomass | 2018-09-15 02:00 | 1
Biomass | 2018-09-15 03:00 | 1
Biomass | 2018-09-15 04:00 | 1
Biomass | 2018-09-15 05:00 | 1
Biomass | 2018-09-15 06:00 | 1
Biomass | 2018-09-15 07:00 | 1
Biomass | 2018-09-15 08:00 | 1
Biomass | 2018-09-15 09:00 | 1
Biomass | 2018-09-15 10:00 | 1
Biomass | 2018-09-15 11:00 | 1
Biomass | 2018-09-15 12:00 | 1
Biomass | 2018-09-15 13:00 | 1
Biomass | 2018-09-15 14:00 | 1
Biomass | 2018-09-15 15:00 | 1
Biomass | 2018-09-15 16:00 | 1
Biomass | 2018-09-15 17:00 | 1
Biomass | 2018-09-15 18:00 | 1
Biomass | 2018-09-15 19:00 | 1
Biomass | 2018-09-15 20:00 | 1
Biomass | 2018-09-15 21:00 | 1
Biomass | 2018-09-15 22:00 | 1
Biomass | 2018-09-15 23:00 | 1
Biomass | 2018-09-16 | 1
Biomass | 2018-09-16 01:00 | 1
Biomass | 2018-09-16 02:00 | 1
Biomass | 2018-09-16 03:00 | 1
Biomass | 2018-09-16 04:00 | 1
Biomass | 2018-09-16 05:00 | 1
Biomass | 2018-09-16 06:00 | 1
Biomass | 2018-09-16 07:00 | 1
Biomass | 2018-09-16 08:00 | 1
Biomass | 2018-09-16 09:00 | 1
Biomass | 2018-09-16 10:00 | 1
Biomass | 2018-09-16 11:00 | 1
Biomass | 2018-09-16 12:00 | 1
Biomass | 2018-09-16 13:00 | 1
Biomass | 2018-09-16 14:00 | 1
Biomass | 2018-09-16 15:00 | 1
Biomass | 2018-09-16 16:00 | 1
Biomass | 2018-09-16 17:00 | 1
Biomass | 2018-09-16 18:00 | 1
Biomass | 2018-09-16 19:00 | 1
Biomass | 2018-09-16 20:00 | 1
Biomass | 2018-09-16 21:00 | 1
Biomass | 2018-09-16 22:00 | 1
Biomass | 2018-09-16 23:00 | 1
Biomass | 2018-09-17 | 1
Biomass | 2018-09-17 01:00 | 1
Biomass | 2018-09-17 02:00 | 1
Biomass | 2018-09-17 03:00 | 1
Biomass | 2018-09-17 04:00 | 1
Biomass | 2018-09-17 05:00 | 1
Biomass | 2018-09-17 06:00 | 1
Biomass | 2018-09-17 07:00 | 1
Biomass | 2018-09-17 08:00 | 1
Biomass | 2018-09-17 09:00 | 1
Biomass | 2018-09-17 10:00 | 1
Biomass | 2018-09-17 11:00 | 1
Biomass | 2018-09-17 12:00 | 1
Biomass | 2018-09-17 13:00 | 1
Biomass | 2018-09-17 14:00 | 1
Biomass | 2018-09-17 15:00 | 1
Biomass | 2018-09-17 16:00 | 1
Biomass | 2018-09-17 17:00 | 1
Biomass | 2018-09-17 18:00 | 1
Biomass | 2018-09-17 19:00 | 1
Biomass | 2018-09-17 20:00 | 1
Biomass | 2018-09-17 21:00 | 1
Biomass | 2018-09-17 22:00 | 0.91848
Biomass | 2018-09-17 23:00 | 0.91848
Biomass | 2018-09-18 | 0.91848
Biomass | 2018-09-18 01:00 | 0.92049
Biomass | 2018-09-18 02:00 | 0.91848
Biomass | 2018-09-18 03:00 | 0.91848
Biomass | 2018-09-18 04:00 | 0.91848
Biomass | 2018-09-18 05:00 | 0.91848
Biomass | 2018-09-18 06:00 | 0.91848
Biomass | 2018-09-18 07:00 | 1
Biomass | 2018-09-18 08:00 | 0.91848
Biomass | 2018-09-18 09:00 | 0.91848
Biomass | 2018-09-18 10:00 | 0.91848
Biomass | 2018-09-18 11:00 | 1
Biomass | 2018-09-18 12:00 | 1
Biomass | 2018-09-18 13:00 | 1
Biomass | 2018-09-18 14:00 | 1
Biomass | 2018-09-18 15:00 | 1
Biomass | 2018-09-18 16:00 | 1
Biomass | 2018-09-18 17:00 | 1
Biomass | 2018-09-18 18:00 | 1
Biomass | 2018-09-18 19:00 | 1
Biomass | 2018-09-18 20:00 | 1
Biomass | 2018-09-18 21:00 | 1
Biomass | 2018-09-18 22:00 | 1
Biomass | 2018-09-18 23:00 | 1
Biomass | 2018-09-19 | 1
Biomass | 2018-09-19 01:00 | 1
Biomass | 2018-09-19 02:00 | 1
Biomass | 2018-09-19 03:00 | 1
Biomass | 2018-09-19 04:00 | 1
Biomass | 2018-09-19 05:00 | 1
Biomass | 2018-09-19 06:00 | 1
Biomass | 2018-09-19 07:00 | 1
Biomass | 2018-09-19 08:00 | 1
Biomass | 2018-09-19 09:00 | 1
Biomass | 2018-09-19 10:00 | 1
Biomass | 2018-09-19 11:00 | 1
Biomass | 2018-09-19 12:00 | 1
Biomass | 2018-09-19 13:00 | 1
Biomass | 2018-09-19 14:00 | 1
Biomass | 2018-09-19 15:00 | 1
Biomass | 2018-09-19 16:00 | 1
Biomass | 2018-09-19 17:00 | 1
Biomass | 2018-09-19 18:00 | 1
Biomass | 2018-09-19 19:00 | 1
Biomass | 2018-09-19 20:00 | 1
Biomass | 2018-09-19 21:00 | 1
Biomass | 2018-09-19 22:00 | 1
Biomass | 2018-09-19 23:00 | 1
Biomass | 2018-09-20 | 1
Biomass | 2018-09-20 01:00 | 1
Biomass | 2018-09-20 02:00 | 1
Biomass | 2018-09-20 03:00 | 1
Biomass | 2018-09-20 04:00 | 1
Biomass | 2018-09-20 05:00 | 1
Biomass | 2018-09-20 06:00 | 1
Biomass | 2018-09-20 07:00 | 1
Biomass | 2018-09-20 08:00 | 1
Biomass | 2018-09-20 09:00 | 1
Biomass | 2018-09-20 10:00 | 1
Biomass | 2018-09-20 11:00 | 1
Biomass | 2018-09-20 12:00 | 1
Biomass | 2018-09-20 13:00 | 1
Biomass | 2018-09-20 14:00 | 1
Biomass | 2018-09-20 15:00 | 1
Biomass | 2018-09-20 16:00 | 1
Biomass | 2018-09-20 17:00 | 1
Biomass | 2018-09-20 18:00 | 1
Biomass | 2018-09-20 19:00 | 1
Biomass | 2018-09-20 20:00 | 1
Biomass | 2018-09-20 21:00 | 1
Biomass | 2018-09-20 22:00 | 1
Biomass | 2018-09-20 23:00 | 1
Biomass | 2018-09-21 | 1
Biomass | 2018-09-21 01:00 | 1
Biomass | 2018-09-21 02:00 | 1
Biomass | 2018-09-21 03:00 | 1
Biomass | 2018-09-21 04:00 | 1
Biomass | 2018-09-21 05:00 | 1
Biomass | 2018-09-21 06:00 | 1
Biomass | 2018-09-21 07:00 | 1
Biomass | 2018-09-21 08:00 | 1
Biomass | 2018-09-21 09:00 | 1
Biomass | 2018-09-21 10:00 | 0.91848
Biomass | 2018-09-21 11:00 | 0.91848
Biomass | 2018-09-21 12:00 | 0.91848
Biomass | 2018-09-21 13:00 | 0.91848
Biomass | 2018-09-21 14:00 | 0.91848
Biomass | 2018-09-21 15:00 | 0.91848
Biomass | 2018-09-21 16:00 | 0.91848
Biomass | 2018-09-21 17:00 | 0.91848
Biomass | 2018-09-21 18:00 | 0.91848
Biomass | 2018-09-21 19:00 | 0.91848
Biomass | 2018-09-21 20:00 | 0.91848
Biomass | 2018-09-21 21:00 | 0.91848
Biomass | 2018-09-21 22:00 | 0.91848
Biomass | 2018-09-21 23:00 | 0.91848
Biomass | 2018-09-22 | 0.91848
Biomass | 2018-09-22 01:00 | 0.91848
Biomass | 2018-09-22 02:00 | 0.91848
Biomass | 2018-09-22 03:00 | 0.91848
Biomass | 2018-09-22 04:00 | 0.91848
Biomass | 2018-09-22 05:00 | 0.91848
Biomass | 2018-09-22 06:00 | 0.91848
Biomass | 2018-09-22 07:00 | 0.91848
Biomass | 2018-09-22 08:00 | 0.91848
Biomass | 2018-09-22 09:00 | 0.91848
Biomass | 2018-09-22 10:00 | 0.91848
Biomass | 2018-09-22 11:00 | 0.91848
Biomass | 2018-09-22 12:00 | 0.91848
Biomass | 2018-09-22 13:00 | 0.91848
Biomass | 2018-09-22 14:00 | 0.91848
Biomass | 2018-09-22 15:00 | 0.91848
Biomass | 2018-09-22 16:00 | 0.91848
Biomass | 2018-09-22 17:00 | 0.91848
Biomass | 2018-09-22 18:00 | 0.91848
Biomass | 2018-09-22 19:00 | 0.91848
Biomass | 2018-09-22 20:00 | 0.91848
Biomass | 2018-09-22 21:00 | 0.91848
Biomass | 2018-09-22 22:00 | 0.91848
Biomass | 2018-09-22 23:00 | 0.91848
Biomass | 2018-09-23 | 0.91848
Biomass | 2018-09-23 01:00 | 0.91848
Biomass | 2018-09-23 02:00 | 0.91848
Biomass | 2018-09-23 03:00 | 0.91848
Biomass | 2018-09-23 04:00 | 0.91848
Biomass | 2018-09-23 05:00 | 0.91848
Biomass | 2018-09-23 06:00 | 0.91848
Biomass | 2018-09-23 07:00 | 0.91848
Biomass | 2018-09-23 08:00 | 0.91848
Biomass | 2018-09-23 09:00 | 0.91848
Biomass | 2018-09-23 10:00 | 0.91848
Biomass | 2018-09-23 11:00 | 0.91848
Biomass | 2018-09-23 12:00 | 0.91848
Biomass | 2018-09-23 13:00 | 0.91848
Biomass | 2018-09-23 14:00 | 0.91848
Biomass | 2018-09-23 15:00 | 0.91848
Biomass | 2018-09-23 16:00 | 0.91848
Biomass | 2018-09-23 17:00 | 1
Biomass | 2018-09-23 18:00 | 1
Biomass | 2018-09-23 19:00 | 1
Biomass | 2018-09-23 20:00 | 1
Biomass | 2018-09-23 21:00 | 1
Biomass | 2018-09-23 22:00 | 1
Biomass | 2018-09-23 23:00 | 1
Biomass | 2018-09-24 | 1
Biomass | 2018-09-24 01:00 | 1
Biomass | 2018-09-24 02:00 | 1
Biomass | 2018-09-24 03:00 | 1
Biomass | 2018-09-24 04:00 | 1
Biomass | 2018-09-24 05:00 | 1
Biomass | 2018-09-24 06:00 | 1
Biomass | 2018-09-24 07:00 | 1
Biomass | 2018-09-24 08:00 | 1
Biomass | 2018-09-24 09:00 | 1
Biomass | 2018-09-24 10:00 | 1
Biomass | 2018-09-24 11:00 | 1
Biomass | 2018-09-24 12:00 | 1
Biomass | 2018-09-24 13:00 | 1
Biomass | 2018-09-24 14:00 | 1
Biomass | 2018-09-24 15:00 | 1
Biomass | 2018-09-24 16:00 | 1
Biomass | 2018-09-24 17:00 | 1
Biomass | 2018-09-24 18:00 | 1
Biomass | 2018-09-24 19:00 | 1
Biomass | 2018-09-24 20:00 | 1
Biomass | 2018-09-24 21:00 | 1
Biomass | 2018-09-24 22:00 | 1
Biomass | 2018-09-24 23:00 | 1
Biomass | 2018-09-25 | 1
Biomass | 2018-09-25 01:00 | 1
Biomass | 2018-09-25 02:00 | 1
Biomass | 2018-09-25 03:00 | 1
Biomass | 2018-09-25 04:00 | 1
Biomass | 2018-09-25 05:00 | 1
Biomass | 2018-09-25 06:00 | 1
Biomass | 2018-09-25 07:00 | 1
Biomass | 2018-09-25 08:00 | 1
Biomass | 2018-09-25 09:00 | 1
Biomass | 2018-09-25 10:00 | 1
Biomass | 2018-09-25 11:00 | 1
Biomass | 2018-09-25 12:00 | 1
Biomass | 2018-09-25 13:00 | 1
Biomass | 2018-09-25 14:00 | 1
Biomass | 2018-09-25 15:00 | 1
Biomass | 2018-09-25 16:00 | 1
Biomass | 2018-09-25 17:00 | 1
Biomass | 2018-09-25 18:00 | 1
Biomass | 2018-09-25 19:00 | 1
Biomass | 2018-09-25 20:00 | 1
Biomass | 2018-09-25 21:00 | 1
Biomass | 2018-09-25 22:00 | 1
Biomass | 2018-09-25 23:00 | 1
Biomass | 2018-09-26 | 1
Biomass | 2018-09-26 01:00 | 1
Biomass | 2018-09-26 02:00 | 1
Biomass | 2018-09-26 03:00 | 1
Biomass | 2018-09-26 04:00 | 1
Biomass | 2018-09-26 05:00 | 1
Biomass | 2018-09-26 06:00 | 1
Biomass | 2018-09-26 07:00 | 1
Biomass | 2018-09-26 08:00 | 1
Biomass | 2018-09-26 09:00 | 1
Biomass | 2018-09-26 10:00 | 1
Biomass | 2018-09-26 11:00 | 1
Biomass | 2018-09-26 12:00 | 1
Biomass | 2018-09-26 13:00 | 1
Biomass | 2018-09-26 14:00 | 1
Biomass | 2018-09-26 15:00 | 1
Biomass | 2018-09-26 16:00 | 1
Biomass | 2018-09-26 17:00 | 1
Biomass | 2018-09-26 18:00 | 1
Biomass | 2018-09-26 19:00 | 1
Biomass | 2018-09-26 20:00 | 1
Biomass | 2018-09-26 21:00 | 1
Biomass | 2018-09-26 22:00 | 1
Biomass | 2018-09-26 23:00 | 1
Biomass | 2018-09-27 | 1
Biomass | 2018-09-27 01:00 | 1
Biomass | 2018-09-27 02:00 | 1
Biomass | 2018-09-27 03:00 | 1
Biomass | 2018-09-27 04:00 | 1
Biomass | 2018-09-27 05:00 | 1
Biomass | 2018-09-27 06:00 | 1
Biomass | 2018-09-27 07:00 | 1
Biomass | 2018-09-27 08:00 | 1
Biomass | 2018-09-27 09:00 | 1
Biomass | 2018-09-27 10:00 | 1
Biomass | 2018-09-27 11:00 | 1
Biomass | 2018-09-27 12:00 | 1
Biomass | 2018-09-27 13:00 | 1
Biomass | 2018-09-27 14:00 | 1
Biomass | 2018-09-27 15:00 | 1
Biomass | 2018-09-27 16:00 | 1
Biomass | 2018-09-27 17:00 | 1
Biomass | 2018-09-27 18:00 | 1
Biomass | 2018-09-27 19:00 | 1
Biomass | 2018-09-27 20:00 | 1
Biomass | 2018-09-27 21:00 | 1
Biomass | 2018-09-27 22:00 | 1
Biomass | 2018-09-27 23:00 | 1
Biomass | 2018-09-28 | 1
Biomass | 2018-09-28 01:00 | 1
Biomass | 2018-09-28 02:00 | 1
Biomass | 2018-09-28 03:00 | 1
Biomass | 2018-09-28 04:00 | 1
Biomass | 2018-09-28 05:00 | 1
Biomass | 2018-09-28 06:00 | 1
Biomass | 2018-09-28 07:00 | 1
Biomass | 2018-09-28 08:00 | 1
Biomass | 2018-09-28 09:00 | 1
Biomass | 2018-09-28 10:00 | 1
Biomass | 2018-09-28 11:00 | 1
Biomass | 2018-09-28 12:00 | 1
Biomass | 2018-09-28 13:00 | 1
Biomass | 2018-09-28 14:00 | 1
Biomass | 2018-09-28 15:00 | 1
Biomass | 2018-09-28 16:00 | 1
Biomass | 2018-09-28 17:00 | 1
Biomass | 2018-09-28 18:00 | 1
Biomass | 2018-09-28 19:00 | 1
Biomass | 2018-09-28 20:00 | 1
Biomass | 2018-09-28 21:00 | 1
Biomass | 2018-09-28 22:00 | 1
Biomass | 2018-09-28 23:00 | 1
Biomass | 2018-09-29 | 1
Biomass | 2018-09-29 01:00 | 1
Biomass | 2018-09-29 02:00 | 1
Biomass | 2018-09-29 03:00 | 1
Biomass | 2018-09-29 04:00 | 1
Biomass | 2018-09-29 05:00 | 1
Biomass | 2018-09-29 06:00 | 1
Biomass | 2018-09-29 07:00 | 1
Biomass | 2018-09-29 08:00 | 1
Biomass | 2018-09-29 09:00 | 1
Biomass | 2018-09-29 10:00 | 1
Biomass | 2018-09-29 11:00 | 1
Biomass | 2018-09-29 12:00 | 1
Biomass | 2018-09-29 13:00 | 1
Biomass | 2018-09-29 14:00 | 1
Biomass | 2018-09-29 15:00 | 1
Biomass | 2018-09-29 16:00 | 1
Biomass | 2018-09-29 17:00 | 1
Biomass | 2018-09-29 18:00 | 1
Biomass | 2018-09-29 19:00 | 1
Biomass | 2018-09-29 20:00 | 1
Biomass | 2018-09-29 21:00 | 1
Biomass | 2018-09-29 22:00 | 1
Biomass | 2018-09-29 23:00 | 1
Biomass | 2018-09-30 | 1
Biomass | 2018-09-30 01:00 | 1
Biomass | 2018-09-30 02:00 | 1
Biomass | 2018-09-30 03:00 | 1
Biomass | 2018-09-30 04:00 | 1
Biomass | 2018-09-30 05:00 | 1
Biomass | 2018-09-30 06:00 | 1
Biomass | 2018-09-30 07:00 | 1
Biomass | 2018-09-30 08:00 | 1
Biomass | 2018-09-30 09:00 | 1
Biomass | 2018-09-30 10:00 | 1
Biomass | 2018-09-30 11:00 | 1
Biomass | 2018-09-30 12:00 | 1
Biomass | 2018-09-30 13:00 | 1
Biomass | 2018-09-30 14:00 | 1
Biomass | 2018-09-30 15:00 | 1
Biomass | 2018-09-30 16:00 | 1
Biomass | 2018-09-30 17:00 | 1
Biomass | 2018-09-30 18:00 | 1
Biomass | 2018-09-30 19:00 | 1
Biomass | 2018-09-30 20:00 | 1
Biomass | 2018-09-30 21:00 | 1
Biomass | 2018-09-30 22:00 | 1
Biomass | 2018-09-30 23:00 | 1
Biomass | 2018-10-01 | 1
Biomass | 2018-10-01 01:00 | 1
Biomass | 2018-10-01 02:00 | 1
Biomass | 2018-10-01 03:00 | 1
Biomass | 2018-10-01 04:00 | 1
Biomass | 2018-10-01 05:00 | 1
Biomass | 2018-10-01 06:00 | 1
Biomass | 2018-10-01 07:00 | 1
Biomass | 2018-10-01 08:00 | 1
Biomass | 2018-10-01 09:00 | 1
Biomass | 2018-10-01 10:00 | 1
Biomass | 2018-10-01 11:00 | 1
Biomass | 2018-10-01 12:00 | 1
Biomass | 2018-10-01 13:00 | 1
Biomass | 2018-10-01 14:00 | 1
Biomass | 2018-10-01 15:00 | 1
Biomass | 2018-10-01 16:00 | 1
Biomass | 2018-10-01 17:00 | 1
Biomass | 2018-10-01 18:00 | 1
Biomass | 2018-10-01 19:00 | 1
Biomass | 2018-10-01 20:00 | 1
Biomass | 2018-10-01 21:00 | 1
Biomass | 2018-10-01 22:00 | 1
Biomass | 2018-10-01 23:00 | 1
Biomass | 2018-10-02 | 1
Biomass | 2018-10-02 01:00 | 1
Biomass | 2018-10-02 02:00 | 1
Biomass | 2018-10-02 03:00 | 1
Biomass | 2018-10-02 04:00 | 1
Biomass | 2018-10-02 05:00 | 1
Biomass | 2018-10-02 06:00 | 1
Biomass | 2018-10-02 07:00 | 1
Biomass | 2018-10-02 08:00 | 1
Biomass | 2018-10-02 09:00 | 1
Biomass | 2018-10-02 10:00 | 1
Biomass | 2018-10-02 11:00 | 1
Biomass | 2018-10-02 12:00 | 1
Biomass | 2018-10-02 13:00 | 1
Biomass | 2018-10-02 14:00 | 1
Biomass | 2018-10-02 15:00 | 0.91848
Biomass | 2018-10-02 16:00 | 0.91848
Biomass | 2018-10-02 17:00 | 0.91848
Biomass | 2018-10-02 18:00 | 0.91848
Biomass | 2018-10-02 19:00 | 0.91848
Biomass | 2018-10-02 20:00 | 0.91848
Biomass | 2018-10-02 21:00 | 0.91848
Biomass | 2018-10-02 22:00 | 0.91848
Biomass | 2018-10-02 23:00 | 0.91848
Biomass | 2018-10-03 | 0.92592
Biomass | 2018-10-03 01:00 | 0.91848
Biomass | 2018-10-03 02:00 | 0.91848
Biomass | 2018-10-03 03:00 | 0.91848
Biomass | 2018-10-03 04:00 | 0.91848
Biomass | 2018-10-03 05:00 | 0.91848
Biomass | 2018-10-03 06:00 | 0.9294
Biomass | 2018-10-03 07:00 | 0.94418
Biomass | 2018-10-03 08:00 | 1
Biomass | 2018-10-03 09:00 | 1
Biomass | 2018-10-03 10:00 | 1
Biomass | 2018-10-03 11:00 | 1
Biomass | 2018-10-03 12:00 | 1
Biomass | 2018-10-03 13:00 | 1
Biomass | 2018-10-03 14:00 | 1
Biomass | 2018-10-03 15:00 | 1
Biomass | 2018-10-03 16:00 | 1
Biomass | 2018-10-03 17:00 | 1
Biomass | 2018-10-03 18:00 | 1
Biomass | 2018-10-03 19:00 | 1
Biomass | 2018-10-03 20:00 | 1
Biomass | 2018-10-03 21:00 | 1
Biomass | 2018-10-03 22:00 | 0.91848
Biomass | 2018-10-03 23:00 | 0.91848
Biomass | 2018-10-04 | 0.91848
Biomass | 2018-10-04 01:00 | 0.91848
Biomass | 2018-10-04 02:00 | 0.91848
Biomass | 2018-10-04 03:00 | 0.91848
Biomass | 2018-10-04 04:00 | 0.91848
Biomass | 2018-10-04 05:00 | 0.91848
Biomass | 2018-10-04 06:00 | 0.91848
Biomass | 2018-10-04 07:00 | 0.91848
Biomass | 2018-10-04 08:00 | 0.91848
Biomass | 2018-10-04 09:00 | 0.91848
Biomass | 2018-10-04 10:00 | 0.91848
Biomass | 2018-10-04 11:00 | 0.91848
Biomass | 2018-10-04 12:00 | 0.91848
Biomass | 2018-10-04 13:00 | 0.91848
Biomass | 2018-10-04 14:00 | 0.91848
Biomass | 2018-10-04 15:00 | 0.91848
Biomass | 2018-10-04 16:00 | 0.91848
Biomass | 2018-10-04 17:00 | 0.91848
Biomass | 2018-10-04 18:00 | 0.91848
Biomass | 2018-10-04 19:00 | 0.91848
Biomass | 2018-10-04 20:00 | 0.91848
Biomass | 2018-10-04 21:00 | 0.91848
Biomass | 2018-10-04 22:00 | 0.91848
Biomass | 2018-10-04 23:00 | 0.91848
Biomass | 2018-10-05 | 1
Biomass | 2018-10-05 01:00 | 1
Biomass | 2018-10-05 02:00 | 1
Biomass | 2018-10-05 03:00 | 1
Biomass | 2018-10-05 04:00 | 1
Biomass | 2018-10-05 05:00 | 1
Biomass | 2018-10-05 06:00 | 1
Biomass | 2018-10-05 07:00 | 0.91848
Biomass | 2018-10-05 08:00 | 0.91848
Biomass | 2018-10-05 09:00 | 0.91848
Biomass | 2018-10-05 10:00 | 0.91848
Biomass | 2018-10-05 11:00 | 0.91848
Biomass | 2018-10-05 12:00 | 0.91848
Biomass | 2018-10-05 13:00 | 0.91848
Biomass | 2018-10-05 14:00 | 0.91848
Biomass | 2018-10-05 15:00 | 0.91848
Biomass | 2018-10-05 16:00 | 0.91848
Biomass | 2018-10-05 17:00 | 0.91848
Biomass | 2018-10-05 18:00 | 0.91848
Biomass | 2018-10-05 19:00 | 0.91848
Biomass | 2018-10-05 20:00 | 0.91848
Biomass | 2018-10-05 21:00 | 0.91848
Biomass | 2018-10-05 22:00 | 0.91848
Biomass | 2018-10-05 23:00 | 0.91848
Biomass | 2018-10-06 | 0.91848
Biomass | 2018-10-06 01:00 | 0.91848
Biomass | 2018-10-06 02:00 | 0.91848
Biomass | 2018-10-06 03:00 | 0.91848
Biomass | 2018-10-06 04:00 | 0.91848
Biomass | 2018-10-06 05:00 | 0.91848
Biomass | 2018-10-06 06:00 | 0.91848
Biomass | 2018-10-06 07:00 | 0.91848
Biomass | 2018-10-06 08:00 | 0.91848
Biomass | 2018-10-06 09:00 | 0.91848
Biomass | 2018-10-06 10:00 | 0.91848
Biomass | 2018-10-06 11:00 | 0.91848
Biomass | 2018-10-06 12:00 | 0.91848
Biomass | 2018-10-06 13:00 | 0.91848
Biomass | 2018-10-06 14:00 | 0.91848
Biomass | 2018-10-06 15:00 | 0.91848
Biomass | 2018-10-06 16:00 | 0.91848
Biomass | 2018-10-06 17:00 | 0.91848
Biomass | 2018-10-06 18:00 | 0.91848
Biomass | 2018-10-06 19:00 | 0.91848
Biomass | 2018-10-06 20:00 | 0.91848
Biomass | 2018-10-06 21:00 | 0.91848
Biomass | 2018-10-06 22:00 | 0.91848
Biomass | 2018-10-06 23:00 | 0.91848
Biomass | 2018-10-07 | 0.91848
Biomass | 2018-10-07 01:00 | 0.91848
Biomass | 2018-10-07 02:00 | 0.91848
Biomass | 2018-10-07 03:00 | 0.91848
Biomass | 2018-10-07 04:00 | 0.91848
Biomass | 2018-10-07 05:00 | 0.91848
Biomass | 2018-10-07 06:00 | 0.91848
Biomass | 2018-10-07 07:00 | 0.91848
Biomass | 2018-10-07 08:00 | 0.91848
Biomass | 2018-10-07 09:00 | 0.91848
Biomass | 2018-10-07 10:00 | 0.91848
Biomass | 2018-10-07 11:00 | 0.91848
Biomass | 2018-10-07 12:00 | 0.91848
Biomass | 2018-10-07 13:00 | 0.91848
Biomass | 2018-10-07 14:00 | 0.91848
Biomass | 2018-10-07 15:00 | 0.91848
Biomass | 2018-10-07 16:00 | 0.91848
Biomass | 2018-10-07 17:00 | 0.91848
Biomass | 2018-10-07 18:00 | 0.91848
Biomass | 2018-10-07 19:00 | 0.91848
Biomass | 2018-10-07 20:00 | 0.91848
Biomass | 2018-10-07 21:00 | 0.91848
Biomass | 2018-10-07 22:00 | 0.91848
Biomass | 2018-10-07 23:00 | 0.91848
Biomass | 2018-10-08 | 0.91848
Biomass | 2018-10-08 01:00 | 0.91848
Biomass | 2018-10-08 02:00 | 0.91848
Biomass | 2018-10-08 03:00 | 0.91848
Biomass | 2018-10-08 04:00 | 0.91848
Biomass | 2018-10-08 05:00 | 0.91848
Biomass | 2018-10-08 06:00 | 0.91848
Biomass | 2018-10-08 07:00 | 0.91848
Biomass | 2018-10-08 08:00 | 0.91848
Biomass | 2018-10-08 09:00 | 0.91848
Biomass | 2018-10-08 10:00 | 0.91848
Biomass | 2018-10-08 11:00 | 0.91848
Biomass | 2018-10-08 12:00 | 0.91859
Biomass | 2018-10-08 13:00 | 0.92538
Biomass | 2018-10-08 14:00 | 0.93217
Biomass | 2018-10-08 15:00 | 0.93897
Biomass | 2018-10-08 16:00 | 1
Biomass | 2018-10-08 17:00 | 0.91848
Biomass | 2018-10-08 18:00 | 0.91848
Biomass | 2018-10-08 19:00 | 0.91848
Biomass | 2018-10-08 20:00 | 0.91848
Biomass | 2018-10-08 21:00 | 0.91848
Biomass | 2018-10-08 22:00 | 0.91848
Biomass | 2018-10-08 23:00 | 0.91848
Biomass | 2018-10-09 | 0.91848
Biomass | 2018-10-09 01:00 | 0.91848
Biomass | 2018-10-09 02:00 | 0.91848
Biomass | 2018-10-09 03:00 | 0.91848
Biomass | 2018-10-09 04:00 | 0.91848
Biomass | 2018-10-09 05:00 | 0.91848
Biomass | 2018-10-09 06:00 | 0.91848
Biomass | 2018-10-09 07:00 | 0.91848
Biomass | 2018-10-09 08:00 | 0.91848
Biomass | 2018-10-09 09:00 | 0.91848
Biomass | 2018-10-09 10:00 | 0.91848
Biomass | 2018-10-09 11:00 | 0.91848
Biomass | 2018-10-09 12:00 | 0.91848
Biomass | 2018-10-09 13:00 | 0.91848
Biomass | 2018-10-09 14:00 | 0.91848
Biomass | 2018-10-09 15:00 | 0.91848
Biomass | 2018-10-09 16:00 | 0.91848
Biomass | 2018-10-09 17:00 | 0.91848
Biomass | 2018-10-09 18:00 | 0.91848
Biomass | 2018-10-09 19:00 | 0.91848
Biomass | 2018-10-09 20:00 | 0.91848
Biomass | 2018-10-09 21:00 | 0.91848
Biomass | 2018-10-09 22:00 | 0.91848
Biomass | 2018-10-09 23:00 | 0.91848
Biomass | 2018-10-10 | 0.91848
Biomass | 2018-10-10 01:00 | 0.91848
Biomass | 2018-10-10 02:00 | 0.91848
Biomass | 2018-10-10 03:00 | 0.91848
Biomass | 2018-10-10 04:00 | 0.91848
Biomass | 2018-10-10 05:00 | 0.92217
Biomass | 2018-10-10 06:00 | 0.93701
Biomass | 2018-10-10 07:00 | 1
Biomass | 2018-10-10 08:00 | 0.91848
Biomass | 2018-10-10 09:00 | 0.91848
Biomass | 2018-10-10 10:00 | 0.91848
Biomass | 2018-10-10 11:00 | 0.91848
Biomass | 2018-10-10 12:00 | 0.91848
Biomass | 2018-10-10 13:00 | 0.91848
Biomass | 2018-10-10 14:00 | 0.91848
Biomass | 2018-10-10 15:00 | 0.91848
Biomass | 2018-10-10 16:00 | 0.91848
Biomass | 2018-10-10 17:00 | 0.91848
Biomass | 2018-10-10 18:00 | 0.91848
Biomass | 2018-10-10 19:00 | 0.91848
Biomass | 2018-10-10 20:00 | 0.91848
Biomass | 2018-10-10 21:00 | 0.91848
Biomass | 2018-10-10 22:00 | 0.91848
Biomass | 2018-10-10 23:00 | 0.91848
Biomass | 2018-10-11 | 0.91848
Biomass | 2018-10-11 01:00 | 0.91848
Biomass | 2018-10-11 02:00 | 0.91848
Biomass | 2018-10-11 03:00 | 0.91848
Biomass | 2018-10-11 04:00 | 0.91848
Biomass | 2018-10-11 05:00 | 0.91848
Biomass | 2018-10-11 06:00 | 0.91848
Biomass | 2018-10-11 07:00 | 0.91848
Biomass | 2018-10-11 08:00 | 0.91848
Biomass | 2018-10-11 09:00 | 0.91848
Biomass | 2018-10-11 10:00 | 0.91848
Biomass | 2018-10-11 11:00 | 0.91848
Biomass | 2018-10-11 12:00 | 0.91848
Biomass | 2018-10-11 13:00 | 0.91848
Biomass | 2018-10-11 14:00 | 0.91848
Biomass | 2018-10-11 15:00 | 0.91848
Biomass | 2018-10-11 16:00 | 0.91848
Biomass | 2018-10-11 17:00 | 0.91848
Biomass | 2018-10-11 18:00 | 0.91848
Biomass | 2018-10-11 19:00 | 0.91848
Biomass | 2018-10-11 20:00 | 0.91848
Biomass | 2018-10-11 21:00 | 0.91848
Biomass | 2018-10-11 22:00 | 0.91848
Biomass | 2018-10-11 23:00 | 0.91848
Biomass | 2018-10-12 | 0.91848
Biomass | 2018-10-12 01:00 | 0.91848
Biomass | 2018-10-12 02:00 | 0.91848
Biomass | 2018-10-12 03:00 | 0.91848
Biomass | 2018-10-12 04:00 | 0.91848
Biomass | 2018-10-12 05:00 | 0.91848
Biomass | 2018-10-12 06:00 | 0.91848
Biomass | 2018-10-12 07:00 | 0.91848
Biomass | 2018-10-12 08:00 | 0.91848
Biomass | 2018-10-12 09:00 | 0.91848
Biomass | 2018-10-12 10:00 | 0.91848
Biomass | 2018-10-12 11:00 | 0.91848
Biomass | 2018-10-12 12:00 | 0.91848
Biomass | 2018-10-12 13:00 | 0.91848
Biomass | 2018-10-12 14:00 | 0.91848
Biomass | 2018-10-12 15:00 | 0.91848
Biomass | 2018-10-12 16:00 | 0.91848
Biomass | 2018-10-12 17:00 | 0.91848
Biomass | 2018-10-12 18:00 | 0.91848
Biomass | 2018-10-12 19:00 | 0.91848
Biomass | 2018-10-12 20:00 | 0.91848
Biomass | 2018-10-12 21:00 | 0.91848
Biomass | 2018-10-12 22:00 | 0.91848
Biomass | 2018-10-12 23:00 | 0.91848
Biomass | 2018-10-13 | 0.91848
Biomass | 2018-10-13 01:00 | 0.91848
Biomass | 2018-10-13 02:00 | 0.91848
Biomass | 2018-10-13 03:00 | 0.91848
Biomass | 2018-10-13 04:00 | 0.91848
Biomass | 2018-10-13 05:00 | 0.91848
Biomass | 2018-10-13 06:00 | 0.91848
Biomass | 2018-10-13 07:00 | 0.91848
Biomass | 2018-10-13 08:00 | 0.91848
Biomass | 2018-10-13 09:00 | 0.91848
Biomass | 2018-10-13 10:00 | 0.91848
Biomass | 2018-10-13 11:00 | 0.91848
Biomass | 2018-10-13 12:00 | 0.91848
Biomass | 2018-10-13 13:00 | 0.91848
Biomass | 2018-10-13 14:00 | 0.91848
Biomass | 2018-10-13 15:00 | 0.91848
Biomass | 2018-10-13 16:00 | 0.91848
Biomass | 2018-10-13 17:00 | 0.91848
Biomass | 2018-10-13 18:00 | 0.91848
Biomass | 2018-10-13 19:00 | 0.91848
Biomass | 2018-10-13 20:00 | 0.91848
Biomass | 2018-10-13 21:00 | 0.91848
Biomass | 2018-10-13 22:00 | 0.91848
Biomass | 2018-10-13 23:00 | 0.91848
Biomass | 2018-10-14 | 0.91848
Biomass | 2018-10-14 01:00 | 1
Biomass | 2018-10-14 02:00 | 1
Biomass | 2018-10-14 03:00 | 1
Biomass | 2018-10-14 04:00 | 1
Biomass | 2018-10-14 05:00 | 1
Biomass | 2018-10-14 06:00 | 1
Biomass | 2018-10-14 07:00 | 1
Biomass | 2018-10-14 08:00 | 1
Biomass | 2018-10-14 09:00 | 1
Biomass | 2018-10-14 10:00 | 1
Biomass | 2018-10-14 11:00 | 1
Biomass | 2018-10-14 12:00 | 1
Biomass | 2018-10-14 13:00 | 1
Biomass | 2018-10-14 14:00 | 1
Biomass | 2018-10-14 15:00 | 1
Biomass | 2018-10-14 16:00 | 1
Biomass | 2018-10-14 17:00 | 1
Biomass | 2018-10-14 18:00 | 1
Biomass | 2018-10-14 19:00 | 1
Biomass | 2018-10-14 20:00 | 1
Biomass | 2018-10-14 21:00 | 1
Biomass | 2018-10-14 22:00 | 1
Biomass | 2018-10-14 23:00 | 1
Biomass | 2018-10-15 | 1
Biomass | 2018-10-15 01:00 | 1
Biomass | 2018-10-15 02:00 | 1
Biomass | 2018-10-15 03:00 | 1
Biomass | 2018-10-15 04:00 | 1
Biomass | 2018-10-15 05:00 | 1
Biomass | 2018-10-15 06:00 | 1
Biomass | 2018-10-15 07:00 | 1
Biomass | 2018-10-15 08:00 | 1
Biomass | 2018-10-15 09:00 | 1
Biomass | 2018-10-15 10:00 | 1
Biomass | 2018-10-15 11:00 | 1
Biomass | 2018-10-15 12:00 | 1
Biomass | 2018-10-15 13:00 | 1
Biomass | 2018-10-15 14:00 | 1
Biomass | 2018-10-15 15:00 | 1
Biomass | 2018-10-15 16:00 | 1
Biomass | 2018-10-15 17:00 | 1
Biomass | 2018-10-15 18:00 | 1
Biomass | 2018-10-15 19:00 | 1
Biomass | 2018-10-15 20:00 | 1
Biomass | 2018-10-15 21:00 | 1
Biomass | 2018-10-15 22:00 | 1
Biomass | 2018-10-15 23:00 | 1
Biomass | 2018-10-16 | 1
Biomass | 2018-10-16 01:00 | 1
Biomass | 2018-10-16 02:00 | 1
Biomass | 2018-10-16 03:00 | 1
Biomass | 2018-10-16 04:00 | 1
Biomass | 2018-10-16 05:00 | 1
Biomass | 2018-10-16 06:00 | 1
Biomass | 2018-10-16 07:00 | 1
Biomass | 2018-10-16 08:00 | 1
Biomass | 2018-10-16 09:00 | 1
Biomass | 2018-10-16 10:00 | 1
Biomass | 2018-10-16 11:00 | 0.91848
Biomass | 2018-10-16 12:00 | 0.91848
Biomass | 2018-10-16 13:00 | 0.91848
Biomass | 2018-10-16 14:00 | 0.91848
Biomass | 2018-10-16 15:00 | 0.91848
Biomass | 2018-10-16 16:00 | 0.91848
Biomass | 2018-10-16 17:00 | 0.91848
Biomass | 2018-10-16 18:00 | 0.91848
Biomass | 2018-10-16 19:00 | 0.91848
Biomass | 2018-10-16 20:00 | 0.91848
Biomass | 2018-10-16 21:00 | 0.91848
Biomass | 2018-10-16 22:00 | 0.91848
Biomass | 2018-10-16 23:00 | 0.91848
Biomass | 2018-10-17 | 0.91848
Biomass | 2018-10-17 01:00 | 0.91848
Biomass | 2018-10-17 02:00 | 0.91848
Biomass | 2018-10-17 03:00 | 0.91848
Biomass | 2018-10-17 04:00 | 0.91848
Biomass | 2018-10-17 05:00 | 0.91848
Biomass | 2018-10-17 06:00 | 1
Biomass | 2018-10-17 07:00 | 1
Biomass | 2018-10-17 08:00 | 1
Biomass | 2018-10-17 09:00 | 1
Biomass | 2018-10-17 10:00 | 1
Biomass | 2018-10-17 11:00 | 1
Biomass | 2018-10-17 12:00 | 1
Biomass | 2018-10-17 13:00 | 1
Biomass | 2018-10-17 14:00 | 1
Biomass | 2018-10-17 15:00 | 1
Biomass | 2018-10-17 16:00 | 1
Biomass | 2018-10-17 17:00 | 1
Biomass | 2018-10-17 18:00 | 1
Biomass | 2018-10-17 19:00 | 1
Biomass | 2018-10-17 20:00 | 1
Biomass | 2018-10-17 21:00 | 1
Biomass | 2018-10-17 22:00 | 1
Biomass | 2018-10-17 23:00 | 1
Biomass | 2018-10-18 | 1
Biomass | 2018-10-18 01:00 | 1
Biomass | 2018-10-18 02:00 | 1
Biomass | 2018-10-18 03:00 | 1
Biomass | 2018-10-18 04:00 | 1
Biomass | 2018-10-18 05:00 | 1
Biomass | 2018-10-18 06:00 | 1
Biomass | 2018-10-18 07:00 | 1
Biomass | 2018-10-18 08:00 | 1
Biomass | 2018-10-18 09:00 | 1
Biomass | 2018-10-18 10:00 | 1
Biomass | 2018-10-18 11:00 | 0.91848
Biomass | 2018-10-18 12:00 | 0.91848
Biomass | 2018-10-18 13:00 | 0.92217
Biomass | 2018-10-18 14:00 | 0.93701
Biomass | 2018-10-18 15:00 | 1
Biomass | 2018-10-18 16:00 | 1
Biomass | 2018-10-18 17:00 | 0.91848
Biomass | 2018-10-18 18:00 | 0.91848
Biomass | 2018-10-18 19:00 | 0.91848
Biomass | 2018-10-18 20:00 | 0.91848
Biomass | 2018-10-18 21:00 | 0.91848
Biomass | 2018-10-18 22:00 | 0.91848
Biomass | 2018-10-18 23:00 | 0.91848
Biomass | 2018-10-19 | 0.91848
Biomass | 2018-10-19 01:00 | 0.91848
Biomass | 2018-10-19 02:00 | 0.91848
Biomass | 2018-10-19 03:00 | 0.91848
Biomass | 2018-10-19 04:00 | 0.91848
Biomass | 2018-10-19 05:00 | 0.91848
Biomass | 2018-10-19 06:00 | 0.91848
Biomass | 2018-10-19 07:00 | 0.91848
Biomass | 2018-10-19 08:00 | 0.91848
Biomass | 2018-10-19 09:00 | 0.91848
Biomass | 2018-10-19 10:00 | 0.91848
Biomass | 2018-10-19 11:00 | 0.91848
Biomass | 2018-10-19 12:00 | 0.92614
Biomass | 2018-10-19 13:00 | 0.93353
Biomass | 2018-10-19 14:00 | 1
Biomass | 2018-10-19 15:00 | 1
Biomass | 2018-10-19 16:00 | 1
Biomass | 2018-10-19 17:00 | 1
Biomass | 2018-10-19 18:00 | 1
Biomass | 2018-10-19 19:00 | 1
Biomass | 2018-10-19 20:00 | 1
Biomass | 2018-10-19 21:00 | 1
Biomass | 2018-10-19 22:00 | 1
Biomass | 2018-10-19 23:00 | 1
Biomass | 2018-10-20 | 1
Biomass | 2018-10-20 01:00 | 1
Biomass | 2018-10-20 02:00 | 1
Biomass | 2018-10-20 03:00 | 1
Biomass | 2018-10-20 04:00 | 1
Biomass | 2018-10-20 05:00 | 1
Biomass | 2018-10-20 06:00 | 1
Biomass | 2018-10-20 07:00 | 1
Biomass | 2018-10-20 08:00 | 1
Biomass | 2018-10-20 09:00 | 1
Biomass | 2018-10-20 10:00 | 0.91848
Biomass | 2018-10-20 11:00 | 0.91848
Biomass | 2018-10-20 12:00 | 0.91848
Biomass | 2018-10-20 13:00 | 0.91848
Biomass | 2018-10-20 14:00 | 0.91848
Biomass | 2018-10-20 15:00 | 0.91848
Biomass | 2018-10-20 16:00 | 0.91848
Biomass | 2018-10-20 17:00 | 0.91848
Biomass | 2018-10-20 18:00 | 0.91848
Biomass | 2018-10-20 19:00 | 0.91848
Biomass | 2018-10-20 20:00 | 0.91848
Biomass | 2018-10-20 21:00 | 0.91848
Biomass | 2018-10-20 22:00 | 0.91848
Biomass | 2018-10-20 23:00 | 0.91848
Biomass | 2018-10-21 | 0.91848
Biomass | 2018-10-21 01:00 | 0.91848
Biomass | 2018-10-21 02:00 | 0.91848
Biomass | 2018-10-21 03:00 | 0.91848
Biomass | 2018-10-21 04:00 | 0.91848
Biomass | 2018-10-21 05:00 | 0.91848
Biomass | 2018-10-21 06:00 | 0.91848
Biomass | 2018-10-21 07:00 | 0.91848
Biomass | 2018-10-21 08:00 | 0.91848
Biomass | 2018-10-21 09:00 | 0.91848
Biomass | 2018-10-21 10:00 | 0.91848
Biomass | 2018-10-21 11:00 | 0.91848
Biomass | 2018-10-21 12:00 | 0.91848
Biomass | 2018-10-21 13:00 | 0.91848
Biomass | 2018-10-21 14:00 | 0.91848
Biomass | 2018-10-21 15:00 | 0.91848
Biomass | 2018-10-21 16:00 | 0.91848
Biomass | 2018-10-21 17:00 | 0.91848
Biomass | 2018-10-21 18:00 | 0.91848
Biomass | 2018-10-21 19:00 | 0.91848
Biomass | 2018-10-21 20:00 | 0.91848
Biomass | 2018-10-21 21:00 | 0.91848
Biomass | 2018-10-21 22:00 | 0.91848
Biomass | 2018-10-21 23:00 | 0.91848
Biomass | 2018-10-22 | 0.91848
Biomass | 2018-10-22 01:00 | 0.91848
Biomass | 2018-10-22 02:00 | 0.91848
Biomass | 2018-10-22 03:00 | 0.91848
Biomass | 2018-10-22 04:00 | 0.91848
Biomass | 2018-10-22 05:00 | 0.91848
Biomass | 2018-10-22 06:00 | 0.91848
Biomass | 2018-10-22 07:00 | 0.91848
Biomass | 2018-10-22 08:00 | 0.91848
Biomass | 2018-10-22 09:00 | 0.91848
Biomass | 2018-10-22 10:00 | 0.91848
Biomass | 2018-10-22 11:00 | 0.91848
Biomass | 2018-10-22 12:00 | 0.91848
Biomass | 2018-10-22 13:00 | 0.91848
Biomass | 2018-10-22 14:00 | 0.91848
Biomass | 2018-10-22 15:00 | 0.91848
Biomass | 2018-10-22 16:00 | 0.91848
Biomass | 2018-10-22 17:00 | 0.91848
Biomass | 2018-10-22 18:00 | 0.91848
Biomass | 2018-10-22 19:00 | 0.91848
Biomass | 2018-10-22 20:00 | 0.91848
Biomass | 2018-10-22 21:00 | 0.91848
Biomass | 2018-10-22 22:00 | 0.91848
Biomass | 2018-10-22 23:00 | 0.91848
Biomass | 2018-10-23 | 0.91848
Biomass | 2018-10-23 01:00 | 0.91848
Biomass | 2018-10-23 02:00 | 0.91848
Biomass | 2018-10-23 03:00 | 0.91848
Biomass | 2018-10-23 04:00 | 0.91848
Biomass | 2018-10-23 05:00 | 0.91848
Biomass | 2018-10-23 06:00 | 0.91848
Biomass | 2018-10-23 07:00 | 0.91848
Biomass | 2018-10-23 08:00 | 0.91848
Biomass | 2018-10-23 09:00 | 0.91848
Biomass | 2018-10-23 10:00 | 0.91848
Biomass | 2018-10-23 11:00 | 0.91848
Biomass | 2018-10-23 12:00 | 0.91848
Biomass | 2018-10-23 13:00 | 0.91848
Biomass | 2018-10-23 14:00 | 0.91848
Biomass | 2018-10-23 15:00 | 0.91848
Biomass | 2018-10-23 16:00 | 0.91848
Biomass | 2018-10-23 17:00 | 0.91848
Biomass | 2018-10-23 18:00 | 0.91848
Biomass | 2018-10-23 19:00 | 0.91848
Biomass | 2018-10-23 20:00 | 0.91848
Biomass | 2018-10-23 21:00 | 0.91848
Biomass | 2018-10-23 22:00 | 0.91848
Biomass | 2018-10-23 23:00 | 0.91848
Biomass | 2018-10-24 | 0.91848
Biomass | 2018-10-24 01:00 | 0.91848
Biomass | 2018-10-24 02:00 | 0.91848
Biomass | 2018-10-24 03:00 | 0.91848
Biomass | 2018-10-24 04:00 | 0.91848
Biomass | 2018-10-24 05:00 | 0.91848
Biomass | 2018-10-24 06:00 | 0.91848
Biomass | 2018-10-24 07:00 | 0.91848
Biomass | 2018-10-24 08:00 | 0.91848
Biomass | 2018-10-24 09:00 | 0.91848
Biomass | 2018-10-24 10:00 | 0.91848
Biomass | 2018-10-24 11:00 | 0.91848
Biomass | 2018-10-24 12:00 | 0.91848
Biomass | 2018-10-24 13:00 | 0.91848
Biomass | 2018-10-24 14:00 | 0.91848
Biomass | 2018-10-24 15:00 | 0.91848
Biomass | 2018-10-24 16:00 | 0.91848
Biomass | 2018-10-24 17:00 | 0.91848
Biomass | 2018-10-24 18:00 | 0.91848
Biomass | 2018-10-24 19:00 | 0.91848
Biomass | 2018-10-24 20:00 | 0.91848
Biomass | 2018-10-24 21:00 | 0.91848
Biomass | 2018-10-24 22:00 | 0.91848
Biomass | 2018-10-24 23:00 | 0.91848
Biomass | 2018-10-25 | 0.91848
Biomass | 2018-10-25 01:00 | 0.91848
Biomass | 2018-10-25 02:00 | 0.91848
Biomass | 2018-10-25 03:00 | 0.91848
Biomass | 2018-10-25 04:00 | 0.91848
Biomass | 2018-10-25 05:00 | 0.91848
Biomass | 2018-10-25 06:00 | 0.91848
Biomass | 2018-10-25 07:00 | 0.91848
Biomass | 2018-10-25 08:00 | 0.91848
Biomass | 2018-10-25 09:00 | 0.91848
Biomass | 2018-10-25 10:00 | 0.91848
Biomass | 2018-10-25 11:00 | 0.91848
Biomass | 2018-10-25 12:00 | 0.91848
Biomass | 2018-10-25 13:00 | 0.91848
Biomass | 2018-10-25 14:00 | 0.91848
Biomass | 2018-10-25 15:00 | 0.91848
Biomass | 2018-10-25 16:00 | 0.91848
Biomass | 2018-10-25 17:00 | 0.91848
Biomass | 2018-10-25 18:00 | 0.91848
Biomass | 2018-10-25 19:00 | 0.91848
Biomass | 2018-10-25 20:00 | 0.91848
Biomass | 2018-10-25 21:00 | 0.91848
Biomass | 2018-10-25 22:00 | 0.91848
Biomass | 2018-10-25 23:00 | 0.91848
Biomass | 2018-10-26 | 0.91848
Biomass | 2018-10-26 01:00 | 0.91848
Biomass | 2018-10-26 02:00 | 0.91848
Biomass | 2018-10-26 03:00 | 0.91848
Biomass | 2018-10-26 04:00 | 0.91848
Biomass | 2018-10-26 05:00 | 0.91848
Biomass | 2018-10-26 06:00 | 0.91848
Biomass | 2018-10-26 07:00 | 0.91848
Biomass | 2018-10-26 08:00 | 0.91848
Biomass | 2018-10-26 09:00 | 0.91848
Biomass | 2018-10-26 10:00 | 0.91848
Biomass | 2018-10-26 11:00 | 0.91848
Biomass | 2018-10-26 12:00 | 0.91848
Biomass | 2018-10-26 13:00 | 0.91848
Biomass | 2018-10-26 14:00 | 0.91848
Biomass | 2018-10-26 15:00 | 0.91848
Biomass | 2018-10-26 16:00 | 0.91848
Biomass | 2018-10-26 17:00 | 0.91848
Biomass | 2018-10-26 18:00 | 0.91848
Biomass | 2018-10-26 19:00 | 0.91848
Biomass | 2018-10-26 20:00 | 0.91848
Biomass | 2018-10-26 21:00 | 0.91848
Biomass | 2018-10-26 22:00 | 0.91848
Biomass | 2018-10-26 23:00 | 0.91848
Biomass | 2018-10-27 | 0.91848
Biomass | 2018-10-27 01:00 | 0.91848
Biomass | 2018-10-27 02:00 | 0.91848
Biomass | 2018-10-27 03:00 | 0.91848
Biomass | 2018-10-27 04:00 | 0.91848
Biomass | 2018-10-27 05:00 | 0.91848
Biomass | 2018-10-27 06:00 | 0.91848
Biomass | 2018-10-27 07:00 | 0.91848
Biomass | 2018-10-27 08:00 | 0.91848
Biomass | 2018-10-27 09:00 | 0.91848
Biomass | 2018-10-27 10:00 | 0.91848
Biomass | 2018-10-27 11:00 | 0.91848
Biomass | 2018-10-27 12:00 | 0.91848
Biomass | 2018-10-27 13:00 | 0.91848
Biomass | 2018-10-27 14:00 | 0.91848
Biomass | 2018-10-27 15:00 | 0.91848
Biomass | 2018-10-27 16:00 | 0.91848
Biomass | 2018-10-27 17:00 | 0.91848
Biomass | 2018-10-27 18:00 | 0.91848
Biomass | 2018-10-27 19:00 | 0.91848
Biomass | 2018-10-27 20:00 | 0.91848
Biomass | 2018-10-27 21:00 | 0.91848
Biomass | 2018-10-27 22:00 | 0.91848
Biomass | 2018-10-27 23:00 | 0.91848
Biomass | 2018-10-28 | 0.91848
Biomass | 2018-10-28 01:00 | 0.91848
Biomass | 2018-10-28 02:00 | 0.91848
Biomass | 2018-10-28 03:00 | 0.91848
Biomass | 2018-10-28 04:00 | 0.91848
Biomass | 2018-10-28 05:00 | 0.91848
Biomass | 2018-10-28 06:00 | 0.91848
Biomass | 2018-10-28 07:00 | 0.91848
Biomass | 2018-10-28 08:00 | 0.91848
Biomass | 2018-10-28 09:00 | 0.91848
Biomass | 2018-10-28 10:00 | 0.91848
Biomass | 2018-10-28 11:00 | 0.91848
Biomass | 2018-10-28 12:00 | 0.91848
Biomass | 2018-10-28 13:00 | 0.91848
Biomass | 2018-10-28 14:00 | 0.91848
Biomass | 2018-10-28 15:00 | 0.91848
Biomass | 2018-10-28 16:00 | 0.91848
Biomass | 2018-10-28 17:00 | 0.91848
Biomass | 2018-10-28 18:00 | 0.91848
Biomass | 2018-10-28 19:00 | 0.91848
Biomass | 2018-10-28 20:00 | 0.91848
Biomass | 2018-10-28 21:00 | 0.91848
Biomass | 2018-10-28 22:00 | 0.91848
Biomass | 2018-10-28 23:00 | 0.91848
Biomass | 2018-10-29 | 0.91848
Biomass | 2018-10-29 01:00 | 0.91848
Biomass | 2018-10-29 02:00 | 0.91848
Biomass | 2018-10-29 03:00 | 0.91848
Biomass | 2018-10-29 04:00 | 0.91848
Biomass | 2018-10-29 05:00 | 0.91848
Biomass | 2018-10-29 06:00 | 0.91848
Biomass | 2018-10-29 07:00 | 0.91848
Biomass | 2018-10-29 08:00 | 0.91848
Biomass | 2018-10-29 09:00 | 0.91848
Biomass | 2018-10-29 10:00 | 0.91848
Biomass | 2018-10-29 11:00 | 0.91848
Biomass | 2018-10-29 12:00 | 0.91848
Biomass | 2018-10-29 13:00 | 0.91848
Biomass | 2018-10-29 14:00 | 0.91848
Biomass | 2018-10-29 15:00 | 0.91848
Biomass | 2018-10-29 16:00 | 0.91848
Biomass | 2018-10-29 17:00 | 0.91848
Biomass | 2018-10-29 18:00 | 0.91848
Biomass | 2018-10-29 19:00 | 0.91848
Biomass | 2018-10-29 20:00 | 0.91848
Biomass | 2018-10-29 21:00 | 0.91848
Biomass | 2018-10-29 22:00 | 0.91848
Biomass | 2018-10-29 23:00 | 0.91848
Biomass | 2018-10-30 | 0.91848
Biomass | 2018-10-30 01:00 | 0.91848
Biomass | 2018-10-30 02:00 | 0.91848
Biomass | 2018-10-30 03:00 | 0.91848
Biomass | 2018-10-30 04:00 | 0.91848
Biomass | 2018-10-30 05:00 | 0.91848
Biomass | 2018-10-30 06:00 | 0.91848
Biomass | 2018-10-30 07:00 | 0.91848
Biomass | 2018-10-30 08:00 | 0.91848
Biomass | 2018-10-30 09:00 | 0.91848
Biomass | 2018-10-30 10:00 | 0.91848
Biomass | 2018-10-30 11:00 | 0.91848
Biomass | 2018-10-30 12:00 | 0.91848
Biomass | 2018-10-30 13:00 | 0.91848
Biomass | 2018-10-30 14:00 | 0.91848
Biomass | 2018-10-30 15:00 | 0.91848
Biomass | 2018-10-30 16:00 | 0.91848
Biomass | 2018-10-30 17:00 | 0.91848
Biomass | 2018-10-30 18:00 | 0.91848
Biomass | 2018-10-30 19:00 | 0.91848
Biomass | 2018-10-30 20:00 | 0.91848
Biomass | 2018-10-30 21:00 | 0.91848
Biomass | 2018-10-30 22:00 | 0.91848
Biomass | 2018-10-30 23:00 | 0.91848
Biomass | 2018-10-31 | 0.91848
Biomass | 2018-10-31 01:00 | 0.91848
Biomass | 2018-10-31 02:00 | 0.91848
Biomass | 2018-10-31 03:00 | 0.91848
Biomass | 2018-10-31 04:00 | 0.91848
Biomass | 2018-10-31 05:00 | 0.91848
Biomass | 2018-10-31 06:00 | 0.91848
Biomass | 2018-10-31 07:00 | 0.91848
Biomass | 2018-10-31 08:00 | 0.91848
Biomass | 2018-10-31 09:00 | 0.91848
Biomass | 2018-10-31 10:00 | 0.91848
Biomass | 2018-10-31 11:00 | 0.91848
Biomass | 2018-10-31 12:00 | 0.91848
Biomass | 2018-10-31 13:00 | 0.91848
Biomass | 2018-10-31 14:00 | 0.91848
Biomass | 2018-10-31 15:00 | 0.91848
Biomass | 2018-10-31 16:00 | 0.91848
Biomass | 2018-10-31 17:00 | 0.91848
Biomass | 2018-10-31 18:00 | 0.91848
Biomass | 2018-10-31 19:00 | 0.91848
Biomass | 2018-10-31 20:00 | 0.91848
Biomass | 2018-10-31 21:00 | 0.91848
Biomass | 2018-10-31 22:00 | 0.91848
Biomass | 2018-10-31 23:00 | 0.91848
Biomass | 2018-11-01 | 0.91848
Biomass | 2018-11-01 01:00 | 0.91848
Biomass | 2018-11-01 02:00 | 0.91848
Biomass | 2018-11-01 03:00 | 0.91848
Biomass | 2018-11-01 04:00 | 0.91848
Biomass | 2018-11-01 05:00 | 0.91848
Biomass | 2018-11-01 06:00 | 0.91848
Biomass | 2018-11-01 07:00 | 0.91848
Biomass | 2018-11-01 08:00 | 0.91848
Biomass | 2018-11-01 09:00 | 0.91848
Biomass | 2018-11-01 10:00 | 0.91848
Biomass | 2018-11-01 11:00 | 0.91848
Biomass | 2018-11-01 12:00 | 0.91848
Biomass | 2018-11-01 13:00 | 0.91848
Biomass | 2018-11-01 14:00 | 0.91848
Biomass | 2018-11-01 15:00 | 0.91848
Biomass | 2018-11-01 16:00 | 0.91848
Biomass | 2018-11-01 17:00 | 0.91848
Biomass | 2018-11-01 18:00 | 0.91848
Biomass | 2018-11-01 19:00 | 0.91848
Biomass | 2018-11-01 20:00 | 0.91848
Biomass | 2018-11-01 21:00 | 0.91848
Biomass | 2018-11-01 22:00 | 0.91848
Biomass | 2018-11-01 23:00 | 0.91848
Biomass | 2018-11-02 | 0.91848
Biomass | 2018-11-02 01:00 | 0.91848
Biomass | 2018-11-02 02:00 | 0.91848
Biomass | 2018-11-02 03:00 | 0.91848
Biomass | 2018-11-02 04:00 | 0.91848
Biomass | 2018-11-02 05:00 | 0.91848
Biomass | 2018-11-02 06:00 | 0.91848
Biomass | 2018-11-02 07:00 | 0.91848
Biomass | 2018-11-02 08:00 | 0.91848
Biomass | 2018-11-02 09:00 | 0.91848
Biomass | 2018-11-02 10:00 | 0.91848
Biomass | 2018-11-02 11:00 | 0.91848
Biomass | 2018-11-02 12:00 | 0.91848
Biomass | 2018-11-02 13:00 | 0.91848
Biomass | 2018-11-02 14:00 | 0.91848
Biomass | 2018-11-02 15:00 | 0.91848
Biomass | 2018-11-02 16:00 | 0.91848
Biomass | 2018-11-02 17:00 | 0.91848
Biomass | 2018-11-02 18:00 | 0.91848
Biomass | 2018-11-02 19:00 | 0.91848
Biomass | 2018-11-02 20:00 | 0.91848
Biomass | 2018-11-02 21:00 | 0.91848
Biomass | 2018-11-02 22:00 | 0.91848
Biomass | 2018-11-02 23:00 | 0.91848
Biomass | 2018-11-03 | 0.91848
Biomass | 2018-11-03 01:00 | 0.91848
Biomass | 2018-11-03 02:00 | 0.91848
Biomass | 2018-11-03 03:00 | 0.91848
Biomass | 2018-11-03 04:00 | 0.91848
Biomass | 2018-11-03 05:00 | 0.91848
Biomass | 2018-11-03 06:00 | 0.91848
Biomass | 2018-11-03 07:00 | 0.91848
Biomass | 2018-11-03 08:00 | 0.91848
Biomass | 2018-11-03 09:00 | 0.91848
Biomass | 2018-11-03 10:00 | 0.91848
Biomass | 2018-11-03 11:00 | 0.91848
Biomass | 2018-11-03 12:00 | 0.91848
Biomass | 2018-11-03 13:00 | 0.91848
Biomass | 2018-11-03 14:00 | 0.91848
Biomass | 2018-11-03 15:00 | 0.91848
Biomass | 2018-11-03 16:00 | 0.91848
Biomass | 2018-11-03 17:00 | 0.91848
Biomass | 2018-11-03 18:00 | 0.91848
Biomass | 2018-11-03 19:00 | 0.91848
Biomass | 2018-11-03 20:00 | 0.91848
Biomass | 2018-11-03 21:00 | 0.91848
Biomass | 2018-11-03 22:00 | 0.91848
Biomass | 2018-11-03 23:00 | 0.91848
Biomass | 2018-11-04 | 0.91848
Biomass | 2018-11-04 01:00 | 0.91848
Biomass | 2018-11-04 02:00 | 0.91848
Biomass | 2018-11-04 03:00 | 0.91848
Biomass | 2018-11-04 04:00 | 0.91848
Biomass | 2018-11-04 05:00 | 0.91848
Biomass | 2018-11-04 06:00 | 0.91848
Biomass | 2018-11-04 07:00 | 0.91848
Biomass | 2018-11-04 08:00 | 0.91848
Biomass | 2018-11-04 09:00 | 0.91848
Biomass | 2018-11-04 10:00 | 0.91848
Biomass | 2018-11-04 11:00 | 0.91848
Biomass | 2018-11-04 12:00 | 0.91848
Biomass | 2018-11-04 13:00 | 0.91848
Biomass | 2018-11-04 14:00 | 0.91848
Biomass | 2018-11-04 15:00 | 0.91848
Biomass | 2018-11-04 16:00 | 0.91848
Biomass | 2018-11-04 17:00 | 0.91848
Biomass | 2018-11-04 18:00 | 0.91848
Biomass | 2018-11-04 19:00 | 0.91848
Biomass | 2018-11-04 20:00 | 0.91848
Biomass | 2018-11-04 21:00 | 0.91848
Biomass | 2018-11-04 22:00 | 0.91848
Biomass | 2018-11-04 23:00 | 0.91848
Biomass | 2018-11-05 | 0.91848
Biomass | 2018-11-05 01:00 | 0.91848
Biomass | 2018-11-05 02:00 | 0.91848
Biomass | 2018-11-05 03:00 | 0.91848
Biomass | 2018-11-05 04:00 | 0.91848
Biomass | 2018-11-05 05:00 | 0.91848
Biomass | 2018-11-05 06:00 | 0.91848
Biomass | 2018-11-05 07:00 | 0.91848
Biomass | 2018-11-05 08:00 | 0.91848
Biomass | 2018-11-05 09:00 | 0.91848
Biomass | 2018-11-05 10:00 | 0.91848
Biomass | 2018-11-05 11:00 | 0.91848
Biomass | 2018-11-05 12:00 | 0.91848
Biomass | 2018-11-05 13:00 | 0.91848
Biomass | 2018-11-05 14:00 | 0.91848
Biomass | 2018-11-05 15:00 | 0.91848
Biomass | 2018-11-05 16:00 | 0.91848
Biomass | 2018-11-05 17:00 | 0.91848
Biomass | 2018-11-05 18:00 | 0.91848
Biomass | 2018-11-05 19:00 | 0.91848
Biomass | 2018-11-05 20:00 | 0.91848
Biomass | 2018-11-05 21:00 | 0.91848
Biomass | 2018-11-05 22:00 | 0.91848
Biomass | 2018-11-05 23:00 | 0.91848
Biomass | 2018-11-06 | 0.91848
Biomass | 2018-11-06 01:00 | 0.91848
Biomass | 2018-11-06 02:00 | 0.91848
Biomass | 2018-11-06 03:00 | 0.91848
Biomass | 2018-11-06 04:00 | 0.91848
Biomass | 2018-11-06 05:00 | 0.91848
Biomass | 2018-11-06 06:00 | 0.91848
Biomass | 2018-11-06 07:00 | 0.91848
Biomass | 2018-11-06 08:00 | 0.91848
Biomass | 2018-11-06 09:00 | 0.91848
Biomass | 2018-11-06 10:00 | 0.91848
Biomass | 2018-11-06 11:00 | 0.91848
Biomass | 2018-11-06 12:00 | 0.91848
Biomass | 2018-11-06 13:00 | 0.91848
Biomass | 2018-11-06 14:00 | 0.91848
Biomass | 2018-11-06 15:00 | 0.91848
Biomass | 2018-11-06 16:00 | 0.91848
Biomass | 2018-11-06 17:00 | 0.91848
Biomass | 2018-11-06 18:00 | 0.91848
Biomass | 2018-11-06 19:00 | 0.91848
Biomass | 2018-11-06 20:00 | 0.91848
Biomass | 2018-11-06 21:00 | 0.91848
Biomass | 2018-11-06 22:00 | 0.91848
Biomass | 2018-11-06 23:00 | 0.91848
Biomass | 2018-11-07 | 0.91848
Biomass | 2018-11-07 01:00 | 0.91848
Biomass | 2018-11-07 02:00 | 0.91848
Biomass | 2018-11-07 03:00 | 0.91848
Biomass | 2018-11-07 04:00 | 0.91848
Biomass | 2018-11-07 05:00 | 0.91848
Biomass | 2018-11-07 06:00 | 0.91848
Biomass | 2018-11-07 07:00 | 0.91848
Biomass | 2018-11-07 08:00 | 0.91848
Biomass | 2018-11-07 09:00 | 0.91848
Biomass | 2018-11-07 10:00 | 0.91848
Biomass | 2018-11-07 11:00 | 0.91848
Biomass | 2018-11-07 12:00 | 0.91848
Biomass | 2018-11-07 13:00 | 0.91848
Biomass | 2018-11-07 14:00 | 0.91848
Biomass | 2018-11-07 15:00 | 0.91848
Biomass | 2018-11-07 16:00 | 0.91848
Biomass | 2018-11-07 17:00 | 0.91848
Biomass | 2018-11-07 18:00 | 0.91848
Biomass | 2018-11-07 19:00 | 0.91848
Biomass | 2018-11-07 20:00 | 0.91848
Biomass | 2018-11-07 21:00 | 0.91848
Biomass | 2018-11-07 22:00 | 0.91848
Biomass | 2018-11-07 23:00 | 0.91848
Biomass | 2018-11-08 | 0.91848
Biomass | 2018-11-08 01:00 | 0.91848
Biomass | 2018-11-08 02:00 | 0.91848
Biomass | 2018-11-08 03:00 | 0.91848
Biomass | 2018-11-08 04:00 | 0.91848
Biomass | 2018-11-08 05:00 | 0.91848
Biomass | 2018-11-08 06:00 | 0.91848
Biomass | 2018-11-08 07:00 | 0.91848
Biomass | 2018-11-08 08:00 | 0.91848
Biomass | 2018-11-08 09:00 | 0.91848
Biomass | 2018-11-08 10:00 | 0.91848
Biomass | 2018-11-08 11:00 | 0.91848
Biomass | 2018-11-08 12:00 | 0.91848
Biomass | 2018-11-08 13:00 | 0.91848
Biomass | 2018-11-08 14:00 | 0.91848
Biomass | 2018-11-08 15:00 | 0.91848
Biomass | 2018-11-08 16:00 | 0.91848
Biomass | 2018-11-08 17:00 | 0.91848
Biomass | 2018-11-08 18:00 | 0.91848
Biomass | 2018-11-08 19:00 | 0.91848
Biomass | 2018-11-08 20:00 | 0.91848
Biomass | 2018-11-08 21:00 | 0.91848
Biomass | 2018-11-08 22:00 | 0.91848
Biomass | 2018-11-08 23:00 | 0.91848
Biomass | 2018-11-09 | 0.91848
Biomass | 2018-11-09 01:00 | 0.91848
Biomass | 2018-11-09 02:00 | 0.91848
Biomass | 2018-11-09 03:00 | 0.91848
Biomass | 2018-11-09 04:00 | 0.91848
Biomass | 2018-11-09 05:00 | 0.91848
Biomass | 2018-11-09 06:00 | 0.91848
Biomass | 2018-11-09 07:00 | 0.91848
Biomass | 2018-11-09 08:00 | 0.91848
Biomass | 2018-11-09 09:00 | 0.91848
Biomass | 2018-11-09 10:00 | 0.91848
Biomass | 2018-11-09 11:00 | 0.91848
Biomass | 2018-11-09 12:00 | 0.91848
Biomass | 2018-11-09 13:00 | 0.91848
Biomass | 2018-11-09 14:00 | 0.91848
Biomass | 2018-11-09 15:00 | 0.91848
Biomass | 2018-11-09 16:00 | 0.91848
Biomass | 2018-11-09 17:00 | 0.91848
Biomass | 2018-11-09 18:00 | 0.91848
Biomass | 2018-11-09 19:00 | 0.91848
Biomass | 2018-11-09 20:00 | 0.91848
Biomass | 2018-11-09 21:00 | 0.91848
Biomass | 2018-11-09 22:00 | 0.91848
Biomass | 2018-11-09 23:00 | 0.91848
Biomass | 2018-11-10 | 0.91848
Biomass | 2018-11-10 01:00 | 0.91848
Biomass | 2018-11-10 02:00 | 0.91848
Biomass | 2018-11-10 03:00 | 0.91848
Biomass | 2018-11-10 04:00 | 0.91848
Biomass | 2018-11-10 05:00 | 0.91848
Biomass | 2018-11-10 06:00 | 0.91848
Biomass | 2018-11-10 07:00 | 0.91848
Biomass | 2018-11-10 08:00 | 0.91848
Biomass | 2018-11-10 09:00 | 0.91848
Biomass | 2018-11-10 10:00 | 0.91848
Biomass | 2018-11-10 11:00 | 0.91848
Biomass | 2018-11-10 12:00 | 0.91848
Biomass | 2018-11-10 13:00 | 0.91848
Biomass | 2018-11-10 14:00 | 0.91848
Biomass | 2018-11-10 15:00 | 0.91848
Biomass | 2018-11-10 16:00 | 0.91848
Biomass | 2018-11-10 17:00 | 0.91848
Biomass | 2018-11-10 18:00 | 0.91848
Biomass | 2018-11-10 19:00 | 0.91848
Biomass | 2018-11-10 20:00 | 0.91848
Biomass | 2018-11-10 21:00 | 0.91848
Biomass | 2018-11-10 22:00 | 0.91848
Biomass | 2018-11-10 23:00 | 0.91848
Biomass | 2018-11-11 | 0.91848
Biomass | 2018-11-11 01:00 | 0.91848
Biomass | 2018-11-11 02:00 | 0.91848
Biomass | 2018-11-11 03:00 | 0.91848
Biomass | 2018-11-11 04:00 | 0.91848
Biomass | 2018-11-11 05:00 | 0.91848
Biomass | 2018-11-11 06:00 | 0.91848
Biomass | 2018-11-11 07:00 | 0.91848
Biomass | 2018-11-11 08:00 | 0.91848
Biomass | 2018-11-11 09:00 | 0.91848
Biomass | 2018-11-11 10:00 | 0.91848
Biomass | 2018-11-11 11:00 | 0.91848
Biomass | 2018-11-11 12:00 | 0.91848
Biomass | 2018-11-11 13:00 | 0.91848
Biomass | 2018-11-11 14:00 | 0.91848
Biomass | 2018-11-11 15:00 | 0.91848
Biomass | 2018-11-11 16:00 | 0.91848
Biomass | 2018-11-11 17:00 | 0.91848
Biomass | 2018-11-11 18:00 | 0.91848
Biomass | 2018-11-11 19:00 | 0.91848
Biomass | 2018-11-11 20:00 | 0.91848
Biomass | 2018-11-11 21:00 | 0.91848
Biomass | 2018-11-11 22:00 | 0.91848
Biomass | 2018-11-11 23:00 | 0.91848
Biomass | 2018-11-12 | 0.91848
Biomass | 2018-11-12 01:00 | 0.91848
Biomass | 2018-11-12 02:00 | 0.91848
Biomass | 2018-11-12 03:00 | 0.91848
Biomass | 2018-11-12 04:00 | 0.91848
Biomass | 2018-11-12 05:00 | 0.91848
Biomass | 2018-11-12 06:00 | 0.91848
Biomass | 2018-11-12 07:00 | 0.91848
Biomass | 2018-11-12 08:00 | 0.91848
Biomass | 2018-11-12 09:00 | 0.91848
Biomass | 2018-11-12 10:00 | 0.91848
Biomass | 2018-11-12 11:00 | 0.91848
Biomass | 2018-11-12 12:00 | 0.91848
Biomass | 2018-11-12 13:00 | 0.91848
Biomass | 2018-11-12 14:00 | 0.91848
Biomass | 2018-11-12 15:00 | 0.91848
Biomass | 2018-11-12 16:00 | 0.91848
Biomass | 2018-11-12 17:00 | 0.91848
Biomass | 2018-11-12 18:00 | 0.91848
Biomass | 2018-11-12 19:00 | 0.91848
Biomass | 2018-11-12 20:00 | 0.91848
Biomass | 2018-11-12 21:00 | 0.91848
Biomass | 2018-11-12 22:00 | 0.91848
Biomass | 2018-11-12 23:00 | 0.91848
Biomass | 2018-11-13 | 0.91848
Biomass | 2018-11-13 01:00 | 0.91848
Biomass | 2018-11-13 02:00 | 0.91848
Biomass | 2018-11-13 03:00 | 0.91848
Biomass | 2018-11-13 04:00 | 0.91848
Biomass | 2018-11-13 05:00 | 0.91848
Biomass | 2018-11-13 06:00 | 0.91848
Biomass | 2018-11-13 07:00 | 0.91848
Biomass | 2018-11-13 08:00 | 0.91848
Biomass | 2018-11-13 09:00 | 0.91848
Biomass | 2018-11-13 10:00 | 0.91848
Biomass | 2018-11-13 11:00 | 0.91848
Biomass | 2018-11-13 12:00 | 0.91848
Biomass | 2018-11-13 13:00 | 0.91848
Biomass | 2018-11-13 14:00 | 0.91848
Biomass | 2018-11-13 15:00 | 0.91848
Biomass | 2018-11-13 16:00 | 0.91848
Biomass | 2018-11-13 17:00 | 0.91848
Biomass | 2018-11-13 18:00 | 0.91848
Biomass | 2018-11-13 19:00 | 0.91848
Biomass | 2018-11-13 20:00 | 0.91848
Biomass | 2018-11-13 21:00 | 0.91848
Biomass | 2018-11-13 22:00 | 0.91848
Biomass | 2018-11-13 23:00 | 0.91848
Biomass | 2018-11-14 | 0.91848
Biomass | 2018-11-14 01:00 | 0.91848
Biomass | 2018-11-14 02:00 | 0.91848
Biomass | 2018-11-14 03:00 | 0.91848
Biomass | 2018-11-14 04:00 | 0.91848
Biomass | 2018-11-14 05:00 | 0.91848
Biomass | 2018-11-14 06:00 | 0.91848
Biomass | 2018-11-14 07:00 | 0.91848
Biomass | 2018-11-14 08:00 | 0.91848
Biomass | 2018-11-14 09:00 | 0.91848
Biomass | 2018-11-14 10:00 | 0.91848
Biomass | 2018-11-14 11:00 | 0.91848
Biomass | 2018-11-14 12:00 | 0.91848
Biomass | 2018-11-14 13:00 | 0.91848
Biomass | 2018-11-14 14:00 | 0.91848
Biomass | 2018-11-14 15:00 | 0.91848
Biomass | 2018-11-14 16:00 | 0.91848
Biomass | 2018-11-14 17:00 | 0.91848
Biomass | 2018-11-14 18:00 | 0.91848
Biomass | 2018-11-14 19:00 | 0.91848
Biomass | 2018-11-14 20:00 | 0.91848
Biomass | 2018-11-14 21:00 | 0.91848
Biomass | 2018-11-14 22:00 | 0.91848
Biomass | 2018-11-14 23:00 | 0.91848
Biomass | 2018-11-15 | 0.91848
Biomass | 2018-11-15 01:00 | 0.91848
Biomass | 2018-11-15 02:00 | 0.91848
Biomass | 2018-11-15 03:00 | 0.91848
Biomass | 2018-11-15 04:00 | 0.91848
Biomass | 2018-11-15 05:00 | 0.91848
Biomass | 2018-11-15 06:00 | 0.91848
Biomass | 2018-11-15 07:00 | 0.91848
Biomass | 2018-11-15 08:00 | 0.91848
Biomass | 2018-11-15 09:00 | 0.91848
Biomass | 2018-11-15 10:00 | 0.91848
Biomass | 2018-11-15 11:00 | 0.91848
Biomass | 2018-11-15 12:00 | 0.91848
Biomass | 2018-11-15 13:00 | 0.91848
Biomass | 2018-11-15 14:00 | 0.91848
Biomass | 2018-11-15 15:00 | 0.91848
Biomass | 2018-11-15 16:00 | 0.91848
Biomass | 2018-11-15 17:00 | 0.91848
Biomass | 2018-11-15 18:00 | 0.91848
Biomass | 2018-11-15 19:00 | 0.91848
Biomass | 2018-11-15 20:00 | 0.91848
Biomass | 2018-11-15 21:00 | 0.91848
Biomass | 2018-11-15 22:00 | 0.91848
Biomass | 2018-11-15 23:00 | 0.91848
Biomass | 2018-11-16 | 0.91848
Biomass | 2018-11-16 01:00 | 0.91848
Biomass | 2018-11-16 02:00 | 0.91848
Biomass | 2018-11-16 03:00 | 0.91848
Biomass | 2018-11-16 04:00 | 0.91848
Biomass | 2018-11-16 05:00 | 0.91848
Biomass | 2018-11-16 06:00 | 0.91848
Biomass | 2018-11-16 07:00 | 0.91848
Biomass | 2018-11-16 08:00 | 0.91848
Biomass | 2018-11-16 09:00 | 0.91848
Biomass | 2018-11-16 10:00 | 0.91848
Biomass | 2018-11-16 11:00 | 0.91848
Biomass | 2018-11-16 12:00 | 0.91848
Biomass | 2018-11-16 13:00 | 0.91848
Biomass | 2018-11-16 14:00 | 0.91848
Biomass | 2018-11-16 15:00 | 0.91848
Biomass | 2018-11-16 16:00 | 0.91848
Biomass | 2018-11-16 17:00 | 0.91848
Biomass | 2018-11-16 18:00 | 0.91848
Biomass | 2018-11-16 19:00 | 0.91848
Biomass | 2018-11-16 20:00 | 0.91848
Biomass | 2018-11-16 21:00 | 0.91848
Biomass | 2018-11-16 22:00 | 0.91848
Biomass | 2018-11-16 23:00 | 0.91848
Biomass | 2018-11-17 | 0.91848
Biomass | 2018-11-17 01:00 | 0.91848
Biomass | 2018-11-17 02:00 | 0.91848
Biomass | 2018-11-17 03:00 | 0.91848
Biomass | 2018-11-17 04:00 | 0.91848
Biomass | 2018-11-17 05:00 | 0.91848
Biomass | 2018-11-17 06:00 | 0.91848
Biomass | 2018-11-17 07:00 | 0.91848
Biomass | 2018-11-17 08:00 | 0.91848
Biomass | 2018-11-17 09:00 | 0.91848
Biomass | 2018-11-17 10:00 | 0.91848
Biomass | 2018-11-17 11:00 | 0.91848
Biomass | 2018-11-17 12:00 | 0.91848
Biomass | 2018-11-17 13:00 | 0.91848
Biomass | 2018-11-17 14:00 | 0.91848
Biomass | 2018-11-17 15:00 | 0.91848
Biomass | 2018-11-17 16:00 | 0.91848
Biomass | 2018-11-17 17:00 | 0.91848
Biomass | 2018-11-17 18:00 | 0.91848
Biomass | 2018-11-17 19:00 | 0.91848
Biomass | 2018-11-17 20:00 | 0.91848
Biomass | 2018-11-17 21:00 | 0.91848
Biomass | 2018-11-17 22:00 | 0.91848
Biomass | 2018-11-17 23:00 | 0.91848
Biomass | 2018-11-18 | 0.91848
Biomass | 2018-11-18 01:00 | 0.91848
Biomass | 2018-11-18 02:00 | 0.91848
Biomass | 2018-11-18 03:00 | 0.91848
Biomass | 2018-11-18 04:00 | 0.91848
Biomass | 2018-11-18 05:00 | 0.91848
Biomass | 2018-11-18 06:00 | 0.91848
Biomass | 2018-11-18 07:00 | 0.91848
Biomass | 2018-11-18 08:00 | 0.91848
Biomass | 2018-11-18 09:00 | 0.91848
Biomass | 2018-11-18 10:00 | 0.91848
Biomass | 2018-11-18 11:00 | 0.91848
Biomass | 2018-11-18 12:00 | 0.91848
Biomass | 2018-11-18 13:00 | 0.91848
Biomass | 2018-11-18 14:00 | 0.91848
Biomass | 2018-11-18 15:00 | 0.91848
Biomass | 2018-11-18 16:00 | 0.91848
Biomass | 2018-11-18 17:00 | 0.91848
Biomass | 2018-11-18 18:00 | 0.91848
Biomass | 2018-11-18 19:00 | 0.91848
Biomass | 2018-11-18 20:00 | 0.91848
Biomass | 2018-11-18 21:00 | 0.91848
Biomass | 2018-11-18 22:00 | 0.91848
Biomass | 2018-11-18 23:00 | 0.91848
Biomass | 2018-11-19 | 0.91848
Biomass | 2018-11-19 01:00 | 0.91848
Biomass | 2018-11-19 02:00 | 0.91848
Biomass | 2018-11-19 03:00 | 0.91848
Biomass | 2018-11-19 04:00 | 0.91848
Biomass | 2018-11-19 05:00 | 0.91848
Biomass | 2018-11-19 06:00 | 0.91848
Biomass | 2018-11-19 07:00 | 0.91848
Biomass | 2018-11-19 08:00 | 0.91848
Biomass | 2018-11-19 09:00 | 0.91848
Biomass | 2018-11-19 10:00 | 0.91848
Biomass | 2018-11-19 11:00 | 0.91848
Biomass | 2018-11-19 12:00 | 0.91848
Biomass | 2018-11-19 13:00 | 0.91848
Biomass | 2018-11-19 14:00 | 0.91848
Biomass | 2018-11-19 15:00 | 0.91848
Biomass | 2018-11-19 16:00 | 0.91848
Biomass | 2018-11-19 17:00 | 0.91848
Biomass | 2018-11-19 18:00 | 0.91848
Biomass | 2018-11-19 19:00 | 0.91848
Biomass | 2018-11-19 20:00 | 0.91848
Biomass | 2018-11-19 21:00 | 0.91848
Biomass | 2018-11-19 22:00 | 0.91848
Biomass | 2018-11-19 23:00 | 0.91848
Biomass | 2018-11-20 | 0.91848
Biomass | 2018-11-20 01:00 | 0.91848
Biomass | 2018-11-20 02:00 | 0.91848
Biomass | 2018-11-20 03:00 | 0.91848
Biomass | 2018-11-20 04:00 | 0.91848
Biomass | 2018-11-20 05:00 | 0.91848
Biomass | 2018-11-20 06:00 | 0.91848
Biomass | 2018-11-20 07:00 | 0.91848
Biomass | 2018-11-20 08:00 | 0.91848
Biomass | 2018-11-20 09:00 | 0.91848
Biomass | 2018-11-20 10:00 | 0.91848
Biomass | 2018-11-20 11:00 | 0.91848
Biomass | 2018-11-20 12:00 | 0.91848
Biomass | 2018-11-20 13:00 | 0.91848
Biomass | 2018-11-20 14:00 | 0.91848
Biomass | 2018-11-20 15:00 | 0.91848
Biomass | 2018-11-20 16:00 | 0.91848
Biomass | 2018-11-20 17:00 | 0.91848
Biomass | 2018-11-20 18:00 | 0.91848
Biomass | 2018-11-20 19:00 | 0.91848
Biomass | 2018-11-20 20:00 | 0.91848
Biomass | 2018-11-20 21:00 | 0.91848
Biomass | 2018-11-20 22:00 | 0.91848
Biomass | 2018-11-20 23:00 | 0.91848
Biomass | 2018-11-21 | 0.91848
Biomass | 2018-11-21 01:00 | 0.91848
Biomass | 2018-11-21 02:00 | 0.91848
Biomass | 2018-11-21 03:00 | 0.91848
Biomass | 2018-11-21 04:00 | 0.91848
Biomass | 2018-11-21 05:00 | 0.91848
Biomass | 2018-11-21 06:00 | 0.91848
Biomass | 2018-11-21 07:00 | 0.91848
Biomass | 2018-11-21 08:00 | 0.91848
Biomass | 2018-11-21 09:00 | 0.91848
Biomass | 2018-11-21 10:00 | 0.91848
Biomass | 2018-11-21 11:00 | 0.91848
Biomass | 2018-11-21 12:00 | 0.91848
Biomass | 2018-11-21 13:00 | 0.91848
Biomass | 2018-11-21 14:00 | 0.91848
Biomass | 2018-11-21 15:00 | 0.91848
Biomass | 2018-11-21 16:00 | 0.91848
Biomass | 2018-11-21 17:00 | 0.91848
Biomass | 2018-11-21 18:00 | 0.91848
Biomass | 2018-11-21 19:00 | 0.91848
Biomass | 2018-11-21 20:00 | 0.91848
Biomass | 2018-11-21 21:00 | 0.91848
Biomass | 2018-11-21 22:00 | 0.91848
Biomass | 2018-11-21 23:00 | 0.91848
Biomass | 2018-11-22 | 0.91848
Biomass | 2018-11-22 01:00 | 0.91848
Biomass | 2018-11-22 02:00 | 0.91848
Biomass | 2018-11-22 03:00 | 0.91848
Biomass | 2018-11-22 04:00 | 0.91848
Biomass | 2018-11-22 05:00 | 0.91848
Biomass | 2018-11-22 06:00 | 0.91848
Biomass | 2018-11-22 07:00 | 0.91848
Biomass | 2018-11-22 08:00 | 0.91848
Biomass | 2018-11-22 09:00 | 0.91848
Biomass | 2018-11-22 10:00 | 0.91848
Biomass | 2018-11-22 11:00 | 0.91848
Biomass | 2018-11-22 12:00 | 0.91848
Biomass | 2018-11-22 13:00 | 0.91848
Biomass | 2018-11-22 14:00 | 0.91848
Biomass | 2018-11-22 15:00 | 0.91848
Biomass | 2018-11-22 16:00 | 0.91848
Biomass | 2018-11-22 17:00 | 0.91848
Biomass | 2018-11-22 18:00 | 0.91848
Biomass | 2018-11-22 19:00 | 0.91848
Biomass | 2018-11-22 20:00 | 0.91913
Biomass | 2018-11-22 21:00 | 0.91913
Biomass | 2018-11-22 22:00 | 0.92457
Biomass | 2018-11-22 23:00 | 0.92457
Biomass | 2018-11-23 | 0.93
Biomass | 2018-11-23 01:00 | 0.93
Biomass | 2018-11-23 02:00 | 0.93543
Biomass | 2018-11-23 03:00 | 0.93543
Biomass | 2018-11-23 04:00 | 0.94087
Biomass | 2018-11-23 05:00 | 0.94087
Biomass | 2018-11-23 06:00 | 1
Biomass | 2018-11-23 07:00 | 1
Biomass | 2018-11-23 08:00 | 1
Biomass | 2018-11-23 09:00 | 1
Biomass | 2018-11-23 10:00 | 1
Biomass | 2018-11-23 11:00 | 1
Biomass | 2018-11-23 12:00 | 1
Biomass | 2018-11-23 13:00 | 1
Biomass | 2018-11-23 14:00 | 1
Biomass | 2018-11-23 15:00 | 1
Biomass | 2018-11-23 16:00 | 1
Biomass | 2018-11-23 17:00 | 1
Biomass | 2018-11-23 18:00 | 1
Biomass | 2018-11-23 19:00 | 1
Biomass | 2018-11-23 20:00 | 1
Biomass | 2018-11-23 21:00 | 1
Biomass | 2018-11-23 22:00 | 1
Biomass | 2018-11-23 23:00 | 1
Biomass | 2018-11-24 | 1
Biomass | 2018-11-24 01:00 | 1
Biomass | 2018-11-24 02:00 | 1
Biomass | 2018-11-24 03:00 | 1
Biomass | 2018-11-24 04:00 | 1
Biomass | 2018-11-24 05:00 | 1
Biomass | 2018-11-24 06:00 | 1
Biomass | 2018-11-24 07:00 | 1
Biomass | 2018-11-24 08:00 | 1
Biomass | 2018-11-24 09:00 | 1
Biomass | 2018-11-24 10:00 | 1
Biomass | 2018-11-24 11:00 | 1
Biomass | 2018-11-24 12:00 | 1
Biomass | 2018-11-24 13:00 | 1
Biomass | 2018-11-24 14:00 | 1
Biomass | 2018-11-24 15:00 | 1
Biomass | 2018-11-24 16:00 | 1
Biomass | 2018-11-24 17:00 | 1
Biomass | 2018-11-24 18:00 | 1
Biomass | 2018-11-24 19:00 | 1
Biomass | 2018-11-24 20:00 | 1
Biomass | 2018-11-24 21:00 | 0.91848
Biomass | 2018-11-24 22:00 | 0.91848
Biomass | 2018-11-24 23:00 | 0.91848
Biomass | 2018-11-25 | 0.91848
Biomass | 2018-11-25 01:00 | 0.91848
Biomass | 2018-11-25 02:00 | 0.91848
Biomass | 2018-11-25 03:00 | 0.91848
Biomass | 2018-11-25 04:00 | 0.91848
Biomass | 2018-11-25 05:00 | 1
Biomass | 2018-11-25 06:00 | 1
Biomass | 2018-11-25 07:00 | 1
Biomass | 2018-11-25 08:00 | 0.91848
Biomass | 2018-11-25 09:00 | 0.91848
Biomass | 2018-11-25 10:00 | 0.91848
Biomass | 2018-11-25 11:00 | 0.91848
Biomass | 2018-11-25 12:00 | 0.91848
Biomass | 2018-11-25 13:00 | 0.91848
Biomass | 2018-11-25 14:00 | 0.91848
Biomass | 2018-11-25 15:00 | 0.91848
Biomass | 2018-11-25 16:00 | 0.91848
Biomass | 2018-11-25 17:00 | 0.91848
Biomass | 2018-11-25 18:00 | 0.91848
Biomass | 2018-11-25 19:00 | 0.91848
Biomass | 2018-11-25 20:00 | 0.91848
Biomass | 2018-11-25 21:00 | 0.91848
Biomass | 2018-11-25 22:00 | 0.91848
Biomass | 2018-11-25 23:00 | 0.91848
Biomass | 2018-11-26 | 0.91848
Biomass | 2018-11-26 01:00 | 0.91848
Biomass | 2018-11-26 02:00 | 0.91848
Biomass | 2018-11-26 03:00 | 0.91848
Biomass | 2018-11-26 04:00 | 0.91848
Biomass | 2018-11-26 05:00 | 0.91848
Biomass | 2018-11-26 06:00 | 0.91848
Biomass | 2018-11-26 07:00 | 0.91848
Biomass | 2018-11-26 08:00 | 0.91848
Biomass | 2018-11-26 09:00 | 0.91848
Biomass | 2018-11-26 10:00 | 0.91848
Biomass | 2018-11-26 11:00 | 0.91848
Biomass | 2018-11-26 12:00 | 0.91848
Biomass | 2018-11-26 13:00 | 0.91848
Biomass | 2018-11-26 14:00 | 0.91848
Biomass | 2018-11-26 15:00 | 0.91848
Biomass | 2018-11-26 16:00 | 0.91848
Biomass | 2018-11-26 17:00 | 0.91848
Biomass | 2018-11-26 18:00 | 0.91848
Biomass | 2018-11-26 19:00 | 0.91848
Biomass | 2018-11-26 20:00 | 0.91848
Biomass | 2018-11-26 21:00 | 0.91848
Biomass | 2018-11-26 22:00 | 0.91848
Biomass | 2018-11-26 23:00 | 0.91848
Biomass | 2018-11-27 | 0.91848
Biomass | 2018-11-27 01:00 | 0.91848
Biomass | 2018-11-27 02:00 | 0.91848
Biomass | 2018-11-27 03:00 | 0.91848
Biomass | 2018-11-27 04:00 | 0.91848
Biomass | 2018-11-27 05:00 | 0.91848
Biomass | 2018-11-27 06:00 | 0.91848
Biomass | 2018-11-27 07:00 | 0.91848
Biomass | 2018-11-27 08:00 | 0.91848
Biomass | 2018-11-27 09:00 | 0.91848
Biomass | 2018-11-27 10:00 | 0.91848
Biomass | 2018-11-27 11:00 | 0.91848
Biomass | 2018-11-27 12:00 | 0.91848
Biomass | 2018-11-27 13:00 | 0.91848
Biomass | 2018-11-27 14:00 | 0.91848
Biomass | 2018-11-27 15:00 | 0.91848
Biomass | 2018-11-27 16:00 | 0.91848
Biomass | 2018-11-27 17:00 | 0.91848
Biomass | 2018-11-27 18:00 | 0.91848
Biomass | 2018-11-27 19:00 | 0.91848
Biomass | 2018-11-27 20:00 | 0.91848
Biomass | 2018-11-27 21:00 | 0.91848
Biomass | 2018-11-27 22:00 | 0.91848
Biomass | 2018-11-27 23:00 | 0.91848
Biomass | 2018-11-28 | 0.91848
Biomass | 2018-11-28 01:00 | 0.91848
Biomass | 2018-11-28 02:00 | 0.91848
Biomass | 2018-11-28 03:00 | 0.91848
Biomass | 2018-11-28 04:00 | 0.91848
Biomass | 2018-11-28 05:00 | 0.91848
Biomass | 2018-11-28 06:00 | 0.91848
Biomass | 2018-11-28 07:00 | 0.91848
Biomass | 2018-11-28 08:00 | 0.91848
Biomass | 2018-11-28 09:00 | 0.91848
Biomass | 2018-11-28 10:00 | 0.91848
Biomass | 2018-11-28 11:00 | 0.91848
Biomass | 2018-11-28 12:00 | 0.91848
Biomass | 2018-11-28 13:00 | 0.91848
Biomass | 2018-11-28 14:00 | 0.91848
Biomass | 2018-11-28 15:00 | 0.91848
Biomass | 2018-11-28 16:00 | 0.91848
Biomass | 2018-11-28 17:00 | 0.91848
Biomass | 2018-11-28 18:00 | 0.91848
Biomass | 2018-11-28 19:00 | 0.91848
Biomass | 2018-11-28 20:00 | 0.91848
Biomass | 2018-11-28 21:00 | 0.91848
Biomass | 2018-11-28 22:00 | 0.91848
Biomass | 2018-11-28 23:00 | 0.91848
Biomass | 2018-11-29 | 0.91848
Biomass | 2018-11-29 01:00 | 0.91848
Biomass | 2018-11-29 02:00 | 0.91848
Biomass | 2018-11-29 03:00 | 0.91848
Biomass | 2018-11-29 04:00 | 0.91848
Biomass | 2018-11-29 05:00 | 0.91848
Biomass | 2018-11-29 06:00 | 0.91848
Biomass | 2018-11-29 07:00 | 0.91848
Biomass | 2018-11-29 08:00 | 0.91848
Biomass | 2018-11-29 09:00 | 0.91848
Biomass | 2018-11-29 10:00 | 0.91848
Biomass | 2018-11-29 11:00 | 0.91848
Biomass | 2018-11-29 12:00 | 0.91848
Biomass | 2018-11-29 13:00 | 0.91848
Biomass | 2018-11-29 14:00 | 0.91848
Biomass | 2018-11-29 15:00 | 0.91848
Biomass | 2018-11-29 16:00 | 0.91848
Biomass | 2018-11-29 17:00 | 0.91848
Biomass | 2018-11-29 18:00 | 0.91848
Biomass | 2018-11-29 19:00 | 0.91848
Biomass | 2018-11-29 20:00 | 0.91848
Biomass | 2018-11-29 21:00 | 0.91848
Biomass | 2018-11-29 22:00 | 0.91848
Biomass | 2018-11-29 23:00 | 0.91848
Biomass | 2018-11-30 | 0.91848
Biomass | 2018-11-30 01:00 | 0.91848
Biomass | 2018-11-30 02:00 | 0.91848
Biomass | 2018-11-30 03:00 | 0.91848
Biomass | 2018-11-30 04:00 | 0.91848
Biomass | 2018-11-30 05:00 | 0.91848
Biomass | 2018-11-30 06:00 | 0.91848
Biomass | 2018-11-30 07:00 | 0.91848
Biomass | 2018-11-30 08:00 | 0.91848
Biomass | 2018-11-30 09:00 | 0.91848
Biomass | 2018-11-30 10:00 | 0.91848
Biomass | 2018-11-30 11:00 | 0.91848
Biomass | 2018-11-30 12:00 | 0.91848
Biomass | 2018-11-30 13:00 | 0.91848
Biomass | 2018-11-30 14:00 | 0.91848
Biomass | 2018-11-30 15:00 | 0.91848
Biomass | 2018-11-30 16:00 | 0.91848
Biomass | 2018-11-30 17:00 | 0.91848
Biomass | 2018-11-30 18:00 | 0.91848
Biomass | 2018-11-30 19:00 | 0.91848
Biomass | 2018-11-30 20:00 | 0.91848
Biomass | 2018-11-30 21:00 | 0.91848
Biomass | 2018-11-30 22:00 | 0.91848
Biomass | 2018-11-30 23:00 | 0.91848
Biomass | 2018-12-01 | 0.91848
Biomass | 2018-12-01 01:00 | 0.91848
Biomass | 2018-12-01 02:00 | 0.91848
Biomass | 2018-12-01 03:00 | 0.91848
Biomass | 2018-12-01 04:00 | 0.91848
Biomass | 2018-12-01 05:00 | 0.91848
Biomass | 2018-12-01 06:00 | 0.91848
Biomass | 2018-12-01 07:00 | 0.91848
Biomass | 2018-12-01 08:00 | 0.91848
Biomass | 2018-12-01 09:00 | 0.91848
Biomass | 2018-12-01 10:00 | 0.91848
Biomass | 2018-12-01 11:00 | 0.91848
Biomass | 2018-12-01 12:00 | 0.91848
Biomass | 2018-12-01 13:00 | 0.91848
Biomass | 2018-12-01 14:00 | 0.91848
Biomass | 2018-12-01 15:00 | 0.91848
Biomass | 2018-12-01 16:00 | 0.91848
Biomass | 2018-12-01 17:00 | 0.91848
Biomass | 2018-12-01 18:00 | 0.91848
Biomass | 2018-12-01 19:00 | 0.91848
Biomass | 2018-12-01 20:00 | 0.91848
Biomass | 2018-12-01 21:00 | 0.91848
Biomass | 2018-12-01 22:00 | 0.91848
Biomass | 2018-12-01 23:00 | 0.91848
Biomass | 2018-12-02 | 0.91848
Biomass | 2018-12-02 01:00 | 0.91848
Biomass | 2018-12-02 02:00 | 0.91848
Biomass | 2018-12-02 03:00 | 0.91848
Biomass | 2018-12-02 04:00 | 0.91848
Biomass | 2018-12-02 05:00 | 0.91848
Biomass | 2018-12-02 06:00 | 0.91848
Biomass | 2018-12-02 07:00 | 0.91848
Biomass | 2018-12-02 08:00 | 0.91848
Biomass | 2018-12-02 09:00 | 0.91848
Biomass | 2018-12-02 10:00 | 0.91848
Biomass | 2018-12-02 11:00 | 0.91848
Biomass | 2018-12-02 12:00 | 0.91848
Biomass | 2018-12-02 13:00 | 0.91848
Biomass | 2018-12-02 14:00 | 0.91848
Biomass | 2018-12-02 15:00 | 0.91848
Biomass | 2018-12-02 16:00 | 0.91848
Biomass | 2018-12-02 17:00 | 0.91848
Biomass | 2018-12-02 18:00 | 0.91848
Biomass | 2018-12-02 19:00 | 0.91848
Biomass | 2018-12-02 20:00 | 0.91848
Biomass | 2018-12-02 21:00 | 0.91848
Biomass | 2018-12-02 22:00 | 0.91848
Biomass | 2018-12-02 23:00 | 0.91848
Biomass | 2018-12-03 | 0.91848
Biomass | 2018-12-03 01:00 | 0.91848
Biomass | 2018-12-03 02:00 | 0.91848
Biomass | 2018-12-03 03:00 | 0.91848
Biomass | 2018-12-03 04:00 | 0.91848
Biomass | 2018-12-03 05:00 | 0.91848
Biomass | 2018-12-03 06:00 | 0.91848
Biomass | 2018-12-03 07:00 | 0.91848
Biomass | 2018-12-03 08:00 | 0.91848
Biomass | 2018-12-03 09:00 | 0.91848
Biomass | 2018-12-03 10:00 | 0.91848
Biomass | 2018-12-03 11:00 | 0.91848
Biomass | 2018-12-03 12:00 | 0.91848
Biomass | 2018-12-03 13:00 | 0.91848
Biomass | 2018-12-03 14:00 | 0.91848
Biomass | 2018-12-03 15:00 | 0.91848
Biomass | 2018-12-03 16:00 | 0.91848
Biomass | 2018-12-03 17:00 | 0.91848
Biomass | 2018-12-03 18:00 | 0.91848
Biomass | 2018-12-03 19:00 | 0.91848
Biomass | 2018-12-03 20:00 | 0.91848
Biomass | 2018-12-03 21:00 | 0.91848
Biomass | 2018-12-03 22:00 | 0.91848
Biomass | 2018-12-03 23:00 | 0.91848
Biomass | 2018-12-04 | 0.91848
Biomass | 2018-12-04 01:00 | 0.91848
Biomass | 2018-12-04 02:00 | 0.91848
Biomass | 2018-12-04 03:00 | 0.91848
Biomass | 2018-12-04 04:00 | 0.91848
Biomass | 2018-12-04 05:00 | 0.91848
Biomass | 2018-12-04 06:00 | 0.91848
Biomass | 2018-12-04 07:00 | 0.91848
Biomass | 2018-12-04 08:00 | 0.91848
Biomass | 2018-12-04 09:00 | 0.91848
Biomass | 2018-12-04 10:00 | 0.91848
Biomass | 2018-12-04 11:00 | 0.91848
Biomass | 2018-12-04 12:00 | 0.91848
Biomass | 2018-12-04 13:00 | 0.91848
Biomass | 2018-12-04 14:00 | 0.91848
Biomass | 2018-12-04 15:00 | 0.91848
Biomass | 2018-12-04 16:00 | 0.91848
Biomass | 2018-12-04 17:00 | 0.91848
Biomass | 2018-12-04 18:00 | 0.91848
Biomass | 2018-12-04 19:00 | 0.91848
Biomass | 2018-12-04 20:00 | 0.91848
Biomass | 2018-12-04 21:00 | 0.91848
Biomass | 2018-12-04 22:00 | 0.91848
Biomass | 2018-12-04 23:00 | 0.91848
Biomass | 2018-12-05 | 0.91848
Biomass | 2018-12-05 01:00 | 0.91848
Biomass | 2018-12-05 02:00 | 0.91848
Biomass | 2018-12-05 03:00 | 0.91848
Biomass | 2018-12-05 04:00 | 0.91848
Biomass | 2018-12-05 05:00 | 0.91848
Biomass | 2018-12-05 06:00 | 0.91848
Biomass | 2018-12-05 07:00 | 0.91848
Biomass | 2018-12-05 08:00 | 0.91848
Biomass | 2018-12-05 09:00 | 0.91848
Biomass | 2018-12-05 10:00 | 0.91848
Biomass | 2018-12-05 11:00 | 0.91848
Biomass | 2018-12-05 12:00 | 0.91848
Biomass | 2018-12-05 13:00 | 0.91848
Biomass | 2018-12-05 14:00 | 0.91848
Biomass | 2018-12-05 15:00 | 0.91848
Biomass | 2018-12-05 16:00 | 0.91848
Biomass | 2018-12-05 17:00 | 0.91848
Biomass | 2018-12-05 18:00 | 0.91848
Biomass | 2018-12-05 19:00 | 0.91848
Biomass | 2018-12-05 20:00 | 0.91848
Biomass | 2018-12-05 21:00 | 0.91848
Biomass | 2018-12-05 22:00 | 0.91848
Biomass | 2018-12-05 23:00 | 0.91848
Biomass | 2018-12-06 | 0.91848
Biomass | 2018-12-06 01:00 | 0.91848
Biomass | 2018-12-06 02:00 | 0.91848
Biomass | 2018-12-06 03:00 | 0.91848
Biomass | 2018-12-06 04:00 | 0.91848
Biomass | 2018-12-06 05:00 | 0.91848
Biomass | 2018-12-06 06:00 | 0.91848
Biomass | 2018-12-06 07:00 | 0.91848
Biomass | 2018-12-06 08:00 | 0.91848
Biomass | 2018-12-06 09:00 | 0.91848
Biomass | 2018-12-06 10:00 | 0.91848
Biomass | 2018-12-06 11:00 | 0.91848
Biomass | 2018-12-06 12:00 | 0.91848
Biomass | 2018-12-06 13:00 | 0.91848
Biomass | 2018-12-06 14:00 | 0.91848
Biomass | 2018-12-06 15:00 | 0.91848
Biomass | 2018-12-06 16:00 | 0.91848
Biomass | 2018-12-06 17:00 | 0.91848
Biomass | 2018-12-06 18:00 | 0.91848
Biomass | 2018-12-06 19:00 | 0.91848
Biomass | 2018-12-06 20:00 | 0.91848
Biomass | 2018-12-06 21:00 | 0.91848
Biomass | 2018-12-06 22:00 | 0.91848
Biomass | 2018-12-06 23:00 | 0.91848
Biomass | 2018-12-07 | 0.91848
Biomass | 2018-12-07 01:00 | 0.91848
Biomass | 2018-12-07 02:00 | 0.91848
Biomass | 2018-12-07 03:00 | 0.91848
Biomass | 2018-12-07 04:00 | 0.91848
Biomass | 2018-12-07 05:00 | 0.91848
Biomass | 2018-12-07 06:00 | 0.91848
Biomass | 2018-12-07 07:00 | 0.91848
Biomass | 2018-12-07 08:00 | 0.91848
Biomass | 2018-12-07 09:00 | 0.91848
Biomass | 2018-12-07 10:00 | 0.91848
Biomass | 2018-12-07 11:00 | 0.91848
Biomass | 2018-12-07 12:00 | 0.91848
Biomass | 2018-12-07 13:00 | 0.91848
Biomass | 2018-12-07 14:00 | 0.91848
Biomass | 2018-12-07 15:00 | 0.91848
Biomass | 2018-12-07 16:00 | 0.91848
Biomass | 2018-12-07 17:00 | 0.91848
Biomass | 2018-12-07 18:00 | 0.91848
Biomass | 2018-12-07 19:00 | 0.91848
Biomass | 2018-12-07 20:00 | 0.91848
Biomass | 2018-12-07 21:00 | 0.91848
Biomass | 2018-12-07 22:00 | 0.91848
Biomass | 2018-12-07 23:00 | 0.91848
Biomass | 2018-12-08 | 0.91848
Biomass | 2018-12-08 01:00 | 0.91848
Biomass | 2018-12-08 02:00 | 0.91848
Biomass | 2018-12-08 03:00 | 0.91848
Biomass | 2018-12-08 04:00 | 0.91848
Biomass | 2018-12-08 05:00 | 0.91848
Biomass | 2018-12-08 06:00 | 0.91848
Biomass | 2018-12-08 07:00 | 0.91848
Biomass | 2018-12-08 08:00 | 0.91848
Biomass | 2018-12-08 09:00 | 0.91848
Biomass | 2018-12-08 10:00 | 0.91848
Biomass | 2018-12-08 11:00 | 0.91848
Biomass | 2018-12-08 12:00 | 0.91848
Biomass | 2018-12-08 13:00 | 0.91848
Biomass | 2018-12-08 14:00 | 0.91848
Biomass | 2018-12-08 15:00 | 0.91848
Biomass | 2018-12-08 16:00 | 0.91848
Biomass | 2018-12-08 17:00 | 0.91848
Biomass | 2018-12-08 18:00 | 0.91848
Biomass | 2018-12-08 19:00 | 0.91848
Biomass | 2018-12-08 20:00 | 0.91848
Biomass | 2018-12-08 21:00 | 0.91848
Biomass | 2018-12-08 22:00 | 0.91848
Biomass | 2018-12-08 23:00 | 0.91848
Biomass | 2018-12-09 | 0.91848
Biomass | 2018-12-09 01:00 | 0.91848
Biomass | 2018-12-09 02:00 | 0.91848
Biomass | 2018-12-09 03:00 | 0.91848
Biomass | 2018-12-09 04:00 | 0.91848
Biomass | 2018-12-09 05:00 | 0.91848
Biomass | 2018-12-09 06:00 | 0.91848
Biomass | 2018-12-09 07:00 | 0.91848
Biomass | 2018-12-09 08:00 | 0.91848
Biomass | 2018-12-09 09:00 | 0.91848
Biomass | 2018-12-09 10:00 | 0.91848
Biomass | 2018-12-09 11:00 | 0.91848
Biomass | 2018-12-09 12:00 | 0.91848
Biomass | 2018-12-09 13:00 | 0.91848
Biomass | 2018-12-09 14:00 | 0.91848
Biomass | 2018-12-09 15:00 | 0.91848
Biomass | 2018-12-09 16:00 | 0.91848
Biomass | 2018-12-09 17:00 | 0.91848
Biomass | 2018-12-09 18:00 | 0.91848
Biomass | 2018-12-09 19:00 | 0.91848
Biomass | 2018-12-09 20:00 | 0.91848
Biomass | 2018-12-09 21:00 | 0.91848
Biomass | 2018-12-09 22:00 | 0.91848
Biomass | 2018-12-09 23:00 | 0.91848
Biomass | 2018-12-10 | 0.91848
Biomass | 2018-12-10 01:00 | 0.91848
Biomass | 2018-12-10 02:00 | 0.91848
Biomass | 2018-12-10 03:00 | 0.91848
Biomass | 2018-12-10 04:00 | 0.91848
Biomass | 2018-12-10 05:00 | 0.91848
Biomass | 2018-12-10 06:00 | 0.91848
Biomass | 2018-12-10 07:00 | 0.91848
Biomass | 2018-12-10 08:00 | 0.91848
Biomass | 2018-12-10 09:00 | 0.91848
Biomass | 2018-12-10 10:00 | 0.91848
Biomass | 2018-12-10 11:00 | 0.91848
Biomass | 2018-12-10 12:00 | 0.91848
Biomass | 2018-12-10 13:00 | 0.91848
Biomass | 2018-12-10 14:00 | 0.91848
Biomass | 2018-12-10 15:00 | 0.91848
Biomass | 2018-12-10 16:00 | 0.91848
Biomass | 2018-12-10 17:00 | 0.91848
Biomass | 2018-12-10 18:00 | 0.91848
Biomass | 2018-12-10 19:00 | 0.91848
Biomass | 2018-12-10 20:00 | 0.91848
Biomass | 2018-12-10 21:00 | 0.91848
Biomass | 2018-12-10 22:00 | 0.91848
Biomass | 2018-12-10 23:00 | 0.91848
Biomass | 2018-12-11 | 0.91848
Biomass | 2018-12-11 01:00 | 0.91848
Biomass | 2018-12-11 02:00 | 0.91848
Biomass | 2018-12-11 03:00 | 0.91848
Biomass | 2018-12-11 04:00 | 0.91848
Biomass | 2018-12-11 05:00 | 0.91848
Biomass | 2018-12-11 06:00 | 0.91848
Biomass | 2018-12-11 07:00 | 0.91848
Biomass | 2018-12-11 08:00 | 0.91848
Biomass | 2018-12-11 09:00 | 0.91848
Biomass | 2018-12-11 10:00 | 0.91848
Biomass | 2018-12-11 11:00 | 0.91848
Biomass | 2018-12-11 12:00 | 0.91848
Biomass | 2018-12-11 13:00 | 0.91848
Biomass | 2018-12-11 14:00 | 0.91848
Biomass | 2018-12-11 15:00 | 0.91848
Biomass | 2018-12-11 16:00 | 0.91848
Biomass | 2018-12-11 17:00 | 0.91848
Biomass | 2018-12-11 18:00 | 0.91848
Biomass | 2018-12-11 19:00 | 0.91848
Biomass | 2018-12-11 20:00 | 0.91848
Biomass | 2018-12-11 21:00 | 0.91848
Biomass | 2018-12-11 22:00 | 0.91848
Biomass | 2018-12-11 23:00 | 0.91848
Biomass | 2018-12-12 | 0.91848
Biomass | 2018-12-12 01:00 | 0.91848
Biomass | 2018-12-12 02:00 | 0.91848
Biomass | 2018-12-12 03:00 | 0.91848
Biomass | 2018-12-12 04:00 | 0.91848
Biomass | 2018-12-12 05:00 | 0.91848
Biomass | 2018-12-12 06:00 | 0.91848
Biomass | 2018-12-12 07:00 | 0.91848
Biomass | 2018-12-12 08:00 | 0.91848
Biomass | 2018-12-12 09:00 | 0.91848
Biomass | 2018-12-12 10:00 | 0.91848
Biomass | 2018-12-12 11:00 | 0.91848
Biomass | 2018-12-12 12:00 | 0.91848
Biomass | 2018-12-12 13:00 | 0.91848
Biomass | 2018-12-12 14:00 | 0.91848
Biomass | 2018-12-12 15:00 | 0.91848
Biomass | 2018-12-12 16:00 | 0.91848
Biomass | 2018-12-12 17:00 | 0.91848
Biomass | 2018-12-12 18:00 | 0.91848
Biomass | 2018-12-12 19:00 | 0.91848
Biomass | 2018-12-12 20:00 | 0.91848
Biomass | 2018-12-12 21:00 | 0.91848
Biomass | 2018-12-12 22:00 | 0.91848
Biomass | 2018-12-12 23:00 | 0.91848
Biomass | 2018-12-13 | 0.91848
Biomass | 2018-12-13 01:00 | 0.91848
Biomass | 2018-12-13 02:00 | 0.91848
Biomass | 2018-12-13 03:00 | 0.91848
Biomass | 2018-12-13 04:00 | 0.91848
Biomass | 2018-12-13 05:00 | 0.91848
Biomass | 2018-12-13 06:00 | 0.91848
Biomass | 2018-12-13 07:00 | 0.91848
Biomass | 2018-12-13 08:00 | 0.91848
Biomass | 2018-12-13 09:00 | 0.91848
Biomass | 2018-12-13 10:00 | 0.91848
Biomass | 2018-12-13 11:00 | 0.91848
Biomass | 2018-12-13 12:00 | 0.91848
Biomass | 2018-12-13 13:00 | 0.91848
Biomass | 2018-12-13 14:00 | 0.91848
Biomass | 2018-12-13 15:00 | 0.91848
Biomass | 2018-12-13 16:00 | 0.91848
Biomass | 2018-12-13 17:00 | 0.91848
Biomass | 2018-12-13 18:00 | 0.91848
Biomass | 2018-12-13 19:00 | 0.91848
Biomass | 2018-12-13 20:00 | 0.91848
Biomass | 2018-12-13 21:00 | 0.91848
Biomass | 2018-12-13 22:00 | 0.91848
Biomass | 2018-12-13 23:00 | 0.91848
Biomass | 2018-12-14 | 0.91848
Biomass | 2018-12-14 01:00 | 0.91848
Biomass | 2018-12-14 02:00 | 0.91848
Biomass | 2018-12-14 03:00 | 0.91848
Biomass | 2018-12-14 04:00 | 0.91848
Biomass | 2018-12-14 05:00 | 0.91848
Biomass | 2018-12-14 06:00 | 0.91848
Biomass | 2018-12-14 07:00 | 0.91848
Biomass | 2018-12-14 08:00 | 0.91848
Biomass | 2018-12-14 09:00 | 0.91848
Biomass | 2018-12-14 10:00 | 0.91848
Biomass | 2018-12-14 11:00 | 0.91848
Biomass | 2018-12-14 12:00 | 0.91848
Biomass | 2018-12-14 13:00 | 0.91848
Biomass | 2018-12-14 14:00 | 0.91848
Biomass | 2018-12-14 15:00 | 0.91848
Biomass | 2018-12-14 16:00 | 0.91848
Biomass | 2018-12-14 17:00 | 0.91848
Biomass | 2018-12-14 18:00 | 0.91848
Biomass | 2018-12-14 19:00 | 0.91848
Biomass | 2018-12-14 20:00 | 0.91848
Biomass | 2018-12-14 21:00 | 0.91848
Biomass | 2018-12-14 22:00 | 0.91848
Biomass | 2018-12-14 23:00 | 0.91848
Biomass | 2018-12-15 | 0.91848
Biomass | 2018-12-15 01:00 | 0.91848
Biomass | 2018-12-15 02:00 | 0.91848
Biomass | 2018-12-15 03:00 | 0.91848
Biomass | 2018-12-15 04:00 | 0.91848
Biomass | 2018-12-15 05:00 | 0.91848
Biomass | 2018-12-15 06:00 | 0.91848
Biomass | 2018-12-15 07:00 | 0.91848
Biomass | 2018-12-15 08:00 | 0.91848
Biomass | 2018-12-15 09:00 | 0.91848
Biomass | 2018-12-15 10:00 | 0.91848
Biomass | 2018-12-15 11:00 | 0.91848
Biomass | 2018-12-15 12:00 | 0.91848
Biomass | 2018-12-15 13:00 | 0.91848
Biomass | 2018-12-15 14:00 | 0.91848
Biomass | 2018-12-15 15:00 | 0.91848
Biomass | 2018-12-15 16:00 | 0.91848
Biomass | 2018-12-15 17:00 | 0.91848
Biomass | 2018-12-15 18:00 | 0.91848
Biomass | 2018-12-15 19:00 | 0.91848
Biomass | 2018-12-15 20:00 | 0.91848
Biomass | 2018-12-15 21:00 | 0.91848
Biomass | 2018-12-15 22:00 | 0.91848
Biomass | 2018-12-15 23:00 | 0.91848
Biomass | 2018-12-16 | 0.91848
Biomass | 2018-12-16 01:00 | 0.91848
Biomass | 2018-12-16 02:00 | 0.91848
Biomass | 2018-12-16 03:00 | 0.91848
Biomass | 2018-12-16 04:00 | 0.91848
Biomass | 2018-12-16 05:00 | 0.91848
Biomass | 2018-12-16 06:00 | 0.91848
Biomass | 2018-12-16 07:00 | 0.91848
Biomass | 2018-12-16 08:00 | 0.91848
Biomass | 2018-12-16 09:00 | 0.91848
Biomass | 2018-12-16 10:00 | 0.91848
Biomass | 2018-12-16 11:00 | 0.91848
Biomass | 2018-12-16 12:00 | 0.91848
Biomass | 2018-12-16 13:00 | 0.91848
Biomass | 2018-12-16 14:00 | 0.91848
Biomass | 2018-12-16 15:00 | 0.91848
Biomass | 2018-12-16 16:00 | 0.91848
Biomass | 2018-12-16 17:00 | 0.91848
Biomass | 2018-12-16 18:00 | 0.91848
Biomass | 2018-12-16 19:00 | 0.91848
Biomass | 2018-12-16 20:00 | 0.91848
Biomass | 2018-12-16 21:00 | 0.91848
Biomass | 2018-12-16 22:00 | 0.91848
Biomass | 2018-12-16 23:00 | 0.91848
Biomass | 2018-12-17 | 0.91848
Biomass | 2018-12-17 01:00 | 0.91848
Biomass | 2018-12-17 02:00 | 0.91848
Biomass | 2018-12-17 03:00 | 0.91848
Biomass | 2018-12-17 04:00 | 0.91848
Biomass | 2018-12-17 05:00 | 0.91848
Biomass | 2018-12-17 06:00 | 0.91848
Biomass | 2018-12-17 07:00 | 0.91848
Biomass | 2018-12-17 08:00 | 0.91848
Biomass | 2018-12-17 09:00 | 0.91848
Biomass | 2018-12-17 10:00 | 0.91848
Biomass | 2018-12-17 11:00 | 0.91848
Biomass | 2018-12-17 12:00 | 0.91848
Biomass | 2018-12-17 13:00 | 0.91848
Biomass | 2018-12-17 14:00 | 0.91848
Biomass | 2018-12-17 15:00 | 0.91848
Biomass | 2018-12-17 16:00 | 0.91848
Biomass | 2018-12-17 17:00 | 0.91848
Biomass | 2018-12-17 18:00 | 0.91848
Biomass | 2018-12-17 19:00 | 0.91848
Biomass | 2018-12-17 20:00 | 0.91848
Biomass | 2018-12-17 21:00 | 0.91848
Biomass | 2018-12-17 22:00 | 0.91848
Biomass | 2018-12-17 23:00 | 0.91848
Biomass | 2018-12-18 | 0.91848
Biomass | 2018-12-18 01:00 | 0.91848
Biomass | 2018-12-18 02:00 | 0.91848
Biomass | 2018-12-18 03:00 | 0.91848
Biomass | 2018-12-18 04:00 | 0.91848
Biomass | 2018-12-18 05:00 | 0.91848
Biomass | 2018-12-18 06:00 | 0.91848
Biomass | 2018-12-18 07:00 | 0.91848
Biomass | 2018-12-18 08:00 | 0.91848
Biomass | 2018-12-18 09:00 | 0.91848
Biomass | 2018-12-18 10:00 | 0.91848
Biomass | 2018-12-18 11:00 | 0.91848
Biomass | 2018-12-18 12:00 | 0.91848
Biomass | 2018-12-18 13:00 | 0.91848
Biomass | 2018-12-18 14:00 | 0.91848
Biomass | 2018-12-18 15:00 | 0.91848
Biomass | 2018-12-18 16:00 | 0.91848
Biomass | 2018-12-18 17:00 | 0.91848
Biomass | 2018-12-18 18:00 | 0.91848
Biomass | 2018-12-18 19:00 | 0.91848
Biomass | 2018-12-18 20:00 | 0.91848
Biomass | 2018-12-18 21:00 | 0.91848
Biomass | 2018-12-18 22:00 | 0.91848
Biomass | 2018-12-18 23:00 | 0.91848
Biomass | 2018-12-19 | 0.91848
Biomass | 2018-12-19 01:00 | 0.91848
Biomass | 2018-12-19 02:00 | 0.91848
Biomass | 2018-12-19 03:00 | 0.91848
Biomass | 2018-12-19 04:00 | 0.91848
Biomass | 2018-12-19 05:00 | 0.91848
Biomass | 2018-12-19 06:00 | 0.91848
Biomass | 2018-12-19 07:00 | 0.91848
Biomass | 2018-12-19 08:00 | 0.91848
Biomass | 2018-12-19 09:00 | 0.91848
Biomass | 2018-12-19 10:00 | 0.91848
Biomass | 2018-12-19 11:00 | 0.91848
Biomass | 2018-12-19 12:00 | 0.91848
Biomass | 2018-12-19 13:00 | 0.91848
Biomass | 2018-12-19 14:00 | 0.91848
Biomass | 2018-12-19 15:00 | 0.91848
Biomass | 2018-12-19 16:00 | 0.91848
Biomass | 2018-12-19 17:00 | 0.91848
Biomass | 2018-12-19 18:00 | 0.91848
Biomass | 2018-12-19 19:00 | 0.91848
Biomass | 2018-12-19 20:00 | 0.91848
Biomass | 2018-12-19 21:00 | 0.91848
Biomass | 2018-12-19 22:00 | 0.91848
Biomass | 2018-12-19 23:00 | 0.91848
Biomass | 2018-12-20 | 0.91848
Biomass | 2018-12-20 01:00 | 0.91848
Biomass | 2018-12-20 02:00 | 0.91848
Biomass | 2018-12-20 03:00 | 0.91848
Biomass | 2018-12-20 04:00 | 0.91848
Biomass | 2018-12-20 05:00 | 0.91848
Biomass | 2018-12-20 06:00 | 0.91848
Biomass | 2018-12-20 07:00 | 0.91848
Biomass | 2018-12-20 08:00 | 0.91848
Biomass | 2018-12-20 09:00 | 0.91848
Biomass | 2018-12-20 10:00 | 0.91848
Biomass | 2018-12-20 11:00 | 0.91848
Biomass | 2018-12-20 12:00 | 0.91848
Biomass | 2018-12-20 13:00 | 0.91848
Biomass | 2018-12-20 14:00 | 0.91848
Biomass | 2018-12-20 15:00 | 0.91848
Biomass | 2018-12-20 16:00 | 0.91848
Biomass | 2018-12-20 17:00 | 0.91848
Biomass | 2018-12-20 18:00 | 0.91848
Biomass | 2018-12-20 19:00 | 0.91848
Biomass | 2018-12-20 20:00 | 0.91848
Biomass | 2018-12-20 21:00 | 0.91848
Biomass | 2018-12-20 22:00 | 0.91848
Biomass | 2018-12-20 23:00 | 0.91848
Biomass | 2018-12-21 | 0.91848
Biomass | 2018-12-21 01:00 | 0.91848
Biomass | 2018-12-21 02:00 | 0.91848
Biomass | 2018-12-21 03:00 | 0.91848
Biomass | 2018-12-21 04:00 | 0.91848
Biomass | 2018-12-21 05:00 | 0.91848
Biomass | 2018-12-21 06:00 | 0.91848
Biomass | 2018-12-21 07:00 | 0.91848
Biomass | 2018-12-21 08:00 | 0.91848
Biomass | 2018-12-21 09:00 | 0.91848
Biomass | 2018-12-21 10:00 | 0.91848
Biomass | 2018-12-21 11:00 | 0.91848
Biomass | 2018-12-21 12:00 | 0.91848
Biomass | 2018-12-21 13:00 | 0.91848
Biomass | 2018-12-21 14:00 | 0.91848
Biomass | 2018-12-21 15:00 | 0.91848
Biomass | 2018-12-21 16:00 | 0.91848
Biomass | 2018-12-21 17:00 | 0.91848
Biomass | 2018-12-21 18:00 | 0.91848
Biomass | 2018-12-21 19:00 | 0.91848
Biomass | 2018-12-21 20:00 | 0.91848
Biomass | 2018-12-21 21:00 | 0.91848
Biomass | 2018-12-21 22:00 | 0.91848
Biomass | 2018-12-21 23:00 | 0.91848
Biomass | 2018-12-22 | 0.91848
Biomass | 2018-12-22 01:00 | 0.91848
Biomass | 2018-12-22 02:00 | 0.91848
Biomass | 2018-12-22 03:00 | 0.91848
Biomass | 2018-12-22 04:00 | 0.91848
Biomass | 2018-12-22 05:00 | 0.91848
Biomass | 2018-12-22 06:00 | 0.91848
Biomass | 2018-12-22 07:00 | 0.91848
Biomass | 2018-12-22 08:00 | 0.91848
Biomass | 2018-12-22 09:00 | 0.91848
Biomass | 2018-12-22 10:00 | 0.91848
Biomass | 2018-12-22 11:00 | 0.91848
Biomass | 2018-12-22 12:00 | 0.91848
Biomass | 2018-12-22 13:00 | 0.91848
Biomass | 2018-12-22 14:00 | 0.91848
Biomass | 2018-12-22 15:00 | 0.91848
Biomass | 2018-12-22 16:00 | 0.91848
Biomass | 2018-12-22 17:00 | 0.91848
Biomass | 2018-12-22 18:00 | 0.91848
Biomass | 2018-12-22 19:00 | 0.91848
Biomass | 2018-12-22 20:00 | 0.91848
Biomass | 2018-12-22 21:00 | 0.91848
Biomass | 2018-12-22 22:00 | 0.91848
Biomass | 2018-12-22 23:00 | 0.91848
Biomass | 2018-12-23 | 0.91848
Biomass | 2018-12-23 01:00 | 0.91848
Biomass | 2018-12-23 02:00 | 0.91848
Biomass | 2018-12-23 03:00 | 0.91848
Biomass | 2018-12-23 04:00 | 0.91848
Biomass | 2018-12-23 05:00 | 0.91848
Biomass | 2018-12-23 06:00 | 0.91848
Biomass | 2018-12-23 07:00 | 0.91848
Biomass | 2018-12-23 08:00 | 0.91848
Biomass | 2018-12-23 09:00 | 0.91848
Biomass | 2018-12-23 10:00 | 0.91848
Biomass | 2018-12-23 11:00 | 0.91848
Biomass | 2018-12-23 12:00 | 0.91848
Biomass | 2018-12-23 13:00 | 0.91848
Biomass | 2018-12-23 14:00 | 0.91848
Biomass | 2018-12-23 15:00 | 0.91848
Biomass | 2018-12-23 16:00 | 0.91848
Biomass | 2018-12-23 17:00 | 0.91848
Biomass | 2018-12-23 18:00 | 0.91848
Biomass | 2018-12-23 19:00 | 0.91848
Biomass | 2018-12-23 20:00 | 0.91848
Biomass | 2018-12-23 21:00 | 0.91848
Biomass | 2018-12-23 22:00 | 0.91848
Biomass | 2018-12-23 23:00 | 0.91848
Biomass | 2018-12-24 | 0.91848
Biomass | 2018-12-24 01:00 | 0.91848
Biomass | 2018-12-24 02:00 | 0.91848
Biomass | 2018-12-24 03:00 | 0.91848
Biomass | 2018-12-24 04:00 | 0.91848
Biomass | 2018-12-24 05:00 | 0.91848
Biomass | 2018-12-24 06:00 | 0.91848
Biomass | 2018-12-24 07:00 | 0.91848
Biomass | 2018-12-24 08:00 | 0.91848
Biomass | 2018-12-24 09:00 | 0.91848
Biomass | 2018-12-24 10:00 | 0.91848
Biomass | 2018-12-24 11:00 | 0.91848
Biomass | 2018-12-24 12:00 | 0.91848
Biomass | 2018-12-24 13:00 | 0.91848
Biomass | 2018-12-24 14:00 | 0.91848
Biomass | 2018-12-24 15:00 | 0.91848
Biomass | 2018-12-24 16:00 | 0.91848
Biomass | 2018-12-24 17:00 | 0.91848
Biomass | 2018-12-24 18:00 | 0.91848
Biomass | 2018-12-24 19:00 | 0.91848
Biomass | 2018-12-24 20:00 | 0.91848
Biomass | 2018-12-24 21:00 | 0.91848
Biomass | 2018-12-24 22:00 | 0.91848
Biomass | 2018-12-24 23:00 | 0.91848
Biomass | 2018-12-25 | 0.91848
Biomass | 2018-12-25 01:00 | 0.91848
Biomass | 2018-12-25 02:00 | 0.91848
Biomass | 2018-12-25 03:00 | 0.91848
Biomass | 2018-12-25 04:00 | 0.91848
Biomass | 2018-12-25 05:00 | 0.91848
Biomass | 2018-12-25 06:00 | 0.91848
Biomass | 2018-12-25 07:00 | 0.91848
Biomass | 2018-12-25 08:00 | 0.91848
Biomass | 2018-12-25 09:00 | 0.91848
Biomass | 2018-12-25 10:00 | 0.91848
Biomass | 2018-12-25 11:00 | 0.91848
Biomass | 2018-12-25 12:00 | 0.91848
Biomass | 2018-12-25 13:00 | 0.91848
Biomass | 2018-12-25 14:00 | 0.91848
Biomass | 2018-12-25 15:00 | 0.91848
Biomass | 2018-12-25 16:00 | 0.91848
Biomass | 2018-12-25 17:00 | 0.91848
Biomass | 2018-12-25 18:00 | 0.91848
Biomass | 2018-12-25 19:00 | 0.91848
Biomass | 2018-12-25 20:00 | 0.91848
Biomass | 2018-12-25 21:00 | 0.91848
Biomass | 2018-12-25 22:00 | 0.91848
Biomass | 2018-12-25 23:00 | 0.91848
Biomass | 2018-12-26 | 0.91848
Biomass | 2018-12-26 01:00 | 0.91848
Biomass | 2018-12-26 02:00 | 0.91848
Biomass | 2018-12-26 03:00 | 0.91848
Biomass | 2018-12-26 04:00 | 0.91848
Biomass | 2018-12-26 05:00 | 0.91848
Biomass | 2018-12-26 06:00 | 0.91848
Biomass | 2018-12-26 07:00 | 0.91848
Biomass | 2018-12-26 08:00 | 0.91848
Biomass | 2018-12-26 09:00 | 0.91848
Biomass | 2018-12-26 10:00 | 0.91848
Biomass | 2018-12-26 11:00 | 0.91848
Biomass | 2018-12-26 12:00 | 0.91848
Biomass | 2018-12-26 13:00 | 0.91848
Biomass | 2018-12-26 14:00 | 0.91848
Biomass | 2018-12-26 15:00 | 0.91848
Biomass | 2018-12-26 16:00 | 0.91848
Biomass | 2018-12-26 17:00 | 0.91848
Biomass | 2018-12-26 18:00 | 0.91848
Biomass | 2018-12-26 19:00 | 0.91848
Biomass | 2018-12-26 20:00 | 0.91848
Biomass | 2018-12-26 21:00 | 0.91848
Biomass | 2018-12-26 22:00 | 0.91848
Biomass | 2018-12-26 23:00 | 0.91848
Biomass | 2018-12-27 | 0.91848
Biomass | 2018-12-27 01:00 | 0.91848
Biomass | 2018-12-27 02:00 | 0.91848
Biomass | 2018-12-27 03:00 | 0.91848
Biomass | 2018-12-27 04:00 | 0.91848
Biomass | 2018-12-27 05:00 | 0.91848
Biomass | 2018-12-27 06:00 | 0.91848
Biomass | 2018-12-27 07:00 | 0.91848
Biomass | 2018-12-27 08:00 | 0.91848
Biomass | 2018-12-27 09:00 | 0.91848
Biomass | 2018-12-27 10:00 | 0.91848
Biomass | 2018-12-27 11:00 | 0.91848
Biomass | 2018-12-27 12:00 | 0.91848
Biomass | 2018-12-27 13:00 | 0.91848
Biomass | 2018-12-27 14:00 | 0.91848
Biomass | 2018-12-27 15:00 | 0.91848
Biomass | 2018-12-27 16:00 | 0.91848
Biomass | 2018-12-27 17:00 | 0.91848
Biomass | 2018-12-27 18:00 | 0.91848
Biomass | 2018-12-27 19:00 | 0.91848
Biomass | 2018-12-27 20:00 | 0.91848
Biomass | 2018-12-27 21:00 | 0.91848
Biomass | 2018-12-27 22:00 | 0.91848
Biomass | 2018-12-27 23:00 | 0.91848
Biomass | 2018-12-28 | 0.91848
Biomass | 2018-12-28 01:00 | 0.91848
Biomass | 2018-12-28 02:00 | 0.91848
Biomass | 2018-12-28 03:00 | 0.91848
Biomass | 2018-12-28 04:00 | 0.91848
Biomass | 2018-12-28 05:00 | 0.91848
Biomass | 2018-12-28 06:00 | 0.91848
Biomass | 2018-12-28 07:00 | 0.91848
Biomass | 2018-12-28 08:00 | 0.91848
Biomass | 2018-12-28 09:00 | 0.91848
Biomass | 2018-12-28 10:00 | 0.91848
Biomass | 2018-12-28 11:00 | 0.91848
Biomass | 2018-12-28 12:00 | 0.91848
Biomass | 2018-12-28 13:00 | 0.91848
Biomass | 2018-12-28 14:00 | 0.91848
Biomass | 2018-12-28 15:00 | 0.91848
Biomass | 2018-12-28 16:00 | 0.91848
Biomass | 2018-12-28 17:00 | 0.91848
Biomass | 2018-12-28 18:00 | 0.91848
Biomass | 2018-12-28 19:00 | 0.91848
Biomass | 2018-12-28 20:00 | 0.91848
Biomass | 2018-12-28 21:00 | 0.91848
Biomass | 2018-12-28 22:00 | 0.91848
Biomass | 2018-12-28 23:00 | 0.91848
Biomass | 2018-12-29 | 0.91848
Biomass | 2018-12-29 01:00 | 0.91848
Biomass | 2018-12-29 02:00 | 0.91848
Biomass | 2018-12-29 03:00 | 0.91848
Biomass | 2018-12-29 04:00 | 0.91848
Biomass | 2018-12-29 05:00 | 0.91848
Biomass | 2018-12-29 06:00 | 0.91848
Biomass | 2018-12-29 07:00 | 0.91848
Biomass | 2018-12-29 08:00 | 0.91848
Biomass | 2018-12-29 09:00 | 0.91848
Biomass | 2018-12-29 10:00 | 0.91848
Biomass | 2018-12-29 11:00 | 0.91848
Biomass | 2018-12-29 12:00 | 0.91848
Biomass | 2018-12-29 13:00 | 0.91848
Biomass | 2018-12-29 14:00 | 0.91848
Biomass | 2018-12-29 15:00 | 0.91848
Biomass | 2018-12-29 16:00 | 0.91848
Biomass | 2018-12-29 17:00 | 0.91848
Biomass | 2018-12-29 18:00 | 0.91848
Biomass | 2018-12-29 19:00 | 0.91848
Biomass | 2018-12-29 20:00 | 0.91848
Biomass | 2018-12-29 21:00 | 0.91848
Biomass | 2018-12-29 22:00 | 0.91848
Biomass | 2018-12-29 23:00 | 0.91848
Biomass | 2018-12-30 | 0.91848
Biomass | 2018-12-30 01:00 | 0.91848
Biomass | 2018-12-30 02:00 | 0.91848
Biomass | 2018-12-30 03:00 | 0.91848
Biomass | 2018-12-30 04:00 | 0.91848
Biomass | 2018-12-30 05:00 | 0.91848
Biomass | 2018-12-30 06:00 | 0.91848
Biomass | 2018-12-30 07:00 | 0.91848
Biomass | 2018-12-30 08:00 | 0.91848
Biomass | 2018-12-30 09:00 | 0.91848
Biomass | 2018-12-30 10:00 | 0.91848
Biomass | 2018-12-30 11:00 | 0.91848
Biomass | 2018-12-30 12:00 | 0.91848
Biomass | 2018-12-30 13:00 | 0.91848
Biomass | 2018-12-30 14:00 | 0.91848
Biomass | 2018-12-30 15:00 | 0.91848
Biomass | 2018-12-30 16:00 | 0.91848
Biomass | 2018-12-30 17:00 | 0.91848
Biomass | 2018-12-30 18:00 | 0.91848
Biomass | 2018-12-30 19:00 | 0.91848
Biomass | 2018-12-30 20:00 | 0.91848
Biomass | 2018-12-30 21:00 | 0.91848
Biomass | 2018-12-30 22:00 | 0.91848
Biomass | 2018-12-30 23:00 | 0.91848
Biomass | 2018-12-31 | 0.91848
Biomass | 2018-12-31 01:00 | 0.91848
Biomass | 2018-12-31 02:00 | 0.91848
Biomass | 2018-12-31 03:00 | 0.91848
Biomass | 2018-12-31 04:00 | 0.91848
Biomass | 2018-12-31 05:00 | 0.91848
Biomass | 2018-12-31 06:00 | 0.91848
Biomass | 2018-12-31 07:00 | 0.91848
Biomass | 2018-12-31 08:00 | 0.91848
Biomass | 2018-12-31 09:00 | 0.91848
Biomass | 2018-12-31 10:00 | 0.91848
Biomass | 2018-12-31 11:00 | 0.91848
Biomass | 2018-12-31 12:00 | 0.91848
Biomass | 2018-12-31 13:00 | 0.91848
Biomass | 2018-12-31 14:00 | 0.91848
Biomass | 2018-12-31 15:00 | 0.91848
Biomass | 2018-12-31 16:00 | 0.91848
Biomass | 2018-12-31 17:00 | 0.91848
Biomass | 2018-12-31 18:00 | 0.91848
Biomass | 2018-12-31 19:00 | 0.91848
Biomass | 2018-12-31 20:00 | 0.91848
Biomass | 2018-12-31 21:00 | 0.91848
Biomass | 2018-12-31 22:00 | 0.91848
Biomass | 2018-12-31 23:00 | 0.91848
WindOnShore | 2018-01-01 | 0.77544
Solar | 2018-01-01 01:00 | 0
Solar | 2018-01-01 02:00 | 0
WindOnShore | 2018-01-01 03:00 | 0.75907
Solar | 2018-01-01 04:00 | 0
WindOnShore | 2018-01-01 05:00 | 0.74197
Solar | 2018-01-01 06:00 | 0
WindOnShore | 2018-01-01 07:00 | 0.71936
Solar | 2018-01-01 08:00 | 0
WindOnShore | 2018-01-01 09:00 | 0.72296
WindOnShore | 2018-01-01 10:00 | 0.71297
Solar | 2018-01-01 11:00 | 0
Solar | 2018-01-01 12:00 | 0
WindOnShore | 2018-01-01 13:00 | 0.72064
Solar | 2018-01-01 14:00 | 0.013808
WindOnShore | 2018-01-01 15:00 | 0.70459
WindOnShore | 2018-01-01 16:00 | 0.68621
Solar | 2018-01-01 17:00 | 0.06834
Solar | 2018-01-01 18:00 | 0.1569
WindOnShore | 2018-01-01 19:00 | 0.67527
WindOnShore | 2018-01-01 20:00 | 0.68358
Solar | 2018-01-01 21:00 | 0.21618
WindOnShore | 2018-01-01 22:00 | 0.6958
Solar | 2018-01-01 23:00 | 0.21395
WindOnShore | 2018-01-02 | 0.66193
Solar | 2018-01-02 01:00 | 0.1901
Solar | 2018-01-02 02:00 | 0.15272
WindOnShore | 2018-01-02 03:00 | 0.62622
Solar | 2018-01-02 04:00 | 0.08954
WindOnShore | 2018-01-02 05:00 | 0.61751
Solar | 2018-01-02 06:00 | 0.030962
WindOnShore | 2018-01-02 07:00 | 0.68965
WindOnShore | 2018-01-02 08:00 | 0.74876
Solar | 2018-01-02 09:00 | 0.0066946
WindOnShore | 2018-01-02 10:00 | 0.75851
Solar | 2018-01-02 11:00 | 0
Solar | 2018-01-02 12:00 | 0
WindOnShore | 2018-01-02 13:00 | 0.75995
WindOnShore | 2018-01-02 14:00 | 0.75164
Solar | 2018-01-02 15:00 | 0
WindOnShore | 2018-01-02 16:00 | 0.74413
Solar | 2018-01-02 17:00 | 0
Solar | 2018-01-02 18:00 | 0
WindOnShore | 2018-01-02 19:00 | 0.7089
Solar | 2018-01-02 20:00 | 0
WindOnShore | 2018-01-02 21:00 | 0.68877
WindOnShore | 2018-01-02 22:00 | 0.67734
Solar | 2018-01-02 23:00 | 0
Solar | 2018-01-03 | 0
WindOnShore | 2018-01-03 01:00 | 0.65618
WindOnShore | 2018-01-03 02:00 | 0.63085
Solar | 2018-01-03 03:00 | 0
Solar | 2018-01-03 04:00 | 0
WindOnShore | 2018-01-03 05:00 | 0.5846
WindOnShore | 2018-01-03 06:00 | 0.54226
Solar | 2018-01-03 07:00 | 0
Solar | 2018-01-03 08:00 | 0
WindOnShore | 2018-01-03 09:00 | 0.50567
Solar | 2018-01-03 10:00 | 0
WindOnShore | 2018-01-03 11:00 | 0.44416
WindOnShore | 2018-01-03 12:00 | 0.38233
Solar | 2018-01-03 13:00 | 0
Solar | 2018-01-03 14:00 | 0.011715
WindOnShore | 2018-01-03 15:00 | 0.3439
WindOnShore | 2018-01-03 16:00 | 0.32705
Solar | 2018-01-03 17:00 | 0.054672
WindOnShore | 2018-01-03 18:00 | 0.32066
Solar | 2018-01-03 19:00 | 0.12287
Solar | 2018-01-03 20:00 | 0.16722
WindOnShore | 2018-01-03 21:00 | 0.30476
Solar | 2018-01-03 22:00 | 0.16681
WindOnShore | 2018-01-03 23:00 | 0.30564
Solar | 2018-01-04 | 0.16499
WindOnShore | 2018-01-04 01:00 | 0.33735
Solar | 2018-01-04 02:00 | 0.13291
WindOnShore | 2018-01-04 03:00 | 0.37698
WindOnShore | 2018-01-04 04:00 | 0.44632
Solar | 2018-01-04 05:00 | 0.07894
Solar | 2018-01-04 06:00 | 0.028033
WindOnShore | 2018-01-04 07:00 | 0.53914
WindOnShore | 2018-01-04 08:00 | 0.59011
Solar | 2018-01-04 09:00 | 0.0087866
WindOnShore | 2018-01-04 10:00 | 0.62941
Solar | 2018-01-04 11:00 | 0
WindOnShore | 2018-01-04 12:00 | 0.64603
Solar | 2018-01-04 13:00 | 0
WindOnShore | 2018-01-04 14:00 | 0.68573
Solar | 2018-01-04 15:00 | 0
WindOnShore | 2018-01-04 16:00 | 0.71873
Solar | 2018-01-04 17:00 | 0
Solar | 2018-01-04 18:00 | 0
WindOnShore | 2018-01-04 19:00 | 0.73965
WindOnShore | 2018-01-04 20:00 | 0.77448
Solar | 2018-01-04 21:00 | 0
WindOnShore | 2018-01-04 22:00 | 0.80125
Solar | 2018-01-04 23:00 | 0
WindOnShore | 2018-01-05 | 0.81155
Solar | 2018-01-05 01:00 | 0
WindOnShore | 2018-01-05 02:00 | 0.7931
Solar | 2018-01-05 03:00 | 0
WindOnShore | 2018-01-05 04:00 | 0.75627
Solar | 2018-01-05 05:00 | 0
WindOnShore | 2018-01-05 06:00 | 0.73942
Solar | 2018-01-05 07:00 | 0
WindOnShore | 2018-01-05 08:00 | 0.70858
Solar | 2018-01-05 09:00 | 0
WindOnShore | 2018-01-05 10:00 | 0.66289
Solar | 2018-01-05 11:00 | 0
WindOnShore | 2018-01-05 12:00 | 0.66944
Solar | 2018-01-05 13:00 | 0
Solar | 2018-01-05 14:00 | 0.011855
WindOnShore | 2018-01-05 15:00 | 0.68094
WindOnShore | 2018-01-05 16:00 | 0.70403
Solar | 2018-01-05 17:00 | 0.046444
Solar | 2018-01-05 18:00 | 0.11478
WindOnShore | 2018-01-05 19:00 | 0.73015
Solar | 2018-01-05 20:00 | 0.16695
WindOnShore | 2018-01-05 21:00 | 0.74996
WindOnShore | 2018-01-05 22:00 | 0.76218
Solar | 2018-01-05 23:00 | 0.20293
Solar | 2018-01-06 | 0.19066
WindOnShore | 2018-01-06 01:00 | 0.76929
WindOnShore | 2018-01-06 02:00 | 0.7776
Solar | 2018-01-06 03:00 | 0.14212
WindOnShore | 2018-01-06 04:00 | 0.77241
Solar | 2018-01-06 05:00 | 0.082845
Solar | 2018-01-06 06:00 | 0.028731
WindOnShore | 2018-01-06 07:00 | 0.76538
WindOnShore | 2018-01-06 08:00 | 0.75044
Solar | 2018-01-06 09:00 | 0.0090656
Solar | 2018-01-06 10:00 | 0
WindOnShore | 2018-01-06 11:00 | 0.74756
Solar | 2018-01-06 12:00 | 0
WindOnShore | 2018-01-06 13:00 | 0.72895
WindOnShore | 2018-01-06 14:00 | 0.67487
Solar | 2018-01-06 15:00 | 0
WindOnShore | 2018-01-06 16:00 | 0.64403
Solar | 2018-01-06 17:00 | 0
WindOnShore | 2018-01-06 18:00 | 0.63413
Solar | 2018-01-06 19:00 | 0
WindOnShore | 2018-01-06 20:00 | 0.62941
Solar | 2018-01-06 21:00 | 0
Solar | 2018-01-06 22:00 | 0
WindOnShore | 2018-01-06 23:00 | 0.60241
Solar | 2018-01-07 | 0
WindOnShore | 2018-01-07 01:00 | 0.55616
WindOnShore | 2018-01-07 02:00 | 0.54146
Solar | 2018-01-07 03:00 | 0
Solar | 2018-01-07 04:00 | 0
WindOnShore | 2018-01-07 05:00 | 0.51622
WindOnShore | 2018-01-07 06:00 | 0.49033
Solar | 2018-01-07 07:00 | 0
WindOnShore | 2018-01-07 08:00 | 0.4833
Solar | 2018-01-07 09:00 | 0
WindOnShore | 2018-01-07 10:00 | 0.50383
Solar | 2018-01-07 11:00 | 0
WindOnShore | 2018-01-07 12:00 | 0.54394
Solar | 2018-01-07 13:00 | 0
Solar | 2018-01-07 14:00 | 0.012831
WindOnShore | 2018-01-07 15:00 | 0.61463
WindOnShore | 2018-01-07 16:00 | 0.67966
Solar | 2018-01-07 17:00 | 0.048675
Solar | 2018-01-07 18:00 | 0.11813
WindOnShore | 2018-01-07 19:00 | 0.7486
WindOnShore | 2018-01-07 20:00 | 0.78982
Solar | 2018-01-07 21:00 | 0.17336
Solar | 2018-01-07 22:00 | 0.19944
WindOnShore | 2018-01-07 23:00 | 0.80404
WindOnShore | 2018-01-08 | 0.80244
Solar | 2018-01-08 01:00 | 0.19637
WindOnShore | 2018-01-08 02:00 | 0.79118
Solar | 2018-01-08 03:00 | 0.15565
WindOnShore | 2018-01-08 04:00 | 0.7903
Solar | 2018-01-08 05:00 | 0.084519
Solar | 2018-01-08 06:00 | 0.030544
WindOnShore | 2018-01-08 07:00 | 0.77297
WindOnShore | 2018-01-08 08:00 | 0.75915
Solar | 2018-01-08 09:00 | 0.0090656
Solar | 2018-01-08 10:00 | 0
WindOnShore | 2018-01-08 11:00 | 0.75667
WindOnShore | 2018-01-08 12:00 | 0.73159
Solar | 2018-01-08 13:00 | 0
Solar | 2018-01-08 14:00 | 0
WindOnShore | 2018-01-08 15:00 | 0.69252
Solar | 2018-01-08 16:00 | 0
WindOnShore | 2018-01-08 17:00 | 0.64275
WindOnShore | 2018-01-08 18:00 | 0.5858
Solar | 2018-01-08 19:00 | 0
Solar | 2018-01-08 20:00 | 0
WindOnShore | 2018-01-08 21:00 | 0.56263
WindOnShore | 2018-01-08 22:00 | 0.56622
Solar | 2018-01-08 23:00 | 0
WindOnShore | 2018-01-09 | 0.58987
Solar | 2018-01-09 01:00 | 0
Solar | 2018-01-09 02:00 | 0
WindOnShore | 2018-01-09 03:00 | 0.59283
Solar | 2018-01-09 04:00 | 0
WindOnShore | 2018-01-09 05:00 | 0.56527
Solar | 2018-01-09 06:00 | 0
WindOnShore | 2018-01-09 07:00 | 0.52221
Solar | 2018-01-09 08:00 | 0
WindOnShore | 2018-01-09 09:00 | 0.47556
WindOnShore | 2018-01-09 10:00 | 0.43865
Solar | 2018-01-09 11:00 | 0
WindOnShore | 2018-01-09 12:00 | 0.39911
Solar | 2018-01-09 13:00 | 0
Solar | 2018-01-09 14:00 | 0.014086
WindOnShore | 2018-01-09 15:00 | 0.35405
WindOnShore | 2018-01-09 16:00 | 0.31946
Solar | 2018-01-09 17:00 | 0.061088
WindOnShore | 2018-01-09 18:00 | 0.31499
Solar | 2018-01-09 19:00 | 0.14268
WindOnShore | 2018-01-09 20:00 | 0.33895
Solar | 2018-01-09 21:00 | 0.21381
WindOnShore | 2018-01-09 22:00 | 0.36603
Solar | 2018-01-09 23:00 | 0.25593
Solar | 2018-01-10 | 0.24463
WindOnShore | 2018-01-10 01:00 | 0.40166
WindOnShore | 2018-01-10 02:00 | 0.41772
Solar | 2018-01-10 03:00 | 0.19177
WindOnShore | 2018-01-10 04:00 | 0.3769
Solar | 2018-01-10 05:00 | 0.11172
WindOnShore | 2018-01-10 06:00 | 0.32625
Solar | 2018-01-10 07:00 | 0.038494
WindOnShore | 2018-01-10 08:00 | 0.29238
Solar | 2018-01-10 09:00 | 0.0093445
Solar | 2018-01-10 10:00 | 0
WindOnShore | 2018-01-10 11:00 | 0.26865
WindOnShore | 2018-01-10 12:00 | 0.26745
Solar | 2018-01-10 13:00 | 0
Solar | 2018-01-10 14:00 | 0
WindOnShore | 2018-01-10 15:00 | 0.24589
WindOnShore | 2018-01-10 16:00 | 0.21984
Solar | 2018-01-10 17:00 | 0
WindOnShore | 2018-01-10 18:00 | 0.18206
Solar | 2018-01-10 19:00 | 0
WindOnShore | 2018-01-10 20:00 | 0.16496
Solar | 2018-01-10 21:00 | 0
WindOnShore | 2018-01-10 22:00 | 0.15961
Solar | 2018-01-10 23:00 | 0
Solar | 2018-01-11 | 0
WindOnShore | 2018-01-11 01:00 | 0.14291
WindOnShore | 2018-01-11 02:00 | 0.12997
Solar | 2018-01-11 03:00 | 0
Solar | 2018-01-11 04:00 | 0
WindOnShore | 2018-01-11 05:00 | 0.11567
WindOnShore | 2018-01-11 06:00 | 0.114
Solar | 2018-01-11 07:00 | 0
Solar | 2018-01-11 08:00 | 0
WindOnShore | 2018-01-11 09:00 | 0.10137
WindOnShore | 2018-01-11 10:00 | 0.085077
Solar | 2018-01-11 11:00 | 0
WindOnShore | 2018-01-11 12:00 | 0.07637
Solar | 2018-01-11 13:00 | 0
WindOnShore | 2018-01-11 14:00 | 0.074453
Solar | 2018-01-11 15:00 | 0.012692
WindOnShore | 2018-01-11 16:00 | 0.080364
Solar | 2018-01-11 17:00 | 0.051325
Solar | 2018-01-11 18:00 | 0.11172
WindOnShore | 2018-01-11 19:00 | 0.08332
Solar | 2018-01-11 20:00 | 0.14575
WindOnShore | 2018-01-11 21:00 | 0.085157
WindOnShore | 2018-01-11 22:00 | 0.085557
Solar | 2018-01-11 23:00 | 0.15732
Solar | 2018-01-12 | 0.15481
WindOnShore | 2018-01-12 01:00 | 0.09027
WindOnShore | 2018-01-12 02:00 | 0.098418
Solar | 2018-01-12 03:00 | 0.12566
Solar | 2018-01-12 04:00 | 0.072803
WindOnShore | 2018-01-12 05:00 | 0.11559
Solar | 2018-01-12 06:00 | 0.026778
WindOnShore | 2018-01-12 07:00 | 0.13509
WindOnShore | 2018-01-12 08:00 | 0.15394
Solar | 2018-01-12 09:00 | 0.0089261
Solar | 2018-01-12 10:00 | 0
WindOnShore | 2018-01-12 11:00 | 0.19069
Solar | 2018-01-12 12:00 | 0
WindOnShore | 2018-01-12 13:00 | 0.22096
WindOnShore | 2018-01-12 14:00 | 0.26019
Solar | 2018-01-12 15:00 | 0
WindOnShore | 2018-01-12 16:00 | 0.30468
Solar | 2018-01-12 17:00 | 0
Solar | 2018-01-12 18:00 | 0
WindOnShore | 2018-01-12 19:00 | 0.33903
WindOnShore | 2018-01-12 20:00 | 0.37139
Solar | 2018-01-12 21:00 | 0
Solar | 2018-01-12 22:00 | 0
WindOnShore | 2018-01-12 23:00 | 0.40606
WindOnShore | 2018-01-13 | 0.45327
Solar | 2018-01-13 01:00 | 0
Solar | 2018-01-13 02:00 | 0
WindOnShore | 2018-01-13 03:00 | 0.51238
Solar | 2018-01-13 04:00 | 0
WindOnShore | 2018-01-13 05:00 | 0.54961
Solar | 2018-01-13 06:00 | 0
WindOnShore | 2018-01-13 07:00 | 0.58779
Solar | 2018-01-13 08:00 | 0
WindOnShore | 2018-01-13 09:00 | 0.61032
WindOnShore | 2018-01-13 10:00 | 0.63636
Solar | 2018-01-13 11:00 | 0
Solar | 2018-01-13 12:00 | 0
WindOnShore | 2018-01-13 13:00 | 0.67143
Solar | 2018-01-13 14:00 | 0.011715
WindOnShore | 2018-01-13 15:00 | 0.69085
WindOnShore | 2018-01-13 16:00 | 0.69788
Solar | 2018-01-13 17:00 | 0.041423
WindOnShore | 2018-01-13 18:00 | 0.72136
Solar | 2018-01-13 19:00 | 0.096932
Solar | 2018-01-13 20:00 | 0.13194
WindOnShore | 2018-01-13 21:00 | 0.73606
WindOnShore | 2018-01-13 22:00 | 0.72264
Solar | 2018-01-13 23:00 | 0.15146
WindOnShore | 2018-01-14 | 0.70091
Solar | 2018-01-14 01:00 | 0.15091
Solar | 2018-01-14 02:00 | 0.12259
WindOnShore | 2018-01-14 03:00 | 0.67695
WindOnShore | 2018-01-14 04:00 | 0.65474
Solar | 2018-01-14 05:00 | 0.07099
WindOnShore | 2018-01-14 06:00 | 0.63772
Solar | 2018-01-14 07:00 | 0.025662
WindOnShore | 2018-01-14 08:00 | 0.63501
Solar | 2018-01-14 09:00 | 0.0085077
Solar | 2018-01-14 10:00 | 0
WindOnShore | 2018-01-14 11:00 | 0.61463
WindOnShore | 2018-01-14 12:00 | 0.59962
Solar | 2018-01-14 13:00 | 0
WindOnShore | 2018-01-14 14:00 | 0.57158
Solar | 2018-01-14 15:00 | 0
Solar | 2018-01-14 16:00 | 0
WindOnShore | 2018-01-14 17:00 | 0.52077
Solar | 2018-01-14 18:00 | 0
WindOnShore | 2018-01-14 19:00 | 0.46237
Solar | 2018-01-14 20:00 | 0
WindOnShore | 2018-01-14 21:00 | 0.42802
Solar | 2018-01-14 22:00 | 0
WindOnShore | 2018-01-14 23:00 | 0.42499
WindOnShore | 2018-01-15 | 0.42275
Solar | 2018-01-15 01:00 | 0
WindOnShore | 2018-01-15 02:00 | 0.40773
Solar | 2018-01-15 03:00 | 0
Solar | 2018-01-15 04:00 | 0
WindOnShore | 2018-01-15 05:00 | 0.39479
WindOnShore | 2018-01-15 06:00 | 0.37234
Solar | 2018-01-15 07:00 | 0
WindOnShore | 2018-01-15 08:00 | 0.36404
Solar | 2018-01-15 09:00 | 0
WindOnShore | 2018-01-15 10:00 | 0.36587
Solar | 2018-01-15 11:00 | 0
Solar | 2018-01-15 12:00 | 0
WindOnShore | 2018-01-15 13:00 | 0.37011
WindOnShore | 2018-01-15 14:00 | 0.34894
Solar | 2018-01-15 15:00 | 0.012831
WindOnShore | 2018-01-15 16:00 | 0.33672
Solar | 2018-01-15 17:00 | 0.050907
Solar | 2018-01-15 18:00 | 0.12092
WindOnShore | 2018-01-15 19:00 | 0.3185
Solar | 2018-01-15 20:00 | 0.17782
WindOnShore | 2018-01-15 21:00 | 0.29398
WindOnShore | 2018-01-15 22:00 | 0.26825
Solar | 2018-01-15 23:00 | 0.19847
Solar | 2018-01-16 | 0.18898
WindOnShore | 2018-01-16 01:00 | 0.23734
WindOnShore | 2018-01-16 02:00 | 0.22128
Solar | 2018-01-16 03:00 | 0.16569
WindOnShore | 2018-01-16 04:00 | 0.21569
Solar | 2018-01-16 05:00 | 0.11562
Solar | 2018-01-16 06:00 | 0.046025
WindOnShore | 2018-01-16 07:00 | 0.21281
WindOnShore | 2018-01-16 08:00 | 0.21577
Solar | 2018-01-16 09:00 | 0.010739
WindOnShore | 2018-01-16 10:00 | 0.21106
Solar | 2018-01-16 11:00 | 0
WindOnShore | 2018-01-16 12:00 | 0.21026
Solar | 2018-01-16 13:00 | 0
Solar | 2018-01-16 14:00 | 0
WindOnShore | 2018-01-16 15:00 | 0.21321
WindOnShore | 2018-01-16 16:00 | 0.20626
Solar | 2018-01-16 17:00 | 0
Solar | 2018-01-16 18:00 | 0
WindOnShore | 2018-01-16 19:00 | 0.1974
Solar | 2018-01-16 20:00 | 0
WindOnShore | 2018-01-16 21:00 | 0.17886
WindOnShore | 2018-01-16 22:00 | 0.15602
Solar | 2018-01-16 23:00 | 0
Solar | 2018-01-17 | 0
WindOnShore | 2018-01-17 01:00 | 0.14315
WindOnShore | 2018-01-17 02:00 | 0.13117
Solar | 2018-01-17 03:00 | 0
Solar | 2018-01-17 04:00 | 0
WindOnShore | 2018-01-17 05:00 | 0.12606
WindOnShore | 2018-01-17 06:00 | 0.1366
Solar | 2018-01-17 07:00 | 0
WindOnShore | 2018-01-17 08:00 | 0.12806
Solar | 2018-01-17 09:00 | 0
Solar | 2018-01-17 10:00 | 0
WindOnShore | 2018-01-17 11:00 | 0.12079
WindOnShore | 2018-01-17 12:00 | 0.11471
Solar | 2018-01-17 13:00 | 0
Solar | 2018-01-17 14:00 | 0.012273
WindOnShore | 2018-01-17 15:00 | 0.11759
WindOnShore | 2018-01-17 16:00 | 0.12574
Solar | 2018-01-17 17:00 | 0.050907
WindOnShore | 2018-01-17 18:00 | 0.12726
Solar | 2018-01-17 19:00 | 0.13166
Solar | 2018-01-17 20:00 | 0.21534
WindOnShore | 2018-01-17 21:00 | 0.13125
Solar | 2018-01-17 22:00 | 0.24868
WindOnShore | 2018-01-17 23:00 | 0.14483
WindOnShore | 2018-01-18 | 0.16249
Solar | 2018-01-18 01:00 | 0.24937
WindOnShore | 2018-01-18 02:00 | 0.18254
Solar | 2018-01-18 03:00 | 0.21241
WindOnShore | 2018-01-18 04:00 | 0.19987
Solar | 2018-01-18 05:00 | 0.13668
Solar | 2018-01-18 06:00 | 0.047838
WindOnShore | 2018-01-18 07:00 | 0.22328
WindOnShore | 2018-01-18 08:00 | 0.24852
Solar | 2018-01-18 09:00 | 0.010739
WindOnShore | 2018-01-18 10:00 | 0.28287
Solar | 2018-01-18 11:00 | 0
Solar | 2018-01-18 12:00 | 0
WindOnShore | 2018-01-18 13:00 | 0.31299
Solar | 2018-01-18 14:00 | 0
WindOnShore | 2018-01-18 15:00 | 0.33224
Solar | 2018-01-18 16:00 | 0
WindOnShore | 2018-01-18 17:00 | 0.32905
WindOnShore | 2018-01-18 18:00 | 0.31722
Solar | 2018-01-18 19:00 | 0
WindOnShore | 2018-01-18 20:00 | 0.29701
Solar | 2018-01-18 21:00 | 0
WindOnShore | 2018-01-18 22:00 | 0.29214
Solar | 2018-01-18 23:00 | 0
Solar | 2018-01-19 | 0
WindOnShore | 2018-01-19 01:00 | 0.2883
WindOnShore | 2018-01-19 02:00 | 0.29134
Solar | 2018-01-19 03:00 | 0
Solar | 2018-01-19 04:00 | 0
WindOnShore | 2018-01-19 05:00 | 0.2907
Solar | 2018-01-19 06:00 | 0
WindOnShore | 2018-01-19 07:00 | 0.29254
WindOnShore | 2018-01-19 08:00 | 0.28391
Solar | 2018-01-19 09:00 | 0
Solar | 2018-01-19 10:00 | 0
WindOnShore | 2018-01-19 11:00 | 0.26362
Solar | 2018-01-19 12:00 | 0
WindOnShore | 2018-01-19 13:00 | 0.22967
Solar | 2018-01-19 14:00 | 0.014086
WindOnShore | 2018-01-19 15:00 | 0.2109
Solar | 2018-01-19 16:00 | 0.054812
WindOnShore | 2018-01-19 17:00 | 0.18765
WindOnShore | 2018-01-19 18:00 | 0.16392
Solar | 2018-01-19 19:00 | 0.14114
WindOnShore | 2018-01-19 20:00 | 0.13908
Solar | 2018-01-19 21:00 | 0.23375
WindOnShore | 2018-01-19 22:00 | 0.12214
Solar | 2018-01-19 23:00 | 0.28856
Solar | 2018-01-20 | 0.28912
WindOnShore | 2018-01-20 01:00 | 0.10936
Solar | 2018-01-20 02:00 | 0.24212
WindOnShore | 2018-01-20 03:00 | 0.10257
WindOnShore | 2018-01-20 04:00 | 0.10002
Solar | 2018-01-20 05:00 | 0.14463
Solar | 2018-01-20 06:00 | 0.051464
WindOnShore | 2018-01-20 07:00 | 0.09698
WindOnShore | 2018-01-20 08:00 | 0.108
Solar | 2018-01-20 09:00 | 0.0106
WindOnShore | 2018-01-20 10:00 | 0.1275
Solar | 2018-01-20 11:00 | 0
Solar | 2018-01-20 12:00 | 0
WindOnShore | 2018-01-20 13:00 | 0.14132
WindOnShore | 2018-01-20 14:00 | 0.13964
Solar | 2018-01-20 15:00 | 0
WindOnShore | 2018-01-20 16:00 | 0.14004
Solar | 2018-01-20 17:00 | 0
WindOnShore | 2018-01-20 18:00 | 0.13668
Solar | 2018-01-20 19:00 | 0
WindOnShore | 2018-01-20 20:00 | 0.13692
Solar | 2018-01-20 21:00 | 0
WindOnShore | 2018-01-20 22:00 | 0.14978
Solar | 2018-01-20 23:00 | 0
Solar | 2018-01-21 | 0
WindOnShore | 2018-01-21 01:00 | 0.13357
Solar | 2018-01-21 02:00 | 0
WindOnShore | 2018-01-21 03:00 | 0.12997
WindOnShore | 2018-01-21 04:00 | 0.12654
Solar | 2018-01-21 05:00 | 0
WindOnShore | 2018-01-21 06:00 | 0.1223
Solar | 2018-01-21 07:00 | 0
WindOnShore | 2018-01-21 08:00 | 0.11823
Solar | 2018-01-21 09:00 | 0
WindOnShore | 2018-01-21 10:00 | 0.11368
Solar | 2018-01-21 11:00 | 0
WindOnShore | 2018-01-21 12:00 | 0.11376
Solar | 2018-01-21 13:00 | 0
Solar | 2018-01-21 14:00 | 0.014784
WindOnShore | 2018-01-21 15:00 | 0.11879
WindOnShore | 2018-01-21 16:00 | 0.11559
Solar | 2018-01-21 17:00 | 0.066806
Solar | 2018-01-21 18:00 | 0.16499
WindOnShore | 2018-01-21 19:00 | 0.11
Solar | 2018-01-21 20:00 | 0.24142
WindOnShore | 2018-01-21 21:00 | 0.10537
Solar | 2018-01-21 22:00 | 0.27406
WindOnShore | 2018-01-21 23:00 | 0.10705
WindOnShore | 2018-01-22 | 0.10816
Solar | 2018-01-22 01:00 | 0.27308
WindOnShore | 2018-01-22 02:00 | 0.10753
Solar | 2018-01-22 03:00 | 0.2265
WindOnShore | 2018-01-22 04:00 | 0.10816
Solar | 2018-01-22 05:00 | 0.13975
WindOnShore | 2018-01-22 06:00 | 0.10649
Solar | 2018-01-22 07:00 | 0.052301
WindOnShore | 2018-01-22 08:00 | 0.11096
Solar | 2018-01-22 09:00 | 0.010739
WindOnShore | 2018-01-22 10:00 | 0.11471
Solar | 2018-01-22 11:00 | 0
Solar | 2018-01-22 12:00 | 0
WindOnShore | 2018-01-22 13:00 | 0.1235
WindOnShore | 2018-01-22 14:00 | 0.12438
Solar | 2018-01-22 15:00 | 0
WindOnShore | 2018-01-22 16:00 | 0.12925
Solar | 2018-01-22 17:00 | 0
Solar | 2018-01-22 18:00 | 0
WindOnShore | 2018-01-22 19:00 | 0.12622
Solar | 2018-01-22 20:00 | 0
WindOnShore | 2018-01-22 21:00 | 0.12614
WindOnShore | 2018-01-22 22:00 | 0.12374
Solar | 2018-01-22 23:00 | 0
Solar | 2018-01-23 | 0
WindOnShore | 2018-01-23 01:00 | 0.1231
Solar | 2018-01-23 02:00 | 0
WindOnShore | 2018-01-23 03:00 | 0.12302
Solar | 2018-01-23 04:00 | 0
WindOnShore | 2018-01-23 05:00 | 0.12174
Solar | 2018-01-23 06:00 | 0
WindOnShore | 2018-01-23 07:00 | 0.11144
WindOnShore | 2018-01-23 08:00 | 0.10657
Solar | 2018-01-23 09:00 | 0
WindOnShore | 2018-01-23 10:00 | 0.10489
Solar | 2018-01-23 11:00 | 0
WindOnShore | 2018-01-23 12:00 | 0.10521
Solar | 2018-01-23 13:00 | 0
Solar | 2018-01-23 14:00 | 0.016736
WindOnShore | 2018-01-23 15:00 | 0.098818
Solar | 2018-01-23 16:00 | 0.077824
WindOnShore | 2018-01-23 17:00 | 0.095383
Solar | 2018-01-23 18:00 | 0.18828
WindOnShore | 2018-01-23 19:00 | 0.094584
Solar | 2018-01-23 20:00 | 0.27294
WindOnShore | 2018-01-23 21:00 | 0.092507
Solar | 2018-01-23 22:00 | 0.3145
WindOnShore | 2018-01-23 23:00 | 0.092267
WindOnShore | 2018-01-24 | 0.088353
Solar | 2018-01-24 01:00 | 0.30363
Solar | 2018-01-24 02:00 | 0.25593
WindOnShore | 2018-01-24 03:00 | 0.086755
WindOnShore | 2018-01-24 04:00 | 0.084438
Solar | 2018-01-24 05:00 | 0.16165
WindOnShore | 2018-01-24 06:00 | 0.081003
Solar | 2018-01-24 07:00 | 0.060809
WindOnShore | 2018-01-24 08:00 | 0.080284
Solar | 2018-01-24 09:00 | 0.011158
Solar | 2018-01-24 10:00 | 0
WindOnShore | 2018-01-24 11:00 | 0.082202
Solar | 2018-01-24 12:00 | 0
WindOnShore | 2018-01-24 13:00 | 0.086116
Solar | 2018-01-24 14:00 | 0
WindOnShore | 2018-01-24 15:00 | 0.085876
WindOnShore | 2018-01-24 16:00 | 0.085956
Solar | 2018-01-24 17:00 | 0
Solar | 2018-01-24 18:00 | 0
WindOnShore | 2018-01-24 19:00 | 0.09059
Solar | 2018-01-24 20:00 | 0
WindOnShore | 2018-01-24 21:00 | 0.10297
Solar | 2018-01-24 22:00 | 0
WindOnShore | 2018-01-24 23:00 | 0.11384
WindOnShore | 2018-01-25 | 0.12119
Solar | 2018-01-25 01:00 | 0
WindOnShore | 2018-01-25 02:00 | 0.13237
Solar | 2018-01-25 03:00 | 0
Solar | 2018-01-25 04:00 | 0
WindOnShore | 2018-01-25 05:00 | 0.14307
WindOnShore | 2018-01-25 06:00 | 0.16704
Solar | 2018-01-25 07:00 | 0
WindOnShore | 2018-01-25 08:00 | 0.18214
Solar | 2018-01-25 09:00 | 0
WindOnShore | 2018-01-25 10:00 | 0.19069
Solar | 2018-01-25 11:00 | 0
WindOnShore | 2018-01-25 12:00 | 0.1958
Solar | 2018-01-25 13:00 | 0
Solar | 2018-01-25 14:00 | 0.018689
WindOnShore | 2018-01-25 15:00 | 0.20123
Solar | 2018-01-25 16:00 | 0.087169
WindOnShore | 2018-01-25 17:00 | 0.21745
Solar | 2018-01-25 18:00 | 0.20139
WindOnShore | 2018-01-25 19:00 | 0.22927
Solar | 2018-01-25 20:00 | 0.26806
WindOnShore | 2018-01-25 21:00 | 0.25044
Solar | 2018-01-25 22:00 | 0.28145
WindOnShore | 2018-01-25 23:00 | 0.2752
WindOnShore | 2018-01-26 | 0.27664
Solar | 2018-01-26 01:00 | 0.26444
Solar | 2018-01-26 02:00 | 0.21799
WindOnShore | 2018-01-26 03:00 | 0.27928
WindOnShore | 2018-01-26 04:00 | 0.2768
Solar | 2018-01-26 05:00 | 0.12566
WindOnShore | 2018-01-26 06:00 | 0.26825
Solar | 2018-01-26 07:00 | 0.041562
Solar | 2018-01-26 08:00 | 0.0096234
WindOnShore | 2018-01-26 09:00 | 0.28966
WindOnShore | 2018-01-26 10:00 | 0.303
Solar | 2018-01-26 11:00 | 0
WindOnShore | 2018-01-26 12:00 | 0.30516
Solar | 2018-01-26 13:00 | 0
Solar | 2018-01-26 14:00 | 0
WindOnShore | 2018-01-26 15:00 | 0.29845
WindOnShore | 2018-01-26 16:00 | 0.28423
Solar | 2018-01-26 17:00 | 0
WindOnShore | 2018-01-26 18:00 | 0.27712
Solar | 2018-01-26 19:00 | 0
Solar | 2018-01-26 20:00 | 0
WindOnShore | 2018-01-26 21:00 | 0.27121
WindOnShore | 2018-01-26 22:00 | 0.25611
Solar | 2018-01-26 23:00 | 0
WindOnShore | 2018-01-27 | 0.23039
Solar | 2018-01-27 01:00 | 0
WindOnShore | 2018-01-27 02:00 | 0.21433
Solar | 2018-01-27 03:00 | 0
WindOnShore | 2018-01-27 04:00 | 0.19532
Solar | 2018-01-27 05:00 | 0
WindOnShore | 2018-01-27 06:00 | 0.17894
Solar | 2018-01-27 07:00 | 0
WindOnShore | 2018-01-27 08:00 | 0.17479
Solar | 2018-01-27 09:00 | 0
Solar | 2018-01-27 10:00 | 0
WindOnShore | 2018-01-27 11:00 | 0.16672
Solar | 2018-01-27 12:00 | 0
WindOnShore | 2018-01-27 13:00 | 0.15218
Solar | 2018-01-27 14:00 | 0.014086
WindOnShore | 2018-01-27 15:00 | 0.14643
WindOnShore | 2018-01-27 16:00 | 0.14236
Solar | 2018-01-27 17:00 | 0.05272
WindOnShore | 2018-01-27 18:00 | 0.13269
Solar | 2018-01-27 19:00 | 0.1212
Solar | 2018-01-27 20:00 | 0.18047
WindOnShore | 2018-01-27 21:00 | 0.10888
WindOnShore | 2018-01-27 22:00 | 0.089232
Solar | 2018-01-27 23:00 | 0.21116
Solar | 2018-01-28 | 0.2099
WindOnShore | 2018-01-28 01:00 | 0.073654
WindOnShore | 2018-01-28 02:00 | 0.063588
Solar | 2018-01-28 03:00 | 0.17085
Solar | 2018-01-28 04:00 | 0.10948
WindOnShore | 2018-01-28 05:00 | 0.056718
Solar | 2018-01-28 06:00 | 0.042259
WindOnShore | 2018-01-28 07:00 | 0.060792
WindOnShore | 2018-01-28 08:00 | 0.071896
Solar | 2018-01-28 09:00 | 0.010321
Solar | 2018-01-28 10:00 | 0
WindOnShore | 2018-01-28 11:00 | 0.079805
Solar | 2018-01-28 12:00 | 0
WindOnShore | 2018-01-28 13:00 | 0.093705
WindOnShore | 2018-01-28 14:00 | 0.10257
Solar | 2018-01-28 15:00 | 0
Solar | 2018-01-28 16:00 | 0
WindOnShore | 2018-01-28 17:00 | 0.11559
WindOnShore | 2018-01-28 18:00 | 0.14076
Solar | 2018-01-28 19:00 | 0
Solar | 2018-01-28 20:00 | 0
WindOnShore | 2018-01-28 21:00 | 0.1652
Solar | 2018-01-28 22:00 | 0
WindOnShore | 2018-01-28 23:00 | 0.19196
WindOnShore | 2018-01-29 | 0.22336
Solar | 2018-01-29 01:00 | 0
Solar | 2018-01-29 02:00 | 0
WindOnShore | 2018-01-29 03:00 | 0.24229
WindOnShore | 2018-01-29 04:00 | 0.27057
Solar | 2018-01-29 05:00 | 0
Solar | 2018-01-29 06:00 | 0
WindOnShore | 2018-01-29 07:00 | 0.30029
WindOnShore | 2018-01-29 08:00 | 0.32577
Solar | 2018-01-29 09:00 | 0
Solar | 2018-01-29 10:00 | 0
WindOnShore | 2018-01-29 11:00 | 0.37554
WindOnShore | 2018-01-29 12:00 | 0.44208
Solar | 2018-01-29 13:00 | 0
WindOnShore | 2018-01-29 14:00 | 0.52197
Solar | 2018-01-29 15:00 | 0.015481
WindOnShore | 2018-01-29 16:00 | 0.59394
Solar | 2018-01-29 17:00 | 0.063738
Solar | 2018-01-29 18:00 | 0.14268
WindOnShore | 2018-01-29 19:00 | 0.64156
WindOnShore | 2018-01-29 20:00 | 0.68334
Solar | 2018-01-29 21:00 | 0.19874
Solar | 2018-01-29 22:00 | 0.21409
WindOnShore | 2018-01-29 23:00 | 0.71305
Solar | 2018-01-30 | 0.20042
WindOnShore | 2018-01-30 01:00 | 0.73207
WindOnShore | 2018-01-30 02:00 | 0.74421
Solar | 2018-01-30 03:00 | 0.16722
Solar | 2018-01-30 04:00 | 0.098884
WindOnShore | 2018-01-30 05:00 | 0.75379
WindOnShore | 2018-01-30 06:00 | 0.7522
Solar | 2018-01-30 07:00 | 0.035844
WindOnShore | 2018-01-30 08:00 | 0.7526
Solar | 2018-01-30 09:00 | 0.0097629
WindOnShore | 2018-01-30 10:00 | 0.75108
Solar | 2018-01-30 11:00 | 0
WindOnShore | 2018-01-30 12:00 | 0.73902
Solar | 2018-01-30 13:00 | 0
WindOnShore | 2018-01-30 14:00 | 0.73079
Solar | 2018-01-30 15:00 | 0
WindOnShore | 2018-01-30 16:00 | 0.72352
Solar | 2018-01-30 17:00 | 0
Solar | 2018-01-30 18:00 | 0
WindOnShore | 2018-01-30 19:00 | 0.71968
WindOnShore | 2018-01-30 20:00 | 0.70914
Solar | 2018-01-30 21:00 | 0
WindOnShore | 2018-01-30 22:00 | 0.70586
Solar | 2018-01-30 23:00 | 0
WindOnShore | 2018-01-31 | 0.71297
Solar | 2018-01-31 01:00 | 0
WindOnShore | 2018-01-31 02:00 | 0.71138
Solar | 2018-01-31 03:00 | 0
WindOnShore | 2018-01-31 04:00 | 0.722
Solar | 2018-01-31 05:00 | 0
Solar | 2018-01-31 06:00 | 0
WindOnShore | 2018-01-31 07:00 | 0.74605
WindOnShore | 2018-01-31 08:00 | 0.75531
Solar | 2018-01-31 09:00 | 0
WindOnShore | 2018-01-31 10:00 | 0.76809
Solar | 2018-01-31 11:00 | 0
Solar | 2018-01-31 12:00 | 0
WindOnShore | 2018-01-31 13:00 | 0.78695
Solar | 2018-01-31 14:00 | 0.016318
WindOnShore | 2018-01-31 15:00 | 0.778
WindOnShore | 2018-01-31 16:00 | 0.77936
Solar | 2018-01-31 17:00 | 0.065969
WindOnShore | 2018-01-31 18:00 | 0.75803
Solar | 2018-01-31 19:00 | 0.14728
Solar | 2018-01-31 20:00 | 0.19303
WindOnShore | 2018-01-31 21:00 | 0.76178
WindOnShore | 2018-01-31 22:00 | 0.76578
Solar | 2018-01-31 23:00 | 0.21004
WindOnShore | 2018-02-01 | 0.76298
Solar | 2018-02-01 01:00 | 0.19763
Solar | 2018-02-01 02:00 | 0.16722
WindOnShore | 2018-02-01 03:00 | 0.75284
Solar | 2018-02-01 04:00 | 0.11269
WindOnShore | 2018-02-01 05:00 | 0.74333
WindOnShore | 2018-02-01 06:00 | 0.71729
Solar | 2018-02-01 07:00 | 0.045746
WindOnShore | 2018-02-01 08:00 | 0.69029
Solar | 2018-02-01 09:00 | 0.010879
WindOnShore | 2018-02-01 10:00 | 0.68669
Solar | 2018-02-01 11:00 | 0
WindOnShore | 2018-02-01 12:00 | 0.67798
Solar | 2018-02-01 13:00 | 0
Solar | 2018-02-01 14:00 | 0
WindOnShore | 2018-02-01 15:00 | 0.65633
WindOnShore | 2018-02-01 16:00 | 0.68453
Solar | 2018-02-01 17:00 | 0
WindOnShore | 2018-02-01 18:00 | 0.71968
Solar | 2018-02-01 19:00 | 0
WindOnShore | 2018-02-01 20:00 | 0.74876
Solar | 2018-02-01 21:00 | 0
WindOnShore | 2018-02-01 22:00 | 0.75899
Solar | 2018-02-01 23:00 | 0
WindOnShore | 2018-02-02 | 0.77696
Solar | 2018-02-02 01:00 | 0
Solar | 2018-02-02 02:00 | 0
WindOnShore | 2018-02-02 03:00 | 0.78479
Solar | 2018-02-02 04:00 | 0
WindOnShore | 2018-02-02 05:00 | 0.77768
WindOnShore | 2018-02-02 06:00 | 0.75899
Solar | 2018-02-02 07:00 | 0
Solar | 2018-02-02 08:00 | 0
WindOnShore | 2018-02-02 09:00 | 0.75995
WindOnShore | 2018-02-02 10:00 | 0.76498
Solar | 2018-02-02 11:00 | 0
Solar | 2018-02-02 12:00 | 0
WindOnShore | 2018-02-02 13:00 | 0.76634
Solar | 2018-02-02 14:00 | 0.019107
WindOnShore | 2018-02-02 15:00 | 0.7363
Solar | 2018-02-02 16:00 | 0.088285
WindOnShore | 2018-02-02 17:00 | 0.71936
WindOnShore | 2018-02-02 18:00 | 0.71417
Solar | 2018-02-02 19:00 | 0.21074
WindOnShore | 2018-02-02 20:00 | 0.72112
Solar | 2018-02-02 21:00 | 0.31464
Solar | 2018-02-02 22:00 | 0.35481
WindOnShore | 2018-02-02 23:00 | 0.73926
WindOnShore | 2018-02-03 | 0.753
Solar | 2018-02-03 01:00 | 0.34212
WindOnShore | 2018-02-03 02:00 | 0.75395
Solar | 2018-02-03 03:00 | 0.29038
WindOnShore | 2018-02-03 04:00 | 0.73175
Solar | 2018-02-03 05:00 | 0.19121
WindOnShore | 2018-02-03 06:00 | 0.69276
Solar | 2018-02-03 07:00 | 0.076709
WindOnShore | 2018-02-03 08:00 | 0.65633
Solar | 2018-02-03 09:00 | 0.013808
WindOnShore | 2018-02-03 10:00 | 0.63253
Solar | 2018-02-03 11:00 | 0
WindOnShore | 2018-02-03 12:00 | 0.63796
Solar | 2018-02-03 13:00 | 0
WindOnShore | 2018-02-03 14:00 | 0.62382
Solar | 2018-02-03 15:00 | 0
WindOnShore | 2018-02-03 16:00 | 0.6366
Solar | 2018-02-03 17:00 | 0
WindOnShore | 2018-02-03 18:00 | 0.63525
Solar | 2018-02-03 19:00 | 0
WindOnShore | 2018-02-03 20:00 | 0.65625
Solar | 2018-02-03 21:00 | 0
WindOnShore | 2018-02-03 22:00 | 0.69939
Solar | 2018-02-03 23:00 | 0
Solar | 2018-02-04 | 0
WindOnShore | 2018-02-04 01:00 | 0.73694
WindOnShore | 2018-02-04 02:00 | 0.76066
Solar | 2018-02-04 03:00 | 0
Solar | 2018-02-04 04:00 | 0
WindOnShore | 2018-02-04 05:00 | 0.78104
WindOnShore | 2018-02-04 06:00 | 0.78886
Solar | 2018-02-04 07:00 | 0
Solar | 2018-02-04 08:00 | 0
WindOnShore | 2018-02-04 09:00 | 0.78607
Solar | 2018-02-04 10:00 | 0
WindOnShore | 2018-02-04 11:00 | 0.77393
Solar | 2018-02-04 12:00 | 0
WindOnShore | 2018-02-04 13:00 | 0.76506
Solar | 2018-02-04 14:00 | 0.018689
WindOnShore | 2018-02-04 15:00 | 0.76817
Solar | 2018-02-04 16:00 | 0.075174
WindOnShore | 2018-02-04 17:00 | 0.77249
Solar | 2018-02-04 18:00 | 0.15411
WindOnShore | 2018-02-04 19:00 | 0.75971
WindOnShore | 2018-02-04 20:00 | 0.75196
Solar | 2018-02-04 21:00 | 0.21074
WindOnShore | 2018-02-04 22:00 | 0.74205
Solar | 2018-02-04 23:00 | 0.24449
WindOnShore | 2018-02-05 | 0.71936
Solar | 2018-02-05 01:00 | 0.25537
WindOnShore | 2018-02-05 02:00 | 0.67551
Solar | 2018-02-05 03:00 | 0.22538
WindOnShore | 2018-02-05 04:00 | 0.60665
Solar | 2018-02-05 05:00 | 0.15272
WindOnShore | 2018-02-05 06:00 | 0.55216
Solar | 2018-02-05 07:00 | 0.058159
WindOnShore | 2018-02-05 08:00 | 0.53331
Solar | 2018-02-05 09:00 | 0.012134
WindOnShore | 2018-02-05 10:00 | 0.53084
Solar | 2018-02-05 11:00 | 0
Solar | 2018-02-05 12:00 | 0
WindOnShore | 2018-02-05 13:00 | 0.54929
Solar | 2018-02-05 14:00 | 0
WindOnShore | 2018-02-05 15:00 | 0.56487
Solar | 2018-02-05 16:00 | 0
WindOnShore | 2018-02-05 17:00 | 0.58516
Solar | 2018-02-05 18:00 | 0
WindOnShore | 2018-02-05 19:00 | 0.60225
WindOnShore | 2018-02-05 20:00 | 0.58188
Solar | 2018-02-05 21:00 | 0
WindOnShore | 2018-02-05 22:00 | 0.53243
Solar | 2018-02-05 23:00 | 0
WindOnShore | 2018-02-06 | 0.49664
Solar | 2018-02-06 01:00 | 0
Solar | 2018-02-06 02:00 | 0
WindOnShore | 2018-02-06 03:00 | 0.47028
Solar | 2018-02-06 04:00 | 0
WindOnShore | 2018-02-06 05:00 | 0.43873
Solar | 2018-02-06 06:00 | 0
WindOnShore | 2018-02-06 07:00 | 0.41644
Solar | 2018-02-06 08:00 | 0
WindOnShore | 2018-02-06 09:00 | 0.38592
Solar | 2018-02-06 10:00 | 0
WindOnShore | 2018-02-06 11:00 | 0.36348
WindOnShore | 2018-02-06 12:00 | 0.35565
Solar | 2018-02-06 13:00 | 0
Solar | 2018-02-06 14:00 | 0.01855
WindOnShore | 2018-02-06 15:00 | 0.3451
Solar | 2018-02-06 16:00 | 0.082287
WindOnShore | 2018-02-06 17:00 | 0.30884
Solar | 2018-02-06 18:00 | 0.19191
WindOnShore | 2018-02-06 19:00 | 0.28191
WindOnShore | 2018-02-06 20:00 | 0.28
Solar | 2018-02-06 21:00 | 0.28996
WindOnShore | 2018-02-06 22:00 | 0.31323
Solar | 2018-02-06 23:00 | 0.34909
WindOnShore | 2018-02-07 | 0.34183
Solar | 2018-02-07 01:00 | 0.32734
WindOnShore | 2018-02-07 02:00 | 0.36196
Solar | 2018-02-07 03:00 | 0.26304
Solar | 2018-02-07 04:00 | 0.17197
WindOnShore | 2018-02-07 05:00 | 0.34446
Solar | 2018-02-07 06:00 | 0.070432
WindOnShore | 2018-02-07 07:00 | 0.31235
Solar | 2018-02-07 08:00 | 0.01311
WindOnShore | 2018-02-07 09:00 | 0.31075
Solar | 2018-02-07 10:00 | 0
WindOnShore | 2018-02-07 11:00 | 0.33815
WindOnShore | 2018-02-07 12:00 | 0.36036
Solar | 2018-02-07 13:00 | 0
Solar | 2018-02-07 14:00 | 0
WindOnShore | 2018-02-07 15:00 | 0.38632
Solar | 2018-02-07 16:00 | 0
WindOnShore | 2018-02-07 17:00 | 0.41093
WindOnShore | 2018-02-07 18:00 | 0.42171
Solar | 2018-02-07 19:00 | 0
WindOnShore | 2018-02-07 20:00 | 0.40909
Solar | 2018-02-07 21:00 | 0
WindOnShore | 2018-02-07 22:00 | 0.4023
Solar | 2018-02-07 23:00 | 0
WindOnShore | 2018-02-08 | 0.39934
Solar | 2018-02-08 01:00 | 0
WindOnShore | 2018-02-08 02:00 | 0.39671
Solar | 2018-02-08 03:00 | 0
WindOnShore | 2018-02-08 04:00 | 0.39551
Solar | 2018-02-08 05:00 | 0
WindOnShore | 2018-02-08 06:00 | 0.40749
Solar | 2018-02-08 07:00 | 0
WindOnShore | 2018-02-08 08:00 | 0.42587
Solar | 2018-02-08 09:00 | 0
Solar | 2018-02-08 10:00 | 0
WindOnShore | 2018-02-08 11:00 | 0.44264
Solar | 2018-02-08 12:00 | 0
WindOnShore | 2018-02-08 13:00 | 0.46996
Solar | 2018-02-08 14:00 | 0.017434
WindOnShore | 2018-02-08 15:00 | 0.49593
WindOnShore | 2018-02-08 16:00 | 0.53651
Solar | 2018-02-08 17:00 | 0.060391
WindOnShore | 2018-02-08 18:00 | 0.56718
Solar | 2018-02-08 19:00 | 0.11227
Solar | 2018-02-08 20:00 | 0.14296
WindOnShore | 2018-02-08 21:00 | 0.57413
Solar | 2018-02-08 22:00 | 0.14909
WindOnShore | 2018-02-08 23:00 | 0.57821
WindOnShore | 2018-02-09 | 0.58228
Solar | 2018-02-09 01:00 | 0.13877
Solar | 2018-02-09 02:00 | 0.1198
WindOnShore | 2018-02-09 03:00 | 0.58132
WindOnShore | 2018-02-09 04:00 | 0.59003
Solar | 2018-02-09 05:00 | 0.076709
WindOnShore | 2018-02-09 06:00 | 0.59195
Solar | 2018-02-09 07:00 | 0.032915
WindOnShore | 2018-02-09 08:00 | 0.58771
Solar | 2018-02-09 09:00 | 0.0106
WindOnShore | 2018-02-09 10:00 | 0.57485
Solar | 2018-02-09 11:00 | 0
Solar | 2018-02-09 12:00 | 0
WindOnShore | 2018-02-09 13:00 | 0.54609
Solar | 2018-02-09 14:00 | 0
WindOnShore | 2018-02-09 15:00 | 0.53315
WindOnShore | 2018-02-09 16:00 | 0.5302
Solar | 2018-02-09 17:00 | 0
Solar | 2018-02-09 18:00 | 0
WindOnShore | 2018-02-09 19:00 | 0.50463
Solar | 2018-02-09 20:00 | 0
WindOnShore | 2018-02-09 21:00 | 0.46701
Solar | 2018-02-09 22:00 | 0
WindOnShore | 2018-02-09 23:00 | 0.43162
WindOnShore | 2018-02-10 | 0.39567
Solar | 2018-02-10 01:00 | 0
WindOnShore | 2018-02-10 02:00 | 0.37346
Solar | 2018-02-10 03:00 | 0
Solar | 2018-02-10 04:00 | 0
WindOnShore | 2018-02-10 05:00 | 0.33424
Solar | 2018-02-10 06:00 | 0
WindOnShore | 2018-02-10 07:00 | 0.29925
Solar | 2018-02-10 08:00 | 0
WindOnShore | 2018-02-10 09:00 | 0.24996
WindOnShore | 2018-02-10 10:00 | 0.22344
Solar | 2018-02-10 11:00 | 0
WindOnShore | 2018-02-10 12:00 | 0.20978
Solar | 2018-02-10 13:00 | 0
Solar | 2018-02-10 14:00 | 0.01841
WindOnShore | 2018-02-10 15:00 | 0.19947
Solar | 2018-02-10 16:00 | 0.073501
WindOnShore | 2018-02-10 17:00 | 0.20379
WindOnShore | 2018-02-10 18:00 | 0.20986
Solar | 2018-02-10 19:00 | 0.15174
Solar | 2018-02-10 20:00 | 0.2
WindOnShore | 2018-02-10 21:00 | 0.22504
WindOnShore | 2018-02-10 22:00 | 0.24317
Solar | 2018-02-10 23:00 | 0.22664
Solar | 2018-02-11 | 0.22343
WindOnShore | 2018-02-11 01:00 | 0.27832
Solar | 2018-02-11 02:00 | 0.18703
WindOnShore | 2018-02-11 03:00 | 0.31986
WindOnShore | 2018-02-11 04:00 | 0.36196
Solar | 2018-02-11 05:00 | 0.12273
Solar | 2018-02-11 06:00 | 0.050907
WindOnShore | 2018-02-11 07:00 | 0.40829
Solar | 2018-02-11 08:00 | 0.011576
WindOnShore | 2018-02-11 09:00 | 0.45479
WindOnShore | 2018-02-11 10:00 | 0.50288
Solar | 2018-02-11 11:00 | 0
WindOnShore | 2018-02-11 12:00 | 0.53299
Solar | 2018-02-11 13:00 | 0
WindOnShore | 2018-02-11 14:00 | 0.53507
Solar | 2018-02-11 15:00 | 0
WindOnShore | 2018-02-11 16:00 | 0.55177
Solar | 2018-02-11 17:00 | 0
WindOnShore | 2018-02-11 18:00 | 0.59378
Solar | 2018-02-11 19:00 | 0
Solar | 2018-02-11 20:00 | 0
WindOnShore | 2018-02-11 21:00 | 0.64395
Solar | 2018-02-11 22:00 | 0
WindOnShore | 2018-02-11 23:00 | 0.65857
Solar | 2018-02-12 | 0
WindOnShore | 2018-02-12 01:00 | 0.66336
WindOnShore | 2018-02-12 02:00 | 0.67103
Solar | 2018-02-12 03:00 | 0
Solar | 2018-02-12 04:00 | 0
WindOnShore | 2018-02-12 05:00 | 0.67159
WindOnShore | 2018-02-12 06:00 | 0.66344
Solar | 2018-02-12 07:00 | 0
Solar | 2018-02-12 08:00 | 0
WindOnShore | 2018-02-12 09:00 | 0.65386
Solar | 2018-02-12 10:00 | 0
WindOnShore | 2018-02-12 11:00 | 0.62087
WindOnShore | 2018-02-12 12:00 | 0.57837
Solar | 2018-02-12 13:00 | 0
WindOnShore | 2018-02-12 14:00 | 0.52804
Solar | 2018-02-12 15:00 | 0.017573
WindOnShore | 2018-02-12 16:00 | 0.49049
Solar | 2018-02-12 17:00 | 0.066667
WindOnShore | 2018-02-12 18:00 | 0.47172
Solar | 2018-02-12 19:00 | 0.14547
WindOnShore | 2018-02-12 20:00 | 0.4702
Solar | 2018-02-12 21:00 | 0.18898
WindOnShore | 2018-02-12 22:00 | 0.49497
Solar | 2018-02-12 23:00 | 0.20851
Solar | 2018-02-13 | 0.19944
WindOnShore | 2018-02-13 01:00 | 0.50807
Solar | 2018-02-13 02:00 | 0.17503
WindOnShore | 2018-02-13 03:00 | 0.46469
WindOnShore | 2018-02-13 04:00 | 0.44823
Solar | 2018-02-13 05:00 | 0.11967
WindOnShore | 2018-02-13 06:00 | 0.40933
Solar | 2018-02-13 07:00 | 0.052301
WindOnShore | 2018-02-13 08:00 | 0.36667
Solar | 2018-02-13 09:00 | 0.014505
Solar | 2018-02-13 10:00 | 0
WindOnShore | 2018-02-13 11:00 | 0.33735
WindOnShore | 2018-02-13 12:00 | 0.30852
Solar | 2018-02-13 13:00 | 0
WindOnShore | 2018-02-13 14:00 | 0.27888
Solar | 2018-02-13 15:00 | 0
Solar | 2018-02-13 16:00 | 0
WindOnShore | 2018-02-13 17:00 | 0.25883
WindOnShore | 2018-02-13 18:00 | 0.24205
Solar | 2018-02-13 19:00 | 0
Solar | 2018-02-13 20:00 | 0
WindOnShore | 2018-02-13 21:00 | 0.22344
WindOnShore | 2018-02-13 22:00 | 0.21896
Solar | 2018-02-13 23:00 | 0
WindOnShore | 2018-02-14 | 0.21265
Solar | 2018-02-14 01:00 | 0
Solar | 2018-02-14 02:00 | 0
WindOnShore | 2018-02-14 03:00 | 0.20323
Solar | 2018-02-14 04:00 | 0
WindOnShore | 2018-02-14 05:00 | 0.20099
WindOnShore | 2018-02-14 06:00 | 0.20203
Solar | 2018-02-14 07:00 | 0
WindOnShore | 2018-02-14 08:00 | 0.21162
Solar | 2018-02-14 09:00 | 0
WindOnShore | 2018-02-14 10:00 | 0.23063
Solar | 2018-02-14 11:00 | 0
Solar | 2018-02-14 12:00 | 0
WindOnShore | 2018-02-14 13:00 | 0.25875
Solar | 2018-02-14 14:00 | 0.024547
WindOnShore | 2018-02-14 15:00 | 0.29717
Solar | 2018-02-14 16:00 | 0.098326
WindOnShore | 2018-02-14 17:00 | 0.33767
WindOnShore | 2018-02-14 18:00 | 0.35892
Solar | 2018-02-14 19:00 | 0.20642
Solar | 2018-02-14 20:00 | 0.28536
WindOnShore | 2018-02-14 21:00 | 0.3769
WindOnShore | 2018-02-14 22:00 | 0.39671
Solar | 2018-02-14 23:00 | 0.31492
WindOnShore | 2018-02-15 | 0.42147
Solar | 2018-02-15 01:00 | 0.30934
WindOnShore | 2018-02-15 02:00 | 0.43897
Solar | 2018-02-15 03:00 | 0.25621
WindOnShore | 2018-02-15 04:00 | 0.43425
Solar | 2018-02-15 05:00 | 0.1728
WindOnShore | 2018-02-15 06:00 | 0.43409
Solar | 2018-02-15 07:00 | 0.069874
WindOnShore | 2018-02-15 08:00 | 0.45159
Solar | 2018-02-15 09:00 | 0.015342
Solar | 2018-02-15 10:00 | 0
WindOnShore | 2018-02-15 11:00 | 0.47739
Solar | 2018-02-15 12:00 | 0
WindOnShore | 2018-02-15 13:00 | 0.49209
WindOnShore | 2018-02-15 14:00 | 0.49625
Solar | 2018-02-15 15:00 | 0
Solar | 2018-02-15 16:00 | 0
WindOnShore | 2018-02-15 17:00 | 0.4849
WindOnShore | 2018-02-15 18:00 | 0.48139
Solar | 2018-02-15 19:00 | 0
WindOnShore | 2018-02-15 20:00 | 0.47803
Solar | 2018-02-15 21:00 | 0
Solar | 2018-02-15 22:00 | 0
WindOnShore | 2018-02-15 23:00 | 0.47619
WindOnShore | 2018-02-16 | 0.46397
Solar | 2018-02-16 01:00 | 0
Solar | 2018-02-16 02:00 | 0
WindOnShore | 2018-02-16 03:00 | 0.44712
WindOnShore | 2018-02-16 04:00 | 0.45455
Solar | 2018-02-16 05:00 | 0
Solar | 2018-02-16 06:00 | 0
WindOnShore | 2018-02-16 07:00 | 0.4734
Solar | 2018-02-16 08:00 | 0
WindOnShore | 2018-02-16 09:00 | 0.50008
Solar | 2018-02-16 10:00 | 0
WindOnShore | 2018-02-16 11:00 | 0.53467
Solar | 2018-02-16 12:00 | 0
WindOnShore | 2018-02-16 13:00 | 0.56399
WindOnShore | 2018-02-16 14:00 | 0.58795
Solar | 2018-02-16 15:00 | 0.025523
WindOnShore | 2018-02-16 16:00 | 0.5858
Solar | 2018-02-16 17:00 | 0.106
WindOnShore | 2018-02-16 18:00 | 0.58739
Solar | 2018-02-16 19:00 | 0.2325
WindOnShore | 2018-02-16 20:00 | 0.60217
Solar | 2018-02-16 21:00 | 0.33905
Solar | 2018-02-16 22:00 | 0.39498
WindOnShore | 2018-02-16 23:00 | 0.61631
WindOnShore | 2018-02-17 | 0.62055
Solar | 2018-02-17 01:00 | 0.38452
Solar | 2018-02-17 02:00 | 0.32929
WindOnShore | 2018-02-17 03:00 | 0.63237
WindOnShore | 2018-02-17 04:00 | 0.65346
Solar | 2018-02-17 05:00 | 0.2145
WindOnShore | 2018-02-17 06:00 | 0.64931
Solar | 2018-02-17 07:00 | 0.092329
WindOnShore | 2018-02-17 08:00 | 0.64307
Solar | 2018-02-17 09:00 | 0.019247
Solar | 2018-02-17 10:00 | 0
WindOnShore | 2018-02-17 11:00 | 0.66273
Solar | 2018-02-17 12:00 | 0
WindOnShore | 2018-02-17 13:00 | 0.66576
Solar | 2018-02-17 14:00 | 0
WindOnShore | 2018-02-17 15:00 | 0.64291
Solar | 2018-02-17 16:00 | 0
WindOnShore | 2018-02-17 17:00 | 0.5969
Solar | 2018-02-17 18:00 | 0
WindOnShore | 2018-02-17 19:00 | 0.55848
WindOnShore | 2018-02-17 20:00 | 0.5107
Solar | 2018-02-17 21:00 | 0
Solar | 2018-02-17 22:00 | 0
WindOnShore | 2018-02-17 23:00 | 0.51358
Solar | 2018-02-18 | 0
WindOnShore | 2018-02-18 01:00 | 0.51086
WindOnShore | 2018-02-18 02:00 | 0.4881
Solar | 2018-02-18 03:00 | 0
WindOnShore | 2018-02-18 04:00 | 0.44472
Solar | 2018-02-18 05:00 | 0
Solar | 2018-02-18 06:00 | 0
WindOnShore | 2018-02-18 07:00 | 0.39847
WindOnShore | 2018-02-18 08:00 | 0.36907
Solar | 2018-02-18 09:00 | 0
Solar | 2018-02-18 10:00 | 0
WindOnShore | 2018-02-18 11:00 | 0.35485
WindOnShore | 2018-02-18 12:00 | 0.33312
Solar | 2018-02-18 13:00 | 0
WindOnShore | 2018-02-18 14:00 | 0.29997
Solar | 2018-02-18 15:00 | 0.018828
Solar | 2018-02-18 16:00 | 0.059693
WindOnShore | 2018-02-18 17:00 | 0.27672
Solar | 2018-02-18 18:00 | 0.11325
WindOnShore | 2018-02-18 19:00 | 0.24964
Solar | 2018-02-18 20:00 | 0.14784
WindOnShore | 2018-02-18 21:00 | 0.222
Solar | 2018-02-18 22:00 | 0.16402
WindOnShore | 2018-02-18 23:00 | 0.21305
Solar | 2018-02-19 | 0.15718
WindOnShore | 2018-02-19 01:00 | 0.21633
Solar | 2018-02-19 02:00 | 0.14156
WindOnShore | 2018-02-19 03:00 | 0.20602
Solar | 2018-02-19 04:00 | 0.085774
WindOnShore | 2018-02-19 05:00 | 0.18445
WindOnShore | 2018-02-19 06:00 | 0.16129
Solar | 2018-02-19 07:00 | 0.036681
Solar | 2018-02-19 08:00 | 0.012552
WindOnShore | 2018-02-19 09:00 | 0.1541
WindOnShore | 2018-02-19 10:00 | 0.16121
Solar | 2018-02-19 11:00 | 0
WindOnShore | 2018-02-19 12:00 | 0.16209
Solar | 2018-02-19 13:00 | 0
WindOnShore | 2018-02-19 14:00 | 0.16768
Solar | 2018-02-19 15:00 | 0
Solar | 2018-02-19 16:00 | 0
WindOnShore | 2018-02-19 17:00 | 0.18014
Solar | 2018-02-19 18:00 | 0
WindOnShore | 2018-02-19 19:00 | 0.1807
WindOnShore | 2018-02-19 20:00 | 0.17647
Solar | 2018-02-19 21:00 | 0
WindOnShore | 2018-02-19 22:00 | 0.1815
Solar | 2018-02-19 23:00 | 0
WindOnShore | 2018-02-20 | 0.18765
Solar | 2018-02-20 01:00 | 0
WindOnShore | 2018-02-20 02:00 | 0.17814
Solar | 2018-02-20 03:00 | 0
WindOnShore | 2018-02-20 04:00 | 0.17511
Solar | 2018-02-20 05:00 | 0
Solar | 2018-02-20 06:00 | 0
WindOnShore | 2018-02-20 07:00 | 0.17319
Solar | 2018-02-20 08:00 | 0
WindOnShore | 2018-02-20 09:00 | 0.16712
WindOnShore | 2018-02-20 10:00 | 0.15761
Solar | 2018-02-20 11:00 | 0
Solar | 2018-02-20 12:00 | 0
WindOnShore | 2018-02-20 13:00 | 0.15793
Solar | 2018-02-20 14:00 | 0.017434
WindOnShore | 2018-02-20 15:00 | 0.15745
WindOnShore | 2018-02-20 16:00 | 0.15034
Solar | 2018-02-20 17:00 | 0.05788
WindOnShore | 2018-02-20 18:00 | 0.13788
Solar | 2018-02-20 19:00 | 0.1357
WindOnShore | 2018-02-20 20:00 | 0.1227
Solar | 2018-02-20 21:00 | 0.21004
WindOnShore | 2018-02-20 22:00 | 0.11815
Solar | 2018-02-20 23:00 | 0.24881
WindOnShore | 2018-02-21 | 0.11911
Solar | 2018-02-21 01:00 | 0.24268
Solar | 2018-02-21 02:00 | 0.19972
WindOnShore | 2018-02-21 03:00 | 0.12127
WindOnShore | 2018-02-21 04:00 | 0.11679
Solar | 2018-02-21 05:00 | 0.13389
Solar | 2018-02-21 06:00 | 0.063459
WindOnShore | 2018-02-21 07:00 | 0.11032
Solar | 2018-02-21 08:00 | 0.017434
WindOnShore | 2018-02-21 09:00 | 0.10481
Solar | 2018-02-21 10:00 | 0
WindOnShore | 2018-02-21 11:00 | 0.10321
WindOnShore | 2018-02-21 12:00 | 0.11519
Solar | 2018-02-21 13:00 | 0
Solar | 2018-02-21 14:00 | 0
WindOnShore | 2018-02-21 15:00 | 0.12494
Solar | 2018-02-21 16:00 | 0
WindOnShore | 2018-02-21 17:00 | 0.13253
Solar | 2018-02-21 18:00 | 0
WindOnShore | 2018-02-21 19:00 | 0.13469
Solar | 2018-02-21 20:00 | 0
WindOnShore | 2018-02-21 21:00 | 0.1386
WindOnShore | 2018-02-21 22:00 | 0.1366
Solar | 2018-02-21 23:00 | 0
WindOnShore | 2018-02-22 | 0.12869
Solar | 2018-02-22 01:00 | 0
Solar | 2018-02-22 02:00 | 0
WindOnShore | 2018-02-22 03:00 | 0.12007
Solar | 2018-02-22 04:00 | 0
WindOnShore | 2018-02-22 05:00 | 0.11336
WindOnShore | 2018-02-22 06:00 | 0.10784
Solar | 2018-02-22 07:00 | 0
WindOnShore | 2018-02-22 08:00 | 0.10561
Solar | 2018-02-22 09:00 | 0
Solar | 2018-02-22 10:00 | 0
WindOnShore | 2018-02-22 11:00 | 0.10337
WindOnShore | 2018-02-22 12:00 | 0.10401
Solar | 2018-02-22 13:00 | 0
Solar | 2018-02-22 14:00 | 0.021478
WindOnShore | 2018-02-22 15:00 | 0.10369
Solar | 2018-02-22 16:00 | 0.07894
WindOnShore | 2018-02-22 17:00 | 0.10457
Solar | 2018-02-22 18:00 | 0.16862
WindOnShore | 2018-02-22 19:00 | 0.10761
Solar | 2018-02-22 20:00 | 0.2371
WindOnShore | 2018-02-22 21:00 | 0.11224
WindOnShore | 2018-02-22 22:00 | 0.12973
Solar | 2018-02-22 23:00 | 0.29219
WindOnShore | 2018-02-23 | 0.14755
Solar | 2018-02-23 01:00 | 0.30223
WindOnShore | 2018-02-23 02:00 | 0.16976
Solar | 2018-02-23 03:00 | 0.27936
WindOnShore | 2018-02-23 04:00 | 0.18413
Solar | 2018-02-23 05:00 | 0.20446
Solar | 2018-02-23 06:00 | 0.093166
WindOnShore | 2018-02-23 07:00 | 0.18589
WindOnShore | 2018-02-23 08:00 | 0.21545
Solar | 2018-02-23 09:00 | 0.020921
Solar | 2018-02-23 10:00 | 0
WindOnShore | 2018-02-23 11:00 | 0.25212
WindOnShore | 2018-02-23 12:00 | 0.28759
Solar | 2018-02-23 13:00 | 0
Solar | 2018-02-23 14:00 | 0
WindOnShore | 2018-02-23 15:00 | 0.32353
WindOnShore | 2018-02-23 16:00 | 0.35205
Solar | 2018-02-23 17:00 | 0
WindOnShore | 2018-02-23 18:00 | 0.35301
Solar | 2018-02-23 19:00 | 0
WindOnShore | 2018-02-23 20:00 | 0.34702
Solar | 2018-02-23 21:00 | 0
Solar | 2018-02-23 22:00 | 0
WindOnShore | 2018-02-23 23:00 | 0.34958
WindOnShore | 2018-02-24 | 0.35173
Solar | 2018-02-24 01:00 | 0
WindOnShore | 2018-02-24 02:00 | 0.34462
Solar | 2018-02-24 03:00 | 0
WindOnShore | 2018-02-24 04:00 | 0.33032
Solar | 2018-02-24 05:00 | 0
Solar | 2018-02-24 06:00 | 0
WindOnShore | 2018-02-24 07:00 | 0.32393
WindOnShore | 2018-02-24 08:00 | 0.31682
Solar | 2018-02-24 09:00 | 0
WindOnShore | 2018-02-24 10:00 | 0.2947
Solar | 2018-02-24 11:00 | 0
Solar | 2018-02-24 12:00 | 0
WindOnShore | 2018-02-24 13:00 | 0.29094
Solar | 2018-02-24 14:00 | 0.028452
WindOnShore | 2018-02-24 15:00 | 0.28511
WindOnShore | 2018-02-24 16:00 | 0.28271
Solar | 2018-02-24 17:00 | 0.12315
Solar | 2018-02-24 18:00 | 0.24672
WindOnShore | 2018-02-24 19:00 | 0.27584
WindOnShore | 2018-02-24 20:00 | 0.26306
Solar | 2018-02-24 21:00 | 0.32538
WindOnShore | 2018-02-24 22:00 | 0.25427
Solar | 2018-02-24 23:00 | 0.37294
WindOnShore | 2018-02-25 | 0.23934
Solar | 2018-02-25 01:00 | 0.3848
WindOnShore | 2018-02-25 02:00 | 0.23039
Solar | 2018-02-25 03:00 | 0.3477
WindOnShore | 2018-02-25 04:00 | 0.22887
Solar | 2018-02-25 05:00 | 0.25816
WindOnShore | 2018-02-25 06:00 | 0.23247
Solar | 2018-02-25 07:00 | 0.1265
WindOnShore | 2018-02-25 08:00 | 0.23981
Solar | 2018-02-25 09:00 | 0.024965
Solar | 2018-02-25 10:00 | 0
WindOnShore | 2018-02-25 11:00 | 0.24908
Solar | 2018-02-25 12:00 | 0
WindOnShore | 2018-02-25 13:00 | 0.24996
Solar | 2018-02-25 14:00 | 0
WindOnShore | 2018-02-25 15:00 | 0.25276
Solar | 2018-02-25 16:00 | 0
WindOnShore | 2018-02-25 17:00 | 0.25371
Solar | 2018-02-25 18:00 | 0
WindOnShore | 2018-02-25 19:00 | 0.25308
WindOnShore | 2018-02-25 20:00 | 0.25579
Solar | 2018-02-25 21:00 | 0
Solar | 2018-02-25 22:00 | 0
WindOnShore | 2018-02-25 23:00 | 0.2653
WindOnShore | 2018-02-26 | 0.26586
Solar | 2018-02-26 01:00 | 0
WindOnShore | 2018-02-26 02:00 | 0.26298
Solar | 2018-02-26 03:00 | 0
Solar | 2018-02-26 04:00 | 0
WindOnShore | 2018-02-26 05:00 | 0.25619
Solar | 2018-02-26 06:00 | 0
WindOnShore | 2018-02-26 07:00 | 0.2653
Solar | 2018-02-26 08:00 | 0
WindOnShore | 2018-02-26 09:00 | 0.26674
WindOnShore | 2018-02-26 10:00 | 0.27041
Solar | 2018-02-26 11:00 | 0
WindOnShore | 2018-02-26 12:00 | 0.27233
Solar | 2018-02-26 13:00 | 0
Solar | 2018-02-26 14:00 | 0.029149
WindOnShore | 2018-02-26 15:00 | 0.2649
WindOnShore | 2018-02-26 16:00 | 0.27161
Solar | 2018-02-26 17:00 | 0.11074
WindOnShore | 2018-02-26 18:00 | 0.28423
Solar | 2018-02-26 19:00 | 0.20962
WindOnShore | 2018-02-26 20:00 | 0.3161
Solar | 2018-02-26 21:00 | 0.26918
WindOnShore | 2018-02-26 22:00 | 0.33711
Solar | 2018-02-26 23:00 | 0.30098
Solar | 2018-02-27 | 0.30404
WindOnShore | 2018-02-27 01:00 | 0.35253
WindOnShore | 2018-02-27 02:00 | 0.35269
Solar | 2018-02-27 03:00 | 0.27727
WindOnShore | 2018-02-27 04:00 | 0.35237
Solar | 2018-02-27 05:00 | 0.19777
WindOnShore | 2018-02-27 06:00 | 0.35293
Solar | 2018-02-27 07:00 | 0.091074
WindOnShore | 2018-02-27 08:00 | 0.34143
Solar | 2018-02-27 09:00 | 0.020642
Solar | 2018-02-27 10:00 | 0
WindOnShore | 2018-02-27 11:00 | 0.34462
Solar | 2018-02-27 12:00 | 0
WindOnShore | 2018-02-27 13:00 | 0.33056
WindOnShore | 2018-02-27 14:00 | 0.28527
Solar | 2018-02-27 15:00 | 0
WindOnShore | 2018-02-27 16:00 | 0.23223
Solar | 2018-02-27 17:00 | 0
WindOnShore | 2018-02-27 18:00 | 0.18877
Solar | 2018-02-27 19:00 | 0
WindOnShore | 2018-02-27 20:00 | 0.15306
Solar | 2018-02-27 21:00 | 0
WindOnShore | 2018-02-27 22:00 | 0.12702
Solar | 2018-02-27 23:00 | 0
Solar | 2018-02-28 | 0
WindOnShore | 2018-02-28 01:00 | 0.10984
Solar | 2018-02-28 02:00 | 0
WindOnShore | 2018-02-28 03:00 | 0.093066
Solar | 2018-02-28 04:00 | 0
WindOnShore | 2018-02-28 05:00 | 0.077249
Solar | 2018-02-28 06:00 | 0
WindOnShore | 2018-02-28 07:00 | 0.06974
WindOnShore | 2018-02-28 08:00 | 0.067023
Solar | 2018-02-28 09:00 | 0
WindOnShore | 2018-02-28 10:00 | 0.065985
Solar | 2018-02-28 11:00 | 0
Solar | 2018-02-28 12:00 | 0
WindOnShore | 2018-02-28 13:00 | 0.065745
Solar | 2018-02-28 14:00 | 0.029707
WindOnShore | 2018-02-28 15:00 | 0.067503
WindOnShore | 2018-02-28 16:00 | 0.066065
Solar | 2018-02-28 17:00 | 0.10502
Solar | 2018-02-28 18:00 | 0.19721
WindOnShore | 2018-02-28 19:00 | 0.064547
WindOnShore | 2018-02-28 20:00 | 0.065346
Solar | 2018-02-28 21:00 | 0.24491
WindOnShore | 2018-02-28 22:00 | 0.068062
Solar | 2018-02-28 23:00 | 0.27517
Solar | 2018-03-01 | 0.27838
WindOnShore | 2018-03-01 01:00 | 0.071976
WindOnShore | 2018-03-01 02:00 | 0.07645
Solar | 2018-03-01 03:00 | 0.24547
Solar | 2018-03-01 04:00 | 0.17113
WindOnShore | 2018-03-01 05:00 | 0.077249
WindOnShore | 2018-03-01 06:00 | 0.082361
Solar | 2018-03-01 07:00 | 0.077824
WindOnShore | 2018-03-01 08:00 | 0.09051
Solar | 2018-03-01 09:00 | 0.017992
Solar | 2018-03-01 10:00 | 0
WindOnShore | 2018-03-01 11:00 | 0.10433
WindOnShore | 2018-03-01 12:00 | 0.13533
Solar | 2018-03-01 13:00 | 0
WindOnShore | 2018-03-01 14:00 | 0.17551
Solar | 2018-03-01 15:00 | 0
Solar | 2018-03-01 16:00 | 0
WindOnShore | 2018-03-01 17:00 | 0.21713
Solar | 2018-03-01 18:00 | 0
WindOnShore | 2018-03-01 19:00 | 0.26354
Solar | 2018-03-01 20:00 | 0
WindOnShore | 2018-03-01 21:00 | 0.32537
Solar | 2018-03-01 22:00 | 0
WindOnShore | 2018-03-01 23:00 | 0.35964
Solar | 2018-03-02 | 0
WindOnShore | 2018-03-02 01:00 | 0.38792
WindOnShore | 2018-03-02 02:00 | 0.42914
Solar | 2018-03-02 03:00 | 0
Solar | 2018-03-02 04:00 | 0
WindOnShore | 2018-03-02 05:00 | 0.46477
Solar | 2018-03-02 06:00 | 0
WindOnShore | 2018-03-02 07:00 | 0.49625
Solar | 2018-03-02 08:00 | 0
WindOnShore | 2018-03-02 09:00 | 0.52548
WindOnShore | 2018-03-02 10:00 | 0.5425
Solar | 2018-03-02 11:00 | 0
WindOnShore | 2018-03-02 12:00 | 0.57405
Solar | 2018-03-02 13:00 | 0
WindOnShore | 2018-03-02 14:00 | 0.59626
Solar | 2018-03-02 15:00 | 0.022594
Solar | 2018-03-02 16:00 | 0.080474
WindOnShore | 2018-03-02 17:00 | 0.62246
Solar | 2018-03-02 18:00 | 0.15997
WindOnShore | 2018-03-02 19:00 | 0.64875
WindOnShore | 2018-03-02 20:00 | 0.65761
Solar | 2018-03-02 21:00 | 0.22441
Solar | 2018-03-02 22:00 | 0.26709
WindOnShore | 2018-03-02 23:00 | 0.67647
Solar | 2018-03-03 | 0.26667
WindOnShore | 2018-03-03 01:00 | 0.69324
Solar | 2018-03-03 02:00 | 0.23417
WindOnShore | 2018-03-03 03:00 | 0.69037
Solar | 2018-03-03 04:00 | 0.16862
WindOnShore | 2018-03-03 05:00 | 0.68509
WindOnShore | 2018-03-03 06:00 | 0.63948
Solar | 2018-03-03 07:00 | 0.077545
Solar | 2018-03-03 08:00 | 0.01841
WindOnShore | 2018-03-03 09:00 | 0.58004
Solar | 2018-03-03 10:00 | 0
WindOnShore | 2018-03-03 11:00 | 0.554
WindOnShore | 2018-03-03 12:00 | 0.51558
Solar | 2018-03-03 13:00 | 0
WindOnShore | 2018-03-03 14:00 | 0.48203
Solar | 2018-03-03 15:00 | 0
WindOnShore | 2018-03-03 16:00 | 0.46134
Solar | 2018-03-03 17:00 | 0
Solar | 2018-03-03 18:00 | 0
WindOnShore | 2018-03-03 19:00 | 0.43362
WindOnShore | 2018-03-03 20:00 | 0.41348
Solar | 2018-03-03 21:00 | 0
WindOnShore | 2018-03-03 22:00 | 0.38417
Solar | 2018-03-03 23:00 | 0
Solar | 2018-03-04 | 0
WindOnShore | 2018-03-04 01:00 | 0.33648
Solar | 2018-03-04 02:00 | 0
WindOnShore | 2018-03-04 03:00 | 0.32258
WindOnShore | 2018-03-04 04:00 | 0.31882
Solar | 2018-03-04 05:00 | 0
Solar | 2018-03-04 06:00 | 0
WindOnShore | 2018-03-04 07:00 | 0.3467
WindOnShore | 2018-03-04 08:00 | 0.36883
Solar | 2018-03-04 09:00 | 0
WindOnShore | 2018-03-04 10:00 | 0.37099
Solar | 2018-03-04 11:00 | 0
WindOnShore | 2018-03-04 12:00 | 0.37666
Solar | 2018-03-04 13:00 | 0
WindOnShore | 2018-03-04 14:00 | 0.36316
Solar | 2018-03-04 15:00 | 0.023152
WindOnShore | 2018-03-04 16:00 | 0.35581
Solar | 2018-03-04 17:00 | 0.084937
Solar | 2018-03-04 18:00 | 0.19261
WindOnShore | 2018-03-04 19:00 | 0.32929
Solar | 2018-03-04 20:00 | 0.25035
WindOnShore | 2018-03-04 21:00 | 0.3173
WindOnShore | 2018-03-04 22:00 | 0.32585
Solar | 2018-03-04 23:00 | 0.25774
WindOnShore | 2018-03-05 | 0.30085
Solar | 2018-03-05 01:00 | 0.24254
Solar | 2018-03-05 02:00 | 0.21729
WindOnShore | 2018-03-05 03:00 | 0.26929
WindOnShore | 2018-03-05 04:00 | 0.25092
Solar | 2018-03-05 05:00 | 0.16137
Solar | 2018-03-05 06:00 | 0.087169
WindOnShore | 2018-03-05 07:00 | 0.22248
WindOnShore | 2018-03-05 08:00 | 0.197
Solar | 2018-03-05 09:00 | 0.022734
Solar | 2018-03-05 10:00 | 0
WindOnShore | 2018-03-05 11:00 | 0.18709
WindOnShore | 2018-03-05 12:00 | 0.19772
Solar | 2018-03-05 13:00 | 0
Solar | 2018-03-05 14:00 | 0
WindOnShore | 2018-03-05 15:00 | 0.21417
WindOnShore | 2018-03-05 16:00 | 0.2371
Solar | 2018-03-05 17:00 | 0
WindOnShore | 2018-03-05 18:00 | 0.25547
Solar | 2018-03-05 19:00 | 0
WindOnShore | 2018-03-05 20:00 | 0.25411
Solar | 2018-03-05 21:00 | 0
WindOnShore | 2018-03-05 22:00 | 0.24868
Solar | 2018-03-05 23:00 | 0
WindOnShore | 2018-03-06 | 0.24317
Solar | 2018-03-06 01:00 | 0
Solar | 2018-03-06 02:00 | 0
WindOnShore | 2018-03-06 03:00 | 0.24181
Solar | 2018-03-06 04:00 | 0
WindOnShore | 2018-03-06 05:00 | 0.24493
Solar | 2018-03-06 06:00 | 0
WindOnShore | 2018-03-06 07:00 | 0.25116
Solar | 2018-03-06 08:00 | 0
WindOnShore | 2018-03-06 09:00 | 0.24684
Solar | 2018-03-06 10:00 | 0
WindOnShore | 2018-03-06 11:00 | 0.24589
WindOnShore | 2018-03-06 12:00 | 0.25371
Solar | 2018-03-06 13:00 | 0
WindOnShore | 2018-03-06 14:00 | 0.26346
Solar | 2018-03-06 15:00 | 0.02887
WindOnShore | 2018-03-06 16:00 | 0.26554
Solar | 2018-03-06 17:00 | 0.12204
Solar | 2018-03-06 18:00 | 0.259
WindOnShore | 2018-03-06 19:00 | 0.26562
WindOnShore | 2018-03-06 20:00 | 0.28032
Solar | 2018-03-06 21:00 | 0.33905
Solar | 2018-03-06 22:00 | 0.37531
WindOnShore | 2018-03-06 23:00 | 0.30788
Solar | 2018-03-07 | 0.35746
WindOnShore | 2018-03-07 01:00 | 0.32385
Solar | 2018-03-07 02:00 | 0.28089
WindOnShore | 2018-03-07 03:00 | 0.33344
Solar | 2018-03-07 04:00 | 0.18884
WindOnShore | 2018-03-07 05:00 | 0.32026
WindOnShore | 2018-03-07 06:00 | 0.29925
Solar | 2018-03-07 07:00 | 0.092608
WindOnShore | 2018-03-07 08:00 | 0.28303
Solar | 2018-03-07 09:00 | 0.023849
WindOnShore | 2018-03-07 10:00 | 0.26218
Solar | 2018-03-07 11:00 | 0
Solar | 2018-03-07 12:00 | 0
WindOnShore | 2018-03-07 13:00 | 0.23662
Solar | 2018-03-07 14:00 | 0
WindOnShore | 2018-03-07 15:00 | 0.2216
Solar | 2018-03-07 16:00 | 0
WindOnShore | 2018-03-07 17:00 | 0.20243
WindOnShore | 2018-03-07 18:00 | 0.17679
Solar | 2018-03-07 19:00 | 0
WindOnShore | 2018-03-07 20:00 | 0.17063
Solar | 2018-03-07 21:00 | 0
Solar | 2018-03-07 22:00 | 0
WindOnShore | 2018-03-07 23:00 | 0.16912
WindOnShore | 2018-03-08 | 0.17503
Solar | 2018-03-08 01:00 | 0
Solar | 2018-03-08 02:00 | 0
WindOnShore | 2018-03-08 03:00 | 0.17071
Solar | 2018-03-08 04:00 | 0
WindOnShore | 2018-03-08 05:00 | 0.15913
WindOnShore | 2018-03-08 06:00 | 0.14164
Solar | 2018-03-08 07:00 | 0
Solar | 2018-03-08 08:00 | 0
WindOnShore | 2018-03-08 09:00 | 0.13708
WindOnShore | 2018-03-08 10:00 | 0.12718
Solar | 2018-03-08 11:00 | 0
Solar | 2018-03-08 12:00 | 0
WindOnShore | 2018-03-08 13:00 | 0.13157
Solar | 2018-03-08 14:00 | 0.032915
WindOnShore | 2018-03-08 15:00 | 0.13325
WindOnShore | 2018-03-08 16:00 | 0.14212
Solar | 2018-03-08 17:00 | 0.11478
WindOnShore | 2018-03-08 18:00 | 0.14651
Solar | 2018-03-08 19:00 | 0.20907
WindOnShore | 2018-03-08 20:00 | 0.14387
Solar | 2018-03-08 21:00 | 0.26848
WindOnShore | 2018-03-08 22:00 | 0.15594
Solar | 2018-03-08 23:00 | 0.29665
WindOnShore | 2018-03-09 | 0.17255
Solar | 2018-03-09 01:00 | 0.27755
WindOnShore | 2018-03-09 02:00 | 0.17199
Solar | 2018-03-09 03:00 | 0.23278
Solar | 2018-03-09 04:00 | 0.16597
WindOnShore | 2018-03-09 05:00 | 0.16896
WindOnShore | 2018-03-09 06:00 | 0.15641
Solar | 2018-03-09 07:00 | 0.088285
Solar | 2018-03-09 08:00 | 0.023013
WindOnShore | 2018-03-09 09:00 | 0.13844
Solar | 2018-03-09 10:00 | 0
WindOnShore | 2018-03-09 11:00 | 0.12206
WindOnShore | 2018-03-09 12:00 | 0.12358
Solar | 2018-03-09 13:00 | 0
WindOnShore | 2018-03-09 14:00 | 0.12039
Solar | 2018-03-09 15:00 | 0
Solar | 2018-03-09 16:00 | 0
WindOnShore | 2018-03-09 17:00 | 0.11376
WindOnShore | 2018-03-09 18:00 | 0.11256
Solar | 2018-03-09 19:00 | 0
Solar | 2018-03-09 20:00 | 0
WindOnShore | 2018-03-09 21:00 | 0.11232
Solar | 2018-03-09 22:00 | 0
WindOnShore | 2018-03-09 23:00 | 0.10697
Solar | 2018-03-10 | 0
WindOnShore | 2018-03-10 01:00 | 0.11184
Solar | 2018-03-10 02:00 | 0
WindOnShore | 2018-03-10 03:00 | 0.12997
Solar | 2018-03-10 04:00 | 0
WindOnShore | 2018-03-10 05:00 | 0.13453
WindOnShore | 2018-03-10 06:00 | 0.14443
Solar | 2018-03-10 07:00 | 0
Solar | 2018-03-10 08:00 | 0
WindOnShore | 2018-03-10 09:00 | 0.1823
Solar | 2018-03-10 10:00 | 0
WindOnShore | 2018-03-10 11:00 | 0.23934
Solar | 2018-03-10 12:00 | 0
WindOnShore | 2018-03-10 13:00 | 0.29597
Solar | 2018-03-10 14:00 | 0.035983
WindOnShore | 2018-03-10 15:00 | 0.3173
WindOnShore | 2018-03-10 16:00 | 0.33136
Solar | 2018-03-10 17:00 | 0.13417
WindOnShore | 2018-03-10 18:00 | 0.35932
Solar | 2018-03-10 19:00 | 0.2569
Solar | 2018-03-10 20:00 | 0.33835
WindOnShore | 2018-03-10 21:00 | 0.38896
Solar | 2018-03-10 22:00 | 0.36974
WindOnShore | 2018-03-10 23:00 | 0.39919
Solar | 2018-03-11 | 0.34616
WindOnShore | 2018-03-11 01:00 | 0.43577
Solar | 2018-03-11 02:00 | 0.29596
WindOnShore | 2018-03-11 03:00 | 0.45127
Solar | 2018-03-11 04:00 | 0.2053
WindOnShore | 2018-03-11 05:00 | 0.43873
Solar | 2018-03-11 06:00 | 0.099721
WindOnShore | 2018-03-11 07:00 | 0.43378
WindOnShore | 2018-03-11 08:00 | 0.42922
Solar | 2018-03-11 09:00 | 0.023013
WindOnShore | 2018-03-11 10:00 | 0.42307
Solar | 2018-03-11 11:00 | 0
Solar | 2018-03-11 12:00 | 0
WindOnShore | 2018-03-11 13:00 | 0.4003
WindOnShore | 2018-03-11 14:00 | 0.35693
Solar | 2018-03-11 15:00 | 0
WindOnShore | 2018-03-11 16:00 | 0.32066
Solar | 2018-03-11 17:00 | 0
Solar | 2018-03-11 18:00 | 0
WindOnShore | 2018-03-11 19:00 | 0.30109
Solar | 2018-03-11 20:00 | 0
WindOnShore | 2018-03-11 21:00 | 0.29677
Solar | 2018-03-11 22:00 | 0
WindOnShore | 2018-03-11 23:00 | 0.28982
WindOnShore | 2018-03-12 | 0.29214
Solar | 2018-03-12 01:00 | 0
WindOnShore | 2018-03-12 02:00 | 0.29246
Solar | 2018-03-12 03:00 | 0
Solar | 2018-03-12 04:00 | 0
WindOnShore | 2018-03-12 05:00 | 0.29078
WindOnShore | 2018-03-12 06:00 | 0.28471
Solar | 2018-03-12 07:00 | 0
WindOnShore | 2018-03-12 08:00 | 0.29709
Solar | 2018-03-12 09:00 | 0
Solar | 2018-03-12 10:00 | 0
WindOnShore | 2018-03-12 11:00 | 0.30612
WindOnShore | 2018-03-12 12:00 | 0.32457
Solar | 2018-03-12 13:00 | 0
WindOnShore | 2018-03-12 14:00 | 0.34287
Solar | 2018-03-12 15:00 | 0.025941
WindOnShore | 2018-03-12 16:00 | 0.35413
Solar | 2018-03-12 17:00 | 0.08159
Solar | 2018-03-12 18:00 | 0.14463
WindOnShore | 2018-03-12 19:00 | 0.35589
WindOnShore | 2018-03-12 20:00 | 0.33911
Solar | 2018-03-12 21:00 | 0.18536
WindOnShore | 2018-03-12 22:00 | 0.32569
Solar | 2018-03-12 23:00 | 0.21102
Solar | 2018-03-13 | 0.20962
WindOnShore | 2018-03-13 01:00 | 0.32521
WindOnShore | 2018-03-13 02:00 | 0.31954
Solar | 2018-03-13 03:00 | 0.18619
WindOnShore | 2018-03-13 04:00 | 0.3177
Solar | 2018-03-13 05:00 | 0.13347
Solar | 2018-03-13 06:00 | 0.061785
WindOnShore | 2018-03-13 07:00 | 0.30884
WindOnShore | 2018-03-13 08:00 | 0.28487
Solar | 2018-03-13 09:00 | 0.017155
WindOnShore | 2018-03-13 10:00 | 0.28135
Solar | 2018-03-13 11:00 | 0
Solar | 2018-03-13 12:00 | 0
WindOnShore | 2018-03-13 13:00 | 0.2883
Solar | 2018-03-13 14:00 | 0
WindOnShore | 2018-03-13 15:00 | 0.28711
WindOnShore | 2018-03-13 16:00 | 0.28032
Solar | 2018-03-13 17:00 | 0
Solar | 2018-03-13 18:00 | 0
WindOnShore | 2018-03-13 19:00 | 0.27456
WindOnShore | 2018-03-13 20:00 | 0.25443
Solar | 2018-03-13 21:00 | 0
WindOnShore | 2018-03-13 22:00 | 0.21896
Solar | 2018-03-13 23:00 | 0
Solar | 2018-03-14 | 0
WindOnShore | 2018-03-14 01:00 | 0.19428
WindOnShore | 2018-03-14 02:00 | 0.1775
Solar | 2018-03-14 03:00 | 0
Solar | 2018-03-14 04:00 | 0
WindOnShore | 2018-03-14 05:00 | 0.16544
Solar | 2018-03-14 06:00 | 0
WindOnShore | 2018-03-14 07:00 | 0.16664
Solar | 2018-03-14 08:00 | 0
WindOnShore | 2018-03-14 09:00 | 0.17175
WindOnShore | 2018-03-14 10:00 | 0.1787
Solar | 2018-03-14 11:00 | 0
Solar | 2018-03-14 12:00 | 0
WindOnShore | 2018-03-14 13:00 | 0.19364
Solar | 2018-03-14 14:00 | 0.026081
WindOnShore | 2018-03-14 15:00 | 0.19875
WindOnShore | 2018-03-14 16:00 | 0.19788
Solar | 2018-03-14 17:00 | 0.086192
WindOnShore | 2018-03-14 18:00 | 0.20459
Solar | 2018-03-14 19:00 | 0.17197
Solar | 2018-03-14 20:00 | 0.23682
WindOnShore | 2018-03-14 21:00 | 0.21441
Solar | 2018-03-14 22:00 | 0.26667
WindOnShore | 2018-03-14 23:00 | 0.21944
Solar | 2018-03-15 | 0.2675
WindOnShore | 2018-03-15 01:00 | 0.22288
WindOnShore | 2018-03-15 02:00 | 0.22839
Solar | 2018-03-15 03:00 | 0.22636
Solar | 2018-03-15 04:00 | 0.17238
WindOnShore | 2018-03-15 05:00 | 0.23438
WindOnShore | 2018-03-15 06:00 | 0.24005
Solar | 2018-03-15 07:00 | 0.089261
Solar | 2018-03-15 08:00 | 0.02887
WindOnShore | 2018-03-15 09:00 | 0.24453
Solar | 2018-03-15 10:00 | 0
WindOnShore | 2018-03-15 11:00 | 0.25403
WindOnShore | 2018-03-15 12:00 | 0.26226
Solar | 2018-03-15 13:00 | 0
WindOnShore | 2018-03-15 14:00 | 0.26194
Solar | 2018-03-15 15:00 | 0
Solar | 2018-03-15 16:00 | 0
WindOnShore | 2018-03-15 17:00 | 0.26817
WindOnShore | 2018-03-15 18:00 | 0.25252
Solar | 2018-03-15 19:00 | 0
WindOnShore | 2018-03-15 20:00 | 0.25611
Solar | 2018-03-15 21:00 | 0
Solar | 2018-03-15 22:00 | 0
WindOnShore | 2018-03-15 23:00 | 0.2673
Solar | 2018-03-16 | 0
WindOnShore | 2018-03-16 01:00 | 0.26074
WindOnShore | 2018-03-16 02:00 | 0.24828
Solar | 2018-03-16 03:00 | 0
WindOnShore | 2018-03-16 04:00 | 0.24245
Solar | 2018-03-16 05:00 | 0
Solar | 2018-03-16 06:00 | 0
WindOnShore | 2018-03-16 07:00 | 0.24581
Solar | 2018-03-16 08:00 | 0
WindOnShore | 2018-03-16 09:00 | 0.2534
Solar | 2018-03-16 10:00 | 0
WindOnShore | 2018-03-16 11:00 | 0.24133
WindOnShore | 2018-03-16 12:00 | 0.23055
Solar | 2018-03-16 13:00 | 0
WindOnShore | 2018-03-16 14:00 | 0.22072
Solar | 2018-03-16 15:00 | 0.038633
WindOnShore | 2018-03-16 16:00 | 0.20299
Solar | 2018-03-16 17:00 | 0.13375
WindOnShore | 2018-03-16 18:00 | 0.18342
Solar | 2018-03-16 19:00 | 0.24338
Solar | 2018-03-16 20:00 | 0.3212
WindOnShore | 2018-03-16 21:00 | 0.17703
WindOnShore | 2018-03-16 22:00 | 0.18621
Solar | 2018-03-16 23:00 | 0.37225
WindOnShore | 2018-03-17 | 0.18909
Solar | 2018-03-17 01:00 | 0.3622
Solar | 2018-03-17 02:00 | 0.32524
WindOnShore | 2018-03-17 03:00 | 0.19947
Solar | 2018-03-17 04:00 | 0.22622
WindOnShore | 2018-03-17 05:00 | 0.20451
WindOnShore | 2018-03-17 06:00 | 0.19516
Solar | 2018-03-17 07:00 | 0.11799
WindOnShore | 2018-03-17 08:00 | 0.17351
Solar | 2018-03-17 09:00 | 0.043515
WindOnShore | 2018-03-17 10:00 | 0.15074
Solar | 2018-03-17 11:00 | 0
WindOnShore | 2018-03-17 12:00 | 0.14299
Solar | 2018-03-17 13:00 | 0
WindOnShore | 2018-03-17 14:00 | 0.1394
Solar | 2018-03-17 15:00 | 0
WindOnShore | 2018-03-17 16:00 | 0.12742
Solar | 2018-03-17 17:00 | 0
Solar | 2018-03-17 18:00 | 0
WindOnShore | 2018-03-17 19:00 | 0.11336
WindOnShore | 2018-03-17 20:00 | 0.10209
Solar | 2018-03-17 21:00 | 0
WindOnShore | 2018-03-17 22:00 | 0.094344
Solar | 2018-03-17 23:00 | 0
WindOnShore | 2018-03-18 | 0.089311
Solar | 2018-03-18 01:00 | 0
WindOnShore | 2018-03-18 02:00 | 0.076769
Solar | 2018-03-18 03:00 | 0
Solar | 2018-03-18 04:00 | 0
WindOnShore | 2018-03-18 05:00 | 0.072216
WindOnShore | 2018-03-18 06:00 | 0.06926
Solar | 2018-03-18 07:00 | 0
Solar | 2018-03-18 08:00 | 0
WindOnShore | 2018-03-18 09:00 | 0.069819
Solar | 2018-03-18 10:00 | 0
WindOnShore | 2018-03-18 11:00 | 0.071257
WindOnShore | 2018-03-18 12:00 | 0.072855
Solar | 2018-03-18 13:00 | 0
WindOnShore | 2018-03-18 14:00 | 0.075731
Solar | 2018-03-18 15:00 | 0.040028
WindOnShore | 2018-03-18 16:00 | 0.072136
Solar | 2018-03-18 17:00 | 0.13361
WindOnShore | 2018-03-18 18:00 | 0.0695
Solar | 2018-03-18 19:00 | 0.23863
WindOnShore | 2018-03-18 20:00 | 0.06926
Solar | 2018-03-18 21:00 | 0.32022
WindOnShore | 2018-03-18 22:00 | 0.068941
Solar | 2018-03-18 23:00 | 0.37308
WindOnShore | 2018-03-19 | 0.074772
Solar | 2018-03-19 01:00 | 0.38563
Solar | 2018-03-19 02:00 | 0.33975
WindOnShore | 2018-03-19 03:00 | 0.080764
WindOnShore | 2018-03-19 04:00 | 0.083
Solar | 2018-03-19 05:00 | 0.24547
WindOnShore | 2018-03-19 06:00 | 0.086755
Solar | 2018-03-19 07:00 | 0.12775
WindOnShore | 2018-03-19 08:00 | 0.096261
Solar | 2018-03-19 09:00 | 0.034728
WindOnShore | 2018-03-19 10:00 | 0.11519
Solar | 2018-03-19 11:00 | 0
WindOnShore | 2018-03-19 12:00 | 0.13724
Solar | 2018-03-19 13:00 | 0
WindOnShore | 2018-03-19 14:00 | 0.16017
Solar | 2018-03-19 15:00 | 0
Solar | 2018-03-19 16:00 | 0
WindOnShore | 2018-03-19 17:00 | 0.17639
Solar | 2018-03-19 18:00 | 0
WindOnShore | 2018-03-19 19:00 | 0.19436
Solar | 2018-03-19 20:00 | 0
WindOnShore | 2018-03-19 21:00 | 0.20818
WindOnShore | 2018-03-19 22:00 | 0.2212
Solar | 2018-03-19 23:00 | 0
WindOnShore | 2018-03-20 | 0.24005
Solar | 2018-03-20 01:00 | 0
Solar | 2018-03-20 02:00 | 0
WindOnShore | 2018-03-20 03:00 | 0.26266
Solar | 2018-03-20 04:00 | 0
WindOnShore | 2018-03-20 05:00 | 0.28631
Solar | 2018-03-20 06:00 | 0
WindOnShore | 2018-03-20 07:00 | 0.29981
WindOnShore | 2018-03-20 08:00 | 0.31123
Solar | 2018-03-20 09:00 | 0
Solar | 2018-03-20 10:00 | 0
WindOnShore | 2018-03-20 11:00 | 0.3308
Solar | 2018-03-20 12:00 | 0
WindOnShore | 2018-03-20 13:00 | 0.35868
WindOnShore | 2018-03-20 14:00 | 0.38009
Solar | 2018-03-20 15:00 | 0.043654
Solar | 2018-03-20 16:00 | 0.14965
WindOnShore | 2018-03-20 17:00 | 0.38696
WindOnShore | 2018-03-20 18:00 | 0.39687
Solar | 2018-03-20 19:00 | 0.25718
Solar | 2018-03-20 20:00 | 0.31729
WindOnShore | 2018-03-20 21:00 | 0.39831
Solar | 2018-03-20 22:00 | 0.353
WindOnShore | 2018-03-20 23:00 | 0.37218
WindOnShore | 2018-03-21 | 0.32945
Solar | 2018-03-21 01:00 | 0.33947
Solar | 2018-03-21 02:00 | 0.27308
WindOnShore | 2018-03-21 03:00 | 0.30173
Solar | 2018-03-21 04:00 | 0.19344
WindOnShore | 2018-03-21 05:00 | 0.28399
Solar | 2018-03-21 06:00 | 0.1053
WindOnShore | 2018-03-21 07:00 | 0.25627
Solar | 2018-03-21 08:00 | 0.028452
WindOnShore | 2018-03-21 09:00 | 0.24325
Solar | 2018-03-21 10:00 | 0
WindOnShore | 2018-03-21 11:00 | 0.2534
WindOnShore | 2018-03-21 12:00 | 0.25148
Solar | 2018-03-21 13:00 | 0
WindOnShore | 2018-03-21 14:00 | 0.27265
Solar | 2018-03-21 15:00 | 0
WindOnShore | 2018-03-21 16:00 | 0.28455
Solar | 2018-03-21 17:00 | 0
WindOnShore | 2018-03-21 18:00 | 0.29837
Solar | 2018-03-21 19:00 | 0
Solar | 2018-03-21 20:00 | 0
WindOnShore | 2018-03-21 21:00 | 0.28751
WindOnShore | 2018-03-21 22:00 | 0.27624
Solar | 2018-03-21 23:00 | 0
WindOnShore | 2018-03-22 | 0.26298
Solar | 2018-03-22 01:00 | 0
Solar | 2018-03-22 02:00 | 0
WindOnShore | 2018-03-22 03:00 | 0.25164
WindOnShore | 2018-03-22 04:00 | 0.2474
Solar | 2018-03-22 05:00 | 0
Solar | 2018-03-22 06:00 | 0
WindOnShore | 2018-03-22 07:00 | 0.22176
WindOnShore | 2018-03-22 08:00 | 0.1974
Solar | 2018-03-22 09:00 | 0
WindOnShore | 2018-03-22 10:00 | 0.18493
Solar | 2018-03-22 11:00 | 0
WindOnShore | 2018-03-22 12:00 | 0.18645
Solar | 2018-03-22 13:00 | 0
Solar | 2018-03-22 14:00 | 0.046304
WindOnShore | 2018-03-22 15:00 | 0.17766
WindOnShore | 2018-03-22 16:00 | 0.17726
Solar | 2018-03-22 17:00 | 0.18117
WindOnShore | 2018-03-22 18:00 | 0.16784
Solar | 2018-03-22 19:00 | 0.3431
WindOnShore | 2018-03-22 20:00 | 0.15929
Solar | 2018-03-22 21:00 | 0.45495
Solar | 2018-03-22 22:00 | 0.50418
WindOnShore | 2018-03-22 23:00 | 0.17199
Solar | 2018-03-23 | 0.48898
WindOnShore | 2018-03-23 01:00 | 0.20586
WindOnShore | 2018-03-23 02:00 | 0.24397
Solar | 2018-03-23 03:00 | 0.40795
WindOnShore | 2018-03-23 04:00 | 0.28583
Solar | 2018-03-23 05:00 | 0.30251
WindOnShore | 2018-03-23 06:00 | 0.32329
Solar | 2018-03-23 07:00 | 0.15551
WindOnShore | 2018-03-23 08:00 | 0.36707
Solar | 2018-03-23 09:00 | 0.040865
WindOnShore | 2018-03-23 10:00 | 0.43657
Solar | 2018-03-23 11:00 | 0.0089261
WindOnShore | 2018-03-23 12:00 | 0.51262
Solar | 2018-03-23 13:00 | 0
Solar | 2018-03-23 14:00 | 0
WindOnShore | 2018-03-23 15:00 | 0.57581
Solar | 2018-03-23 16:00 | 0
WindOnShore | 2018-03-23 17:00 | 0.60832
WindOnShore | 2018-03-23 18:00 | 0.61368
Solar | 2018-03-23 19:00 | 0
Solar | 2018-03-23 20:00 | 0
WindOnShore | 2018-03-23 21:00 | 0.62238
WindOnShore | 2018-03-23 22:00 | 0.63477
Solar | 2018-03-23 23:00 | 0
WindOnShore | 2018-03-24 | 0.64603
Solar | 2018-03-24 01:00 | 0
Solar | 2018-03-24 02:00 | 0
WindOnShore | 2018-03-24 03:00 | 0.66728
Solar | 2018-03-24 04:00 | 0
WindOnShore | 2018-03-24 05:00 | 0.66073
WindOnShore | 2018-03-24 06:00 | 0.64915
Solar | 2018-03-24 07:00 | 0
Solar | 2018-03-24 08:00 | 0
WindOnShore | 2018-03-24 09:00 | 0.63828
WindOnShore | 2018-03-24 10:00 | 0.58779
Solar | 2018-03-24 11:00 | 0
WindOnShore | 2018-03-24 12:00 | 0.54082
Solar | 2018-03-24 13:00 | 0
WindOnShore | 2018-03-24 14:00 | 0.49664
Solar | 2018-03-24 15:00 | 0.042678
WindOnShore | 2018-03-24 16:00 | 0.46269
Solar | 2018-03-24 17:00 | 0.13821
WindOnShore | 2018-03-24 18:00 | 0.43026
Solar | 2018-03-24 19:00 | 0.24798
Solar | 2018-03-24 20:00 | 0.29219
WindOnShore | 2018-03-24 21:00 | 0.4273
Solar | 2018-03-24 22:00 | 0.28731
WindOnShore | 2018-03-24 23:00 | 0.46589
Solar | 2018-03-25 | 0.27643
WindOnShore | 2018-03-25 01:00 | 0.49377
WindOnShore | 2018-03-25 02:00 | 0.49369
Solar | 2018-03-25 03:00 | 0.22245
Solar | 2018-03-25 04:00 | 0.16248
WindOnShore | 2018-03-25 05:00 | 0.48634
WindOnShore | 2018-03-25 06:00 | 0.4718
Solar | 2018-03-25 07:00 | 0.089679
Solar | 2018-03-25 08:00 | 0.027615
WindOnShore | 2018-03-25 09:00 | 0.42515
WindOnShore | 2018-03-25 10:00 | 0.43977
Solar | 2018-03-25 11:00 | 0.0089261
Solar | 2018-03-25 12:00 | 0
WindOnShore | 2018-03-25 13:00 | 0.43066
WindOnShore | 2018-03-25 14:00 | 0.40326
Solar | 2018-03-25 15:00 | 0
Solar | 2018-03-25 16:00 | 0
WindOnShore | 2018-03-25 17:00 | 0.38345
WindOnShore | 2018-03-25 18:00 | 0.36196
Solar | 2018-03-25 19:00 | 0
WindOnShore | 2018-03-25 20:00 | 0.35812
Solar | 2018-03-25 21:00 | 0
Solar | 2018-03-25 22:00 | 0
WindOnShore | 2018-03-25 23:00 | 0.35525
Solar | 2018-03-26 | 0
WindOnShore | 2018-03-26 01:00 | 0.33368
WindOnShore | 2018-03-26 02:00 | 0.32026
Solar | 2018-03-26 03:00 | 0
Solar | 2018-03-26 04:00 | 0
WindOnShore | 2018-03-26 05:00 | 0.30884
Solar | 2018-03-26 06:00 | 0
WindOnShore | 2018-03-26 07:00 | 0.30404
WindOnShore | 2018-03-26 08:00 | 0.28958
Solar | 2018-03-26 09:00 | 0
Solar | 2018-03-26 10:00 | 0
WindOnShore | 2018-03-26 11:00 | 0.26658
WindOnShore | 2018-03-26 12:00 | 0.24285
Solar | 2018-03-26 13:00 | 0
WindOnShore | 2018-03-26 14:00 | 0.21833
Solar | 2018-03-26 15:00 | 0.055509
Solar | 2018-03-26 16:00 | 0.21185
WindOnShore | 2018-03-26 17:00 | 0.18118
WindOnShore | 2018-03-26 18:00 | 0.14731
Solar | 2018-03-26 19:00 | 0.38243
Solar | 2018-03-26 20:00 | 0.49107
WindOnShore | 2018-03-26 21:00 | 0.14699
WindOnShore | 2018-03-26 22:00 | 0.15586
Solar | 2018-03-26 23:00 | 0.54073
Solar | 2018-03-27 | 0.52106
WindOnShore | 2018-03-27 01:00 | 0.166
WindOnShore | 2018-03-27 02:00 | 0.17311
Solar | 2018-03-27 03:00 | 0.45579
Solar | 2018-03-27 04:00 | 0.34128
WindOnShore | 2018-03-27 05:00 | 0.16584
WindOnShore | 2018-03-27 06:00 | 0.1525
Solar | 2018-03-27 07:00 | 0.19024
Solar | 2018-03-27 08:00 | 0.056346
WindOnShore | 2018-03-27 09:00 | 0.14539
WindOnShore | 2018-03-27 10:00 | 0.15426
Solar | 2018-03-27 11:00 | 0.0085077
Solar | 2018-03-27 12:00 | 0
WindOnShore | 2018-03-27 13:00 | 0.18837
WindOnShore | 2018-03-27 14:00 | 0.21249
Solar | 2018-03-27 15:00 | 0
Solar | 2018-03-27 16:00 | 0
WindOnShore | 2018-03-27 17:00 | 0.23894
Solar | 2018-03-27 18:00 | 0
WindOnShore | 2018-03-27 19:00 | 0.25707
WindOnShore | 2018-03-27 20:00 | 0.27057
Solar | 2018-03-27 21:00 | 0
WindOnShore | 2018-03-27 22:00 | 0.29118
Solar | 2018-03-27 23:00 | 0
Solar | 2018-03-28 | 0
WindOnShore | 2018-03-28 01:00 | 0.31035
WindOnShore | 2018-03-28 02:00 | 0.32521
Solar | 2018-03-28 03:00 | 0
Solar | 2018-03-28 04:00 | 0
WindOnShore | 2018-03-28 05:00 | 0.35717
WindOnShore | 2018-03-28 06:00 | 0.3995
Solar | 2018-03-28 07:00 | 0
WindOnShore | 2018-03-28 08:00 | 0.44472
Solar | 2018-03-28 09:00 | 0
WindOnShore | 2018-03-28 10:00 | 0.49233
Solar | 2018-03-28 11:00 | 0
WindOnShore | 2018-03-28 12:00 | 0.52908
Solar | 2018-03-28 13:00 | 0
Solar | 2018-03-28 14:00 | 0.056625
WindOnShore | 2018-03-28 15:00 | 0.5421
Solar | 2018-03-28 16:00 | 0.17434
WindOnShore | 2018-03-28 17:00 | 0.52636
Solar | 2018-03-28 18:00 | 0.28271
WindOnShore | 2018-03-28 19:00 | 0.50879
WindOnShore | 2018-03-28 20:00 | 0.52165
Solar | 2018-03-28 21:00 | 0.33794
Solar | 2018-03-28 22:00 | 0.34198
WindOnShore | 2018-03-28 23:00 | 0.54721
Solar | 2018-03-29 | 0.32134
WindOnShore | 2018-03-29 01:00 | 0.5385
Solar | 2018-03-29 02:00 | 0.27852
WindOnShore | 2018-03-29 03:00 | 0.51526
WindOnShore | 2018-03-29 04:00 | 0.50056
Solar | 2018-03-29 05:00 | 0.20851
Solar | 2018-03-29 06:00 | 0.11423
WindOnShore | 2018-03-29 07:00 | 0.46621
Solar | 2018-03-29 08:00 | 0.031799
WindOnShore | 2018-03-29 09:00 | 0.42387
Solar | 2018-03-29 10:00 | 0.0075314
WindOnShore | 2018-03-29 11:00 | 0.39271
WindOnShore | 2018-03-29 12:00 | 0.37865
Solar | 2018-03-29 13:00 | 0
WindOnShore | 2018-03-29 14:00 | 0.35501
Solar | 2018-03-29 15:00 | 0
WindOnShore | 2018-03-29 16:00 | 0.32553
Solar | 2018-03-29 17:00 | 0
Solar | 2018-03-29 18:00 | 0
WindOnShore | 2018-03-29 19:00 | 0.29118
WindOnShore | 2018-03-29 20:00 | 0.27177
Solar | 2018-03-29 21:00 | 0
Solar | 2018-03-29 22:00 | 0
WindOnShore | 2018-03-29 23:00 | 0.2375
Solar | 2018-03-30 | 0
WindOnShore | 2018-03-30 01:00 | 0.20818
Solar | 2018-03-30 02:00 | 0
WindOnShore | 2018-03-30 03:00 | 0.1811
WindOnShore | 2018-03-30 04:00 | 0.16648
Solar | 2018-03-30 05:00 | 0
WindOnShore | 2018-03-30 06:00 | 0.16624
Solar | 2018-03-30 07:00 | 0
WindOnShore | 2018-03-30 08:00 | 0.17631
Solar | 2018-03-30 09:00 | 0
Solar | 2018-03-30 10:00 | 0
WindOnShore | 2018-03-30 11:00 | 0.20123
WindOnShore | 2018-03-30 12:00 | 0.23446
Solar | 2018-03-30 13:00 | 0
WindOnShore | 2018-03-30 14:00 | 0.24597
Solar | 2018-03-30 15:00 | 0.049651
WindOnShore | 2018-03-30 16:00 | 0.25228
Solar | 2018-03-30 17:00 | 0.14589
Solar | 2018-03-30 18:00 | 0.23515
WindOnShore | 2018-03-30 19:00 | 0.26586
Solar | 2018-03-30 20:00 | 0.28717
WindOnShore | 2018-03-30 21:00 | 0.29709
WindOnShore | 2018-03-30 22:00 | 0.33887
Solar | 2018-03-30 23:00 | 0.31144
WindOnShore | 2018-03-31 | 0.3622
Solar | 2018-03-31 01:00 | 0.29219
WindOnShore | 2018-03-31 02:00 | 0.3904
Solar | 2018-03-31 03:00 | 0.24003
Solar | 2018-03-31 04:00 | 0.16653
WindOnShore | 2018-03-31 05:00 | 0.4039
Solar | 2018-03-31 06:00 | 0.086053
WindOnShore | 2018-03-31 07:00 | 0.39839
Solar | 2018-03-31 08:00 | 0.023989
WindOnShore | 2018-03-31 09:00 | 0.39735
WindOnShore | 2018-03-31 10:00 | 0.43889
Solar | 2018-03-31 11:00 | 0.0078103
WindOnShore | 2018-03-31 12:00 | 0.49097
Solar | 2018-03-31 13:00 | 0
Solar | 2018-03-31 14:00 | 0
WindOnShore | 2018-03-31 15:00 | 0.52612
WindOnShore | 2018-03-31 16:00 | 0.53819
Solar | 2018-03-31 17:00 | 0
Solar | 2018-03-31 18:00 | 0
WindOnShore | 2018-03-31 19:00 | 0.53547
Solar | 2018-03-31 20:00 | 0
WindOnShore | 2018-03-31 21:00 | 0.53483
WindOnShore | 2018-03-31 22:00 | 0.5429
Solar | 2018-03-31 23:00 | 0
Solar | 2018-04-01 | 0
WindOnShore | 2018-04-01 01:00 | 0.53443
Solar | 2018-04-01 02:00 | 0
WindOnShore | 2018-04-01 03:00 | 0.52397
WindOnShore | 2018-04-01 04:00 | 0.49209
Solar | 2018-04-01 05:00 | 0
WindOnShore | 2018-04-01 06:00 | 0.45351
Solar | 2018-04-01 07:00 | 0
WindOnShore | 2018-04-01 08:00 | 0.40741
Solar | 2018-04-01 09:00 | 0
WindOnShore | 2018-04-01 10:00 | 0.36659
Solar | 2018-04-01 11:00 | 0
WindOnShore | 2018-04-01 12:00 | 0.35445
Solar | 2018-04-01 13:00 | 0
Solar | 2018-04-01 14:00 | 0.037238
WindOnShore | 2018-04-01 15:00 | 0.33672
Solar | 2018-04-01 16:00 | 0.10586
WindOnShore | 2018-04-01 17:00 | 0.31906
WindOnShore | 2018-04-01 18:00 | 0.30109
Solar | 2018-04-01 19:00 | 0.17601
Solar | 2018-04-01 20:00 | 0.2251
WindOnShore | 2018-04-01 21:00 | 0.2804
WindOnShore | 2018-04-01 22:00 | 0.26921
Solar | 2018-04-01 23:00 | 0.25495
WindOnShore | 2018-04-02 | 0.25979
Solar | 2018-04-02 01:00 | 0.27155
WindOnShore | 2018-04-02 02:00 | 0.24501
Solar | 2018-04-02 03:00 | 0.27169
Solar | 2018-04-02 04:00 | 0.21855
WindOnShore | 2018-04-02 05:00 | 0.23199
WindOnShore | 2018-04-02 06:00 | 0.19891
Solar | 2018-04-02 07:00 | 0.12413
WindOnShore | 2018-04-02 08:00 | 0.16584
Solar | 2018-04-02 09:00 | 0.035983
Solar | 2018-04-02 10:00 | 0.0083682
WindOnShore | 2018-04-02 11:00 | 0.14771
Solar | 2018-04-02 12:00 | 0
WindOnShore | 2018-04-02 13:00 | 0.13676
WindOnShore | 2018-04-02 14:00 | 0.12654
Solar | 2018-04-02 15:00 | 0
Solar | 2018-04-02 16:00 | 0
WindOnShore | 2018-04-02 17:00 | 0.13229
WindOnShore | 2018-04-02 18:00 | 0.13181
Solar | 2018-04-02 19:00 | 0
WindOnShore | 2018-04-02 20:00 | 0.12342
Solar | 2018-04-02 21:00 | 0
Solar | 2018-04-02 22:00 | 0
WindOnShore | 2018-04-02 23:00 | 0.12901
Solar | 2018-04-03 | 0
WindOnShore | 2018-04-03 01:00 | 0.12758
WindOnShore | 2018-04-03 02:00 | 0.12422
Solar | 2018-04-03 03:00 | 0
Solar | 2018-04-03 04:00 | 0
WindOnShore | 2018-04-03 05:00 | 0.11296
Solar | 2018-04-03 06:00 | 0
WindOnShore | 2018-04-03 07:00 | 0.10473
WindOnShore | 2018-04-03 08:00 | 0.09722
Solar | 2018-04-03 09:00 | 0
WindOnShore | 2018-04-03 10:00 | 0.086675
Solar | 2018-04-03 11:00 | 0
WindOnShore | 2018-04-03 12:00 | 0.078367
Solar | 2018-04-03 13:00 | 0
WindOnShore | 2018-04-03 14:00 | 0.068062
Solar | 2018-04-03 15:00 | 0.046025
WindOnShore | 2018-04-03 16:00 | 0.061032
Solar | 2018-04-03 17:00 | 0.1357
Solar | 2018-04-03 18:00 | 0.22008
WindOnShore | 2018-04-03 19:00 | 0.057437
Solar | 2018-04-03 20:00 | 0.30126
WindOnShore | 2018-04-03 21:00 | 0.05544
WindOnShore | 2018-04-03 22:00 | 0.05536
Solar | 2018-04-03 23:00 | 0.36206
Solar | 2018-04-04 | 0.36611
WindOnShore | 2018-04-04 01:00 | 0.056958
WindOnShore | 2018-04-04 02:00 | 0.0556
Solar | 2018-04-04 03:00 | 0.31534
WindOnShore | 2018-04-04 04:00 | 0.056239
Solar | 2018-04-04 05:00 | 0.23194
WindOnShore | 2018-04-04 06:00 | 0.06247
Solar | 2018-04-04 07:00 | 0.12971
WindOnShore | 2018-04-04 08:00 | 0.072456
Solar | 2018-04-04 09:00 | 0.037796
Solar | 2018-04-04 10:00 | 0.0086471
WindOnShore | 2018-04-04 11:00 | 0.10089
Solar | 2018-04-04 12:00 | 0
WindOnShore | 2018-04-04 13:00 | 0.13349
WindOnShore | 2018-04-04 14:00 | 0.17359
Solar | 2018-04-04 15:00 | 0
Solar | 2018-04-04 16:00 | 0
WindOnShore | 2018-04-04 17:00 | 0.20371
Solar | 2018-04-04 18:00 | 0
WindOnShore | 2018-04-04 19:00 | 0.22352
Solar | 2018-04-04 20:00 | 0
WindOnShore | 2018-04-04 21:00 | 0.24005
Solar | 2018-04-04 22:00 | 0
WindOnShore | 2018-04-04 23:00 | 0.24916
Solar | 2018-04-05 | 0
WindOnShore | 2018-04-05 01:00 | 0.23151
WindOnShore | 2018-04-05 02:00 | 0.21721
Solar | 2018-04-05 03:00 | 0
Solar | 2018-04-05 04:00 | 0
WindOnShore | 2018-04-05 05:00 | 0.1938
Solar | 2018-04-05 06:00 | 0
WindOnShore | 2018-04-05 07:00 | 0.16089
WindOnShore | 2018-04-05 08:00 | 0.15586
Solar | 2018-04-05 09:00 | 0
WindOnShore | 2018-04-05 10:00 | 0.16336
Solar | 2018-04-05 11:00 | 0
Solar | 2018-04-05 12:00 | 0.0093445
WindOnShore | 2018-04-05 13:00 | 0.15018
Solar | 2018-04-05 14:00 | 0.032078
WindOnShore | 2018-04-05 15:00 | 0.14275
Solar | 2018-04-05 16:00 | 0.1
WindOnShore | 2018-04-05 17:00 | 0.14683
Solar | 2018-04-05 18:00 | 0.18257
WindOnShore | 2018-04-05 19:00 | 0.16289
Solar | 2018-04-05 20:00 | 0.2431
WindOnShore | 2018-04-05 21:00 | 0.16616
Solar | 2018-04-05 22:00 | 0.27308
WindOnShore | 2018-04-05 23:00 | 0.17167
WindOnShore | 2018-04-06 | 0.16528
Solar | 2018-04-06 01:00 | 0.28131
WindOnShore | 2018-04-06 02:00 | 0.15889
Solar | 2018-04-06 03:00 | 0.2728
WindOnShore | 2018-04-06 04:00 | 0.14523
Solar | 2018-04-06 05:00 | 0.23236
Solar | 2018-04-06 06:00 | 0.14086
WindOnShore | 2018-04-06 07:00 | 0.12869
WindOnShore | 2018-04-06 08:00 | 0.11687
Solar | 2018-04-06 09:00 | 0.049791
WindOnShore | 2018-04-06 10:00 | 0.11224
Solar | 2018-04-06 11:00 | 0.0086471
WindOnShore | 2018-04-06 12:00 | 0.10761
Solar | 2018-04-06 13:00 | 0
Solar | 2018-04-06 14:00 | 0
WindOnShore | 2018-04-06 15:00 | 0.11272
WindOnShore | 2018-04-06 16:00 | 0.11328
Solar | 2018-04-06 17:00 | 0
Solar | 2018-04-06 18:00 | 0
WindOnShore | 2018-04-06 19:00 | 0.11144
Solar | 2018-04-06 20:00 | 0
WindOnShore | 2018-04-06 21:00 | 0.10673
Solar | 2018-04-06 22:00 | 0
WindOnShore | 2018-04-06 23:00 | 0.10489
WindOnShore | 2018-04-07 | 0.11248
Solar | 2018-04-07 01:00 | 0
WindOnShore | 2018-04-07 02:00 | 0.112
Solar | 2018-04-07 03:00 | 0
WindOnShore | 2018-04-07 04:00 | 0.12055
Solar | 2018-04-07 05:00 | 0
WindOnShore | 2018-04-07 06:00 | 0.13333
Solar | 2018-04-07 07:00 | 0
Solar | 2018-04-07 08:00 | 0
WindOnShore | 2018-04-07 09:00 | 0.13844
WindOnShore | 2018-04-07 10:00 | 0.15178
Solar | 2018-04-07 11:00 | 0
Solar | 2018-04-07 12:00 | 0.011715
WindOnShore | 2018-04-07 13:00 | 0.17103
Solar | 2018-04-07 14:00 | 0.06583
WindOnShore | 2018-04-07 15:00 | 0.17519
WindOnShore | 2018-04-07 16:00 | 0.17599
Solar | 2018-04-07 17:00 | 0.19107
WindOnShore | 2018-04-07 18:00 | 0.15809
Solar | 2018-04-07 19:00 | 0.29902
WindOnShore | 2018-04-07 20:00 | 0.14339
Solar | 2018-04-07 21:00 | 0.35244
WindOnShore | 2018-04-07 22:00 | 0.13876
Solar | 2018-04-07 23:00 | 0.35551
WindOnShore | 2018-04-08 | 0.14236
Solar | 2018-04-08 01:00 | 0.3378
WindOnShore | 2018-04-08 02:00 | 0.14076
Solar | 2018-04-08 03:00 | 0.29512
WindOnShore | 2018-04-08 04:00 | 0.13772
Solar | 2018-04-08 05:00 | 0.21911
WindOnShore | 2018-04-08 06:00 | 0.13572
Solar | 2018-04-08 07:00 | 0.11353
WindOnShore | 2018-04-08 08:00 | 0.13437
Solar | 2018-04-08 09:00 | 0.032497
Solar | 2018-04-08 10:00 | 0.0083682
WindOnShore | 2018-04-08 11:00 | 0.15498
WindOnShore | 2018-04-08 12:00 | 0.17311
Solar | 2018-04-08 13:00 | 0
WindOnShore | 2018-04-08 14:00 | 0.17287
Solar | 2018-04-08 15:00 | 0
WindOnShore | 2018-04-08 16:00 | 0.16504
Solar | 2018-04-08 17:00 | 0
Solar | 2018-04-08 18:00 | 0
WindOnShore | 2018-04-08 19:00 | 0.15074
Solar | 2018-04-08 20:00 | 0
WindOnShore | 2018-04-08 21:00 | 0.14531
Solar | 2018-04-08 22:00 | 0
WindOnShore | 2018-04-08 23:00 | 0.12782
WindOnShore | 2018-04-09 | 0.1096
Solar | 2018-04-09 01:00 | 0
WindOnShore | 2018-04-09 02:00 | 0.098179
Solar | 2018-04-09 03:00 | 0
Solar | 2018-04-09 04:00 | 0
WindOnShore | 2018-04-09 05:00 | 0.089152
Solar | 2018-04-09 06:00 | 0
WindOnShore | 2018-04-09 07:00 | 0.084598
Solar | 2018-04-09 08:00 | 0
WindOnShore | 2018-04-09 09:00 | 0.079246
WindOnShore | 2018-04-09 10:00 | 0.076849
Solar | 2018-04-09 11:00 | 0
WindOnShore | 2018-04-09 12:00 | 0.079326
Solar | 2018-04-09 13:00 | 0.011855
Solar | 2018-04-09 14:00 | 0.05788
WindOnShore | 2018-04-09 15:00 | 0.077568
WindOnShore | 2018-04-09 16:00 | 0.070778
Solar | 2018-04-09 17:00 | 0.16681
WindOnShore | 2018-04-09 18:00 | 0.062949
Solar | 2018-04-09 19:00 | 0.26304
WindOnShore | 2018-04-09 20:00 | 0.05536
Solar | 2018-04-09 21:00 | 0.31841
WindOnShore | 2018-04-09 22:00 | 0.056159
Solar | 2018-04-09 23:00 | 0.35188
WindOnShore | 2018-04-10 | 0.058715
Solar | 2018-04-10 01:00 | 0.33543
Solar | 2018-04-10 02:00 | 0.27545
WindOnShore | 2018-04-10 03:00 | 0.064946
Solar | 2018-04-10 04:00 | 0.19386
WindOnShore | 2018-04-10 05:00 | 0.075252
Solar | 2018-04-10 06:00 | 0.096932
WindOnShore | 2018-04-10 07:00 | 0.085157
Solar | 2018-04-10 08:00 | 0.027336
WindOnShore | 2018-04-10 09:00 | 0.091708
WindOnShore | 2018-04-10 10:00 | 0.10273
Solar | 2018-04-10 11:00 | 0.0076709
Solar | 2018-04-10 12:00 | 0
WindOnShore | 2018-04-10 13:00 | 0.1144
Solar | 2018-04-10 14:00 | 0
WindOnShore | 2018-04-10 15:00 | 0.12566
WindOnShore | 2018-04-10 16:00 | 0.12518
Solar | 2018-04-10 17:00 | 0
Solar | 2018-04-10 18:00 | 0
WindOnShore | 2018-04-10 19:00 | 0.12686
Solar | 2018-04-10 20:00 | 0
WindOnShore | 2018-04-10 21:00 | 0.12989
WindOnShore | 2018-04-10 22:00 | 0.1386
Solar | 2018-04-10 23:00 | 0
Solar | 2018-04-11 | 0
WindOnShore | 2018-04-11 01:00 | 0.14651
WindOnShore | 2018-04-11 02:00 | 0.15737
Solar | 2018-04-11 03:00 | 0
WindOnShore | 2018-04-11 04:00 | 0.16872
Solar | 2018-04-11 05:00 | 0
WindOnShore | 2018-04-11 06:00 | 0.17471
Solar | 2018-04-11 07:00 | 0
Solar | 2018-04-11 08:00 | 0
WindOnShore | 2018-04-11 09:00 | 0.18174
WindOnShore | 2018-04-11 10:00 | 0.18741
Solar | 2018-04-11 11:00 | 0
WindOnShore | 2018-04-11 12:00 | 0.18885
Solar | 2018-04-11 13:00 | 0.0096234
Solar | 2018-04-11 14:00 | 0.04993
WindOnShore | 2018-04-11 15:00 | 0.19132
Solar | 2018-04-11 16:00 | 0.12845
WindOnShore | 2018-04-11 17:00 | 0.19132
WindOnShore | 2018-04-11 18:00 | 0.1974
Solar | 2018-04-11 19:00 | 0.19609
Solar | 2018-04-11 20:00 | 0.24923
WindOnShore | 2018-04-11 21:00 | 0.20051
WindOnShore | 2018-04-11 22:00 | 0.21505
Solar | 2018-04-11 23:00 | 0.29233
Solar | 2018-04-12 | 0.30014
WindOnShore | 2018-04-12 01:00 | 0.21825
WindOnShore | 2018-04-12 02:00 | 0.22631
Solar | 2018-04-12 03:00 | 0.28089
Solar | 2018-04-12 04:00 | 0.22636
WindOnShore | 2018-04-12 05:00 | 0.24197
Solar | 2018-04-12 06:00 | 0.12887
WindOnShore | 2018-04-12 07:00 | 0.25427
Solar | 2018-04-12 08:00 | 0.039749
WindOnShore | 2018-04-12 09:00 | 0.25539
Solar | 2018-04-12 10:00 | 0.0082287
WindOnShore | 2018-04-12 11:00 | 0.25595
WindOnShore | 2018-04-12 12:00 | 0.24549
Solar | 2018-04-12 13:00 | 0
Solar | 2018-04-12 14:00 | 0
WindOnShore | 2018-04-12 15:00 | 0.25204
Solar | 2018-04-12 16:00 | 0
WindOnShore | 2018-04-12 17:00 | 0.26706
Solar | 2018-04-12 18:00 | 0
WindOnShore | 2018-04-12 19:00 | 0.27584
Solar | 2018-04-12 20:00 | 0
WindOnShore | 2018-04-12 21:00 | 0.28527
WindOnShore | 2018-04-12 22:00 | 0.28854
Solar | 2018-04-12 23:00 | 0
WindOnShore | 2018-04-13 | 0.30189
Solar | 2018-04-13 01:00 | 0
Solar | 2018-04-13 02:00 | 0
WindOnShore | 2018-04-13 03:00 | 0.30836
WindOnShore | 2018-04-13 04:00 | 0.30444
Solar | 2018-04-13 05:00 | 0
WindOnShore | 2018-04-13 06:00 | 0.31555
Solar | 2018-04-13 07:00 | 0
WindOnShore | 2018-04-13 08:00 | 0.3332
Solar | 2018-04-13 09:00 | 0
Solar | 2018-04-13 10:00 | 0
WindOnShore | 2018-04-13 11:00 | 0.33767
WindOnShore | 2018-04-13 12:00 | 0.34558
Solar | 2018-04-13 13:00 | 0.011994
WindOnShore | 2018-04-13 14:00 | 0.3332
Solar | 2018-04-13 15:00 | 0.067643
WindOnShore | 2018-04-13 16:00 | 0.3042
Solar | 2018-04-13 17:00 | 0.22218
WindOnShore | 2018-04-13 18:00 | 0.30292
Solar | 2018-04-13 19:00 | 0.40795
Solar | 2018-04-13 20:00 | 0.53515
WindOnShore | 2018-04-13 21:00 | 0.32441
Solar | 2018-04-13 22:00 | 0.59066
WindOnShore | 2018-04-13 23:00 | 0.332
Solar | 2018-04-14 | 0.58298
WindOnShore | 2018-04-14 01:00 | 0.34303
Solar | 2018-04-14 02:00 | 0.52078
WindOnShore | 2018-04-14 03:00 | 0.37362
WindOnShore | 2018-04-14 04:00 | 0.4154
Solar | 2018-04-14 05:00 | 0.39972
Solar | 2018-04-14 06:00 | 0.22803
WindOnShore | 2018-04-14 07:00 | 0.44951
Solar | 2018-04-14 08:00 | 0.07113
WindOnShore | 2018-04-14 09:00 | 0.43362
Solar | 2018-04-14 10:00 | 0.009484
WindOnShore | 2018-04-14 11:00 | 0.41221
WindOnShore | 2018-04-14 12:00 | 0.43785
Solar | 2018-04-14 13:00 | 0
Solar | 2018-04-14 14:00 | 0
WindOnShore | 2018-04-14 15:00 | 0.45574
WindOnShore | 2018-04-14 16:00 | 0.45015
Solar | 2018-04-14 17:00 | 0
Solar | 2018-04-14 18:00 | 0
WindOnShore | 2018-04-14 19:00 | 0.43314
Solar | 2018-04-14 20:00 | 0
WindOnShore | 2018-04-14 21:00 | 0.41564
WindOnShore | 2018-04-14 22:00 | 0.39679
Solar | 2018-04-14 23:00 | 0
WindOnShore | 2018-04-15 | 0.3769
Solar | 2018-04-15 01:00 | 0
WindOnShore | 2018-04-15 02:00 | 0.37003
Solar | 2018-04-15 03:00 | 0
Solar | 2018-04-15 04:00 | 0
WindOnShore | 2018-04-15 05:00 | 0.36579
Solar | 2018-04-15 06:00 | 0
WindOnShore | 2018-04-15 07:00 | 0.37418
WindOnShore | 2018-04-15 08:00 | 0.37274
Solar | 2018-04-15 09:00 | 0
WindOnShore | 2018-04-15 10:00 | 0.38225
Solar | 2018-04-15 11:00 | 0
WindOnShore | 2018-04-15 12:00 | 0.40078
Solar | 2018-04-15 13:00 | 0.012831
WindOnShore | 2018-04-15 14:00 | 0.40789
Solar | 2018-04-15 15:00 | 0.077824
Solar | 2018-04-15 16:00 | 0.2318
WindOnShore | 2018-04-15 17:00 | 0.39351
Solar | 2018-04-15 18:00 | 0.38675
WindOnShore | 2018-04-15 19:00 | 0.39495
Solar | 2018-04-15 20:00 | 0.49679
WindOnShore | 2018-04-15 21:00 | 0.41364
Solar | 2018-04-15 22:00 | 0.54742
WindOnShore | 2018-04-15 23:00 | 0.44264
WindOnShore | 2018-04-16 | 0.46876
Solar | 2018-04-16 01:00 | 0.53849
Solar | 2018-04-16 02:00 | 0.44868
WindOnShore | 2018-04-16 03:00 | 0.50256
Solar | 2018-04-16 04:00 | 0.3629
WindOnShore | 2018-04-16 05:00 | 0.52197
Solar | 2018-04-16 06:00 | 0.21241
WindOnShore | 2018-04-16 07:00 | 0.54338
WindOnShore | 2018-04-16 08:00 | 0.52844
Solar | 2018-04-16 09:00 | 0.072664
WindOnShore | 2018-04-16 10:00 | 0.47691
Solar | 2018-04-16 11:00 | 0.01046
Solar | 2018-04-16 12:00 | 0
WindOnShore | 2018-04-16 13:00 | 0.46813
WindOnShore | 2018-04-16 14:00 | 0.47092
Solar | 2018-04-16 15:00 | 0
WindOnShore | 2018-04-16 16:00 | 0.46341
Solar | 2018-04-16 17:00 | 0
WindOnShore | 2018-04-16 18:00 | 0.44296
Solar | 2018-04-16 19:00 | 0
Solar | 2018-04-16 20:00 | 0
WindOnShore | 2018-04-16 21:00 | 0.43473
Solar | 2018-04-16 22:00 | 0
WindOnShore | 2018-04-16 23:00 | 0.41444
Solar | 2018-04-17 | 0
WindOnShore | 2018-04-17 01:00 | 0.3999
Solar | 2018-04-17 02:00 | 0
WindOnShore | 2018-04-17 03:00 | 0.40094
Solar | 2018-04-17 04:00 | 0
WindOnShore | 2018-04-17 05:00 | 0.3872
Solar | 2018-04-17 06:00 | 0
WindOnShore | 2018-04-17 07:00 | 0.38449
Solar | 2018-04-17 08:00 | 0
WindOnShore | 2018-04-17 09:00 | 0.40749
Solar | 2018-04-17 10:00 | 0
WindOnShore | 2018-04-17 11:00 | 0.42826
Solar | 2018-04-17 12:00 | 0.013389
WindOnShore | 2018-04-17 13:00 | 0.43409
WindOnShore | 2018-04-17 14:00 | 0.42738
Solar | 2018-04-17 15:00 | 0.072524
WindOnShore | 2018-04-17 16:00 | 0.40909
Solar | 2018-04-17 17:00 | 0.20321
Solar | 2018-04-17 18:00 | 0.33752
WindOnShore | 2018-04-17 19:00 | 0.42155
Solar | 2018-04-17 20:00 | 0.43013
WindOnShore | 2018-04-17 21:00 | 0.42131
WindOnShore | 2018-04-17 22:00 | 0.42962
Solar | 2018-04-17 23:00 | 0.48675
WindOnShore | 2018-04-18 | 0.43306
Solar | 2018-04-18 01:00 | 0.4802
WindOnShore | 2018-04-18 02:00 | 0.42539
Solar | 2018-04-18 03:00 | 0.41172
Solar | 2018-04-18 04:00 | 0.31423
WindOnShore | 2018-04-18 05:00 | 0.42123
WindOnShore | 2018-04-18 06:00 | 0.42443
Solar | 2018-04-18 07:00 | 0.1834
WindOnShore | 2018-04-18 08:00 | 0.41045
Solar | 2018-04-18 09:00 | 0.060112
WindOnShore | 2018-04-18 10:00 | 0.40046
Solar | 2018-04-18 11:00 | 0.010321
Solar | 2018-04-18 12:00 | 0
WindOnShore | 2018-04-18 13:00 | 0.41612
WindOnShore | 2018-04-18 14:00 | 0.43473
Solar | 2018-04-18 15:00 | 0
Solar | 2018-04-18 16:00 | 0
WindOnShore | 2018-04-18 17:00 | 0.42059
WindOnShore | 2018-04-18 18:00 | 0.39128
Solar | 2018-04-18 19:00 | 0
WindOnShore | 2018-04-18 20:00 | 0.36635
Solar | 2018-04-18 21:00 | 0
Solar | 2018-04-18 22:00 | 0
WindOnShore | 2018-04-18 23:00 | 0.34606
Solar | 2018-04-19 | 0
WindOnShore | 2018-04-19 01:00 | 0.33823
Solar | 2018-04-19 02:00 | 0
WindOnShore | 2018-04-19 03:00 | 0.34614
Solar | 2018-04-19 04:00 | 0
WindOnShore | 2018-04-19 05:00 | 0.35006
WindOnShore | 2018-04-19 06:00 | 0.36052
Solar | 2018-04-19 07:00 | 0
WindOnShore | 2018-04-19 08:00 | 0.36028
Solar | 2018-04-19 09:00 | 0
Solar | 2018-04-19 10:00 | 0
WindOnShore | 2018-04-19 11:00 | 0.37107
WindOnShore | 2018-04-19 12:00 | 0.39232
Solar | 2018-04-19 13:00 | 0.014505
WindOnShore | 2018-04-19 14:00 | 0.39575
Solar | 2018-04-19 15:00 | 0.071967
Solar | 2018-04-19 16:00 | 0.21339
WindOnShore | 2018-04-19 17:00 | 0.38105
Solar | 2018-04-19 18:00 | 0.36527
WindOnShore | 2018-04-19 19:00 | 0.39615
WindOnShore | 2018-04-19 20:00 | 0.40789
Solar | 2018-04-19 21:00 | 0.48438
WindOnShore | 2018-04-19 22:00 | 0.41428
Solar | 2018-04-19 23:00 | 0.53682
Solar | 2018-04-20 | 0.51199
WindOnShore | 2018-04-20 01:00 | 0.42091
WindOnShore | 2018-04-20 02:00 | 0.43641
Solar | 2018-04-20 03:00 | 0.43961
Solar | 2018-04-20 04:00 | 0.30907
WindOnShore | 2018-04-20 05:00 | 0.46845
Solar | 2018-04-20 06:00 | 0.16918
WindOnShore | 2018-04-20 07:00 | 0.50184
WindOnShore | 2018-04-20 08:00 | 0.48722
Solar | 2018-04-20 09:00 | 0.060251
WindOnShore | 2018-04-20 10:00 | 0.48354
Solar | 2018-04-20 11:00 | 0.011437
WindOnShore | 2018-04-20 12:00 | 0.53739
Solar | 2018-04-20 13:00 | 0
WindOnShore | 2018-04-20 14:00 | 0.57549
Solar | 2018-04-20 15:00 | 0
WindOnShore | 2018-04-20 16:00 | 0.59874
Solar | 2018-04-20 17:00 | 0
Solar | 2018-04-20 18:00 | 0
WindOnShore | 2018-04-20 19:00 | 0.5854
WindOnShore | 2018-04-20 20:00 | 0.57126
Solar | 2018-04-20 21:00 | 0
Solar | 2018-04-20 22:00 | 0
WindOnShore | 2018-04-20 23:00 | 0.56423
WindOnShore | 2018-04-21 | 0.55312
Solar | 2018-04-21 01:00 | 0
WindOnShore | 2018-04-21 02:00 | 0.53611
Solar | 2018-04-21 03:00 | 0
WindOnShore | 2018-04-21 04:00 | 0.53068
Solar | 2018-04-21 05:00 | 0
WindOnShore | 2018-04-21 06:00 | 0.53771
Solar | 2018-04-21 07:00 | 0
Solar | 2018-04-21 08:00 | 0
WindOnShore | 2018-04-21 09:00 | 0.54242
Solar | 2018-04-21 10:00 | 0
WindOnShore | 2018-04-21 11:00 | 0.54641
WindOnShore | 2018-04-21 12:00 | 0.55576
Solar | 2018-04-21 13:00 | 0.016179
WindOnShore | 2018-04-21 14:00 | 0.5671
Solar | 2018-04-21 15:00 | 0.087866
Solar | 2018-04-21 16:00 | 0.25314
WindOnShore | 2018-04-21 17:00 | 0.59299
WindOnShore | 2018-04-21 18:00 | 0.60249
Solar | 2018-04-21 19:00 | 0.41395
WindOnShore | 2018-04-21 20:00 | 0.58604
Solar | 2018-04-21 21:00 | 0.53696
WindOnShore | 2018-04-21 22:00 | 0.57094
Solar | 2018-04-21 23:00 | 0.59526
WindOnShore | 2018-04-22 | 0.55081
Solar | 2018-04-22 01:00 | 0.59568
WindOnShore | 2018-04-22 02:00 | 0.55696
Solar | 2018-04-22 03:00 | 0.5463
Solar | 2018-04-22 04:00 | 0.42999
WindOnShore | 2018-04-22 05:00 | 0.55784
WindOnShore | 2018-04-22 06:00 | 0.56974
Solar | 2018-04-22 07:00 | 0.26234
Solar | 2018-04-22 08:00 | 0.093863
WindOnShore | 2018-04-22 09:00 | 0.56583
WindOnShore | 2018-04-22 10:00 | 0.52988
Solar | 2018-04-22 11:00 | 0.01311
Solar | 2018-04-22 12:00 | 0
WindOnShore | 2018-04-22 13:00 | 0.52572
Solar | 2018-04-22 14:00 | 0
WindOnShore | 2018-04-22 15:00 | 0.53116
WindOnShore | 2018-04-22 16:00 | 0.53395
Solar | 2018-04-22 17:00 | 0
WindOnShore | 2018-04-22 18:00 | 0.5163
Solar | 2018-04-22 19:00 | 0
Solar | 2018-04-22 20:00 | 0
WindOnShore | 2018-04-22 21:00 | 0.49984
WindOnShore | 2018-04-22 22:00 | 0.48378
Solar | 2018-04-22 23:00 | 0
Solar | 2018-04-23 | 0
WindOnShore | 2018-04-23 01:00 | 0.47532
Solar | 2018-04-23 02:00 | 0
WindOnShore | 2018-04-23 03:00 | 0.48051
WindOnShore | 2018-04-23 04:00 | 0.50975
Solar | 2018-04-23 05:00 | 0
WindOnShore | 2018-04-23 06:00 | 0.54138
Solar | 2018-04-23 07:00 | 0
Solar | 2018-04-23 08:00 | 0
WindOnShore | 2018-04-23 09:00 | 0.5548
WindOnShore | 2018-04-23 10:00 | 0.57062
Solar | 2018-04-23 11:00 | 0
Solar | 2018-04-23 12:00 | 0.01841
WindOnShore | 2018-04-23 13:00 | 0.58572
WindOnShore | 2018-04-23 14:00 | 0.58811
Solar | 2018-04-23 15:00 | 0.11311
Solar | 2018-04-23 16:00 | 0.30795
WindOnShore | 2018-04-23 17:00 | 0.64443
Solar | 2018-04-23 18:00 | 0.48703
WindOnShore | 2018-04-23 19:00 | 0.67655
Solar | 2018-04-23 20:00 | 0.60279
WindOnShore | 2018-04-23 21:00 | 0.69436
Solar | 2018-04-23 22:00 | 0.64881
WindOnShore | 2018-04-23 23:00 | 0.70027
Solar | 2018-04-24 | 0.64031
WindOnShore | 2018-04-24 01:00 | 0.69939
WindOnShore | 2018-04-24 02:00 | 0.70954
Solar | 2018-04-24 03:00 | 0.56974
WindOnShore | 2018-04-24 04:00 | 0.73358
Solar | 2018-04-24 05:00 | 0.45035
Solar | 2018-04-24 06:00 | 0.28033
WindOnShore | 2018-04-24 07:00 | 0.74788
WindOnShore | 2018-04-24 08:00 | 0.72224
Solar | 2018-04-24 09:00 | 0.106
WindOnShore | 2018-04-24 10:00 | 0.64763
Solar | 2018-04-24 11:00 | 0.014086
WindOnShore | 2018-04-24 12:00 | 0.56447
Solar | 2018-04-24 13:00 | 0
Solar | 2018-04-24 14:00 | 0
WindOnShore | 2018-04-24 15:00 | 0.5262
Solar | 2018-04-24 16:00 | 0
WindOnShore | 2018-04-24 17:00 | 0.50351
WindOnShore | 2018-04-24 18:00 | 0.47212
Solar | 2018-04-24 19:00 | 0
Solar | 2018-04-24 20:00 | 0
WindOnShore | 2018-04-24 21:00 | 0.44136
WindOnShore | 2018-04-24 22:00 | 0.41476
Solar | 2018-04-24 23:00 | 0
Solar | 2018-04-25 | 0
WindOnShore | 2018-04-25 01:00 | 0.38449
Solar | 2018-04-25 02:00 | 0
WindOnShore | 2018-04-25 03:00 | 0.35772
Solar | 2018-04-25 04:00 | 0
WindOnShore | 2018-04-25 05:00 | 0.33552
WindOnShore | 2018-04-25 06:00 | 0.32297
Solar | 2018-04-25 07:00 | 0
Solar | 2018-04-25 08:00 | 0
WindOnShore | 2018-04-25 09:00 | 0.30532
Solar | 2018-04-25 10:00 | 0
WindOnShore | 2018-04-25 11:00 | 0.29717
Solar | 2018-04-25 12:00 | 0.017852
WindOnShore | 2018-04-25 13:00 | 0.28783
WindOnShore | 2018-04-25 14:00 | 0.27496
Solar | 2018-04-25 15:00 | 0.11158
Solar | 2018-04-25 16:00 | 0.30321
WindOnShore | 2018-04-25 17:00 | 0.29701
WindOnShore | 2018-04-25 18:00 | 0.3471
Solar | 2018-04-25 19:00 | 0.46862
Solar | 2018-04-25 20:00 | 0.5696
WindOnShore | 2018-04-25 21:00 | 0.38281
WindOnShore | 2018-04-25 22:00 | 0.39687
Solar | 2018-04-25 23:00 | 0.6159
WindOnShore | 2018-04-26 | 0.37889
Solar | 2018-04-26 01:00 | 0.61046
Solar | 2018-04-26 02:00 | 0.55119
WindOnShore | 2018-04-26 03:00 | 0.35916
Solar | 2018-04-26 04:00 | 0.44491
WindOnShore | 2018-04-26 05:00 | 0.34758
WindOnShore | 2018-04-26 06:00 | 0.33799
Solar | 2018-04-26 07:00 | 0.28298
Solar | 2018-04-26 08:00 | 0.10697
WindOnShore | 2018-04-26 09:00 | 0.32992
WindOnShore | 2018-04-26 10:00 | 0.28471
Solar | 2018-04-26 11:00 | 0.014505
WindOnShore | 2018-04-26 12:00 | 0.23934
Solar | 2018-04-26 13:00 | 0
WindOnShore | 2018-04-26 14:00 | 0.22504
Solar | 2018-04-26 15:00 | 0
WindOnShore | 2018-04-26 16:00 | 0.22328
Solar | 2018-04-26 17:00 | 0
WindOnShore | 2018-04-26 18:00 | 0.22975
Solar | 2018-04-26 19:00 | 0
WindOnShore | 2018-04-26 20:00 | 0.22727
Solar | 2018-04-26 21:00 | 0
WindOnShore | 2018-04-26 22:00 | 0.22647
Solar | 2018-04-26 23:00 | 0
Solar | 2018-04-27 | 0
WindOnShore | 2018-04-27 01:00 | 0.23422
Solar | 2018-04-27 02:00 | 0
WindOnShore | 2018-04-27 03:00 | 0.24972
WindOnShore | 2018-04-27 04:00 | 0.26642
Solar | 2018-04-27 05:00 | 0
WindOnShore | 2018-04-27 06:00 | 0.28966
Solar | 2018-04-27 07:00 | 0
WindOnShore | 2018-04-27 08:00 | 0.31387
Solar | 2018-04-27 09:00 | 0
Solar | 2018-04-27 10:00 | 0
WindOnShore | 2018-04-27 11:00 | 0.35581
WindOnShore | 2018-04-27 12:00 | 0.40238
Solar | 2018-04-27 13:00 | 0.016039
Solar | 2018-04-27 14:00 | 0.068061
WindOnShore | 2018-04-27 15:00 | 0.4043
WindOnShore | 2018-04-27 16:00 | 0.42419
Solar | 2018-04-27 17:00 | 0.15886
WindOnShore | 2018-04-27 18:00 | 0.52724
Solar | 2018-04-27 19:00 | 0.24212
WindOnShore | 2018-04-27 20:00 | 0.62246
Solar | 2018-04-27 21:00 | 0.30112
WindOnShore | 2018-04-27 22:00 | 0.64923
Solar | 2018-04-27 23:00 | 0.31409
WindOnShore | 2018-04-28 | 0.6775
Solar | 2018-04-28 01:00 | 0.29874
WindOnShore | 2018-04-28 02:00 | 0.69748
Solar | 2018-04-28 03:00 | 0.24798
Solar | 2018-04-28 04:00 | 0.17699
WindOnShore | 2018-04-28 05:00 | 0.73702
WindOnShore | 2018-04-28 06:00 | 0.77089
Solar | 2018-04-28 07:00 | 0.10098
WindOnShore | 2018-04-28 08:00 | 0.78783
Solar | 2018-04-28 09:00 | 0.036541
WindOnShore | 2018-04-28 10:00 | 0.77297
Solar | 2018-04-28 11:00 | 0.009205
Solar | 2018-04-28 12:00 | 0
WindOnShore | 2018-04-28 13:00 | 0.77017
Solar | 2018-04-28 14:00 | 0
WindOnShore | 2018-04-28 15:00 | 0.75851
Solar | 2018-04-28 16:00 | 0
WindOnShore | 2018-04-28 17:00 | 0.75332
WindOnShore | 2018-04-28 18:00 | 0.73662
Solar | 2018-04-28 19:00 | 0
WindOnShore | 2018-04-28 20:00 | 0.70722
Solar | 2018-04-28 21:00 | 0
Solar | 2018-04-28 22:00 | 0
WindOnShore | 2018-04-28 23:00 | 0.68437
WindOnShore | 2018-04-29 | 0.66888
Solar | 2018-04-29 01:00 | 0
Solar | 2018-04-29 02:00 | 0
WindOnShore | 2018-04-29 03:00 | 0.65649
Solar | 2018-04-29 04:00 | 0
WindOnShore | 2018-04-29 05:00 | 0.63149
WindOnShore | 2018-04-29 06:00 | 0.61216
Solar | 2018-04-29 07:00 | 0
Solar | 2018-04-29 08:00 | 0
WindOnShore | 2018-04-29 09:00 | 0.59826
WindOnShore | 2018-04-29 10:00 | 0.58867
Solar | 2018-04-29 11:00 | 0
WindOnShore | 2018-04-29 12:00 | 0.59179
Solar | 2018-04-29 13:00 | 0.015621
WindOnShore | 2018-04-29 14:00 | 0.59307
Solar | 2018-04-29 15:00 | 0.066388
WindOnShore | 2018-04-29 16:00 | 0.59259
Solar | 2018-04-29 17:00 | 0.14114
WindOnShore | 2018-04-29 18:00 | 0.58596
Solar | 2018-04-29 19:00 | 0.20112
WindOnShore | 2018-04-29 20:00 | 0.58108
Solar | 2018-04-29 21:00 | 0.25718
WindOnShore | 2018-04-29 22:00 | 0.59251
Solar | 2018-04-29 23:00 | 0.27838
WindOnShore | 2018-04-30 | 0.60489
Solar | 2018-04-30 01:00 | 0.27141
WindOnShore | 2018-04-30 02:00 | 0.62518
Solar | 2018-04-30 03:00 | 0.25007
WindOnShore | 2018-04-30 04:00 | 0.64156
Solar | 2018-04-30 05:00 | 0.17741
WindOnShore | 2018-04-30 06:00 | 0.67095
Solar | 2018-04-30 07:00 | 0.10098
Solar | 2018-04-30 08:00 | 0.037517
WindOnShore | 2018-04-30 09:00 | 0.71122
WindOnShore | 2018-04-30 10:00 | 0.73366
Solar | 2018-04-30 11:00 | 0.0099024
Solar | 2018-04-30 12:00 | 0
WindOnShore | 2018-04-30 13:00 | 0.7383
Solar | 2018-04-30 14:00 | 0
WindOnShore | 2018-04-30 15:00 | 0.73462
Solar | 2018-04-30 16:00 | 0
WindOnShore | 2018-04-30 17:00 | 0.72775
WindOnShore | 2018-04-30 18:00 | 0.71465
Solar | 2018-04-30 19:00 | 0
WindOnShore | 2018-04-30 20:00 | 0.70083
Solar | 2018-04-30 21:00 | 0
WindOnShore | 2018-04-30 22:00 | 0.68885
Solar | 2018-04-30 23:00 | 0
WindOnShore | 2018-05-01 | 0.67439
Solar | 2018-05-01 01:00 | 0
Solar | 2018-05-01 02:00 | 0
WindOnShore | 2018-05-01 03:00 | 0.64571
Solar | 2018-05-01 04:00 | 0
WindOnShore | 2018-05-01 05:00 | 0.63564
WindOnShore | 2018-05-01 06:00 | 0.62087
Solar | 2018-05-01 07:00 | 0
WindOnShore | 2018-05-01 08:00 | 0.61128
Solar | 2018-05-01 09:00 | 0
WindOnShore | 2018-05-01 10:00 | 0.5989
Solar | 2018-05-01 11:00 | 0
WindOnShore | 2018-05-01 12:00 | 0.56646
Solar | 2018-05-01 13:00 | 0.014365
Solar | 2018-05-01 14:00 | 0.070851
WindOnShore | 2018-05-01 15:00 | 0.51454
Solar | 2018-05-01 16:00 | 0.18773
WindOnShore | 2018-05-01 17:00 | 0.48674
WindOnShore | 2018-05-01 18:00 | 0.46453
Solar | 2018-05-01 19:00 | 0.30139
Solar | 2018-05-01 20:00 | 0.39582
WindOnShore | 2018-05-01 21:00 | 0.43449
WindOnShore | 2018-05-01 22:00 | 0.41093
Solar | 2018-05-01 23:00 | 0.46653
Solar | 2018-05-02 | 0.49749
WindOnShore | 2018-05-02 01:00 | 0.38497
Solar | 2018-05-02 02:00 | 0.48312
WindOnShore | 2018-05-02 03:00 | 0.34319
WindOnShore | 2018-05-02 04:00 | 0.3022
Solar | 2018-05-02 05:00 | 0.38312
Solar | 2018-05-02 06:00 | 0.22385
WindOnShore | 2018-05-02 07:00 | 0.27009
Solar | 2018-05-02 08:00 | 0.07894
WindOnShore | 2018-05-02 09:00 | 0.27584
Solar | 2018-05-02 10:00 | 0.012692
WindOnShore | 2018-05-02 11:00 | 0.29022
WindOnShore | 2018-05-02 12:00 | 0.303
Solar | 2018-05-02 13:00 | 0
Solar | 2018-05-02 14:00 | 0
WindOnShore | 2018-05-02 15:00 | 0.30884
WindOnShore | 2018-05-02 16:00 | 0.29645
Solar | 2018-05-02 17:00 | 0
Solar | 2018-05-02 18:00 | 0
WindOnShore | 2018-05-02 19:00 | 0.23981
WindOnShore | 2018-05-02 20:00 | 0.21026
Solar | 2018-05-02 21:00 | 0
Solar | 2018-05-02 22:00 | 0
WindOnShore | 2018-05-02 23:00 | 0.2109
WindOnShore | 2018-05-03 | 0.22783
Solar | 2018-05-03 01:00 | 0
WindOnShore | 2018-05-03 02:00 | 0.23965
Solar | 2018-05-03 03:00 | 0
WindOnShore | 2018-05-03 04:00 | 0.26242
Solar | 2018-05-03 05:00 | 0
Solar | 2018-05-03 06:00 | 0
WindOnShore | 2018-05-03 07:00 | 0.29613
WindOnShore | 2018-05-03 08:00 | 0.32841
Solar | 2018-05-03 09:00 | 0
WindOnShore | 2018-05-03 10:00 | 0.31634
Solar | 2018-05-03 11:00 | 0
WindOnShore | 2018-05-03 12:00 | 0.29198
Solar | 2018-05-03 13:00 | 0.016597
Solar | 2018-05-03 14:00 | 0.081311
WindOnShore | 2018-05-03 15:00 | 0.29318
Solar | 2018-05-03 16:00 | 0.22552
WindOnShore | 2018-05-03 17:00 | 0.28143
WindOnShore | 2018-05-03 18:00 | 0.28727
Solar | 2018-05-03 19:00 | 0.37643
WindOnShore | 2018-05-03 20:00 | 0.29382
Solar | 2018-05-03 21:00 | 0.49149
Solar | 2018-05-03 22:00 | 0.53612
WindOnShore | 2018-05-03 23:00 | 0.28815
Solar | 2018-05-04 | 0.52483
WindOnShore | 2018-05-04 01:00 | 0.27009
WindOnShore | 2018-05-04 02:00 | 0.2744
Solar | 2018-05-04 03:00 | 0.48773
WindOnShore | 2018-05-04 04:00 | 0.28311
Solar | 2018-05-04 05:00 | 0.39847
Solar | 2018-05-04 06:00 | 0.26527
WindOnShore | 2018-05-04 07:00 | 0.25467
Solar | 2018-05-04 08:00 | 0.10181
WindOnShore | 2018-05-04 09:00 | 0.23862
WindOnShore | 2018-05-04 10:00 | 0.24764
Solar | 2018-05-04 11:00 | 0.014505
Solar | 2018-05-04 12:00 | 0
WindOnShore | 2018-05-04 13:00 | 0.26106
Solar | 2018-05-04 14:00 | 0
WindOnShore | 2018-05-04 15:00 | 0.28311
Solar | 2018-05-04 16:00 | 0
WindOnShore | 2018-05-04 17:00 | 0.28455
WindOnShore | 2018-05-04 18:00 | 0.29725
Solar | 2018-05-04 19:00 | 0
Solar | 2018-05-04 20:00 | 0
WindOnShore | 2018-05-04 21:00 | 0.29525
Solar | 2018-05-04 22:00 | 0
WindOnShore | 2018-05-04 23:00 | 0.29733
Solar | 2018-05-05 | 0
WindOnShore | 2018-05-05 01:00 | 0.30939
WindOnShore | 2018-05-05 02:00 | 0.31107
Solar | 2018-05-05 03:00 | 0
WindOnShore | 2018-05-05 04:00 | 0.30013
Solar | 2018-05-05 05:00 | 0
Solar | 2018-05-05 06:00 | 0
WindOnShore | 2018-05-05 07:00 | 0.30564
Solar | 2018-05-05 08:00 | 0
WindOnShore | 2018-05-05 09:00 | 0.30748
WindOnShore | 2018-05-05 10:00 | 0.31523
Solar | 2018-05-05 11:00 | 0
WindOnShore | 2018-05-05 12:00 | 0.33815
Solar | 2018-05-05 13:00 | 0.019107
Solar | 2018-05-05 14:00 | 0.07643
WindOnShore | 2018-05-05 15:00 | 0.30468
Solar | 2018-05-05 16:00 | 0.1576
WindOnShore | 2018-05-05 17:00 | 0.25467
Solar | 2018-05-05 18:00 | 0.22775
WindOnShore | 2018-05-05 19:00 | 0.22983
WindOnShore | 2018-05-05 20:00 | 0.22975
Solar | 2018-05-05 21:00 | 0.28563
Solar | 2018-05-05 22:00 | 0.31618
WindOnShore | 2018-05-05 23:00 | 0.24005
WindOnShore | 2018-05-06 | 0.27177
Solar | 2018-05-06 01:00 | 0.30502
Solar | 2018-05-06 02:00 | 0.27936
WindOnShore | 2018-05-06 03:00 | 0.28623
Solar | 2018-05-06 04:00 | 0.24017
WindOnShore | 2018-05-06 05:00 | 0.33863
Solar | 2018-05-06 06:00 | 0.17266
WindOnShore | 2018-05-06 07:00 | 0.34878
Solar | 2018-05-06 08:00 | 0.078522
WindOnShore | 2018-05-06 09:00 | 0.34111
WindOnShore | 2018-05-06 10:00 | 0.3304
Solar | 2018-05-06 11:00 | 0.015063
Solar | 2018-05-06 12:00 | 0
WindOnShore | 2018-05-06 13:00 | 0.33088
Solar | 2018-05-06 14:00 | 0
WindOnShore | 2018-05-06 15:00 | 0.35597
Solar | 2018-05-06 16:00 | 0
WindOnShore | 2018-05-06 17:00 | 0.37466
Solar | 2018-05-06 18:00 | 0
WindOnShore | 2018-05-06 19:00 | 0.37913
WindOnShore | 2018-05-06 20:00 | 0.34942
Solar | 2018-05-06 21:00 | 0
Solar | 2018-05-06 22:00 | 0
WindOnShore | 2018-05-06 23:00 | 0.3209
WindOnShore | 2018-05-07 | 0.31387
Solar | 2018-05-07 01:00 | 0
Solar | 2018-05-07 02:00 | 0
WindOnShore | 2018-05-07 03:00 | 0.32425
WindOnShore | 2018-05-07 04:00 | 0.31187
Solar | 2018-05-07 05:00 | 0
Solar | 2018-05-07 06:00 | 0
WindOnShore | 2018-05-07 07:00 | 0.28783
Solar | 2018-05-07 08:00 | 0
WindOnShore | 2018-05-07 09:00 | 0.27001
WindOnShore | 2018-05-07 10:00 | 0.24485
Solar | 2018-05-07 11:00 | 0
WindOnShore | 2018-05-07 12:00 | 0.2347
Solar | 2018-05-07 13:00 | 0.01855
Solar | 2018-05-07 14:00 | 0.071548
WindOnShore | 2018-05-07 15:00 | 0.23286
Solar | 2018-05-07 16:00 | 0.15328
WindOnShore | 2018-05-07 17:00 | 0.22599
Solar | 2018-05-07 18:00 | 0.24435
WindOnShore | 2018-05-07 19:00 | 0.20978
Solar | 2018-05-07 20:00 | 0.34156
WindOnShore | 2018-05-07 21:00 | 0.21098
WindOnShore | 2018-05-07 22:00 | 0.22472
Solar | 2018-05-07 23:00 | 0.38759
Solar | 2018-05-08 | 0.36346
WindOnShore | 2018-05-08 01:00 | 0.23175
WindOnShore | 2018-05-08 02:00 | 0.20754
Solar | 2018-05-08 03:00 | 0.31869
Solar | 2018-05-08 04:00 | 0.24937
WindOnShore | 2018-05-08 05:00 | 0.19548
Solar | 2018-05-08 06:00 | 0.15509
WindOnShore | 2018-05-08 07:00 | 0.18765
WindOnShore | 2018-05-08 08:00 | 0.17143
Solar | 2018-05-08 09:00 | 0.070153
Solar | 2018-05-08 10:00 | 0.016736
WindOnShore | 2018-05-08 11:00 | 0.17279
WindOnShore | 2018-05-08 12:00 | 0.18429
Solar | 2018-05-08 13:00 | 0
Solar | 2018-05-08 14:00 | 0
WindOnShore | 2018-05-08 15:00 | 0.20802
WindOnShore | 2018-05-08 16:00 | 0.22456
Solar | 2018-05-08 17:00 | 0
WindOnShore | 2018-05-08 18:00 | 0.2331
Solar | 2018-05-08 19:00 | 0
Solar | 2018-05-08 20:00 | 0
WindOnShore | 2018-05-08 21:00 | 0.22703
WindOnShore | 2018-05-08 22:00 | 0.20778
Solar | 2018-05-08 23:00 | 0
WindOnShore | 2018-05-09 | 0.18166
Solar | 2018-05-09 01:00 | 0
Solar | 2018-05-09 02:00 | 0
WindOnShore | 2018-05-09 03:00 | 0.18278
WindOnShore | 2018-05-09 04:00 | 0.1811
Solar | 2018-05-09 05:00 | 0
Solar | 2018-05-09 06:00 | 0
WindOnShore | 2018-05-09 07:00 | 0.16648
Solar | 2018-05-09 08:00 | 0
WindOnShore | 2018-05-09 09:00 | 0.16185
Solar | 2018-05-09 10:00 | 0
WindOnShore | 2018-05-09 11:00 | 0.15578
WindOnShore | 2018-05-09 12:00 | 0.14603
Solar | 2018-05-09 13:00 | 0.020921
WindOnShore | 2018-05-09 14:00 | 0.13884
Solar | 2018-05-09 15:00 | 0.10223
WindOnShore | 2018-05-09 16:00 | 0.108
Solar | 2018-05-09 17:00 | 0.25411
Solar | 2018-05-09 18:00 | 0.38563
WindOnShore | 2018-05-09 19:00 | 0.093226
Solar | 2018-05-09 20:00 | 0.44505
WindOnShore | 2018-05-09 21:00 | 0.10233
Solar | 2018-05-09 22:00 | 0.44798
WindOnShore | 2018-05-09 23:00 | 0.11344
WindOnShore | 2018-05-10 | 0.10848
Solar | 2018-05-10 01:00 | 0.41158
WindOnShore | 2018-05-10 02:00 | 0.10808
Solar | 2018-05-10 03:00 | 0.35844
Solar | 2018-05-10 04:00 | 0.294
WindOnShore | 2018-05-10 05:00 | 0.11599
WindOnShore | 2018-05-10 06:00 | 0.13173
Solar | 2018-05-10 07:00 | 0.19554
WindOnShore | 2018-05-10 08:00 | 0.14883
Solar | 2018-05-10 09:00 | 0.082845
Solar | 2018-05-10 10:00 | 0.014365
WindOnShore | 2018-05-10 11:00 | 0.17135
WindOnShore | 2018-05-10 12:00 | 0.19963
Solar | 2018-05-10 13:00 | 0
WindOnShore | 2018-05-10 14:00 | 0.2486
Solar | 2018-05-10 15:00 | 0
Solar | 2018-05-10 16:00 | 0
WindOnShore | 2018-05-10 17:00 | 0.27225
Solar | 2018-05-10 18:00 | 0
WindOnShore | 2018-05-10 19:00 | 0.27265
WindOnShore | 2018-05-10 20:00 | 0.27001
Solar | 2018-05-10 21:00 | 0
Solar | 2018-05-10 22:00 | 0
WindOnShore | 2018-05-10 23:00 | 0.25819
Solar | 2018-05-11 | 0
WindOnShore | 2018-05-11 01:00 | 0.25627
Solar | 2018-05-11 02:00 | 0
WindOnShore | 2018-05-11 03:00 | 0.26058
WindOnShore | 2018-05-11 04:00 | 0.27888
Solar | 2018-05-11 05:00 | 0
WindOnShore | 2018-05-11 06:00 | 0.3181
Solar | 2018-05-11 07:00 | 0
WindOnShore | 2018-05-11 08:00 | 0.33983
Solar | 2018-05-11 09:00 | 0
Solar | 2018-05-11 10:00 | 0
WindOnShore | 2018-05-11 11:00 | 0.34031
WindOnShore | 2018-05-11 12:00 | 0.37682
Solar | 2018-05-11 13:00 | 0.023989
Solar | 2018-05-11 14:00 | 0.099303
WindOnShore | 2018-05-11 15:00 | 0.38449
Solar | 2018-05-11 16:00 | 0.2371
WindOnShore | 2018-05-11 17:00 | 0.38321
WindOnShore | 2018-05-11 18:00 | 0.42443
Solar | 2018-05-11 19:00 | 0.36332
WindOnShore | 2018-05-11 20:00 | 0.46861
Solar | 2018-05-11 21:00 | 0.44868
WindOnShore | 2018-05-11 22:00 | 0.50359
Solar | 2018-05-11 23:00 | 0.4636
Solar | 2018-05-12 | 0.45425
WindOnShore | 2018-05-12 01:00 | 0.52684
Solar | 2018-05-12 02:00 | 0.44017
WindOnShore | 2018-05-12 03:00 | 0.53747
WindOnShore | 2018-05-12 04:00 | 0.52852
Solar | 2018-05-12 05:00 | 0.3643
WindOnShore | 2018-05-12 06:00 | 0.52109
Solar | 2018-05-12 07:00 | 0.25886
WindOnShore | 2018-05-12 08:00 | 0.44512
Solar | 2018-05-12 09:00 | 0.11492
WindOnShore | 2018-05-12 10:00 | 0.35717
Solar | 2018-05-12 11:00 | 0.019107
WindOnShore | 2018-05-12 12:00 | 0.33168
Solar | 2018-05-12 13:00 | 0
WindOnShore | 2018-05-12 14:00 | 0.31946
Solar | 2018-05-12 15:00 | 0
WindOnShore | 2018-05-12 16:00 | 0.32937
Solar | 2018-05-12 17:00 | 0
Solar | 2018-05-12 18:00 | 0
WindOnShore | 2018-05-12 19:00 | 0.33624
Solar | 2018-05-12 20:00 | 0
WindOnShore | 2018-05-12 21:00 | 0.33911
Solar | 2018-05-12 22:00 | 0
WindOnShore | 2018-05-12 23:00 | 0.34151
Solar | 2018-05-13 | 0
WindOnShore | 2018-05-13 01:00 | 0.36771
Solar | 2018-05-13 02:00 | 0
WindOnShore | 2018-05-13 03:00 | 0.40214
WindOnShore | 2018-05-13 04:00 | 0.40853
Solar | 2018-05-13 05:00 | 0
WindOnShore | 2018-05-13 06:00 | 0.41932
Solar | 2018-05-13 07:00 | 0
Solar | 2018-05-13 08:00 | 0
WindOnShore | 2018-05-13 09:00 | 0.45726
WindOnShore | 2018-05-13 10:00 | 0.49944
Solar | 2018-05-13 11:00 | 0
Solar | 2018-05-13 12:00 | 0.027197
WindOnShore | 2018-05-13 13:00 | 0.54697
WindOnShore | 2018-05-13 14:00 | 0.57054
Solar | 2018-05-13 15:00 | 0.12413
Solar | 2018-05-13 16:00 | 0.28745
WindOnShore | 2018-05-13 17:00 | 0.55496
Solar | 2018-05-13 18:00 | 0.43068
WindOnShore | 2018-05-13 19:00 | 0.55416
Solar | 2018-05-13 20:00 | 0.53361
WindOnShore | 2018-05-13 21:00 | 0.55576
WindOnShore | 2018-05-13 22:00 | 0.57126
Solar | 2018-05-13 23:00 | 0.5855
Solar | 2018-05-14 | 0.57336
WindOnShore | 2018-05-14 01:00 | 0.57988
WindOnShore | 2018-05-14 02:00 | 0.57709
Solar | 2018-05-14 03:00 | 0.51269
WindOnShore | 2018-05-14 04:00 | 0.54362
Solar | 2018-05-14 05:00 | 0.40753
Solar | 2018-05-14 06:00 | 0.25718
WindOnShore | 2018-05-14 07:00 | 0.47372
Solar | 2018-05-14 08:00 | 0.10432
WindOnShore | 2018-05-14 09:00 | 0.37154
WindOnShore | 2018-05-14 10:00 | 0.29142
Solar | 2018-05-14 11:00 | 0.018828
Solar | 2018-05-14 12:00 | 0
WindOnShore | 2018-05-14 13:00 | 0.23622
WindOnShore | 2018-05-14 14:00 | 0.19883
Solar | 2018-05-14 15:00 | 0
Solar | 2018-05-14 16:00 | 0
WindOnShore | 2018-05-14 17:00 | 0.17239
Solar | 2018-05-14 18:00 | 0
WindOnShore | 2018-05-14 19:00 | 0.16161
WindOnShore | 2018-05-14 20:00 | 0.15921
Solar | 2018-05-14 21:00 | 0
Solar | 2018-05-14 22:00 | 0
WindOnShore | 2018-05-14 23:00 | 0.16536
WindOnShore | 2018-05-15 | 0.17247
Solar | 2018-05-15 01:00 | 0
WindOnShore | 2018-05-15 02:00 | 0.18605
Solar | 2018-05-15 03:00 | 0
WindOnShore | 2018-05-15 04:00 | 0.18437
Solar | 2018-05-15 05:00 | 0
WindOnShore | 2018-05-15 06:00 | 0.17766
Solar | 2018-05-15 07:00 | 0
WindOnShore | 2018-05-15 08:00 | 0.18182
Solar | 2018-05-15 09:00 | 0
Solar | 2018-05-15 10:00 | 0
WindOnShore | 2018-05-15 11:00 | 0.20546
WindOnShore | 2018-05-15 12:00 | 0.21529
Solar | 2018-05-15 13:00 | 0.025244
Solar | 2018-05-15 14:00 | 0.10669
WindOnShore | 2018-05-15 15:00 | 0.21992
WindOnShore | 2018-05-15 16:00 | 0.21106
Solar | 2018-05-15 17:00 | 0.20934
Solar | 2018-05-15 18:00 | 0.27922
WindOnShore | 2018-05-15 19:00 | 0.20946
WindOnShore | 2018-05-15 20:00 | 0.20682
Solar | 2018-05-15 21:00 | 0.3311
WindOnShore | 2018-05-15 22:00 | 0.23135
Solar | 2018-05-15 23:00 | 0.36625
WindOnShore | 2018-05-16 | 0.27329
Solar | 2018-05-16 01:00 | 0.34045
WindOnShore | 2018-05-16 02:00 | 0.29605
Solar | 2018-05-16 03:00 | 0.28898
WindOnShore | 2018-05-16 04:00 | 0.3038
Solar | 2018-05-16 05:00 | 0.2166
WindOnShore | 2018-05-16 06:00 | 0.31235
Solar | 2018-05-16 07:00 | 0.12678
WindOnShore | 2018-05-16 08:00 | 0.32729
Solar | 2018-05-16 09:00 | 0.049651
Solar | 2018-05-16 10:00 | 0.01325
WindOnShore | 2018-05-16 11:00 | 0.35014
WindOnShore | 2018-05-16 12:00 | 0.38664
Solar | 2018-05-16 13:00 | 0
Solar | 2018-05-16 14:00 | 0
WindOnShore | 2018-05-16 15:00 | 0.41165
Solar | 2018-05-16 16:00 | 0
WindOnShore | 2018-05-16 17:00 | 0.44544
Solar | 2018-05-16 18:00 | 0
WindOnShore | 2018-05-16 19:00 | 0.49033
Solar | 2018-05-16 20:00 | 0
WindOnShore | 2018-05-16 21:00 | 0.52628
Solar | 2018-05-16 22:00 | 0
WindOnShore | 2018-05-16 23:00 | 0.54146
Solar | 2018-05-17 | 0
WindOnShore | 2018-05-17 01:00 | 0.53355
Solar | 2018-05-17 02:00 | 0
WindOnShore | 2018-05-17 03:00 | 0.51598
WindOnShore | 2018-05-17 04:00 | 0.48219
Solar | 2018-05-17 05:00 | 0
Solar | 2018-05-17 06:00 | 0
WindOnShore | 2018-05-17 07:00 | 0.46477
WindOnShore | 2018-05-17 08:00 | 0.46669
Solar | 2018-05-17 09:00 | 0
Solar | 2018-05-17 10:00 | 0
WindOnShore | 2018-05-17 11:00 | 0.46086
WindOnShore | 2018-05-17 12:00 | 0.44664
Solar | 2018-05-17 13:00 | 0.019386
WindOnShore | 2018-05-17 14:00 | 0.4337
Solar | 2018-05-17 15:00 | 0.08954
Solar | 2018-05-17 16:00 | 0.18801
WindOnShore | 2018-05-17 17:00 | 0.40821
Solar | 2018-05-17 18:00 | 0.24923
WindOnShore | 2018-05-17 19:00 | 0.4031
WindOnShore | 2018-05-17 20:00 | 0.38952
Solar | 2018-05-17 21:00 | 0.27615
WindOnShore | 2018-05-17 22:00 | 0.38161
Solar | 2018-05-17 23:00 | 0.29596
WindOnShore | 2018-05-18 | 0.34167
Solar | 2018-05-18 01:00 | 0.29861
WindOnShore | 2018-05-18 02:00 | 0.28902
Solar | 2018-05-18 03:00 | 0.28424
WindOnShore | 2018-05-18 04:00 | 0.24621
Solar | 2018-05-18 05:00 | 0.24254
Solar | 2018-05-18 06:00 | 0.16904
WindOnShore | 2018-05-18 07:00 | 0.21497
WindOnShore | 2018-05-18 08:00 | 0.19867
Solar | 2018-05-18 09:00 | 0.066667
Solar | 2018-05-18 10:00 | 0.014644
WindOnShore | 2018-05-18 11:00 | 0.21385
WindOnShore | 2018-05-18 12:00 | 0.23199
Solar | 2018-05-18 13:00 | 0
Solar | 2018-05-18 14:00 | 0
WindOnShore | 2018-05-18 15:00 | 0.24469
WindOnShore | 2018-05-18 16:00 | 0.27648
Solar | 2018-05-18 17:00 | 0
Solar | 2018-05-18 18:00 | 0
WindOnShore | 2018-05-18 19:00 | 0.26626
WindOnShore | 2018-05-18 20:00 | 0.25164
Solar | 2018-05-18 21:00 | 0
Solar | 2018-05-18 22:00 | 0
WindOnShore | 2018-05-18 23:00 | 0.27241
Solar | 2018-05-19 | 0
WindOnShore | 2018-05-19 01:00 | 0.25196
Solar | 2018-05-19 02:00 | 0
WindOnShore | 2018-05-19 03:00 | 0.26138
Solar | 2018-05-19 04:00 | 0
WindOnShore | 2018-05-19 05:00 | 0.26514
WindOnShore | 2018-05-19 06:00 | 0.29502
Solar | 2018-05-19 07:00 | 0
WindOnShore | 2018-05-19 08:00 | 0.31762
Solar | 2018-05-19 09:00 | 0
WindOnShore | 2018-05-19 10:00 | 0.30828
Solar | 2018-05-19 11:00 | 0
Solar | 2018-05-19 12:00 | 0.022734
WindOnShore | 2018-05-19 13:00 | 0.31499
WindOnShore | 2018-05-19 14:00 | 0.28982
Solar | 2018-05-19 15:00 | 0.10488
Solar | 2018-05-19 16:00 | 0.23905
WindOnShore | 2018-05-19 17:00 | 0.27393
Solar | 2018-05-19 18:00 | 0.33794
WindOnShore | 2018-05-19 19:00 | 0.30228
WindOnShore | 2018-05-19 20:00 | 0.32481
Solar | 2018-05-19 21:00 | 0.39344
WindOnShore | 2018-05-19 22:00 | 0.33232
Solar | 2018-05-19 23:00 | 0.43515
WindOnShore | 2018-05-20 | 0.33408
Solar | 2018-05-20 01:00 | 0.44338
WindOnShore | 2018-05-20 02:00 | 0.33584
Solar | 2018-05-20 03:00 | 0.406
WindOnShore | 2018-05-20 04:00 | 0.3467
Solar | 2018-05-20 05:00 | 0.32999
WindOnShore | 2018-05-20 06:00 | 0.33328
Solar | 2018-05-20 07:00 | 0.21785
Solar | 2018-05-20 08:00 | 0.095955
WindOnShore | 2018-05-20 09:00 | 0.3324
WindOnShore | 2018-05-20 10:00 | 0.31994
Solar | 2018-05-20 11:00 | 0.022036
Solar | 2018-05-20 12:00 | 0
WindOnShore | 2018-05-20 13:00 | 0.33576
WindOnShore | 2018-05-20 14:00 | 0.35157
Solar | 2018-05-20 15:00 | 0
WindOnShore | 2018-05-20 16:00 | 0.37107
Solar | 2018-05-20 17:00 | 0
Solar | 2018-05-20 18:00 | 0
WindOnShore | 2018-05-20 19:00 | 0.37961
Solar | 2018-05-20 20:00 | 0
WindOnShore | 2018-05-20 21:00 | 0.39287
Solar | 2018-05-20 22:00 | 0
WindOnShore | 2018-05-20 23:00 | 0.43465
Solar | 2018-05-21 | 0
WindOnShore | 2018-05-21 01:00 | 0.48314
Solar | 2018-05-21 02:00 | 0
WindOnShore | 2018-05-21 03:00 | 0.51582
Solar | 2018-05-21 04:00 | 0
WindOnShore | 2018-05-21 05:00 | 0.5568
Solar | 2018-05-21 06:00 | 0
WindOnShore | 2018-05-21 07:00 | 0.59522
WindOnShore | 2018-05-21 08:00 | 0.61016
Solar | 2018-05-21 09:00 | 0
Solar | 2018-05-21 10:00 | 0
WindOnShore | 2018-05-21 11:00 | 0.61232
WindOnShore | 2018-05-21 12:00 | 0.63045
Solar | 2018-05-21 13:00 | 0.028033
Solar | 2018-05-21 14:00 | 0.11116
WindOnShore | 2018-05-21 15:00 | 0.63956
Solar | 2018-05-21 16:00 | 0.21199
WindOnShore | 2018-05-21 17:00 | 0.64667
WindOnShore | 2018-05-21 18:00 | 0.66488
Solar | 2018-05-21 19:00 | 0.26974
Solar | 2018-05-21 20:00 | 0.31241
WindOnShore | 2018-05-21 21:00 | 0.68669
Solar | 2018-05-21 22:00 | 0.33752
WindOnShore | 2018-05-21 23:00 | 0.72344
Solar | 2018-05-22 | 0.34854
WindOnShore | 2018-05-22 01:00 | 0.75867
Solar | 2018-05-22 02:00 | 0.32999
WindOnShore | 2018-05-22 03:00 | 0.76913
WindOnShore | 2018-05-22 04:00 | 0.7776
Solar | 2018-05-22 05:00 | 0.28159
Solar | 2018-05-22 06:00 | 0.19554
WindOnShore | 2018-05-22 07:00 | 0.77792
WindOnShore | 2018-05-22 08:00 | 0.75667
Solar | 2018-05-22 09:00 | 0.087587
Solar | 2018-05-22 10:00 | 0.019944
WindOnShore | 2018-05-22 11:00 | 0.7474
Solar | 2018-05-22 12:00 | 0
WindOnShore | 2018-05-22 13:00 | 0.71697
Solar | 2018-05-22 14:00 | 0
WindOnShore | 2018-05-22 15:00 | 0.724
WindOnShore | 2018-05-22 16:00 | 0.71273
Solar | 2018-05-22 17:00 | 0
WindOnShore | 2018-05-22 18:00 | 0.67471
Solar | 2018-05-22 19:00 | 0
Solar | 2018-05-22 20:00 | 0
WindOnShore | 2018-05-22 21:00 | 0.66185
Solar | 2018-05-22 22:00 | 0
WindOnShore | 2018-05-22 23:00 | 0.65106
WindOnShore | 2018-05-23 | 0.6267
Solar | 2018-05-23 01:00 | 0
Solar | 2018-05-23 02:00 | 0
WindOnShore | 2018-05-23 03:00 | 0.60505
WindOnShore | 2018-05-23 04:00 | 0.57861
Solar | 2018-05-23 05:00 | 0
WindOnShore | 2018-05-23 06:00 | 0.54386
Solar | 2018-05-23 07:00 | 0
Solar | 2018-05-23 08:00 | 0
WindOnShore | 2018-05-23 09:00 | 0.52612
WindOnShore | 2018-05-23 10:00 | 0.48922
Solar | 2018-05-23 11:00 | 0
Solar | 2018-05-23 12:00 | 0.03152
WindOnShore | 2018-05-23 13:00 | 0.44152
Solar | 2018-05-23 14:00 | 0.13096
WindOnShore | 2018-05-23 15:00 | 0.39271
WindOnShore | 2018-05-23 16:00 | 0.34454
Solar | 2018-05-23 17:00 | 0.25746
WindOnShore | 2018-05-23 18:00 | 0.33096
Solar | 2018-05-23 19:00 | 0.36876
WindOnShore | 2018-05-23 20:00 | 0.31986
Solar | 2018-05-23 21:00 | 0.44575
WindOnShore | 2018-05-23 22:00 | 0.3086
Solar | 2018-05-23 23:00 | 0.45844
WindOnShore | 2018-05-24 | 0.29054
Solar | 2018-05-24 01:00 | 0.47029
Solar | 2018-05-24 02:00 | 0.43291
WindOnShore | 2018-05-24 03:00 | 0.25667
Solar | 2018-05-24 04:00 | 0.35914
WindOnShore | 2018-05-24 05:00 | 0.22575
Solar | 2018-05-24 06:00 | 0.24728
WindOnShore | 2018-05-24 07:00 | 0.1811
WindOnShore | 2018-05-24 08:00 | 0.13764
Solar | 2018-05-24 09:00 | 0.12371
Solar | 2018-05-24 10:00 | 0.027057
WindOnShore | 2018-05-24 11:00 | 0.0973
WindOnShore | 2018-05-24 12:00 | 0.082601
Solar | 2018-05-24 13:00 | 0
Solar | 2018-05-24 14:00 | 0
WindOnShore | 2018-05-24 15:00 | 0.080844
WindOnShore | 2018-05-24 16:00 | 0.078527
Solar | 2018-05-24 17:00 | 0
Solar | 2018-05-24 18:00 | 0
WindOnShore | 2018-05-24 19:00 | 0.075092
Solar | 2018-05-24 20:00 | 0
WindOnShore | 2018-05-24 21:00 | 0.080205
Solar | 2018-05-24 22:00 | 0
WindOnShore | 2018-05-24 23:00 | 0.089871
WindOnShore | 2018-05-25 | 0.10761
Solar | 2018-05-25 01:00 | 0
Solar | 2018-05-25 02:00 | 0
WindOnShore | 2018-05-25 03:00 | 0.12846
WindOnShore | 2018-05-25 04:00 | 0.15074
Solar | 2018-05-25 05:00 | 0
Solar | 2018-05-25 06:00 | 0
WindOnShore | 2018-05-25 07:00 | 0.17806
Solar | 2018-05-25 08:00 | 0
WindOnShore | 2018-05-25 09:00 | 0.2105
WindOnShore | 2018-05-25 10:00 | 0.23159
Solar | 2018-05-25 11:00 | 0
WindOnShore | 2018-05-25 12:00 | 0.26586
Solar | 2018-05-25 13:00 | 0.041283
WindOnShore | 2018-05-25 14:00 | 0.27057
Solar | 2018-05-25 15:00 | 0.17992
Solar | 2018-05-25 16:00 | 0.36918
WindOnShore | 2018-05-25 17:00 | 0.23231
WindOnShore | 2018-05-25 18:00 | 0.23997
Solar | 2018-05-25 19:00 | 0.50851
Solar | 2018-05-25 20:00 | 0.57517
WindOnShore | 2018-05-25 21:00 | 0.3209
Solar | 2018-05-25 22:00 | 0.56987
WindOnShore | 2018-05-25 23:00 | 0.42012
WindOnShore | 2018-05-26 | 0.46972
Solar | 2018-05-26 01:00 | 0.51158
WindOnShore | 2018-05-26 02:00 | 0.50783
Solar | 2018-05-26 03:00 | 0.43487
Solar | 2018-05-26 04:00 | 0.34212
WindOnShore | 2018-05-26 05:00 | 0.53938
Solar | 2018-05-26 06:00 | 0.20293
WindOnShore | 2018-05-26 07:00 | 0.58428
WindOnShore | 2018-05-26 08:00 | 0.58915
Solar | 2018-05-26 09:00 | 0.077266
Solar | 2018-05-26 10:00 | 0.016039
WindOnShore | 2018-05-26 11:00 | 0.57589
WindOnShore | 2018-05-26 12:00 | 0.62007
Solar | 2018-05-26 13:00 | 0
WindOnShore | 2018-05-26 14:00 | 0.66057
Solar | 2018-05-26 15:00 | 0
WindOnShore | 2018-05-26 16:00 | 0.67159
Solar | 2018-05-26 17:00 | 0
Solar | 2018-05-26 18:00 | 0
WindOnShore | 2018-05-26 19:00 | 0.64451
Solar | 2018-05-26 20:00 | 0
WindOnShore | 2018-05-26 21:00 | 0.62318
WindOnShore | 2018-05-26 22:00 | 0.61503
Solar | 2018-05-26 23:00 | 0
WindOnShore | 2018-05-27 | 0.59578
Solar | 2018-05-27 01:00 | 0
WindOnShore | 2018-05-27 02:00 | 0.56151
Solar | 2018-05-27 03:00 | 0
Solar | 2018-05-27 04:00 | 0
WindOnShore | 2018-05-27 05:00 | 0.51078
Solar | 2018-05-27 06:00 | 0
WindOnShore | 2018-05-27 07:00 | 0.4714
WindOnShore | 2018-05-27 08:00 | 0.42826
Solar | 2018-05-27 09:00 | 0
Solar | 2018-05-27 10:00 | 0
WindOnShore | 2018-05-27 11:00 | 0.36643
WindOnShore | 2018-05-27 12:00 | 0.29837
Solar | 2018-05-27 13:00 | 0.022455
Solar | 2018-05-27 14:00 | 0.087727
WindOnShore | 2018-05-27 15:00 | 0.27233
WindOnShore | 2018-05-27 16:00 | 0.23358
Solar | 2018-05-27 17:00 | 0.20572
Solar | 2018-05-27 18:00 | 0.31297
WindOnShore | 2018-05-27 19:00 | 0.22991
Solar | 2018-05-27 20:00 | 0.38438
WindOnShore | 2018-05-27 21:00 | 0.23366
WindOnShore | 2018-05-27 22:00 | 0.25292
Solar | 2018-05-27 23:00 | 0.42608
WindOnShore | 2018-05-28 | 0.25427
Solar | 2018-05-28 01:00 | 0.42301
Solar | 2018-05-28 02:00 | 0.39024
WindOnShore | 2018-05-28 03:00 | 0.25196
Solar | 2018-05-28 04:00 | 0.3053
WindOnShore | 2018-05-28 05:00 | 0.24948
Solar | 2018-05-28 06:00 | 0.21199
WindOnShore | 2018-05-28 07:00 | 0.24581
WindOnShore | 2018-05-28 08:00 | 0.25875
Solar | 2018-05-28 09:00 | 0.097629
WindOnShore | 2018-05-28 10:00 | 0.2899
Solar | 2018-05-28 11:00 | 0.022176
Solar | 2018-05-28 12:00 | 0
WindOnShore | 2018-05-28 13:00 | 0.31067
Solar | 2018-05-28 14:00 | 0
WindOnShore | 2018-05-28 15:00 | 0.28942
Solar | 2018-05-28 16:00 | 0
WindOnShore | 2018-05-28 17:00 | 0.27496
WindOnShore | 2018-05-28 18:00 | 0.27145
Solar | 2018-05-28 19:00 | 0
WindOnShore | 2018-05-28 20:00 | 0.27552
Solar | 2018-05-28 21:00 | 0
WindOnShore | 2018-05-28 22:00 | 0.26522
Solar | 2018-05-28 23:00 | 0
Solar | 2018-05-29 | 0
WindOnShore | 2018-05-29 01:00 | 0.25651
WindOnShore | 2018-05-29 02:00 | 0.23902
Solar | 2018-05-29 03:00 | 0
Solar | 2018-05-29 04:00 | 0
WindOnShore | 2018-05-29 05:00 | 0.23015
WindOnShore | 2018-05-29 06:00 | 0.21209
Solar | 2018-05-29 07:00 | 0
Solar | 2018-05-29 08:00 | 0
WindOnShore | 2018-05-29 09:00 | 0.18358
Solar | 2018-05-29 10:00 | 0
WindOnShore | 2018-05-29 11:00 | 0.16872
WindOnShore | 2018-05-29 12:00 | 0.14587
Solar | 2018-05-29 13:00 | 0.035146
Solar | 2018-05-29 14:00 | 0.13556
WindOnShore | 2018-05-29 15:00 | 0.11855
Solar | 2018-05-29 16:00 | 0.2834
WindOnShore | 2018-05-29 17:00 | 0.098338
WindOnShore | 2018-05-29 18:00 | 0.10177
Solar | 2018-05-29 19:00 | 0.40251
Solar | 2018-05-29 20:00 | 0.47545
WindOnShore | 2018-05-29 21:00 | 0.10457
WindOnShore | 2018-05-29 22:00 | 0.10401
Solar | 2018-05-29 23:00 | 0.48089
Solar | 2018-05-30 | 0.4643
WindOnShore | 2018-05-30 01:00 | 0.09714
Solar | 2018-05-30 02:00 | 0.41576
WindOnShore | 2018-05-30 03:00 | 0.088273
WindOnShore | 2018-05-30 04:00 | 0.081163
Solar | 2018-05-30 05:00 | 0.32622
WindOnShore | 2018-05-30 06:00 | 0.079565
Solar | 2018-05-30 07:00 | 0.2325
Solar | 2018-05-30 08:00 | 0.11743
WindOnShore | 2018-05-30 09:00 | 0.066305
WindOnShore | 2018-05-30 10:00 | 0.063189
Solar | 2018-05-30 11:00 | 0.027476
Solar | 2018-05-30 12:00 | 0
WindOnShore | 2018-05-30 13:00 | 0.055999
Solar | 2018-05-30 14:00 | 0
WindOnShore | 2018-05-30 15:00 | 0.057357
WindOnShore | 2018-05-30 16:00 | 0.074692
Solar | 2018-05-30 17:00 | 0
WindOnShore | 2018-05-30 18:00 | 0.087794
Solar | 2018-05-30 19:00 | 0
WindOnShore | 2018-05-30 20:00 | 0.085796
Solar | 2018-05-30 21:00 | 0
Solar | 2018-05-30 22:00 | 0
WindOnShore | 2018-05-30 23:00 | 0.092187
Solar | 2018-05-31 | 0
WindOnShore | 2018-05-31 01:00 | 0.090829
WindOnShore | 2018-05-31 02:00 | 0.095303
Solar | 2018-05-31 03:00 | 0
WindOnShore | 2018-05-31 04:00 | 0.10665
Solar | 2018-05-31 05:00 | 0
WindOnShore | 2018-05-31 06:00 | 0.12222
Solar | 2018-05-31 07:00 | 0
WindOnShore | 2018-05-31 08:00 | 0.14379
Solar | 2018-05-31 09:00 | 0
Solar | 2018-05-31 10:00 | 0
WindOnShore | 2018-05-31 11:00 | 0.16376
WindOnShore | 2018-05-31 12:00 | 0.17758
Solar | 2018-05-31 13:00 | 0.033891
WindOnShore | 2018-05-31 14:00 | 0.18669
Solar | 2018-05-31 15:00 | 0.12957
WindOnShore | 2018-05-31 16:00 | 0.19053
Solar | 2018-05-31 17:00 | 0.25802
Solar | 2018-05-31 18:00 | 0.36374
WindOnShore | 2018-05-31 19:00 | 0.19756
Solar | 2018-05-31 20:00 | 0.41004
WindOnShore | 2018-05-31 21:00 | 0.21026
WindOnShore | 2018-05-31 22:00 | 0.22128
Solar | 2018-05-31 23:00 | 0.41088
WindOnShore | 2018-06-01 | 0.23438
Solar | 2018-06-01 01:00 | 0.40572
Solar | 2018-06-01 02:00 | 0.3682
WindOnShore | 2018-06-01 03:00 | 0.25963
WindOnShore | 2018-06-01 04:00 | 0.28599
Solar | 2018-06-01 05:00 | 0.29512
Solar | 2018-06-01 06:00 | 0.20474
WindOnShore | 2018-06-01 07:00 | 0.2951
Solar | 2018-06-01 08:00 | 0.093445
WindOnShore | 2018-06-01 09:00 | 0.29142
WindOnShore | 2018-06-01 10:00 | 0.29765
Solar | 2018-06-01 11:00 | 0.025662
WindOnShore | 2018-06-01 12:00 | 0.30772
Solar | 2018-06-01 13:00 | 0
WindOnShore | 2018-06-01 14:00 | 0.29046
Solar | 2018-06-01 15:00 | 0
Solar | 2018-06-01 16:00 | 0
WindOnShore | 2018-06-01 17:00 | 0.27057
WindOnShore | 2018-06-01 18:00 | 0.26634
Solar | 2018-06-01 19:00 | 0
WindOnShore | 2018-06-01 20:00 | 0.27848
Solar | 2018-06-01 21:00 | 0
WindOnShore | 2018-06-01 22:00 | 0.28407
Solar | 2018-06-01 23:00 | 0
WindOnShore | 2018-06-02 | 0.29254
Solar | 2018-06-02 01:00 | 0
WindOnShore | 2018-06-02 02:00 | 0.2915
Solar | 2018-06-02 03:00 | 0
Solar | 2018-06-02 04:00 | 0
WindOnShore | 2018-06-02 05:00 | 0.28647
Solar | 2018-06-02 06:00 | 0
WindOnShore | 2018-06-02 07:00 | 0.28159
Solar | 2018-06-02 08:00 | 0
WindOnShore | 2018-06-02 09:00 | 0.28543
WindOnShore | 2018-06-02 10:00 | 0.27976
Solar | 2018-06-02 11:00 | 0
WindOnShore | 2018-06-02 12:00 | 0.28183
Solar | 2018-06-02 13:00 | 0.029986
WindOnShore | 2018-06-02 14:00 | 0.28183
Solar | 2018-06-02 15:00 | 0.11464
Solar | 2018-06-02 16:00 | 0.22971
WindOnShore | 2018-06-02 17:00 | 0.28639
Solar | 2018-06-02 18:00 | 0.3272
WindOnShore | 2018-06-02 19:00 | 0.28112
Solar | 2018-06-02 20:00 | 0.35621
WindOnShore | 2018-06-02 21:00 | 0.2617
Solar | 2018-06-02 22:00 | 0.37936
WindOnShore | 2018-06-02 23:00 | 0.24852
Solar | 2018-06-03 | 0.37671
WindOnShore | 2018-06-03 01:00 | 0.24117
WindOnShore | 2018-06-03 02:00 | 0.23374
Solar | 2018-06-03 03:00 | 0.36206
WindOnShore | 2018-06-03 04:00 | 0.23638
Solar | 2018-06-03 05:00 | 0.29972
WindOnShore | 2018-06-03 06:00 | 0.23207
Solar | 2018-06-03 07:00 | 0.20795
WindOnShore | 2018-06-03 08:00 | 0.22927
Solar | 2018-06-03 09:00 | 0.10656
WindOnShore | 2018-06-03 10:00 | 0.22136
Solar | 2018-06-03 11:00 | 0.02636
WindOnShore | 2018-06-03 12:00 | 0.21529
Solar | 2018-06-03 13:00 | 0
Solar | 2018-06-03 14:00 | 0
WindOnShore | 2018-06-03 15:00 | 0.20682
Solar | 2018-06-03 16:00 | 0
WindOnShore | 2018-06-03 17:00 | 0.20155
WindOnShore | 2018-06-03 18:00 | 0.17998
Solar | 2018-06-03 19:00 | 0
WindOnShore | 2018-06-03 20:00 | 0.16344
Solar | 2018-06-03 21:00 | 0
WindOnShore | 2018-06-03 22:00 | 0.14156
Solar | 2018-06-03 23:00 | 0
WindOnShore | 2018-06-04 | 0.13461
Solar | 2018-06-04 01:00 | 0
WindOnShore | 2018-06-04 02:00 | 0.13093
Solar | 2018-06-04 03:00 | 0
WindOnShore | 2018-06-04 04:00 | 0.12127
Solar | 2018-06-04 05:00 | 0
Solar | 2018-06-04 06:00 | 0
WindOnShore | 2018-06-04 07:00 | 0.10145
WindOnShore | 2018-06-04 08:00 | 0.094264
Solar | 2018-06-04 09:00 | 0
Solar | 2018-06-04 10:00 | 0.0080893
WindOnShore | 2018-06-04 11:00 | 0.096022
WindOnShore | 2018-06-04 12:00 | 0.10034
Solar | 2018-06-04 13:00 | 0.039888
Solar | 2018-06-04 14:00 | 0.13947
WindOnShore | 2018-06-04 15:00 | 0.099377
WindOnShore | 2018-06-04 16:00 | 0.10265
Solar | 2018-06-04 17:00 | 0.27211
Solar | 2018-06-04 18:00 | 0.3675
WindOnShore | 2018-06-04 19:00 | 0.10713
WindOnShore | 2018-06-04 20:00 | 0.12302
Solar | 2018-06-04 21:00 | 0.43305
Solar | 2018-06-04 22:00 | 0.48452
WindOnShore | 2018-06-04 23:00 | 0.14547
WindOnShore | 2018-06-05 | 0.17103
Solar | 2018-06-05 01:00 | 0.48605
Solar | 2018-06-05 02:00 | 0.42762
WindOnShore | 2018-06-05 03:00 | 0.20155
Solar | 2018-06-05 04:00 | 0.33863
WindOnShore | 2018-06-05 05:00 | 0.22879
Solar | 2018-06-05 06:00 | 0.22134
WindOnShore | 2018-06-05 07:00 | 0.24836
Solar | 2018-06-05 08:00 | 0.10167
WindOnShore | 2018-06-05 09:00 | 0.26674
WindOnShore | 2018-06-05 10:00 | 0.29302
Solar | 2018-06-05 11:00 | 0.024268
WindOnShore | 2018-06-05 12:00 | 0.34111
Solar | 2018-06-05 13:00 | 0.0078103
Solar | 2018-06-05 14:00 | 0
WindOnShore | 2018-06-05 15:00 | 0.38848
WindOnShore | 2018-06-05 16:00 | 0.41085
Solar | 2018-06-05 17:00 | 0
WindOnShore | 2018-06-05 18:00 | 0.42475
Solar | 2018-06-05 19:00 | 0
Solar | 2018-06-05 20:00 | 0
WindOnShore | 2018-06-05 21:00 | 0.44089
WindOnShore | 2018-06-05 22:00 | 0.44528
Solar | 2018-06-05 23:00 | 0
Solar | 2018-06-06 | 0
WindOnShore | 2018-06-06 01:00 | 0.446
WindOnShore | 2018-06-06 02:00 | 0.46086
Solar | 2018-06-06 03:00 | 0
Solar | 2018-06-06 04:00 | 0
WindOnShore | 2018-06-06 05:00 | 0.4595
WindOnShore | 2018-06-06 06:00 | 0.44448
Solar | 2018-06-06 07:00 | 0
WindOnShore | 2018-06-06 08:00 | 0.43274
Solar | 2018-06-06 09:00 | 0
WindOnShore | 2018-06-06 10:00 | 0.40909
Solar | 2018-06-06 11:00 | 0.0075314
WindOnShore | 2018-06-06 12:00 | 0.39759
Solar | 2018-06-06 13:00 | 0.042678
Solar | 2018-06-06 14:00 | 0.15188
WindOnShore | 2018-06-06 15:00 | 0.36651
Solar | 2018-06-06 16:00 | 0.30781
WindOnShore | 2018-06-06 17:00 | 0.35948
WindOnShore | 2018-06-06 18:00 | 0.39479
Solar | 2018-06-06 19:00 | 0.42929
Solar | 2018-06-06 20:00 | 0.48633
WindOnShore | 2018-06-06 21:00 | 0.44887
Solar | 2018-06-06 22:00 | 0.5205
WindOnShore | 2018-06-06 23:00 | 0.51741
WindOnShore | 2018-06-07 | 0.581
Solar | 2018-06-07 01:00 | 0.50656
WindOnShore | 2018-06-07 02:00 | 0.6136
Solar | 2018-06-07 03:00 | 0.47448
WindOnShore | 2018-06-07 04:00 | 0.63692
Solar | 2018-06-07 05:00 | 0.40823
Solar | 2018-06-07 06:00 | 0.29149
WindOnShore | 2018-06-07 07:00 | 0.64451
Solar | 2018-06-07 08:00 | 0.14351
WindOnShore | 2018-06-07 09:00 | 0.6414
WindOnShore | 2018-06-07 10:00 | 0.56343
Solar | 2018-06-07 11:00 | 0.034589
WindOnShore | 2018-06-07 12:00 | 0.50895
Solar | 2018-06-07 13:00 | 0.0083682
Solar | 2018-06-07 14:00 | 0
WindOnShore | 2018-06-07 15:00 | 0.48522
WindOnShore | 2018-06-07 16:00 | 0.46349
Solar | 2018-06-07 17:00 | 0
WindOnShore | 2018-06-07 18:00 | 0.46006
Solar | 2018-06-07 19:00 | 0
Solar | 2018-06-07 20:00 | 0
WindOnShore | 2018-06-07 21:00 | 0.45782
Solar | 2018-06-07 22:00 | 0
WindOnShore | 2018-06-07 23:00 | 0.44472
WindOnShore | 2018-06-08 | 0.4198
Solar | 2018-06-08 01:00 | 0
Solar | 2018-06-08 02:00 | 0
WindOnShore | 2018-06-08 03:00 | 0.37985
Solar | 2018-06-08 04:00 | 0
WindOnShore | 2018-06-08 05:00 | 0.3487
Solar | 2018-06-08 06:00 | 0
WindOnShore | 2018-06-08 07:00 | 0.32617
Solar | 2018-06-08 08:00 | 0
WindOnShore | 2018-06-08 09:00 | 0.30284
Solar | 2018-06-08 10:00 | 0.0079498
WindOnShore | 2018-06-08 11:00 | 0.28151
WindOnShore | 2018-06-08 12:00 | 0.26234
Solar | 2018-06-08 13:00 | 0.054393
Solar | 2018-06-08 14:00 | 0.20349
WindOnShore | 2018-06-08 15:00 | 0.21721
Solar | 2018-06-08 16:00 | 0.394
WindOnShore | 2018-06-08 17:00 | 0.18302
Solar | 2018-06-08 18:00 | 0.541
WindOnShore | 2018-06-08 19:00 | 0.18206
Solar | 2018-06-08 20:00 | 0.61897
WindOnShore | 2018-06-08 21:00 | 0.20307
Solar | 2018-06-08 22:00 | 0.6576
WindOnShore | 2018-06-08 23:00 | 0.21529
WindOnShore | 2018-06-09 | 0.20906
Solar | 2018-06-09 01:00 | 0.64672
WindOnShore | 2018-06-09 02:00 | 0.21074
Solar | 2018-06-09 03:00 | 0.60209
Solar | 2018-06-09 04:00 | 0.50962
WindOnShore | 2018-06-09 05:00 | 0.21689
WindOnShore | 2018-06-09 06:00 | 0.23111
Solar | 2018-06-09 07:00 | 0.353
Solar | 2018-06-09 08:00 | 0.17978
WindOnShore | 2018-06-09 09:00 | 0.23782
WindOnShore | 2018-06-09 10:00 | 0.23382
Solar | 2018-06-09 11:00 | 0.041562
WindOnShore | 2018-06-09 12:00 | 0.23095
Solar | 2018-06-09 13:00 | 0.0080893
Solar | 2018-06-09 14:00 | 0
WindOnShore | 2018-06-09 15:00 | 0.24325
WindOnShore | 2018-06-09 16:00 | 0.24325
Solar | 2018-06-09 17:00 | 0
WindOnShore | 2018-06-09 18:00 | 0.22639
Solar | 2018-06-09 19:00 | 0
Solar | 2018-06-09 20:00 | 0
WindOnShore | 2018-06-09 21:00 | 0.22256
WindOnShore | 2018-06-09 22:00 | 0.22016
Solar | 2018-06-09 23:00 | 0
WindOnShore | 2018-06-10 | 0.2085
Solar | 2018-06-10 01:00 | 0
WindOnShore | 2018-06-10 02:00 | 0.20091
Solar | 2018-06-10 03:00 | 0
WindOnShore | 2018-06-10 04:00 | 0.18733
Solar | 2018-06-10 05:00 | 0
WindOnShore | 2018-06-10 06:00 | 0.19228
Solar | 2018-06-10 07:00 | 0
WindOnShore | 2018-06-10 08:00 | 0.2216
Solar | 2018-06-10 09:00 | 0
WindOnShore | 2018-06-10 10:00 | 0.24397
Solar | 2018-06-10 11:00 | 0.0089261
WindOnShore | 2018-06-10 12:00 | 0.25627
Solar | 2018-06-10 13:00 | 0.058298
WindOnShore | 2018-06-10 14:00 | 0.25084
Solar | 2018-06-10 15:00 | 0.20921
Solar | 2018-06-10 16:00 | 0.38312
WindOnShore | 2018-06-10 17:00 | 0.24716
Solar | 2018-06-10 18:00 | 0.50767
WindOnShore | 2018-06-10 19:00 | 0.25491
WindOnShore | 2018-06-10 20:00 | 0.27952
Solar | 2018-06-10 21:00 | 0.57183
Solar | 2018-06-10 22:00 | 0.59024
WindOnShore | 2018-06-10 23:00 | 0.29749
WindOnShore | 2018-06-11 | 0.31523
Solar | 2018-06-11 01:00 | 0.58494
WindOnShore | 2018-06-11 02:00 | 0.33288
Solar | 2018-06-11 03:00 | 0.54547
Solar | 2018-06-11 04:00 | 0.44937
WindOnShore | 2018-06-11 05:00 | 0.33999
Solar | 2018-06-11 06:00 | 0.31158
WindOnShore | 2018-06-11 07:00 | 0.35621
Solar | 2018-06-11 08:00 | 0.15439
WindOnShore | 2018-06-11 09:00 | 0.35157
Solar | 2018-06-11 10:00 | 0.037517
WindOnShore | 2018-06-11 11:00 | 0.33967
WindOnShore | 2018-06-11 12:00 | 0.31555
Solar | 2018-06-11 13:00 | 0.0083682
WindOnShore | 2018-06-11 14:00 | 0.29414
Solar | 2018-06-11 15:00 | 0
WindOnShore | 2018-06-11 16:00 | 0.27073
Solar | 2018-06-11 17:00 | 0
WindOnShore | 2018-06-11 18:00 | 0.25092
Solar | 2018-06-11 19:00 | 0
Solar | 2018-06-11 20:00 | 0
WindOnShore | 2018-06-11 21:00 | 0.22687
Solar | 2018-06-11 22:00 | 0
WindOnShore | 2018-06-11 23:00 | 0.21058
Solar | 2018-06-12 | 0
WindOnShore | 2018-06-12 01:00 | 0.2053
Solar | 2018-06-12 02:00 | 0
WindOnShore | 2018-06-12 03:00 | 0.20363
Solar | 2018-06-12 04:00 | 0
WindOnShore | 2018-06-12 05:00 | 0.20866
WindOnShore | 2018-06-12 06:00 | 0.21753
Solar | 2018-06-12 07:00 | 0
WindOnShore | 2018-06-12 08:00 | 0.2343
Solar | 2018-06-12 09:00 | 0
WindOnShore | 2018-06-12 10:00 | 0.24085
Solar | 2018-06-12 11:00 | 0.0083682
WindOnShore | 2018-06-12 12:00 | 0.25979
Solar | 2018-06-12 13:00 | 0.050349
Solar | 2018-06-12 14:00 | 0.16318
WindOnShore | 2018-06-12 15:00 | 0.27033
WindOnShore | 2018-06-12 16:00 | 0.29398
Solar | 2018-06-12 17:00 | 0.28047
WindOnShore | 2018-06-12 18:00 | 0.31906
Solar | 2018-06-12 19:00 | 0.36904
Solar | 2018-06-12 20:00 | 0.42915
WindOnShore | 2018-06-12 21:00 | 0.32042
WindOnShore | 2018-06-12 22:00 | 0.31595
Solar | 2018-06-12 23:00 | 0.4569
Solar | 2018-06-13 | 0.44756
WindOnShore | 2018-06-13 01:00 | 0.28104
Solar | 2018-06-13 02:00 | 0.40628
WindOnShore | 2018-06-13 03:00 | 0.26035
WindOnShore | 2018-06-13 04:00 | 0.24077
Solar | 2018-06-13 05:00 | 0.32957
Solar | 2018-06-13 06:00 | 0.22706
WindOnShore | 2018-06-13 07:00 | 0.22791
WindOnShore | 2018-06-13 08:00 | 0.22288
Solar | 2018-06-13 09:00 | 0.11172
WindOnShore | 2018-06-13 10:00 | 0.21385
Solar | 2018-06-13 11:00 | 0.028173
WindOnShore | 2018-06-13 12:00 | 0.19931
Solar | 2018-06-13 13:00 | 0.0075314
Solar | 2018-06-13 14:00 | 0
WindOnShore | 2018-06-13 15:00 | 0.2057
Solar | 2018-06-13 16:00 | 0
WindOnShore | 2018-06-13 17:00 | 0.22056
Solar | 2018-06-13 18:00 | 0
WindOnShore | 2018-06-13 19:00 | 0.22248
Solar | 2018-06-13 20:00 | 0
WindOnShore | 2018-06-13 21:00 | 0.23135
Solar | 2018-06-13 22:00 | 0
WindOnShore | 2018-06-13 23:00 | 0.22368
Solar | 2018-06-14 | 0
WindOnShore | 2018-06-14 01:00 | 0.20019
WindOnShore | 2018-06-14 02:00 | 0.19404
Solar | 2018-06-14 03:00 | 0
WindOnShore | 2018-06-14 04:00 | 0.19332
Solar | 2018-06-14 05:00 | 0
WindOnShore | 2018-06-14 06:00 | 0.20211
Solar | 2018-06-14 07:00 | 0
WindOnShore | 2018-06-14 08:00 | 0.2069
Solar | 2018-06-14 09:00 | 0
Solar | 2018-06-14 10:00 | 0.009484
WindOnShore | 2018-06-14 11:00 | 0.19971
WindOnShore | 2018-06-14 12:00 | 0.18637
Solar | 2018-06-14 13:00 | 0.043794
Solar | 2018-06-14 14:00 | 0.1318
WindOnShore | 2018-06-14 15:00 | 0.14707
WindOnShore | 2018-06-14 16:00 | 0.11863
Solar | 2018-06-14 17:00 | 0.2265
WindOnShore | 2018-06-14 18:00 | 0.10233
Solar | 2018-06-14 19:00 | 0.31534
WindOnShore | 2018-06-14 20:00 | 0.09051
Solar | 2018-06-14 21:00 | 0.37406
Solar | 2018-06-14 22:00 | 0.39986
WindOnShore | 2018-06-14 23:00 | 0.091628
WindOnShore | 2018-06-15 | 0.088193
Solar | 2018-06-15 01:00 | 0.39526
Solar | 2018-06-15 02:00 | 0.35565
WindOnShore | 2018-06-15 03:00 | 0.077728
WindOnShore | 2018-06-15 04:00 | 0.066544
Solar | 2018-06-15 05:00 | 0.29205
WindOnShore | 2018-06-15 06:00 | 0.062151
Solar | 2018-06-15 07:00 | 0.19944
Solar | 2018-06-15 08:00 | 0.097211
WindOnShore | 2018-06-15 09:00 | 0.061751
Solar | 2018-06-15 10:00 | 0.025384
WindOnShore | 2018-06-15 11:00 | 0.06255
Solar | 2018-06-15 12:00 | 0.0086471
WindOnShore | 2018-06-15 13:00 | 0.079565
WindOnShore | 2018-06-15 14:00 | 0.10497
Solar | 2018-06-15 15:00 | 0
WindOnShore | 2018-06-15 16:00 | 0.11599
Solar | 2018-06-15 17:00 | 0
Solar | 2018-06-15 18:00 | 0
WindOnShore | 2018-06-15 19:00 | 0.11503
Solar | 2018-06-15 20:00 | 0
WindOnShore | 2018-06-15 21:00 | 0.10609
WindOnShore | 2018-06-15 22:00 | 0.099137
Solar | 2018-06-15 23:00 | 0
Solar | 2018-06-16 | 0
WindOnShore | 2018-06-16 01:00 | 0.085397
WindOnShore | 2018-06-16 02:00 | 0.079166
Solar | 2018-06-16 03:00 | 0
WindOnShore | 2018-06-16 04:00 | 0.067663
Solar | 2018-06-16 05:00 | 0
WindOnShore | 2018-06-16 06:00 | 0.062869
Solar | 2018-06-16 07:00 | 0
Solar | 2018-06-16 08:00 | 0
WindOnShore | 2018-06-16 09:00 | 0.065506
Solar | 2018-06-16 10:00 | 0.0096234
WindOnShore | 2018-06-16 11:00 | 0.075332
Solar | 2018-06-16 12:00 | 0.045607
WindOnShore | 2018-06-16 13:00 | 0.078527
WindOnShore | 2018-06-16 14:00 | 0.074293
Solar | 2018-06-16 15:00 | 0.13291
WindOnShore | 2018-06-16 16:00 | 0.067583
Solar | 2018-06-16 17:00 | 0.23738
Solar | 2018-06-16 18:00 | 0.32901
WindOnShore | 2018-06-16 19:00 | 0.064707
WindOnShore | 2018-06-16 20:00 | 0.066864
Solar | 2018-06-16 21:00 | 0.40488
Solar | 2018-06-16 22:00 | 0.45188
WindOnShore | 2018-06-16 23:00 | 0.067503
Solar | 2018-06-17 | 0.43947
WindOnShore | 2018-06-17 01:00 | 0.066544
WindOnShore | 2018-06-17 02:00 | 0.068861
Solar | 2018-06-17 03:00 | 0.40098
Solar | 2018-06-17 04:00 | 0.33752
WindOnShore | 2018-06-17 05:00 | 0.084438
Solar | 2018-06-17 06:00 | 0.2325
WindOnShore | 2018-06-17 07:00 | 0.10321
WindOnShore | 2018-06-17 08:00 | 0.12079
Solar | 2018-06-17 09:00 | 0.1145
WindOnShore | 2018-06-17 10:00 | 0.13501
Solar | 2018-06-17 11:00 | 0.031381
Solar | 2018-06-17 12:00 | 0.0093445
WindOnShore | 2018-06-17 13:00 | 0.16912
WindOnShore | 2018-06-17 14:00 | 0.19444
Solar | 2018-06-17 15:00 | 0
Solar | 2018-06-17 16:00 | 0
WindOnShore | 2018-06-17 17:00 | 0.1958
WindOnShore | 2018-06-17 18:00 | 0.18893
Solar | 2018-06-17 19:00 | 0
Solar | 2018-06-17 20:00 | 0
WindOnShore | 2018-06-17 21:00 | 0.16992
WindOnShore | 2018-06-17 22:00 | 0.16057
Solar | 2018-06-17 23:00 | 0
WindOnShore | 2018-06-18 | 0.15562
Solar | 2018-06-18 01:00 | 0
WindOnShore | 2018-06-18 02:00 | 0.14938
Solar | 2018-06-18 03:00 | 0
WindOnShore | 2018-06-18 04:00 | 0.15729
Solar | 2018-06-18 05:00 | 0
WindOnShore | 2018-06-18 06:00 | 0.14962
Solar | 2018-06-18 07:00 | 0
WindOnShore | 2018-06-18 08:00 | 0.14507
Solar | 2018-06-18 09:00 | 0
WindOnShore | 2018-06-18 10:00 | 0.13972
Solar | 2018-06-18 11:00 | 0.011018
Solar | 2018-06-18 12:00 | 0.051743
WindOnShore | 2018-06-18 13:00 | 0.13852
Solar | 2018-06-18 14:00 | 0.25551
WindOnShore | 2018-06-18 15:00 | 0.11863
WindOnShore | 2018-06-18 16:00 | 0.1223
Solar | 2018-06-18 17:00 | 0.37197
WindOnShore | 2018-06-18 18:00 | 0.12095
Solar | 2018-06-18 19:00 | 0.4431
WindOnShore | 2018-06-18 20:00 | 0.12678
Solar | 2018-06-18 21:00 | 0.47252
Solar | 2018-06-18 22:00 | 0.47099
WindOnShore | 2018-06-18 23:00 | 0.13117
WindOnShore | 2018-06-19 | 0.14251
Solar | 2018-06-19 01:00 | 0.41841
WindOnShore | 2018-06-19 02:00 | 0.15905
Solar | 2018-06-19 03:00 | 0.35216
Solar | 2018-06-19 04:00 | 0.26304
WindOnShore | 2018-06-19 05:00 | 0.16728
WindOnShore | 2018-06-19 06:00 | 0.17295
Solar | 2018-06-19 07:00 | 0.14128
Solar | 2018-06-19 08:00 | 0.038075
WindOnShore | 2018-06-19 09:00 | 0.15985
Solar | 2018-06-19 10:00 | 0.0087866
WindOnShore | 2018-06-19 11:00 | 0.15673
Solar | 2018-06-19 12:00 | 0
WindOnShore | 2018-06-19 13:00 | 0.15002
WindOnShore | 2018-06-19 14:00 | 0.14946
Solar | 2018-06-19 15:00 | 0
WindOnShore | 2018-06-19 16:00 | 0.14883
Solar | 2018-06-19 17:00 | 0
Solar | 2018-06-19 18:00 | 0
WindOnShore | 2018-06-19 19:00 | 0.15466
Solar | 2018-06-19 20:00 | 0
WindOnShore | 2018-06-19 21:00 | 0.15809
Solar | 2018-06-19 22:00 | 0
WindOnShore | 2018-06-19 23:00 | 0.16552
WindOnShore | 2018-06-20 | 0.17742
Solar | 2018-06-20 01:00 | 0
Solar | 2018-06-20 02:00 | 0
WindOnShore | 2018-06-20 03:00 | 0.18485
WindOnShore | 2018-06-20 04:00 | 0.18789
Solar | 2018-06-20 05:00 | 0
WindOnShore | 2018-06-20 06:00 | 0.20043
Solar | 2018-06-20 07:00 | 0
Solar | 2018-06-20 08:00 | 0.011018
WindOnShore | 2018-06-20 09:00 | 0.22184
WindOnShore | 2018-06-20 10:00 | 0.28056
Solar | 2018-06-20 11:00 | 0.045328
Solar | 2018-06-20 12:00 | 0.11702
WindOnShore | 2018-06-20 13:00 | 0.33568
Solar | 2018-06-20 14:00 | 0.18661
WindOnShore | 2018-06-20 15:00 | 0.3757
WindOnShore | 2018-06-20 16:00 | 0.42898
Solar | 2018-06-20 17:00 | 0.24017
Solar | 2018-06-20 18:00 | 0.26778
WindOnShore | 2018-06-20 19:00 | 0.4833
WindOnShore | 2018-06-20 20:00 | 0.52229
Solar | 2018-06-20 21:00 | 0.28773
WindOnShore | 2018-06-20 22:00 | 0.54937
Solar | 2018-06-20 23:00 | 0.29149
Solar | 2018-06-21 | 0.25941
WindOnShore | 2018-06-21 01:00 | 0.58148
Solar | 2018-06-21 02:00 | 0.2198
WindOnShore | 2018-06-21 03:00 | 0.59211
Solar | 2018-06-21 04:00 | 0.15411
WindOnShore | 2018-06-21 05:00 | 0.57389
WindOnShore | 2018-06-21 06:00 | 0.55145
Solar | 2018-06-21 07:00 | 0.080893
WindOnShore | 2018-06-21 08:00 | 0.53643
Solar | 2018-06-21 09:00 | 0.025802
WindOnShore | 2018-06-21 10:00 | 0.5405
Solar | 2018-06-21 11:00 | 0.0086471
Solar | 2018-06-21 12:00 | 0
WindOnShore | 2018-06-21 13:00 | 0.55105
Solar | 2018-06-21 14:00 | 0
WindOnShore | 2018-06-21 15:00 | 0.54178
WindOnShore | 2018-06-21 16:00 | 0.51214
Solar | 2018-06-21 17:00 | 0
WindOnShore | 2018-06-21 18:00 | 0.48674
Solar | 2018-06-21 19:00 | 0
WindOnShore | 2018-06-21 20:00 | 0.4698
Solar | 2018-06-21 21:00 | 0
WindOnShore | 2018-06-21 22:00 | 0.42291
Solar | 2018-06-21 23:00 | 0
WindOnShore | 2018-06-22 | 0.38832
Solar | 2018-06-22 01:00 | 0
WindOnShore | 2018-06-22 02:00 | 0.35685
Solar | 2018-06-22 03:00 | 0
WindOnShore | 2018-06-22 04:00 | 0.32713
Solar | 2018-06-22 05:00 | 0
Solar | 2018-06-22 06:00 | 0
WindOnShore | 2018-06-22 07:00 | 0.31499
Solar | 2018-06-22 08:00 | 0.011158
WindOnShore | 2018-06-22 09:00 | 0.34654
Solar | 2018-06-22 10:00 | 0.049093
WindOnShore | 2018-06-22 11:00 | 0.37298
Solar | 2018-06-22 12:00 | 0.13236
WindOnShore | 2018-06-22 13:00 | 0.39463
WindOnShore | 2018-06-22 14:00 | 0.42371
Solar | 2018-06-22 15:00 | 0.21883
WindOnShore | 2018-06-22 16:00 | 0.47116
Solar | 2018-06-22 17:00 | 0.28312
Solar | 2018-06-22 18:00 | 0.3304
WindOnShore | 2018-06-22 19:00 | 0.53523
WindOnShore | 2018-06-22 20:00 | 0.57925
Solar | 2018-06-22 21:00 | 0.36053
Solar | 2018-06-22 22:00 | 0.36011
WindOnShore | 2018-06-22 23:00 | 0.62494
WindOnShore | 2018-06-23 | 0.68733
Solar | 2018-06-23 01:00 | 0.347
WindOnShore | 2018-06-23 02:00 | 0.70043
Solar | 2018-06-23 03:00 | 0.30265
WindOnShore | 2018-06-23 04:00 | 0.68597
Solar | 2018-06-23 05:00 | 0.22329
WindOnShore | 2018-06-23 06:00 | 0.61927
Solar | 2018-06-23 07:00 | 0.11702
Solar | 2018-06-23 08:00 | 0.033891
WindOnShore | 2018-06-23 09:00 | 0.51981
Solar | 2018-06-23 10:00 | 0.0086471
WindOnShore | 2018-06-23 11:00 | 0.43362
WindOnShore | 2018-06-23 12:00 | 0.35413
Solar | 2018-06-23 13:00 | 0
WindOnShore | 2018-06-23 14:00 | 0.28727
Solar | 2018-06-23 15:00 | 0
WindOnShore | 2018-06-23 16:00 | 0.24852
Solar | 2018-06-23 17:00 | 0
Solar | 2018-06-23 18:00 | 0
WindOnShore | 2018-06-23 19:00 | 0.21912
WindOnShore | 2018-06-23 20:00 | 0.18973
Solar | 2018-06-23 21:00 | 0
WindOnShore | 2018-06-23 22:00 | 0.1795
Solar | 2018-06-23 23:00 | 0
Solar | 2018-06-24 | 0
WindOnShore | 2018-06-24 01:00 | 0.1803
Solar | 2018-06-24 02:00 | 0
WindOnShore | 2018-06-24 03:00 | 0.18437
Solar | 2018-06-24 04:00 | 0
WindOnShore | 2018-06-24 05:00 | 0.18949
WindOnShore | 2018-06-24 06:00 | 0.18565
Solar | 2018-06-24 07:00 | 0
WindOnShore | 2018-06-24 08:00 | 0.18725
Solar | 2018-06-24 09:00 | 0.011018
WindOnShore | 2018-06-24 10:00 | 0.19268
Solar | 2018-06-24 11:00 | 0.051325
WindOnShore | 2018-06-24 12:00 | 0.16568
Solar | 2018-06-24 13:00 | 0.15872
WindOnShore | 2018-06-24 14:00 | 0.15881
Solar | 2018-06-24 15:00 | 0.29637
WindOnShore | 2018-06-24 16:00 | 0.2188
Solar | 2018-06-24 17:00 | 0.41158
WindOnShore | 2018-06-24 18:00 | 0.26977
Solar | 2018-06-24 19:00 | 0.46206
Solar | 2018-06-24 20:00 | 0.45872
WindOnShore | 2018-06-24 21:00 | 0.2887
WindOnShore | 2018-06-24 22:00 | 0.30284
Solar | 2018-06-24 23:00 | 0.47517
WindOnShore | 2018-06-25 | 0.33088
Solar | 2018-06-25 01:00 | 0.4675
WindOnShore | 2018-06-25 02:00 | 0.359
Solar | 2018-06-25 03:00 | 0.40488
Solar | 2018-06-25 04:00 | 0.3
WindOnShore | 2018-06-25 05:00 | 0.36284
WindOnShore | 2018-06-25 06:00 | 0.33815
Solar | 2018-06-25 07:00 | 0.16332
Solar | 2018-06-25 08:00 | 0.045188
WindOnShore | 2018-06-25 09:00 | 0.3213
WindOnShore | 2018-06-25 10:00 | 0.29797
Solar | 2018-06-25 11:00 | 0.0085077
Solar | 2018-06-25 12:00 | 0
WindOnShore | 2018-06-25 13:00 | 0.29845
WindOnShore | 2018-06-25 14:00 | 0.28886
Solar | 2018-06-25 15:00 | 0
Solar | 2018-06-25 16:00 | 0
WindOnShore | 2018-06-25 17:00 | 0.27728
WindOnShore | 2018-06-25 18:00 | 0.24932
Solar | 2018-06-25 19:00 | 0
WindOnShore | 2018-06-25 20:00 | 0.22272
Solar | 2018-06-25 21:00 | 0
WindOnShore | 2018-06-25 22:00 | 0.21705
Solar | 2018-06-25 23:00 | 0
Solar | 2018-06-26 | 0
WindOnShore | 2018-06-26 01:00 | 0.2212
Solar | 2018-06-26 02:00 | 0
WindOnShore | 2018-06-26 03:00 | 0.22903
WindOnShore | 2018-06-26 04:00 | 0.22575
Solar | 2018-06-26 05:00 | 0
WindOnShore | 2018-06-26 06:00 | 0.24764
Solar | 2018-06-26 07:00 | 0
Solar | 2018-06-26 08:00 | 0.010879
WindOnShore | 2018-06-26 09:00 | 0.27768
Solar | 2018-06-26 10:00 | 0.052999
WindOnShore | 2018-06-26 11:00 | 0.28407
Solar | 2018-06-26 12:00 | 0.15119
WindOnShore | 2018-06-26 13:00 | 0.25635
WindOnShore | 2018-06-26 14:00 | 0.26578
Solar | 2018-06-26 15:00 | 0.24324
WindOnShore | 2018-06-26 16:00 | 0.34263
Solar | 2018-06-26 17:00 | 0.33389
Solar | 2018-06-26 18:00 | 0.39916
WindOnShore | 2018-06-26 19:00 | 0.43465
Solar | 2018-06-26 20:00 | 0.43417
WindOnShore | 2018-06-26 21:00 | 0.55017
Solar | 2018-06-26 22:00 | 0.4484
WindOnShore | 2018-06-26 23:00 | 0.5536
Solar | 2018-06-27 | 0.43333
WindOnShore | 2018-06-27 01:00 | 0.51949
WindOnShore | 2018-06-27 02:00 | 0.46022
Solar | 2018-06-27 03:00 | 0.39512
Solar | 2018-06-27 04:00 | 0.30112
WindOnShore | 2018-06-27 05:00 | 0.44049
WindOnShore | 2018-06-27 06:00 | 0.36843
Solar | 2018-06-27 07:00 | 0.16457
WindOnShore | 2018-06-27 08:00 | 0.27073
Solar | 2018-06-27 09:00 | 0.044073
Solar | 2018-06-27 10:00 | 0.0086471
WindOnShore | 2018-06-27 11:00 | 0.19132
WindOnShore | 2018-06-27 12:00 | 0.19172
Solar | 2018-06-27 13:00 | 0
Solar | 2018-06-27 14:00 | 0
WindOnShore | 2018-06-27 15:00 | 0.21497
WindOnShore | 2018-06-27 16:00 | 0.22767
Solar | 2018-06-27 17:00 | 0
WindOnShore | 2018-06-27 18:00 | 0.20962
Solar | 2018-06-27 19:00 | 0
WindOnShore | 2018-06-27 20:00 | 0.18078
Solar | 2018-06-27 21:00 | 0
WindOnShore | 2018-06-27 22:00 | 0.17431
Solar | 2018-06-27 23:00 | 0
WindOnShore | 2018-06-28 | 0.15729
Solar | 2018-06-28 01:00 | 0
Solar | 2018-06-28 02:00 | 0
WindOnShore | 2018-06-28 03:00 | 0.12869
WindOnShore | 2018-06-28 04:00 | 0.1104
Solar | 2018-06-28 05:00 | 0
WindOnShore | 2018-06-28 06:00 | 0.11024
Solar | 2018-06-28 07:00 | 0
WindOnShore | 2018-06-28 08:00 | 0.11639
Solar | 2018-06-28 09:00 | 0.011994
WindOnShore | 2018-06-28 10:00 | 0.1271
Solar | 2018-06-28 11:00 | 0.065551
Solar | 2018-06-28 12:00 | 0.17824
WindOnShore | 2018-06-28 13:00 | 0.12702
WindOnShore | 2018-06-28 14:00 | 0.12814
Solar | 2018-06-28 15:00 | 0.30251
WindOnShore | 2018-06-28 16:00 | 0.1696
Solar | 2018-06-28 17:00 | 0.42566
Solar | 2018-06-28 18:00 | 0.47071
WindOnShore | 2018-06-28 19:00 | 0.19907
WindOnShore | 2018-06-28 20:00 | 0.2212
Solar | 2018-06-28 21:00 | 0.48396
WindOnShore | 2018-06-28 22:00 | 0.26474
Solar | 2018-06-28 23:00 | 0.47838
Solar | 2018-06-29 | 0.45119
WindOnShore | 2018-06-29 01:00 | 0.31099
WindOnShore | 2018-06-29 02:00 | 0.3479
Solar | 2018-06-29 03:00 | 0.37866
Solar | 2018-06-29 04:00 | 0.27587
WindOnShore | 2018-06-29 05:00 | 0.36851
WindOnShore | 2018-06-29 06:00 | 0.37107
Solar | 2018-06-29 07:00 | 0.15049
WindOnShore | 2018-06-29 08:00 | 0.35621
Solar | 2018-06-29 09:00 | 0.046583
Solar | 2018-06-29 10:00 | 0.0090656
WindOnShore | 2018-06-29 11:00 | 0.34734
WindOnShore | 2018-06-29 12:00 | 0.35253
Solar | 2018-06-29 13:00 | 0
WindOnShore | 2018-06-29 14:00 | 0.35812
Solar | 2018-06-29 15:00 | 0
WindOnShore | 2018-06-29 16:00 | 0.36923
Solar | 2018-06-29 17:00 | 0
Solar | 2018-06-29 18:00 | 0
WindOnShore | 2018-06-29 19:00 | 0.36499
WindOnShore | 2018-06-29 20:00 | 0.35517
Solar | 2018-06-29 21:00 | 0
Solar | 2018-06-29 22:00 | 0
WindOnShore | 2018-06-29 23:00 | 0.34686
WindOnShore | 2018-06-30 | 0.33815
Solar | 2018-06-30 01:00 | 0
Solar | 2018-06-30 02:00 | 0
WindOnShore | 2018-06-30 03:00 | 0.34726
WindOnShore | 2018-06-30 04:00 | 0.35908
Solar | 2018-06-30 05:00 | 0
Solar | 2018-06-30 06:00 | 0
WindOnShore | 2018-06-30 07:00 | 0.35852
WindOnShore | 2018-06-30 08:00 | 0.34247
Solar | 2018-06-30 09:00 | 0.013529
Solar | 2018-06-30 10:00 | 0.074338
WindOnShore | 2018-06-30 11:00 | 0.29909
Solar | 2018-06-30 12:00 | 0.23208
WindOnShore | 2018-06-30 13:00 | 0.27001
Solar | 2018-06-30 14:00 | 0.40418
WindOnShore | 2018-06-30 15:00 | 0.26514
WindOnShore | 2018-06-30 16:00 | 0.25196
Solar | 2018-06-30 17:00 | 0.52887
Solar | 2018-06-30 18:00 | 0.58563
WindOnShore | 2018-06-30 19:00 | 0.23366
Solar | 2018-06-30 20:00 | 0.60098
WindOnShore | 2018-06-30 21:00 | 0.20738
WindOnShore | 2018-06-30 22:00 | 0.18637
Solar | 2018-06-30 23:00 | 0.59121
Solar | 2018-07-01 | 0.54059
WindOnShore | 2018-07-01 01:00 | 0.17934
WindOnShore | 2018-07-01 02:00 | 0.16033
Solar | 2018-07-01 03:00 | 0.46806
WindOnShore | 2018-07-01 04:00 | 0.13525
Solar | 2018-07-01 05:00 | 0.32762
Solar | 2018-07-01 06:00 | 0.16457
WindOnShore | 2018-07-01 07:00 | 0.10912
Solar | 2018-07-01 08:00 | 0.047838
WindOnShore | 2018-07-01 09:00 | 0.091948
Solar | 2018-07-01 10:00 | 0.0089261
WindOnShore | 2018-07-01 11:00 | 0.087154
WindOnShore | 2018-07-01 12:00 | 0.10257
Solar | 2018-07-01 13:00 | 0
Solar | 2018-07-01 14:00 | 0
WindOnShore | 2018-07-01 15:00 | 0.13533
WindOnShore | 2018-07-01 16:00 | 0.17934
Solar | 2018-07-01 17:00 | 0
WindOnShore | 2018-07-01 18:00 | 0.22448
Solar | 2018-07-01 19:00 | 0
Solar | 2018-07-01 20:00 | 0
WindOnShore | 2018-07-01 21:00 | 0.25819
Solar | 2018-07-01 22:00 | 0
WindOnShore | 2018-07-01 23:00 | 0.28727
Solar | 2018-07-02 | 0
WindOnShore | 2018-07-02 01:00 | 0.29581
Solar | 2018-07-02 02:00 | 0
WindOnShore | 2018-07-02 03:00 | 0.31555
Solar | 2018-07-02 04:00 | 0
WindOnShore | 2018-07-02 05:00 | 0.32713
Solar | 2018-07-02 06:00 | 0
WindOnShore | 2018-07-02 07:00 | 0.34327
Solar | 2018-07-02 08:00 | 0.013389
WindOnShore | 2018-07-02 09:00 | 0.36739
WindOnShore | 2018-07-02 10:00 | 0.38065
Solar | 2018-07-02 11:00 | 0.058856
Solar | 2018-07-02 12:00 | 0.14909
WindOnShore | 2018-07-02 13:00 | 0.37115
WindOnShore | 2018-07-02 14:00 | 0.33935
Solar | 2018-07-02 15:00 | 0.23849
WindOnShore | 2018-07-02 16:00 | 0.33983
Solar | 2018-07-02 17:00 | 0.30112
Solar | 2018-07-02 18:00 | 0.34826
WindOnShore | 2018-07-02 19:00 | 0.3443
WindOnShore | 2018-07-02 20:00 | 0.35581
Solar | 2018-07-02 21:00 | 0.36402
WindOnShore | 2018-07-02 22:00 | 0.36452
Solar | 2018-07-02 23:00 | 0.35676
Solar | 2018-07-03 | 0.31925
WindOnShore | 2018-07-03 01:00 | 0.35749
WindOnShore | 2018-07-03 02:00 | 0.363
Solar | 2018-07-03 03:00 | 0.27057
Solar | 2018-07-03 04:00 | 0.19149
WindOnShore | 2018-07-03 05:00 | 0.36955
Solar | 2018-07-03 06:00 | 0.098187
WindOnShore | 2018-07-03 07:00 | 0.37897
WindOnShore | 2018-07-03 08:00 | 0.39271
Solar | 2018-07-03 09:00 | 0.03166
WindOnShore | 2018-07-03 10:00 | 0.40773
Solar | 2018-07-03 11:00 | 0.0089261
Solar | 2018-07-03 12:00 | 0
WindOnShore | 2018-07-03 13:00 | 0.43649
Solar | 2018-07-03 14:00 | 0
WindOnShore | 2018-07-03 15:00 | 0.4746
WindOnShore | 2018-07-03 16:00 | 0.50967
Solar | 2018-07-03 17:00 | 0
Solar | 2018-07-03 18:00 | 0
WindOnShore | 2018-07-03 19:00 | 0.5119
WindOnShore | 2018-07-03 20:00 | 0.50695
Solar | 2018-07-03 21:00 | 0
WindOnShore | 2018-07-03 22:00 | 0.50152
Solar | 2018-07-03 23:00 | 0
WindOnShore | 2018-07-04 | 0.50607
Solar | 2018-07-04 01:00 | 0
WindOnShore | 2018-07-04 02:00 | 0.5111
Solar | 2018-07-04 03:00 | 0
WindOnShore | 2018-07-04 04:00 | 0.52868
Solar | 2018-07-04 05:00 | 0
Solar | 2018-07-04 06:00 | 0
WindOnShore | 2018-07-04 07:00 | 0.53986
WindOnShore | 2018-07-04 08:00 | 0.53363
Solar | 2018-07-04 09:00 | 0.012134
WindOnShore | 2018-07-04 10:00 | 0.52269
Solar | 2018-07-04 11:00 | 0.050907
Solar | 2018-07-04 12:00 | 0.14658
WindOnShore | 2018-07-04 13:00 | 0.50879
WindOnShore | 2018-07-04 14:00 | 0.48634
Solar | 2018-07-04 15:00 | 0.22594
Solar | 2018-07-04 16:00 | 0.29107
WindOnShore | 2018-07-04 17:00 | 0.48802
Solar | 2018-07-04 18:00 | 0.35565
WindOnShore | 2018-07-04 19:00 | 0.49904
WindOnShore | 2018-07-04 20:00 | 0.50895
Solar | 2018-07-04 21:00 | 0.37615
Solar | 2018-07-04 22:00 | 0.39944
WindOnShore | 2018-07-04 23:00 | 0.48418
Solar | 2018-07-05 | 0.36179
WindOnShore | 2018-07-05 01:00 | 0.45007
Solar | 2018-07-05 02:00 | 0.32078
WindOnShore | 2018-07-05 03:00 | 0.44488
WindOnShore | 2018-07-05 04:00 | 0.4468
Solar | 2018-07-05 05:00 | 0.22134
Solar | 2018-07-05 06:00 | 0.1325
WindOnShore | 2018-07-05 07:00 | 0.415
Solar | 2018-07-05 08:00 | 0.04742
WindOnShore | 2018-07-05 09:00 | 0.39359
Solar | 2018-07-05 10:00 | 0.011158
WindOnShore | 2018-07-05 11:00 | 0.37554
WindOnShore | 2018-07-05 12:00 | 0.40861
Solar | 2018-07-05 13:00 | 0
Solar | 2018-07-05 14:00 | 0
WindOnShore | 2018-07-05 15:00 | 0.42323
WindOnShore | 2018-07-05 16:00 | 0.45031
Solar | 2018-07-05 17:00 | 0
WindOnShore | 2018-07-05 18:00 | 0.44624
Solar | 2018-07-05 19:00 | 0
WindOnShore | 2018-07-05 20:00 | 0.43841
Solar | 2018-07-05 21:00 | 0
Solar | 2018-07-05 22:00 | 0
WindOnShore | 2018-07-05 23:00 | 0.43026
Solar | 2018-07-06 | 0
WindOnShore | 2018-07-06 01:00 | 0.44081
Solar | 2018-07-06 02:00 | 0
WindOnShore | 2018-07-06 03:00 | 0.44336
Solar | 2018-07-06 04:00 | 0
WindOnShore | 2018-07-06 05:00 | 0.45694
WindOnShore | 2018-07-06 06:00 | 0.44512
Solar | 2018-07-06 07:00 | 0
Solar | 2018-07-06 08:00 | 0.014505
WindOnShore | 2018-07-06 09:00 | 0.4559
Solar | 2018-07-06 10:00 | 0.063459
WindOnShore | 2018-07-06 11:00 | 0.44792
WindOnShore | 2018-07-06 12:00 | 0.43378
Solar | 2018-07-06 13:00 | 0.18285
WindOnShore | 2018-07-06 14:00 | 0.4273
Solar | 2018-07-06 15:00 | 0.30293
WindOnShore | 2018-07-06 16:00 | 0.44089
Solar | 2018-07-06 17:00 | 0.40265
WindOnShore | 2018-07-06 18:00 | 0.47508
Solar | 2018-07-06 19:00 | 0.43347
WindOnShore | 2018-07-06 20:00 | 0.50519
Solar | 2018-07-06 21:00 | 0.41409
Solar | 2018-07-06 22:00 | 0.40697
WindOnShore | 2018-07-06 23:00 | 0.54282
Solar | 2018-07-07 | 0.38884
WindOnShore | 2018-07-07 01:00 | 0.59291
Solar | 2018-07-07 02:00 | 0.34923
WindOnShore | 2018-07-07 03:00 | 0.59283
Solar | 2018-07-07 04:00 | 0.27043
WindOnShore | 2018-07-07 05:00 | 0.5671
Solar | 2018-07-07 06:00 | 0.15439
WindOnShore | 2018-07-07 07:00 | 0.53235
Solar | 2018-07-07 08:00 | 0.04993
WindOnShore | 2018-07-07 09:00 | 0.49577
Solar | 2018-07-07 10:00 | 0.011715
WindOnShore | 2018-07-07 11:00 | 0.48802
Solar | 2018-07-07 12:00 | 0
WindOnShore | 2018-07-07 13:00 | 0.47667
WindOnShore | 2018-07-07 14:00 | 0.49089
Solar | 2018-07-07 15:00 | 0
Solar | 2018-07-07 16:00 | 0
WindOnShore | 2018-07-07 17:00 | 0.50631
WindOnShore | 2018-07-07 18:00 | 0.53267
Solar | 2018-07-07 19:00 | 0
Solar | 2018-07-07 20:00 | 0
WindOnShore | 2018-07-07 21:00 | 0.5691
Solar | 2018-07-07 22:00 | 0
WindOnShore | 2018-07-07 23:00 | 0.58875
WindOnShore | 2018-07-08 | 0.585
Solar | 2018-07-08 01:00 | 0
Solar | 2018-07-08 02:00 | 0
WindOnShore | 2018-07-08 03:00 | 0.54649
Solar | 2018-07-08 04:00 | 0
WindOnShore | 2018-07-08 05:00 | 0.51965
WindOnShore | 2018-07-08 06:00 | 0.47476
Solar | 2018-07-08 07:00 | 0
WindOnShore | 2018-07-08 08:00 | 0.43282
Solar | 2018-07-08 09:00 | 0.01841
WindOnShore | 2018-07-08 10:00 | 0.39136
Solar | 2018-07-08 11:00 | 0.087169
Solar | 2018-07-08 12:00 | 0.23375
WindOnShore | 2018-07-08 13:00 | 0.36587
Solar | 2018-07-08 14:00 | 0.38661
WindOnShore | 2018-07-08 15:00 | 0.34319
Solar | 2018-07-08 16:00 | 0.49861
WindOnShore | 2018-07-08 17:00 | 0.31051
WindOnShore | 2018-07-08 18:00 | 0.25619
Solar | 2018-07-08 19:00 | 0.56527
Solar | 2018-07-08 20:00 | 0.58787
WindOnShore | 2018-07-08 21:00 | 0.20011
Solar | 2018-07-08 22:00 | 0.59079
WindOnShore | 2018-07-08 23:00 | 0.17535
Solar | 2018-07-09 | 0.60014
WindOnShore | 2018-07-09 01:00 | 0.13908
WindOnShore | 2018-07-09 02:00 | 0.092187
Solar | 2018-07-09 03:00 | 0.54003
WindOnShore | 2018-07-09 04:00 | 0.073334
Solar | 2018-07-09 05:00 | 0.41604
Solar | 2018-07-09 06:00 | 0.24031
WindOnShore | 2018-07-09 07:00 | 0.063349
Solar | 2018-07-09 08:00 | 0.073919
WindOnShore | 2018-07-09 09:00 | 0.059035
WindOnShore | 2018-07-09 10:00 | 0.068062
Solar | 2018-07-09 11:00 | 0.016597
Solar | 2018-07-09 12:00 | 0
WindOnShore | 2018-07-09 13:00 | 0.10952
Solar | 2018-07-09 14:00 | 0
WindOnShore | 2018-07-09 15:00 | 0.16592
Solar | 2018-07-09 16:00 | 0
WindOnShore | 2018-07-09 17:00 | 0.22895
WindOnShore | 2018-07-09 18:00 | 0.28112
Solar | 2018-07-09 19:00 | 0
WindOnShore | 2018-07-09 20:00 | 0.33112
Solar | 2018-07-09 21:00 | 0
WindOnShore | 2018-07-09 22:00 | 0.38808
Solar | 2018-07-09 23:00 | 0
WindOnShore | 2018-07-10 | 0.42722
Solar | 2018-07-10 01:00 | 0
WindOnShore | 2018-07-10 02:00 | 0.46197
Solar | 2018-07-10 03:00 | 0
WindOnShore | 2018-07-10 04:00 | 0.4841
Solar | 2018-07-10 05:00 | 0
WindOnShore | 2018-07-10 06:00 | 0.50104
Solar | 2018-07-10 07:00 | 0
Solar | 2018-07-10 08:00 | 0.022036
WindOnShore | 2018-07-10 09:00 | 0.54689
Solar | 2018-07-10 10:00 | 0.10432
WindOnShore | 2018-07-10 11:00 | 0.5254
WindOnShore | 2018-07-10 12:00 | 0.45295
Solar | 2018-07-10 13:00 | 0.29414
Solar | 2018-07-10 14:00 | 0.48661
WindOnShore | 2018-07-10 15:00 | 0.41748
Solar | 2018-07-10 16:00 | 0.6272
WindOnShore | 2018-07-10 17:00 | 0.4305
Solar | 2018-07-10 18:00 | 0.69609
WindOnShore | 2018-07-10 19:00 | 0.43729
WindOnShore | 2018-07-10 20:00 | 0.42946
Solar | 2018-07-10 21:00 | 0.72092
WindOnShore | 2018-07-10 22:00 | 0.41125
Solar | 2018-07-10 23:00 | 0.70893
WindOnShore | 2018-07-11 | 0.40262
Solar | 2018-07-11 01:00 | 0.65914
WindOnShore | 2018-07-11 02:00 | 0.40574
Solar | 2018-07-11 03:00 | 0.54644
Solar | 2018-07-11 04:00 | 0.40209
WindOnShore | 2018-07-11 05:00 | 0.41029
WindOnShore | 2018-07-11 06:00 | 0.38552
Solar | 2018-07-11 07:00 | 0.21381
WindOnShore | 2018-07-11 08:00 | 0.37522
Solar | 2018-07-11 09:00 | 0.058996
WindOnShore | 2018-07-11 10:00 | 0.41748
Solar | 2018-07-11 11:00 | 0.014505
Solar | 2018-07-11 12:00 | 0
WindOnShore | 2018-07-11 13:00 | 0.46213
WindOnShore | 2018-07-11 14:00 | 0.47691
Solar | 2018-07-11 15:00 | 0
Solar | 2018-07-11 16:00 | 0
WindOnShore | 2018-07-11 17:00 | 0.46972
Solar | 2018-07-11 18:00 | 0
WindOnShore | 2018-07-11 19:00 | 0.4889
WindOnShore | 2018-07-11 20:00 | 0.49625
Solar | 2018-07-11 21:00 | 0
WindOnShore | 2018-07-11 22:00 | 0.50375
Solar | 2018-07-11 23:00 | 0
Solar | 2018-07-12 | 0
WindOnShore | 2018-07-12 01:00 | 0.51965
WindOnShore | 2018-07-12 02:00 | 0.53195
Solar | 2018-07-12 03:00 | 0
Solar | 2018-07-12 04:00 | 0
WindOnShore | 2018-07-12 05:00 | 0.51326
Solar | 2018-07-12 06:00 | 0
WindOnShore | 2018-07-12 07:00 | 0.49936
Solar | 2018-07-12 08:00 | 0.019526
WindOnShore | 2018-07-12 09:00 | 0.46533
Solar | 2018-07-12 10:00 | 0.067503
WindOnShore | 2018-07-12 11:00 | 0.41692
Solar | 2018-07-12 12:00 | 0.1643
WindOnShore | 2018-07-12 13:00 | 0.35189
Solar | 2018-07-12 14:00 | 0.26597
WindOnShore | 2018-07-12 15:00 | 0.3038
WindOnShore | 2018-07-12 16:00 | 0.26825
Solar | 2018-07-12 17:00 | 0.35955
Solar | 2018-07-12 18:00 | 0.42343
WindOnShore | 2018-07-12 19:00 | 0.23742
Solar | 2018-07-12 20:00 | 0.43584
WindOnShore | 2018-07-12 21:00 | 0.22504
WindOnShore | 2018-07-12 22:00 | 0.20778
Solar | 2018-07-12 23:00 | 0.43194
WindOnShore | 2018-07-13 | 0.20363
Solar | 2018-07-13 01:00 | 0.39386
WindOnShore | 2018-07-13 02:00 | 0.19029
Solar | 2018-07-13 03:00 | 0.32371
Solar | 2018-07-13 04:00 | 0.2357
WindOnShore | 2018-07-13 05:00 | 0.1787
Solar | 2018-07-13 06:00 | 0.12008
WindOnShore | 2018-07-13 07:00 | 0.16376
WindOnShore | 2018-07-13 08:00 | 0.14627
Solar | 2018-07-13 09:00 | 0.040446
Solar | 2018-07-13 10:00 | 0.013529
WindOnShore | 2018-07-13 11:00 | 0.14795
WindOnShore | 2018-07-13 12:00 | 0.16225
Solar | 2018-07-13 13:00 | 0
Solar | 2018-07-13 14:00 | 0
WindOnShore | 2018-07-13 15:00 | 0.17479
Solar | 2018-07-13 16:00 | 0
WindOnShore | 2018-07-13 17:00 | 0.17095
WindOnShore | 2018-07-13 18:00 | 0.16624
Solar | 2018-07-13 19:00 | 0
Solar | 2018-07-13 20:00 | 0
WindOnShore | 2018-07-13 21:00 | 0.17303
WindOnShore | 2018-07-13 22:00 | 0.17511
Solar | 2018-07-13 23:00 | 0
Solar | 2018-07-14 | 0
WindOnShore | 2018-07-14 01:00 | 0.16824
Solar | 2018-07-14 02:00 | 0
WindOnShore | 2018-07-14 03:00 | 0.16225
Solar | 2018-07-14 04:00 | 0
WindOnShore | 2018-07-14 05:00 | 0.15769
Solar | 2018-07-14 06:00 | 0
WindOnShore | 2018-07-14 07:00 | 0.15018
WindOnShore | 2018-07-14 08:00 | 0.1402
Solar | 2018-07-14 09:00 | 0.019107
Solar | 2018-07-14 10:00 | 0.062204
WindOnShore | 2018-07-14 11:00 | 0.13173
Solar | 2018-07-14 12:00 | 0.13529
WindOnShore | 2018-07-14 13:00 | 0.12718
WindOnShore | 2018-07-14 14:00 | 0.1235
Solar | 2018-07-14 15:00 | 0.21088
Solar | 2018-07-14 16:00 | 0.2689
WindOnShore | 2018-07-14 17:00 | 0.12478
WindOnShore | 2018-07-14 18:00 | 0.13133
Solar | 2018-07-14 19:00 | 0.29944
WindOnShore | 2018-07-14 20:00 | 0.12446
Solar | 2018-07-14 21:00 | 0.32273
Solar | 2018-07-14 22:00 | 0.33054
WindOnShore | 2018-07-14 23:00 | 0.12127
Solar | 2018-07-15 | 0.28842
WindOnShore | 2018-07-15 01:00 | 0.13189
WindOnShore | 2018-07-15 02:00 | 0.13213
Solar | 2018-07-15 03:00 | 0.22915
WindOnShore | 2018-07-15 04:00 | 0.13301
Solar | 2018-07-15 05:00 | 0.15844
WindOnShore | 2018-07-15 06:00 | 0.14347
Solar | 2018-07-15 07:00 | 0.083543
WindOnShore | 2018-07-15 08:00 | 0.15546
Solar | 2018-07-15 09:00 | 0.036262
Solar | 2018-07-15 10:00 | 0.013668
WindOnShore | 2018-07-15 11:00 | 0.17247
WindOnShore | 2018-07-15 12:00 | 0.17343
Solar | 2018-07-15 13:00 | 0
Solar | 2018-07-15 14:00 | 0
WindOnShore | 2018-07-15 15:00 | 0.17503
WindOnShore | 2018-07-15 16:00 | 0.14555
Solar | 2018-07-15 17:00 | 0
Solar | 2018-07-15 18:00 | 0
WindOnShore | 2018-07-15 19:00 | 0.13181
WindOnShore | 2018-07-15 20:00 | 0.13045
Solar | 2018-07-15 21:00 | 0
Solar | 2018-07-15 22:00 | 0
WindOnShore | 2018-07-15 23:00 | 0.12358
Solar | 2018-07-16 | 0
WindOnShore | 2018-07-16 01:00 | 0.12294
Solar | 2018-07-16 02:00 | 0
WindOnShore | 2018-07-16 03:00 | 0.12614
Solar | 2018-07-16 04:00 | 0
WindOnShore | 2018-07-16 05:00 | 0.12726
WindOnShore | 2018-07-16 06:00 | 0.12917
Solar | 2018-07-16 07:00 | 0
WindOnShore | 2018-07-16 08:00 | 0.12742
Solar | 2018-07-16 09:00 | 0.016736
Solar | 2018-07-16 10:00 | 0.047838
WindOnShore | 2018-07-16 11:00 | 0.11799
WindOnShore | 2018-07-16 12:00 | 0.11296
Solar | 2018-07-16 13:00 | 0.10725
Solar | 2018-07-16 14:00 | 0.18815
WindOnShore | 2018-07-16 15:00 | 0.10768
Solar | 2018-07-16 16:00 | 0.25077
WindOnShore | 2018-07-16 17:00 | 0.10137
WindOnShore | 2018-07-16 18:00 | 0.099057
Solar | 2018-07-16 19:00 | 0.30237
Solar | 2018-07-16 20:00 | 0.35941
WindOnShore | 2018-07-16 21:00 | 0.10649
Solar | 2018-07-16 22:00 | 0.37057
WindOnShore | 2018-07-16 23:00 | 0.12023
Solar | 2018-07-17 | 0.36248
WindOnShore | 2018-07-17 01:00 | 0.13461
WindOnShore | 2018-07-17 02:00 | 0.16001
Solar | 2018-07-17 03:00 | 0.30962
Solar | 2018-07-17 04:00 | 0.24477
WindOnShore | 2018-07-17 05:00 | 0.16376
WindOnShore | 2018-07-17 06:00 | 0.16712
Solar | 2018-07-17 07:00 | 0.14031
WindOnShore | 2018-07-17 08:00 | 0.14707
Solar | 2018-07-17 09:00 | 0.054254
WindOnShore | 2018-07-17 10:00 | 0.13676
Solar | 2018-07-17 11:00 | 0.021757
Solar | 2018-07-17 12:00 | 0
WindOnShore | 2018-07-17 13:00 | 0.14483
WindOnShore | 2018-07-17 14:00 | 0.15729
Solar | 2018-07-17 15:00 | 0
Solar | 2018-07-17 16:00 | 0
WindOnShore | 2018-07-17 17:00 | 0.16768
Solar | 2018-07-17 18:00 | 0
WindOnShore | 2018-07-17 19:00 | 0.16648
Solar | 2018-07-17 20:00 | 0
WindOnShore | 2018-07-17 21:00 | 0.16888
WindOnShore | 2018-07-17 22:00 | 0.18405
Solar | 2018-07-17 23:00 | 0
Solar | 2018-07-18 | 0
WindOnShore | 2018-07-18 01:00 | 0.18318
WindOnShore | 2018-07-18 02:00 | 0.18973
Solar | 2018-07-18 03:00 | 0
Solar | 2018-07-18 04:00 | 0
WindOnShore | 2018-07-18 05:00 | 0.21825
Solar | 2018-07-18 06:00 | 0
WindOnShore | 2018-07-18 07:00 | 0.21713
WindOnShore | 2018-07-18 08:00 | 0.20163
Solar | 2018-07-18 09:00 | 0.026081
Solar | 2018-07-18 10:00 | 0.082985
WindOnShore | 2018-07-18 11:00 | 0.20858
Solar | 2018-07-18 12:00 | 0.20837
WindOnShore | 2018-07-18 13:00 | 0.251
Solar | 2018-07-18 14:00 | 0.33794
WindOnShore | 2018-07-18 15:00 | 0.29565
WindOnShore | 2018-07-18 16:00 | 0.32649
Solar | 2018-07-18 17:00 | 0.41325
Solar | 2018-07-18 18:00 | 0.46025
WindOnShore | 2018-07-18 19:00 | 0.3312
Solar | 2018-07-18 20:00 | 0.47322
WindOnShore | 2018-07-18 21:00 | 0.34438
WindOnShore | 2018-07-18 22:00 | 0.3221
Solar | 2018-07-18 23:00 | 0.45886
WindOnShore | 2018-07-19 | 0.32465
Solar | 2018-07-19 01:00 | 0.37908
Solar | 2018-07-19 02:00 | 0.32594
WindOnShore | 2018-07-19 03:00 | 0.31786
WindOnShore | 2018-07-19 04:00 | 0.30796
Solar | 2018-07-19 05:00 | 0.22706
Solar | 2018-07-19 06:00 | 0.12622
WindOnShore | 2018-07-19 07:00 | 0.27728
WindOnShore | 2018-07-19 08:00 | 0.24109
Solar | 2018-07-19 09:00 | 0.052301
WindOnShore | 2018-07-19 10:00 | 0.22096
Solar | 2018-07-19 11:00 | 0.02106
Solar | 2018-07-19 12:00 | 0
WindOnShore | 2018-07-19 13:00 | 0.22735
Solar | 2018-07-19 14:00 | 0
WindOnShore | 2018-07-19 15:00 | 0.22783
Solar | 2018-07-19 16:00 | 0
WindOnShore | 2018-07-19 17:00 | 0.23031
WindOnShore | 2018-07-19 18:00 | 0.22623
Solar | 2018-07-19 19:00 | 0
Solar | 2018-07-19 20:00 | 0
WindOnShore | 2018-07-19 21:00 | 0.22512
WindOnShore | 2018-07-19 22:00 | 0.2359
Solar | 2018-07-19 23:00 | 0
Solar | 2018-07-20 | 0
WindOnShore | 2018-07-20 01:00 | 0.2331
WindOnShore | 2018-07-20 02:00 | 0.22927
Solar | 2018-07-20 03:00 | 0
Solar | 2018-07-20 04:00 | 0
WindOnShore | 2018-07-20 05:00 | 0.23486
WindOnShore | 2018-07-20 06:00 | 0.23662
Solar | 2018-07-20 07:00 | 0
Solar | 2018-07-20 08:00 | 0.027057
WindOnShore | 2018-07-20 09:00 | 0.23199
WindOnShore | 2018-07-20 10:00 | 0.20714
Solar | 2018-07-20 11:00 | 0.071827
WindOnShore | 2018-07-20 12:00 | 0.15226
Solar | 2018-07-20 13:00 | 0.15021
WindOnShore | 2018-07-20 14:00 | 0.13684
Solar | 2018-07-20 15:00 | 0.22762
Solar | 2018-07-20 16:00 | 0.29289
WindOnShore | 2018-07-20 17:00 | 0.14036
Solar | 2018-07-20 18:00 | 0.33724
WindOnShore | 2018-07-20 19:00 | 0.13277
Solar | 2018-07-20 20:00 | 0.3477
WindOnShore | 2018-07-20 21:00 | 0.13868
Solar | 2018-07-20 22:00 | 0.33863
WindOnShore | 2018-07-20 23:00 | 0.14475
Solar | 2018-07-21 | 0.31478
WindOnShore | 2018-07-21 01:00 | 0.15657
WindOnShore | 2018-07-21 02:00 | 0.17095
Solar | 2018-07-21 03:00 | 0.26513
WindOnShore | 2018-07-21 04:00 | 0.18461
Solar | 2018-07-21 05:00 | 0.20418
WindOnShore | 2018-07-21 06:00 | 0.18949
Solar | 2018-07-21 07:00 | 0.13138
WindOnShore | 2018-07-21 08:00 | 0.19596
Solar | 2018-07-21 09:00 | 0.054254
WindOnShore | 2018-07-21 10:00 | 0.20083
Solar | 2018-07-21 11:00 | 0.021618
WindOnShore | 2018-07-21 12:00 | 0.22056
Solar | 2018-07-21 13:00 | 0
Solar | 2018-07-21 14:00 | 0
WindOnShore | 2018-07-21 15:00 | 0.22823
Solar | 2018-07-21 16:00 | 0
WindOnShore | 2018-07-21 17:00 | 0.23702
WindOnShore | 2018-07-21 18:00 | 0.24581
Solar | 2018-07-21 19:00 | 0
WindOnShore | 2018-07-21 20:00 | 0.23278
Solar | 2018-07-21 21:00 | 0
Solar | 2018-07-21 22:00 | 0
WindOnShore | 2018-07-21 23:00 | 0.22384
WindOnShore | 2018-07-22 | 0.22
Solar | 2018-07-22 01:00 | 0
WindOnShore | 2018-07-22 02:00 | 0.21066
Solar | 2018-07-22 03:00 | 0
Solar | 2018-07-22 04:00 | 0
WindOnShore | 2018-07-22 05:00 | 0.17415
Solar | 2018-07-22 06:00 | 0
WindOnShore | 2018-07-22 07:00 | 0.14331
WindOnShore | 2018-07-22 08:00 | 0.12574
Solar | 2018-07-22 09:00 | 0.025802
WindOnShore | 2018-07-22 10:00 | 0.10569
Solar | 2018-07-22 11:00 | 0.067225
Solar | 2018-07-22 12:00 | 0.15523
WindOnShore | 2018-07-22 13:00 | 0.090909
WindOnShore | 2018-07-22 14:00 | 0.09027
Solar | 2018-07-22 15:00 | 0.25174
WindOnShore | 2018-07-22 16:00 | 0.10105
Solar | 2018-07-22 17:00 | 0.34184
WindOnShore | 2018-07-22 18:00 | 0.11487
Solar | 2018-07-22 19:00 | 0.40418
WindOnShore | 2018-07-22 20:00 | 0.13021
Solar | 2018-07-22 21:00 | 0.43459
Solar | 2018-07-22 22:00 | 0.4152
WindOnShore | 2018-07-22 23:00 | 0.12526
WindOnShore | 2018-07-23 | 0.10505
Solar | 2018-07-23 01:00 | 0.37796
WindOnShore | 2018-07-23 02:00 | 0.082761
Solar | 2018-07-23 03:00 | 0.32162
WindOnShore | 2018-07-23 04:00 | 0.071497
Solar | 2018-07-23 05:00 | 0.23724
WindOnShore | 2018-07-23 06:00 | 0.070618
Solar | 2018-07-23 07:00 | 0.13835
Solar | 2018-07-23 08:00 | 0.058717
WindOnShore | 2018-07-23 09:00 | 0.068302
WindOnShore | 2018-07-23 10:00 | 0.066384
Solar | 2018-07-23 11:00 | 0.022734
WindOnShore | 2018-07-23 12:00 | 0.063109
Solar | 2018-07-23 13:00 | 0
WindOnShore | 2018-07-23 14:00 | 0.061751
Solar | 2018-07-23 15:00 | 0
WindOnShore | 2018-07-23 16:00 | 0.065745
Solar | 2018-07-23 17:00 | 0
Solar | 2018-07-23 18:00 | 0
WindOnShore | 2018-07-23 19:00 | 0.067742
Solar | 2018-07-23 20:00 | 0
WindOnShore | 2018-07-23 21:00 | 0.070219
WindOnShore | 2018-07-23 22:00 | 0.075332
Solar | 2018-07-23 23:00 | 0
WindOnShore | 2018-07-24 | 0.084359
Solar | 2018-07-24 01:00 | 0
Solar | 2018-07-24 02:00 | 0
WindOnShore | 2018-07-24 03:00 | 0.092507
Solar | 2018-07-24 04:00 | 0
WindOnShore | 2018-07-24 05:00 | 0.09698
WindOnShore | 2018-07-24 06:00 | 0.10465
Solar | 2018-07-24 07:00 | 0
WindOnShore | 2018-07-24 08:00 | 0.1144
Solar | 2018-07-24 09:00 | 0.028033
WindOnShore | 2018-07-24 10:00 | 0.1108
Solar | 2018-07-24 11:00 | 0.096653
WindOnShore | 2018-07-24 12:00 | 0.099297
Solar | 2018-07-24 13:00 | 0.22455
Solar | 2018-07-24 14:00 | 0.35007
WindOnShore | 2018-07-24 15:00 | 0.098818
WindOnShore | 2018-07-24 16:00 | 0.11519
Solar | 2018-07-24 17:00 | 0.45384
Solar | 2018-07-24 18:00 | 0.49833
WindOnShore | 2018-07-24 19:00 | 0.12654
WindOnShore | 2018-07-24 20:00 | 0.1267
Solar | 2018-07-24 21:00 | 0.48759
Solar | 2018-07-24 22:00 | 0.4622
WindOnShore | 2018-07-24 23:00 | 0.12734
Solar | 2018-07-25 | 0.40976
WindOnShore | 2018-07-25 01:00 | 0.13037
Solar | 2018-07-25 02:00 | 0.33821
WindOnShore | 2018-07-25 03:00 | 0.13141
Solar | 2018-07-25 04:00 | 0.25188
WindOnShore | 2018-07-25 05:00 | 0.12318
WindOnShore | 2018-07-25 06:00 | 0.11296
Solar | 2018-07-25 07:00 | 0.14533
Solar | 2018-07-25 08:00 | 0.052441
WindOnShore | 2018-07-25 09:00 | 0.10313
WindOnShore | 2018-07-25 10:00 | 0.1112
Solar | 2018-07-25 11:00 | 0.0159
Solar | 2018-07-25 12:00 | 0
WindOnShore | 2018-07-25 13:00 | 0.11719
Solar | 2018-07-25 14:00 | 0
WindOnShore | 2018-07-25 15:00 | 0.11711
WindOnShore | 2018-07-25 16:00 | 0.12039
Solar | 2018-07-25 17:00 | 0
WindOnShore | 2018-07-25 18:00 | 0.12422
Solar | 2018-07-25 19:00 | 0
Solar | 2018-07-25 20:00 | 0
WindOnShore | 2018-07-25 21:00 | 0.13109
Solar | 2018-07-25 22:00 | 0
WindOnShore | 2018-07-25 23:00 | 0.13101
WindOnShore | 2018-07-26 | 0.12973
Solar | 2018-07-26 01:00 | 0
WindOnShore | 2018-07-26 02:00 | 0.12478
Solar | 2018-07-26 03:00 | 0
Solar | 2018-07-26 04:00 | 0
WindOnShore | 2018-07-26 05:00 | 0.11759
WindOnShore | 2018-07-26 06:00 | 0.11583
Solar | 2018-07-26 07:00 | 0
Solar | 2018-07-26 08:00 | 0.020363
WindOnShore | 2018-07-26 09:00 | 0.12111
Solar | 2018-07-26 10:00 | 0.079916
WindOnShore | 2018-07-26 11:00 | 0.11719
WindOnShore | 2018-07-26 12:00 | 0.095143
Solar | 2018-07-26 13:00 | 0.16932
WindOnShore | 2018-07-26 14:00 | 0.074932
Solar | 2018-07-26 15:00 | 0.24589
Solar | 2018-07-26 16:00 | 0.32399
WindOnShore | 2018-07-26 17:00 | 0.068062
WindOnShore | 2018-07-26 18:00 | 0.063908
Solar | 2018-07-26 19:00 | 0.38968
WindOnShore | 2018-07-26 20:00 | 0.065186
Solar | 2018-07-26 21:00 | 0.42678
WindOnShore | 2018-07-26 22:00 | 0.061511
Solar | 2018-07-26 23:00 | 0.4106
WindOnShore | 2018-07-27 | 0.065026
Solar | 2018-07-27 01:00 | 0.3735
WindOnShore | 2018-07-27 02:00 | 0.065186
Solar | 2018-07-27 03:00 | 0.33961
Solar | 2018-07-27 04:00 | 0.26165
WindOnShore | 2018-07-27 05:00 | 0.064787
Solar | 2018-07-27 06:00 | 0.1682
WindOnShore | 2018-07-27 07:00 | 0.074692
Solar | 2018-07-27 08:00 | 0.07113
WindOnShore | 2018-07-27 09:00 | 0.067822
WindOnShore | 2018-07-27 10:00 | 0.071178
Solar | 2018-07-27 11:00 | 0.017015
WindOnShore | 2018-07-27 12:00 | 0.085557
Solar | 2018-07-27 13:00 | 0
WindOnShore | 2018-07-27 14:00 | 0.10121
Solar | 2018-07-27 15:00 | 0
WindOnShore | 2018-07-27 16:00 | 0.10497
Solar | 2018-07-27 17:00 | 0
WindOnShore | 2018-07-27 18:00 | 0.11983
Solar | 2018-07-27 19:00 | 0
Solar | 2018-07-27 20:00 | 0
WindOnShore | 2018-07-27 21:00 | 0.12846
WindOnShore | 2018-07-27 22:00 | 0.13764
Solar | 2018-07-27 23:00 | 0
Solar | 2018-07-28 | 0
WindOnShore | 2018-07-28 01:00 | 0.14747
Solar | 2018-07-28 02:00 | 0
WindOnShore | 2018-07-28 03:00 | 0.15018
Solar | 2018-07-28 04:00 | 0
WindOnShore | 2018-07-28 05:00 | 0.14331
WindOnShore | 2018-07-28 06:00 | 0.13956
Solar | 2018-07-28 07:00 | 0
Solar | 2018-07-28 08:00 | 0.02357
WindOnShore | 2018-07-28 09:00 | 0.13157
WindOnShore | 2018-07-28 10:00 | 0.11687
Solar | 2018-07-28 11:00 | 0.093724
Solar | 2018-07-28 12:00 | 0.22078
WindOnShore | 2018-07-28 13:00 | 0.096501
WindOnShore | 2018-07-28 14:00 | 0.089551
Solar | 2018-07-28 15:00 | 0.37601
WindOnShore | 2018-07-28 16:00 | 0.10553
Solar | 2018-07-28 17:00 | 0.51729
WindOnShore | 2018-07-28 18:00 | 0.12606
Solar | 2018-07-28 19:00 | 0.58075
WindOnShore | 2018-07-28 20:00 | 0.15418
Solar | 2018-07-28 21:00 | 0.58215
WindOnShore | 2018-07-28 22:00 | 0.17655
Solar | 2018-07-28 23:00 | 0.55788
WindOnShore | 2018-07-29 | 0.19859
Solar | 2018-07-29 01:00 | 0.50781
Solar | 2018-07-29 02:00 | 0.41018
WindOnShore | 2018-07-29 03:00 | 0.21577
Solar | 2018-07-29 04:00 | 0.28996
WindOnShore | 2018-07-29 05:00 | 0.22376
WindOnShore | 2018-07-29 06:00 | 0.22008
Solar | 2018-07-29 07:00 | 0.16876
Solar | 2018-07-29 08:00 | 0.064575
WindOnShore | 2018-07-29 09:00 | 0.19244
Solar | 2018-07-29 10:00 | 0.017992
WindOnShore | 2018-07-29 11:00 | 0.17822
Solar | 2018-07-29 12:00 | 0
WindOnShore | 2018-07-29 13:00 | 0.18286
WindOnShore | 2018-07-29 14:00 | 0.18533
Solar | 2018-07-29 15:00 | 0
Solar | 2018-07-29 16:00 | 0
WindOnShore | 2018-07-29 17:00 | 0.18334
WindOnShore | 2018-07-29 18:00 | 0.16888
Solar | 2018-07-29 19:00 | 0
WindOnShore | 2018-07-29 20:00 | 0.16448
Solar | 2018-07-29 21:00 | 0
WindOnShore | 2018-07-29 22:00 | 0.15681
Solar | 2018-07-29 23:00 | 0
Solar | 2018-07-30 | 0
WindOnShore | 2018-07-30 01:00 | 0.13892
Solar | 2018-07-30 02:00 | 0
WindOnShore | 2018-07-30 03:00 | 0.11639
WindOnShore | 2018-07-30 04:00 | 0.10233
Solar | 2018-07-30 05:00 | 0
WindOnShore | 2018-07-30 06:00 | 0.095542
Solar | 2018-07-30 07:00 | 0
Solar | 2018-07-30 08:00 | 0.027336
WindOnShore | 2018-07-30 09:00 | 0.098179
WindOnShore | 2018-07-30 10:00 | 0.086995
Solar | 2018-07-30 11:00 | 0.093584
Solar | 2018-07-30 12:00 | 0.20307
WindOnShore | 2018-07-30 13:00 | 0.063908
Solar | 2018-07-30 14:00 | 0.33278
WindOnShore | 2018-07-30 15:00 | 0.060952
WindOnShore | 2018-07-30 16:00 | 0.070459
Solar | 2018-07-30 17:00 | 0.44045
WindOnShore | 2018-07-30 18:00 | 0.085477
Solar | 2018-07-30 19:00 | 0.50586
Solar | 2018-07-30 20:00 | 0.50544
WindOnShore | 2018-07-30 21:00 | 0.10305
WindOnShore | 2018-07-30 22:00 | 0.12031
Solar | 2018-07-30 23:00 | 0.51255
Solar | 2018-07-31 | 0.47225
WindOnShore | 2018-07-31 01:00 | 0.12933
WindOnShore | 2018-07-31 02:00 | 0.14044
Solar | 2018-07-31 03:00 | 0.44017
Solar | 2018-07-31 04:00 | 0.34923
WindOnShore | 2018-07-31 05:00 | 0.13908
WindOnShore | 2018-07-31 06:00 | 0.13493
Solar | 2018-07-31 07:00 | 0.2212
Solar | 2018-07-31 08:00 | 0.085495
WindOnShore | 2018-07-31 09:00 | 0.12742
Solar | 2018-07-31 10:00 | 0.021199
WindOnShore | 2018-07-31 11:00 | 0.12334
Solar | 2018-07-31 12:00 | 0
WindOnShore | 2018-07-31 13:00 | 0.12694
Solar | 2018-07-31 14:00 | 0
WindOnShore | 2018-07-31 15:00 | 0.12973
Solar | 2018-07-31 16:00 | 0
WindOnShore | 2018-07-31 17:00 | 0.12486
WindOnShore | 2018-07-31 18:00 | 0.13253
Solar | 2018-07-31 19:00 | 0
Solar | 2018-07-31 20:00 | 0
WindOnShore | 2018-07-31 21:00 | 0.14507
Solar | 2018-07-31 22:00 | 0
WindOnShore | 2018-07-31 23:00 | 0.15689
WindOnShore | 2018-08-01 | 0.15849
Solar | 2018-08-01 01:00 | 0
Solar | 2018-08-01 02:00 | 0
WindOnShore | 2018-08-01 03:00 | 0.16065
Solar | 2018-08-01 04:00 | 0
WindOnShore | 2018-08-01 05:00 | 0.16488
WindOnShore | 2018-08-01 06:00 | 0.17095
Solar | 2018-08-01 07:00 | 0.012273
Solar | 2018-08-01 08:00 | 0.031799
WindOnShore | 2018-08-01 09:00 | 0.17854
Solar | 2018-08-01 10:00 | 0.14463
WindOnShore | 2018-08-01 11:00 | 0.17103
WindOnShore | 2018-08-01 12:00 | 0.14004
Solar | 2018-08-01 13:00 | 0.347
WindOnShore | 2018-08-01 14:00 | 0.13764
Solar | 2018-08-01 15:00 | 0.53347
Solar | 2018-08-01 16:00 | 0.66862
WindOnShore | 2018-08-01 17:00 | 0.16528
Solar | 2018-08-01 18:00 | 0.75132
WindOnShore | 2018-08-01 19:00 | 0.17934
WindOnShore | 2018-08-01 20:00 | 0.15426
Solar | 2018-08-01 21:00 | 0.78452
WindOnShore | 2018-08-01 22:00 | 0.13756
Solar | 2018-08-01 23:00 | 0.78103
Solar | 2018-08-02 | 0.73626
WindOnShore | 2018-08-02 01:00 | 0.12518
WindOnShore | 2018-08-02 02:00 | 0.11296
Solar | 2018-08-02 03:00 | 0.63473
Solar | 2018-08-02 04:00 | 0.47978
WindOnShore | 2018-08-02 05:00 | 0.09754
Solar | 2018-08-02 06:00 | 0.28536
WindOnShore | 2018-08-02 07:00 | 0.084199
WindOnShore | 2018-08-02 08:00 | 0.073814
Solar | 2018-08-02 09:00 | 0.10181
Solar | 2018-08-02 10:00 | 0.022455
WindOnShore | 2018-08-02 11:00 | 0.072935
Solar | 2018-08-02 12:00 | 0
WindOnShore | 2018-08-02 13:00 | 0.09059
WindOnShore | 2018-08-02 14:00 | 0.1108
Solar | 2018-08-02 15:00 | 0
Solar | 2018-08-02 16:00 | 0
WindOnShore | 2018-08-02 17:00 | 0.12414
Solar | 2018-08-02 18:00 | 0
WindOnShore | 2018-08-02 19:00 | 0.1283
Solar | 2018-08-02 20:00 | 0
WindOnShore | 2018-08-02 21:00 | 0.12462
Solar | 2018-08-02 22:00 | 0
WindOnShore | 2018-08-02 23:00 | 0.1279
Solar | 2018-08-03 | 0
WindOnShore | 2018-08-03 01:00 | 0.13261
WindOnShore | 2018-08-03 02:00 | 0.12997
Solar | 2018-08-03 03:00 | 0
WindOnShore | 2018-08-03 04:00 | 0.13213
Solar | 2018-08-03 05:00 | 0
WindOnShore | 2018-08-03 06:00 | 0.13796
Solar | 2018-08-03 07:00 | 0.011576
WindOnShore | 2018-08-03 08:00 | 0.14707
Solar | 2018-08-03 09:00 | 0.032636
WindOnShore | 2018-08-03 10:00 | 0.14635
Solar | 2018-08-03 11:00 | 0.14561
Solar | 2018-08-03 12:00 | 0.34365
WindOnShore | 2018-08-03 13:00 | 0.11855
WindOnShore | 2018-08-03 14:00 | 0.097619
Solar | 2018-08-03 15:00 | 0.52803
WindOnShore | 2018-08-03 16:00 | 0.11336
Solar | 2018-08-03 17:00 | 0.65872
WindOnShore | 2018-08-03 18:00 | 0.16129
Solar | 2018-08-03 19:00 | 0.73626
WindOnShore | 2018-08-03 20:00 | 0.20467
Solar | 2018-08-03 21:00 | 0.76151
WindOnShore | 2018-08-03 22:00 | 0.23263
Solar | 2018-08-03 23:00 | 0.74909
WindOnShore | 2018-08-04 | 0.24836
Solar | 2018-08-04 01:00 | 0.71395
WindOnShore | 2018-08-04 02:00 | 0.24956
Solar | 2018-08-04 03:00 | 0.62134
Solar | 2018-08-04 04:00 | 0.46876
WindOnShore | 2018-08-04 05:00 | 0.25108
WindOnShore | 2018-08-04 06:00 | 0.23255
Solar | 2018-08-04 07:00 | 0.27392
WindOnShore | 2018-08-04 08:00 | 0.2053
Solar | 2018-08-04 09:00 | 0.10153
Solar | 2018-08-04 10:00 | 0.023431
WindOnShore | 2018-08-04 11:00 | 0.21321
WindOnShore | 2018-08-04 12:00 | 0.26066
Solar | 2018-08-04 13:00 | 0
Solar | 2018-08-04 14:00 | 0
WindOnShore | 2018-08-04 15:00 | 0.2891
Solar | 2018-08-04 16:00 | 0
WindOnShore | 2018-08-04 17:00 | 0.29981
Solar | 2018-08-04 18:00 | 0
WindOnShore | 2018-08-04 19:00 | 0.30348
WindOnShore | 2018-08-04 20:00 | 0.30764
Solar | 2018-08-04 21:00 | 0
Solar | 2018-08-04 22:00 | 0
WindOnShore | 2018-08-04 23:00 | 0.31235
WindOnShore | 2018-08-05 | 0.30077
Solar | 2018-08-05 01:00 | 0
WindOnShore | 2018-08-05 02:00 | 0.28998
Solar | 2018-08-05 03:00 | 0
WindOnShore | 2018-08-05 04:00 | 0.27401
Solar | 2018-08-05 05:00 | 0
WindOnShore | 2018-08-05 06:00 | 0.2605
Solar | 2018-08-05 07:00 | 0.013389
Solar | 2018-08-05 08:00 | 0.035286
WindOnShore | 2018-08-05 09:00 | 0.24637
WindOnShore | 2018-08-05 10:00 | 0.19803
Solar | 2018-08-05 11:00 | 0.14672
Solar | 2018-08-05 12:00 | 0.33975
WindOnShore | 2018-08-05 13:00 | 0.13005
WindOnShore | 2018-08-05 14:00 | 0.093945
Solar | 2018-08-05 15:00 | 0.51674
WindOnShore | 2018-08-05 16:00 | 0.092587
Solar | 2018-08-05 17:00 | 0.64156
WindOnShore | 2018-08-05 18:00 | 0.086835
Solar | 2018-08-05 19:00 | 0.71771
Solar | 2018-08-05 20:00 | 0.74868
WindOnShore | 2018-08-05 21:00 | 0.081003
WindOnShore | 2018-08-05 22:00 | 0.07621
Solar | 2018-08-05 23:00 | 0.74784
Solar | 2018-08-06 | 0.70558
WindOnShore | 2018-08-06 01:00 | 0.073894
WindOnShore | 2018-08-06 02:00 | 0.068701
Solar | 2018-08-06 03:00 | 0.61185
Solar | 2018-08-06 04:00 | 0.46736
WindOnShore | 2018-08-06 05:00 | 0.064867
WindOnShore | 2018-08-06 06:00 | 0.060313
Solar | 2018-08-06 07:00 | 0.28047
Solar | 2018-08-06 08:00 | 0.10418
WindOnShore | 2018-08-06 09:00 | 0.057757
WindOnShore | 2018-08-06 10:00 | 0.061032
Solar | 2018-08-06 11:00 | 0.025384
Solar | 2018-08-06 12:00 | 0
WindOnShore | 2018-08-06 13:00 | 0.06918
Solar | 2018-08-06 14:00 | 0
WindOnShore | 2018-08-06 15:00 | 0.077968
Solar | 2018-08-06 16:00 | 0
WindOnShore | 2018-08-06 17:00 | 0.0834
WindOnShore | 2018-08-06 18:00 | 0.082521
Solar | 2018-08-06 19:00 | 0
WindOnShore | 2018-08-06 20:00 | 0.076769
Solar | 2018-08-06 21:00 | 0
Solar | 2018-08-06 22:00 | 0
WindOnShore | 2018-08-06 23:00 | 0.071497
Solar | 2018-08-07 | 0
WindOnShore | 2018-08-07 01:00 | 0.069899
Solar | 2018-08-07 02:00 | 0
WindOnShore | 2018-08-07 03:00 | 0.066784
Solar | 2018-08-07 04:00 | 0
WindOnShore | 2018-08-07 05:00 | 0.064867
Solar | 2018-08-07 06:00 | 0.013389
WindOnShore | 2018-08-07 07:00 | 0.06271
WindOnShore | 2018-08-07 08:00 | 0.061991
Solar | 2018-08-07 09:00 | 0.035286
WindOnShore | 2018-08-07 10:00 | 0.059514
Solar | 2018-08-07 11:00 | 0.14561
Solar | 2018-08-07 12:00 | 0.33724
WindOnShore | 2018-08-07 13:00 | 0.052085
Solar | 2018-08-07 14:00 | 0.51925
WindOnShore | 2018-08-07 15:00 | 0.047212
Solar | 2018-08-07 16:00 | 0.65397
WindOnShore | 2018-08-07 17:00 | 0.049449
Solar | 2018-08-07 18:00 | 0.72803
WindOnShore | 2018-08-07 19:00 | 0.053044
Solar | 2018-08-07 20:00 | 0.75272
WindOnShore | 2018-08-07 21:00 | 0.055999
Solar | 2018-08-07 22:00 | 0.74686
WindOnShore | 2018-08-07 23:00 | 0.057437
WindOnShore | 2018-08-08 | 0.061352
Solar | 2018-08-08 01:00 | 0.70028
WindOnShore | 2018-08-08 02:00 | 0.061831
Solar | 2018-08-08 03:00 | 0.59972
WindOnShore | 2018-08-08 04:00 | 0.062151
Solar | 2018-08-08 05:00 | 0.45537
Solar | 2018-08-08 06:00 | 0.27378
WindOnShore | 2018-08-08 07:00 | 0.060713
Solar | 2018-08-08 08:00 | 0.10223
WindOnShore | 2018-08-08 09:00 | 0.06255
WindOnShore | 2018-08-08 10:00 | 0.072216
Solar | 2018-08-08 11:00 | 0.025105
Solar | 2018-08-08 12:00 | 0
WindOnShore | 2018-08-08 13:00 | 0.09706
Solar | 2018-08-08 14:00 | 0
WindOnShore | 2018-08-08 15:00 | 0.12606
Solar | 2018-08-08 16:00 | 0
WindOnShore | 2018-08-08 17:00 | 0.14579
WindOnShore | 2018-08-08 18:00 | 0.15649
Solar | 2018-08-08 19:00 | 0
Solar | 2018-08-08 20:00 | 0
WindOnShore | 2018-08-08 21:00 | 0.15649
WindOnShore | 2018-08-08 22:00 | 0.15138
Solar | 2018-08-08 23:00 | 0
WindOnShore | 2018-08-09 | 0.13405
Solar | 2018-08-09 01:00 | 0
Solar | 2018-08-09 02:00 | 0
WindOnShore | 2018-08-09 03:00 | 0.12294
WindOnShore | 2018-08-09 04:00 | 0.11727
Solar | 2018-08-09 05:00 | 0
Solar | 2018-08-09 06:00 | 0.012552
WindOnShore | 2018-08-09 07:00 | 0.1092
WindOnShore | 2018-08-09 08:00 | 0.10976
Solar | 2018-08-09 09:00 | 0.03682
WindOnShore | 2018-08-09 10:00 | 0.10337
Solar | 2018-08-09 11:00 | 0.15216
WindOnShore | 2018-08-09 12:00 | 0.073334
Solar | 2018-08-09 13:00 | 0.34519
Solar | 2018-08-09 14:00 | 0.52078
WindOnShore | 2018-08-09 15:00 | 0.050567
WindOnShore | 2018-08-09 16:00 | 0.050008
Solar | 2018-08-09 17:00 | 0.64714
Solar | 2018-08-09 18:00 | 0.7219
WindOnShore | 2018-08-09 19:00 | 0.05536
WindOnShore | 2018-08-09 20:00 | 0.059115
Solar | 2018-08-09 21:00 | 0.75244
WindOnShore | 2018-08-09 22:00 | 0.060473
Solar | 2018-08-09 23:00 | 0.75174
WindOnShore | 2018-08-10 | 0.062071
Solar | 2018-08-10 01:00 | 0.70823
WindOnShore | 2018-08-10 02:00 | 0.065026
Solar | 2018-08-10 03:00 | 0.60586
Solar | 2018-08-10 04:00 | 0.45732
WindOnShore | 2018-08-10 05:00 | 0.071737
Solar | 2018-08-10 06:00 | 0.27615
WindOnShore | 2018-08-10 07:00 | 0.075172
WindOnShore | 2018-08-10 08:00 | 0.07629
Solar | 2018-08-10 09:00 | 0.10056
Solar | 2018-08-10 10:00 | 0.025244
WindOnShore | 2018-08-10 11:00 | 0.085717
Solar | 2018-08-10 12:00 | 0
WindOnShore | 2018-08-10 13:00 | 0.1132
Solar | 2018-08-10 14:00 | 0
WindOnShore | 2018-08-10 15:00 | 0.13948
Solar | 2018-08-10 16:00 | 0
WindOnShore | 2018-08-10 17:00 | 0.16512
Solar | 2018-08-10 18:00 | 0
WindOnShore | 2018-08-10 19:00 | 0.17
Solar | 2018-08-10 20:00 | 0
WindOnShore | 2018-08-10 21:00 | 0.16504
WindOnShore | 2018-08-10 22:00 | 0.16025
Solar | 2018-08-10 23:00 | 0
Solar | 2018-08-11 | 0
WindOnShore | 2018-08-11 01:00 | 0.15314
WindOnShore | 2018-08-11 02:00 | 0.15186
Solar | 2018-08-11 03:00 | 0
WindOnShore | 2018-08-11 04:00 | 0.15498
Solar | 2018-08-11 05:00 | 0
WindOnShore | 2018-08-11 06:00 | 0.17095
Solar | 2018-08-11 07:00 | 0.012413
Solar | 2018-08-11 08:00 | 0.034449
WindOnShore | 2018-08-11 09:00 | 0.18342
Solar | 2018-08-11 10:00 | 0.12259
WindOnShore | 2018-08-11 11:00 | 0.17063
WindOnShore | 2018-08-11 12:00 | 0.12973
Solar | 2018-08-11 13:00 | 0.26444
Solar | 2018-08-11 14:00 | 0.4106
WindOnShore | 2018-08-11 15:00 | 0.10561
WindOnShore | 2018-08-11 16:00 | 0.11583
Solar | 2018-08-11 17:00 | 0.54003
WindOnShore | 2018-08-11 18:00 | 0.1362
Solar | 2018-08-11 19:00 | 0.62873
Solar | 2018-08-11 20:00 | 0.66806
WindOnShore | 2018-08-11 21:00 | 0.17535
WindOnShore | 2018-08-11 22:00 | 0.21353
Solar | 2018-08-11 23:00 | 0.65649
WindOnShore | 2018-08-12 | 0.23183
Solar | 2018-08-12 01:00 | 0.60014
Solar | 2018-08-12 02:00 | 0.50084
WindOnShore | 2018-08-12 03:00 | 0.24692
Solar | 2018-08-12 04:00 | 0.36234
WindOnShore | 2018-08-12 05:00 | 0.23638
WindOnShore | 2018-08-12 06:00 | 0.20467
Solar | 2018-08-12 07:00 | 0.20948
Solar | 2018-08-12 08:00 | 0.082845
WindOnShore | 2018-08-12 09:00 | 0.17734
Solar | 2018-08-12 10:00 | 0.022734
WindOnShore | 2018-08-12 11:00 | 0.17391
WindOnShore | 2018-08-12 12:00 | 0.19811
Solar | 2018-08-12 13:00 | 0
Solar | 2018-08-12 14:00 | 0
WindOnShore | 2018-08-12 15:00 | 0.1934
Solar | 2018-08-12 16:00 | 0
WindOnShore | 2018-08-12 17:00 | 0.18941
WindOnShore | 2018-08-12 18:00 | 0.18142
Solar | 2018-08-12 19:00 | 0
Solar | 2018-08-12 20:00 | 0
WindOnShore | 2018-08-12 21:00 | 0.19508
WindOnShore | 2018-08-12 22:00 | 0.17806
Solar | 2018-08-12 23:00 | 0
Solar | 2018-08-13 | 0
WindOnShore | 2018-08-13 01:00 | 0.1545
Solar | 2018-08-13 02:00 | 0
WindOnShore | 2018-08-13 03:00 | 0.13756
WindOnShore | 2018-08-13 04:00 | 0.11623
Solar | 2018-08-13 05:00 | 0
Solar | 2018-08-13 06:00 | 0.013668
WindOnShore | 2018-08-13 07:00 | 0.097859
WindOnShore | 2018-08-13 08:00 | 0.094823
Solar | 2018-08-13 09:00 | 0.031939
Solar | 2018-08-13 10:00 | 0.10725
WindOnShore | 2018-08-13 11:00 | 0.092906
WindOnShore | 2018-08-13 12:00 | 0.093945
Solar | 2018-08-13 13:00 | 0.22789
Solar | 2018-08-13 14:00 | 0.33501
WindOnShore | 2018-08-13 15:00 | 0.094424
Solar | 2018-08-13 16:00 | 0.40934
WindOnShore | 2018-08-13 17:00 | 0.10201
WindOnShore | 2018-08-13 18:00 | 0.11208
Solar | 2018-08-13 19:00 | 0.45593
WindOnShore | 2018-08-13 20:00 | 0.11184
Solar | 2018-08-13 21:00 | 0.47476
WindOnShore | 2018-08-13 22:00 | 0.1267
Solar | 2018-08-13 23:00 | 0.45886
WindOnShore | 2018-08-14 | 0.14835
Solar | 2018-08-14 01:00 | 0.4304
Solar | 2018-08-14 02:00 | 0.36946
WindOnShore | 2018-08-14 03:00 | 0.16249
Solar | 2018-08-14 04:00 | 0.28103
WindOnShore | 2018-08-14 05:00 | 0.17151
Solar | 2018-08-14 06:00 | 0.18145
WindOnShore | 2018-08-14 07:00 | 0.17263
Solar | 2018-08-14 08:00 | 0.088563
WindOnShore | 2018-08-14 09:00 | 0.15458
Solar | 2018-08-14 10:00 | 0.02636
WindOnShore | 2018-08-14 11:00 | 0.12119
WindOnShore | 2018-08-14 12:00 | 0.11591
Solar | 2018-08-14 13:00 | 0
Solar | 2018-08-14 14:00 | 0
WindOnShore | 2018-08-14 15:00 | 0.12039
Solar | 2018-08-14 16:00 | 0
WindOnShore | 2018-08-14 17:00 | 0.13317
Solar | 2018-08-14 18:00 | 0
WindOnShore | 2018-08-14 19:00 | 0.12758
WindOnShore | 2018-08-14 20:00 | 0.1271
Solar | 2018-08-14 21:00 | 0
WindOnShore | 2018-08-14 22:00 | 0.1279
Solar | 2018-08-14 23:00 | 0
Solar | 2018-08-15 | 0
WindOnShore | 2018-08-15 01:00 | 0.12901
WindOnShore | 2018-08-15 02:00 | 0.1271
Solar | 2018-08-15 03:00 | 0
Solar | 2018-08-15 04:00 | 0
WindOnShore | 2018-08-15 05:00 | 0.12869
WindOnShore | 2018-08-15 06:00 | 0.12079
Solar | 2018-08-15 07:00 | 0.014505
Solar | 2018-08-15 08:00 | 0.037657
WindOnShore | 2018-08-15 09:00 | 0.10856
WindOnShore | 2018-08-15 10:00 | 0.095143
Solar | 2018-08-15 11:00 | 0.13124
WindOnShore | 2018-08-15 12:00 | 0.088513
Solar | 2018-08-15 13:00 | 0.28354
WindOnShore | 2018-08-15 14:00 | 0.086675
Solar | 2018-08-15 15:00 | 0.42999
WindOnShore | 2018-08-15 16:00 | 0.086515
Solar | 2018-08-15 17:00 | 0.56123
Solar | 2018-08-15 18:00 | 0.65732
WindOnShore | 2018-08-15 19:00 | 0.092906
WindOnShore | 2018-08-15 20:00 | 0.093545
Solar | 2018-08-15 21:00 | 0.69791
Solar | 2018-08-15 22:00 | 0.70683
WindOnShore | 2018-08-15 23:00 | 0.09746
Solar | 2018-08-16 | 0.67727
WindOnShore | 2018-08-16 01:00 | 0.10369
WindOnShore | 2018-08-16 02:00 | 0.11879
Solar | 2018-08-16 03:00 | 0.59121
Solar | 2018-08-16 04:00 | 0.45649
WindOnShore | 2018-08-16 05:00 | 0.13285
WindOnShore | 2018-08-16 06:00 | 0.13021
Solar | 2018-08-16 07:00 | 0.28131
Solar | 2018-08-16 08:00 | 0.11102
WindOnShore | 2018-08-16 09:00 | 0.11983
WindOnShore | 2018-08-16 10:00 | 0.11847
Solar | 2018-08-16 11:00 | 0.028731
Solar | 2018-08-16 12:00 | 0
WindOnShore | 2018-08-16 13:00 | 0.13485
WindOnShore | 2018-08-16 14:00 | 0.14795
Solar | 2018-08-16 15:00 | 0
WindOnShore | 2018-08-16 16:00 | 0.17159
Solar | 2018-08-16 17:00 | 0
Solar | 2018-08-16 18:00 | 0
WindOnShore | 2018-08-16 19:00 | 0.20467
Solar | 2018-08-16 20:00 | 0
WindOnShore | 2018-08-16 21:00 | 0.26354
WindOnShore | 2018-08-16 22:00 | 0.29725
Solar | 2018-08-16 23:00 | 0
WindOnShore | 2018-08-17 | 0.30995
Solar | 2018-08-17 01:00 | 0
Solar | 2018-08-17 02:00 | 0
WindOnShore | 2018-08-17 03:00 | 0.31626
WindOnShore | 2018-08-17 04:00 | 0.31363
Solar | 2018-08-17 05:00 | 0
WindOnShore | 2018-08-17 06:00 | 0.27065
Solar | 2018-08-17 07:00 | 0.013668
WindOnShore | 2018-08-17 08:00 | 0.24205
Solar | 2018-08-17 09:00 | 0.035425
Solar | 2018-08-17 10:00 | 0.11102
WindOnShore | 2018-08-17 11:00 | 0.21896
WindOnShore | 2018-08-17 12:00 | 0.22871
Solar | 2018-08-17 13:00 | 0.21729
Solar | 2018-08-17 14:00 | 0.3145
WindOnShore | 2018-08-17 15:00 | 0.2395
Solar | 2018-08-17 16:00 | 0.40056
WindOnShore | 2018-08-17 17:00 | 0.27057
WindOnShore | 2018-08-17 18:00 | 0.31003
Solar | 2018-08-17 19:00 | 0.46974
Solar | 2018-08-17 20:00 | 0.50153
WindOnShore | 2018-08-17 21:00 | 0.36092
Solar | 2018-08-17 22:00 | 0.51241
WindOnShore | 2018-08-17 23:00 | 0.39543
Solar | 2018-08-18 | 0.49149
WindOnShore | 2018-08-18 01:00 | 0.44089
WindOnShore | 2018-08-18 02:00 | 0.4849
Solar | 2018-08-18 03:00 | 0.43319
Solar | 2018-08-18 04:00 | 0.33584
WindOnShore | 2018-08-18 05:00 | 0.50264
WindOnShore | 2018-08-18 06:00 | 0.50391
Solar | 2018-08-18 07:00 | 0.20586
WindOnShore | 2018-08-18 08:00 | 0.471
Solar | 2018-08-18 09:00 | 0.087308
Solar | 2018-08-18 10:00 | 0.025244
WindOnShore | 2018-08-18 11:00 | 0.39831
Solar | 2018-08-18 12:00 | 0
WindOnShore | 2018-08-18 13:00 | 0.35277
WindOnShore | 2018-08-18 14:00 | 0.34798
Solar | 2018-08-18 15:00 | 0
WindOnShore | 2018-08-18 16:00 | 0.36012
Solar | 2018-08-18 17:00 | 0
WindOnShore | 2018-08-18 18:00 | 0.38265
Solar | 2018-08-18 19:00 | 0
Solar | 2018-08-18 20:00 | 0
WindOnShore | 2018-08-18 21:00 | 0.40478
Solar | 2018-08-18 22:00 | 0
WindOnShore | 2018-08-18 23:00 | 0.4023
Solar | 2018-08-19 | 0
WindOnShore | 2018-08-19 01:00 | 0.40014
Solar | 2018-08-19 02:00 | 0
WindOnShore | 2018-08-19 03:00 | 0.38169
Solar | 2018-08-19 04:00 | 0
WindOnShore | 2018-08-19 05:00 | 0.36292
WindOnShore | 2018-08-19 06:00 | 0.33056
Solar | 2018-08-19 07:00 | 0.012413
Solar | 2018-08-19 08:00 | 0.040167
WindOnShore | 2018-08-19 09:00 | 0.28503
WindOnShore | 2018-08-19 10:00 | 0.24037
Solar | 2018-08-19 11:00 | 0.15927
Solar | 2018-08-19 12:00 | 0.34603
WindOnShore | 2018-08-19 13:00 | 0.25435
WindOnShore | 2018-08-19 14:00 | 0.25987
Solar | 2018-08-19 15:00 | 0.49512
WindOnShore | 2018-08-19 16:00 | 0.25747
Solar | 2018-08-19 17:00 | 0.60572
Solar | 2018-08-19 18:00 | 0.65049
WindOnShore | 2018-08-19 19:00 | 0.25667
Solar | 2018-08-19 20:00 | 0.66932
WindOnShore | 2018-08-19 21:00 | 0.27736
WindOnShore | 2018-08-19 22:00 | 0.2784
Solar | 2018-08-19 23:00 | 0.66764
WindOnShore | 2018-08-20 | 0.26801
Solar | 2018-08-20 01:00 | 0.64812
WindOnShore | 2018-08-20 02:00 | 0.25108
Solar | 2018-08-20 03:00 | 0.5728
WindOnShore | 2018-08-20 04:00 | 0.23302
Solar | 2018-08-20 05:00 | 0.4537
Solar | 2018-08-20 06:00 | 0.28466
WindOnShore | 2018-08-20 07:00 | 0.20027
Solar | 2018-08-20 08:00 | 0.11353
WindOnShore | 2018-08-20 09:00 | 0.15985
Solar | 2018-08-20 10:00 | 0.026639
WindOnShore | 2018-08-20 11:00 | 0.11344
WindOnShore | 2018-08-20 12:00 | 0.09754
Solar | 2018-08-20 13:00 | 0
Solar | 2018-08-20 14:00 | 0
WindOnShore | 2018-08-20 15:00 | 0.084438
Solar | 2018-08-20 16:00 | 0
WindOnShore | 2018-08-20 17:00 | 0.07613
Solar | 2018-08-20 18:00 | 0
WindOnShore | 2018-08-20 19:00 | 0.067343
Solar | 2018-08-20 20:00 | 0
WindOnShore | 2018-08-20 21:00 | 0.064068
Solar | 2018-08-20 22:00 | 0
WindOnShore | 2018-08-20 23:00 | 0.072456
WindOnShore | 2018-08-21 | 0.096341
Solar | 2018-08-21 01:00 | 0
Solar | 2018-08-21 02:00 | 0
WindOnShore | 2018-08-21 03:00 | 0.12861
Solar | 2018-08-21 04:00 | 0
WindOnShore | 2018-08-21 05:00 | 0.16736
Solar | 2018-08-21 06:00 | 0.012971
WindOnShore | 2018-08-21 07:00 | 0.20107
Solar | 2018-08-21 08:00 | 0.040446
WindOnShore | 2018-08-21 09:00 | 0.23518
Solar | 2018-08-21 10:00 | 0.14812
WindOnShore | 2018-08-21 11:00 | 0.21825
WindOnShore | 2018-08-21 12:00 | 0.17918
Solar | 2018-08-21 13:00 | 0.31199
WindOnShore | 2018-08-21 14:00 | 0.20475
Solar | 2018-08-21 15:00 | 0.45927
WindOnShore | 2018-08-21 16:00 | 0.28583
Solar | 2018-08-21 17:00 | 0.5675
Solar | 2018-08-21 18:00 | 0.61046
WindOnShore | 2018-08-21 19:00 | 0.3304
WindOnShore | 2018-08-21 20:00 | 0.36747
Solar | 2018-08-21 21:00 | 0.62497
WindOnShore | 2018-08-21 22:00 | 0.42083
Solar | 2018-08-21 23:00 | 0.6212
WindOnShore | 2018-08-22 | 0.48131
Solar | 2018-08-22 01:00 | 0.57071
Solar | 2018-08-22 02:00 | 0.48201
WindOnShore | 2018-08-22 03:00 | 0.54793
WindOnShore | 2018-08-22 04:00 | 0.57333
Solar | 2018-08-22 05:00 | 0.37378
WindOnShore | 2018-08-22 06:00 | 0.56511
Solar | 2018-08-22 07:00 | 0.23333
Solar | 2018-08-22 08:00 | 0.097629
WindOnShore | 2018-08-22 09:00 | 0.55768
WindOnShore | 2018-08-22 10:00 | 0.50511
Solar | 2018-08-22 11:00 | 0.026081
WindOnShore | 2018-08-22 12:00 | 0.48266
Solar | 2018-08-22 13:00 | 0
Solar | 2018-08-22 14:00 | 0
WindOnShore | 2018-08-22 15:00 | 0.47763
WindOnShore | 2018-08-22 16:00 | 0.47548
Solar | 2018-08-22 17:00 | 0
Solar | 2018-08-22 18:00 | 0
WindOnShore | 2018-08-22 19:00 | 0.47252
Solar | 2018-08-22 20:00 | 0
WindOnShore | 2018-08-22 21:00 | 0.45215
Solar | 2018-08-22 22:00 | 0
WindOnShore | 2018-08-22 23:00 | 0.41221
Solar | 2018-08-23 | 0
WindOnShore | 2018-08-23 01:00 | 0.37802
WindOnShore | 2018-08-23 02:00 | 0.33512
Solar | 2018-08-23 03:00 | 0
WindOnShore | 2018-08-23 04:00 | 0.30428
Solar | 2018-08-23 05:00 | 0
WindOnShore | 2018-08-23 06:00 | 0.26362
Solar | 2018-08-23 07:00 | 0.012552
Solar | 2018-08-23 08:00 | 0.036681
WindOnShore | 2018-08-23 09:00 | 0.23582
WindOnShore | 2018-08-23 10:00 | 0.19268
Solar | 2018-08-23 11:00 | 0.11911
Solar | 2018-08-23 12:00 | 0.23278
WindOnShore | 2018-08-23 13:00 | 0.18198
Solar | 2018-08-23 14:00 | 0.33445
WindOnShore | 2018-08-23 15:00 | 0.16576
WindOnShore | 2018-08-23 16:00 | 0.1561
Solar | 2018-08-23 17:00 | 0.38842
Solar | 2018-08-23 18:00 | 0.43877
WindOnShore | 2018-08-23 19:00 | 0.15458
WindOnShore | 2018-08-23 20:00 | 0.1394
Solar | 2018-08-23 21:00 | 0.46165
Solar | 2018-08-23 22:00 | 0.45258
WindOnShore | 2018-08-23 23:00 | 0.13061
Solar | 2018-08-24 | 0.4106
WindOnShore | 2018-08-24 01:00 | 0.11855
WindOnShore | 2018-08-24 02:00 | 0.10401
Solar | 2018-08-24 03:00 | 0.36778
Solar | 2018-08-24 04:00 | 0.28187
WindOnShore | 2018-08-24 05:00 | 0.098019
Solar | 2018-08-24 06:00 | 0.16653
WindOnShore | 2018-08-24 07:00 | 0.09003
WindOnShore | 2018-08-24 08:00 | 0.092986
Solar | 2018-08-24 09:00 | 0.069874
WindOnShore | 2018-08-24 10:00 | 0.096501
Solar | 2018-08-24 11:00 | 0.022455
Solar | 2018-08-24 12:00 | 0
WindOnShore | 2018-08-24 13:00 | 0.10481
Solar | 2018-08-24 14:00 | 0
WindOnShore | 2018-08-24 15:00 | 0.11959
Solar | 2018-08-24 16:00 | 0
WindOnShore | 2018-08-24 17:00 | 0.11663
Solar | 2018-08-24 18:00 | 0
WindOnShore | 2018-08-24 19:00 | 0.1231
WindOnShore | 2018-08-24 20:00 | 0.14251
Solar | 2018-08-24 21:00 | 0
WindOnShore | 2018-08-24 22:00 | 0.17742
Solar | 2018-08-24 23:00 | 0
WindOnShore | 2018-08-25 | 0.19164
Solar | 2018-08-25 01:00 | 0
WindOnShore | 2018-08-25 02:00 | 0.20403
Solar | 2018-08-25 03:00 | 0
WindOnShore | 2018-08-25 04:00 | 0.21122
Solar | 2018-08-25 05:00 | 0
WindOnShore | 2018-08-25 06:00 | 0.22216
Solar | 2018-08-25 07:00 | 0.012413
WindOnShore | 2018-08-25 08:00 | 0.23047
Solar | 2018-08-25 09:00 | 0.033752
WindOnShore | 2018-08-25 10:00 | 0.22703
Solar | 2018-08-25 11:00 | 0.09219
Solar | 2018-08-25 12:00 | 0.1788
WindOnShore | 2018-08-25 13:00 | 0.21817
Solar | 2018-08-25 14:00 | 0.26485
WindOnShore | 2018-08-25 15:00 | 0.22128
Solar | 2018-08-25 16:00 | 0.32901
WindOnShore | 2018-08-25 17:00 | 0.24037
WindOnShore | 2018-08-25 18:00 | 0.249
Solar | 2018-08-25 19:00 | 0.32817
WindOnShore | 2018-08-25 20:00 | 0.27201
Solar | 2018-08-25 21:00 | 0.32357
WindOnShore | 2018-08-25 22:00 | 0.2617
Solar | 2018-08-25 23:00 | 0.30251
WindOnShore | 2018-08-26 | 0.23007
Solar | 2018-08-26 01:00 | 0.26318
Solar | 2018-08-26 02:00 | 0.23724
WindOnShore | 2018-08-26 03:00 | 0.23726
WindOnShore | 2018-08-26 04:00 | 0.24445
Solar | 2018-08-26 05:00 | 0.18647
WindOnShore | 2018-08-26 06:00 | 0.26362
Solar | 2018-08-26 07:00 | 0.1272
WindOnShore | 2018-08-26 08:00 | 0.27409
Solar | 2018-08-26 09:00 | 0.064156
WindOnShore | 2018-08-26 10:00 | 0.29086
Solar | 2018-08-26 11:00 | 0.022455
Solar | 2018-08-26 12:00 | 0.011018
WindOnShore | 2018-08-26 13:00 | 0.34422
Solar | 2018-08-26 14:00 | 0
WindOnShore | 2018-08-26 15:00 | 0.3753
Solar | 2018-08-26 16:00 | 0
WindOnShore | 2018-08-26 17:00 | 0.39895
WindOnShore | 2018-08-26 18:00 | 0.4428
Solar | 2018-08-26 19:00 | 0
Solar | 2018-08-26 20:00 | 0
WindOnShore | 2018-08-26 21:00 | 0.47452
WindOnShore | 2018-08-26 22:00 | 0.49816
Solar | 2018-08-26 23:00 | 0
Solar | 2018-08-27 | 0
WindOnShore | 2018-08-27 01:00 | 0.49848
Solar | 2018-08-27 02:00 | 0
WindOnShore | 2018-08-27 03:00 | 0.49633
Solar | 2018-08-27 04:00 | 0
WindOnShore | 2018-08-27 05:00 | 0.50008
Solar | 2018-08-27 06:00 | 0.012692
WindOnShore | 2018-08-27 07:00 | 0.51949
WindOnShore | 2018-08-27 08:00 | 0.52804
Solar | 2018-08-27 09:00 | 0.033891
WindOnShore | 2018-08-27 10:00 | 0.52061
Solar | 2018-08-27 11:00 | 0.1106
WindOnShore | 2018-08-27 12:00 | 0.52229
Solar | 2018-08-27 13:00 | 0.22036
WindOnShore | 2018-08-27 14:00 | 0.54146
Solar | 2018-08-27 15:00 | 0.32106
WindOnShore | 2018-08-27 16:00 | 0.57142
Solar | 2018-08-27 17:00 | 0.39484
WindOnShore | 2018-08-27 18:00 | 0.57669
Solar | 2018-08-27 19:00 | 0.45077
WindOnShore | 2018-08-27 20:00 | 0.57597
Solar | 2018-08-27 21:00 | 0.47992
Solar | 2018-08-27 22:00 | 0.47169
WindOnShore | 2018-08-27 23:00 | 0.56854
WindOnShore | 2018-08-28 | 0.57182
Solar | 2018-08-28 01:00 | 0.44324
Solar | 2018-08-28 02:00 | 0.35872
WindOnShore | 2018-08-28 03:00 | 0.59386
Solar | 2018-08-28 04:00 | 0.26039
WindOnShore | 2018-08-28 05:00 | 0.60976
WindOnShore | 2018-08-28 06:00 | 0.58548
Solar | 2018-08-28 07:00 | 0.16081
WindOnShore | 2018-08-28 08:00 | 0.53563
Solar | 2018-08-28 09:00 | 0.074477
WindOnShore | 2018-08-28 10:00 | 0.49449
Solar | 2018-08-28 11:00 | 0.02371
Solar | 2018-08-28 12:00 | 0.011576
WindOnShore | 2018-08-28 13:00 | 0.43306
Solar | 2018-08-28 14:00 | 0
WindOnShore | 2018-08-28 15:00 | 0.3745
WindOnShore | 2018-08-28 16:00 | 0.31451
Solar | 2018-08-28 17:00 | 0
Solar | 2018-08-28 18:00 | 0
WindOnShore | 2018-08-28 19:00 | 0.26554
Solar | 2018-08-28 20:00 | 0
WindOnShore | 2018-08-28 21:00 | 0.2367
Solar | 2018-08-28 22:00 | 0
WindOnShore | 2018-08-28 23:00 | 0.22967
Solar | 2018-08-29 | 0
WindOnShore | 2018-08-29 01:00 | 0.22224
WindOnShore | 2018-08-29 02:00 | 0.20842
Solar | 2018-08-29 03:00 | 0
Solar | 2018-08-29 04:00 | 0
WindOnShore | 2018-08-29 05:00 | 0.20379
WindOnShore | 2018-08-29 06:00 | 0.19061
Solar | 2018-08-29 07:00 | 0.012971
WindOnShore | 2018-08-29 08:00 | 0.17167
Solar | 2018-08-29 09:00 | 0.039052
WindOnShore | 2018-08-29 10:00 | 0.14771
Solar | 2018-08-29 11:00 | 0.11897
Solar | 2018-08-29 12:00 | 0.25105
WindOnShore | 2018-08-29 13:00 | 0.13125
WindOnShore | 2018-08-29 14:00 | 0.12838
Solar | 2018-08-29 15:00 | 0.35063
Solar | 2018-08-29 16:00 | 0.41646
WindOnShore | 2018-08-29 17:00 | 0.13109
Solar | 2018-08-29 18:00 | 0.48145
WindOnShore | 2018-08-29 19:00 | 0.13421
Solar | 2018-08-29 20:00 | 0.49707
WindOnShore | 2018-08-29 21:00 | 0.13684
WindOnShore | 2018-08-29 22:00 | 0.14483
Solar | 2018-08-29 23:00 | 0.50879
Solar | 2018-08-30 | 0.48522
WindOnShore | 2018-08-30 01:00 | 0.15514
Solar | 2018-08-30 02:00 | 0.44086
WindOnShore | 2018-08-30 03:00 | 0.16041
WindOnShore | 2018-08-30 04:00 | 0.1557
Solar | 2018-08-30 05:00 | 0.35983
WindOnShore | 2018-08-30 06:00 | 0.14451
Solar | 2018-08-30 07:00 | 0.2371
Solar | 2018-08-30 08:00 | 0.1099
WindOnShore | 2018-08-30 09:00 | 0.12071
WindOnShore | 2018-08-30 10:00 | 0.10561
Solar | 2018-08-30 11:00 | 0.029568
Solar | 2018-08-30 12:00 | 0.010879
WindOnShore | 2018-08-30 13:00 | 0.10896
WindOnShore | 2018-08-30 14:00 | 0.11743
Solar | 2018-08-30 15:00 | 0
WindOnShore | 2018-08-30 16:00 | 0.14355
Solar | 2018-08-30 17:00 | 0
WindOnShore | 2018-08-30 18:00 | 0.166
Solar | 2018-08-30 19:00 | 0
Solar | 2018-08-30 20:00 | 0
WindOnShore | 2018-08-30 21:00 | 0.18693
WindOnShore | 2018-08-30 22:00 | 0.20682
Solar | 2018-08-30 23:00 | 0
WindOnShore | 2018-08-31 | 0.21369
Solar | 2018-08-31 01:00 | 0
Solar | 2018-08-31 02:00 | 0
WindOnShore | 2018-08-31 03:00 | 0.21873
Solar | 2018-08-31 04:00 | 0
WindOnShore | 2018-08-31 05:00 | 0.22871
WindOnShore | 2018-08-31 06:00 | 0.24277
Solar | 2018-08-31 07:00 | 0.013808
Solar | 2018-08-31 08:00 | 0.044491
WindOnShore | 2018-08-31 09:00 | 0.2526
Solar | 2018-08-31 10:00 | 0.1431
WindOnShore | 2018-08-31 11:00 | 0.23151
WindOnShore | 2018-08-31 12:00 | 0.23207
Solar | 2018-08-31 13:00 | 0.28842
Solar | 2018-08-31 14:00 | 0.43473
WindOnShore | 2018-08-31 15:00 | 0.28543
WindOnShore | 2018-08-31 16:00 | 0.35397
Solar | 2018-08-31 17:00 | 0.56234
WindOnShore | 2018-08-31 18:00 | 0.37778
Solar | 2018-08-31 19:00 | 0.61897
Solar | 2018-08-31 20:00 | 0.61911
WindOnShore | 2018-08-31 21:00 | 0.38073
WindOnShore | 2018-08-31 22:00 | 0.38664
Solar | 2018-08-31 23:00 | 0.59386
WindOnShore | 2018-09-01 | 0.38065
Solar | 2018-09-01 01:00 | 0.53961
Solar | 2018-09-01 02:00 | 0.45635
WindOnShore | 2018-09-01 03:00 | 0.37538
Solar | 2018-09-01 04:00 | 0.33584
WindOnShore | 2018-09-01 05:00 | 0.34526
WindOnShore | 2018-09-01 06:00 | 0.29733
Solar | 2018-09-01 07:00 | 0.20628
Solar | 2018-09-01 08:00 | 0.096513
WindOnShore | 2018-09-01 09:00 | 0.25443
WindOnShore | 2018-09-01 10:00 | 0.21273
Solar | 2018-09-01 11:00 | 0.038773
Solar | 2018-09-01 12:00 | 0.024965
WindOnShore | 2018-09-01 13:00 | 0.19524
Solar | 2018-09-01 14:00 | 0
WindOnShore | 2018-09-01 15:00 | 0.18589
Solar | 2018-09-01 16:00 | 0
WindOnShore | 2018-09-01 17:00 | 0.18629
WindOnShore | 2018-09-01 18:00 | 0.18757
Solar | 2018-09-01 19:00 | 0
Solar | 2018-09-01 20:00 | 0
WindOnShore | 2018-09-01 21:00 | 0.18941
WindOnShore | 2018-09-01 22:00 | 0.18821
Solar | 2018-09-01 23:00 | 0
WindOnShore | 2018-09-02 | 0.19061
Solar | 2018-09-02 01:00 | 0
WindOnShore | 2018-09-02 02:00 | 0.19588
Solar | 2018-09-02 03:00 | 0
WindOnShore | 2018-09-02 04:00 | 0.20674
Solar | 2018-09-02 05:00 | 0
WindOnShore | 2018-09-02 06:00 | 0.21385
Solar | 2018-09-02 07:00 | 0.027197
WindOnShore | 2018-09-02 08:00 | 0.21737
Solar | 2018-09-02 09:00 | 0.054254
Solar | 2018-09-02 10:00 | 0.13529
WindOnShore | 2018-09-02 11:00 | 0.19835
Solar | 2018-09-02 12:00 | 0.2378
WindOnShore | 2018-09-02 13:00 | 0.17687
Solar | 2018-09-02 14:00 | 0.35411
WindOnShore | 2018-09-02 15:00 | 0.17591
WindOnShore | 2018-09-02 16:00 | 0.17806
Solar | 2018-09-02 17:00 | 0.43891
WindOnShore | 2018-09-02 18:00 | 0.18238
Solar | 2018-09-02 19:00 | 0.47615
Solar | 2018-09-02 20:00 | 0.48117
WindOnShore | 2018-09-02 21:00 | 0.18382
Solar | 2018-09-02 22:00 | 0.43919
WindOnShore | 2018-09-02 23:00 | 0.18613
WindOnShore | 2018-09-03 | 0.19508
Solar | 2018-09-03 01:00 | 0.40418
WindOnShore | 2018-09-03 02:00 | 0.22344
Solar | 2018-09-03 03:00 | 0.35342
Solar | 2018-09-03 04:00 | 0.28884
WindOnShore | 2018-09-03 05:00 | 0.24453
Solar | 2018-09-03 06:00 | 0.19372
WindOnShore | 2018-09-03 07:00 | 0.25563
WindOnShore | 2018-09-03 08:00 | 0.25363
Solar | 2018-09-03 09:00 | 0.10237
WindOnShore | 2018-09-03 10:00 | 0.26514
Solar | 2018-09-03 11:00 | 0.042817
WindOnShore | 2018-09-03 12:00 | 0.31978
Solar | 2018-09-03 13:00 | 0.024965
Solar | 2018-09-03 14:00 | 0
WindOnShore | 2018-09-03 15:00 | 0.37019
Solar | 2018-09-03 16:00 | 0
WindOnShore | 2018-09-03 17:00 | 0.37961
WindOnShore | 2018-09-03 18:00 | 0.37466
Solar | 2018-09-03 19:00 | 0
WindOnShore | 2018-09-03 20:00 | 0.3626
Solar | 2018-09-03 21:00 | 0
Solar | 2018-09-03 22:00 | 0
WindOnShore | 2018-09-03 23:00 | 0.3503
Solar | 2018-09-04 | 0
WindOnShore | 2018-09-04 01:00 | 0.33416
WindOnShore | 2018-09-04 02:00 | 0.32601
Solar | 2018-09-04 03:00 | 0
Solar | 2018-09-04 04:00 | 0
WindOnShore | 2018-09-04 05:00 | 0.32178
WindOnShore | 2018-09-04 06:00 | 0.32034
Solar | 2018-09-04 07:00 | 0.027476
WindOnShore | 2018-09-04 08:00 | 0.30876
Solar | 2018-09-04 09:00 | 0.056206
Solar | 2018-09-04 10:00 | 0.14965
WindOnShore | 2018-09-04 11:00 | 0.25507
Solar | 2018-09-04 12:00 | 0.29093
WindOnShore | 2018-09-04 13:00 | 0.20483
WindOnShore | 2018-09-04 14:00 | 0.2089
Solar | 2018-09-04 15:00 | 0.42873
Solar | 2018-09-04 16:00 | 0.52873
WindOnShore | 2018-09-04 17:00 | 0.25635
WindOnShore | 2018-09-04 18:00 | 0.28647
Solar | 2018-09-04 19:00 | 0.60558
WindOnShore | 2018-09-04 20:00 | 0.28088
Solar | 2018-09-04 21:00 | 0.6364
Solar | 2018-09-04 22:00 | 0.61088
WindOnShore | 2018-09-04 23:00 | 0.28591
WindOnShore | 2018-09-05 | 0.30628
Solar | 2018-09-05 01:00 | 0.57029
WindOnShore | 2018-09-05 02:00 | 0.33152
Solar | 2018-09-05 03:00 | 0.48968
WindOnShore | 2018-09-05 04:00 | 0.36627
Solar | 2018-09-05 05:00 | 0.37992
Solar | 2018-09-05 06:00 | 0.24268
WindOnShore | 2018-09-05 07:00 | 0.386
Solar | 2018-09-05 08:00 | 0.10907
WindOnShore | 2018-09-05 09:00 | 0.37314
Solar | 2018-09-05 10:00 | 0.032636
WindOnShore | 2018-09-05 11:00 | 0.35677
Solar | 2018-09-05 12:00 | 0.012134
WindOnShore | 2018-09-05 13:00 | 0.38848
WindOnShore | 2018-09-05 14:00 | 0.42235
Solar | 2018-09-05 15:00 | 0
WindOnShore | 2018-09-05 16:00 | 0.42443
Solar | 2018-09-05 17:00 | 0
Solar | 2018-09-05 18:00 | 0
WindOnShore | 2018-09-05 19:00 | 0.42115
WindOnShore | 2018-09-05 20:00 | 0.41005
Solar | 2018-09-05 21:00 | 0
Solar | 2018-09-05 22:00 | 0
WindOnShore | 2018-09-05 23:00 | 0.39591
Solar | 2018-09-06 | 0
WindOnShore | 2018-09-06 01:00 | 0.38377
WindOnShore | 2018-09-06 02:00 | 0.36659
Solar | 2018-09-06 03:00 | 0
Solar | 2018-09-06 04:00 | 0
WindOnShore | 2018-09-06 05:00 | 0.3447
Solar | 2018-09-06 06:00 | 0.014226
WindOnShore | 2018-09-06 07:00 | 0.33536
WindOnShore | 2018-09-06 08:00 | 0.30548
Solar | 2018-09-06 09:00 | 0.046304
WindOnShore | 2018-09-06 10:00 | 0.22743
Solar | 2018-09-06 11:00 | 0.14156
Solar | 2018-09-06 12:00 | 0.28368
WindOnShore | 2018-09-06 13:00 | 0.16864
WindOnShore | 2018-09-06 14:00 | 0.15066
Solar | 2018-09-06 15:00 | 0.41757
WindOnShore | 2018-09-06 16:00 | 0.17111
Solar | 2018-09-06 17:00 | 0.52873
WindOnShore | 2018-09-06 18:00 | 0.2212
Solar | 2018-09-06 19:00 | 0.61492
Solar | 2018-09-06 20:00 | 0.65342
WindOnShore | 2018-09-06 21:00 | 0.24261
WindOnShore | 2018-09-06 22:00 | 0.25851
Solar | 2018-09-06 23:00 | 0.64993
Solar | 2018-09-07 | 0.60809
WindOnShore | 2018-09-07 01:00 | 0.25931
WindOnShore | 2018-09-07 02:00 | 0.26434
Solar | 2018-09-07 03:00 | 0.52092
WindOnShore | 2018-09-07 04:00 | 0.26282
Solar | 2018-09-07 05:00 | 0.40223
WindOnShore | 2018-09-07 06:00 | 0.25028
Solar | 2018-09-07 07:00 | 0.25174
Solar | 2018-09-07 08:00 | 0.11297
WindOnShore | 2018-09-07 09:00 | 0.21178
WindOnShore | 2018-09-07 10:00 | 0.19819
Solar | 2018-09-07 11:00 | 0.033054
Solar | 2018-09-07 12:00 | 0.012134
WindOnShore | 2018-09-07 13:00 | 0.24477
WindOnShore | 2018-09-07 14:00 | 0.2951
Solar | 2018-09-07 15:00 | 0
WindOnShore | 2018-09-07 16:00 | 0.30588
Solar | 2018-09-07 17:00 | 0
Solar | 2018-09-07 18:00 | 0
WindOnShore | 2018-09-07 19:00 | 0.30516
WindOnShore | 2018-09-07 20:00 | 0.28727
Solar | 2018-09-07 21:00 | 0
WindOnShore | 2018-09-07 22:00 | 0.26082
Solar | 2018-09-07 23:00 | 0
WindOnShore | 2018-09-08 | 0.23694
Solar | 2018-09-08 01:00 | 0
WindOnShore | 2018-09-08 02:00 | 0.2212
Solar | 2018-09-08 03:00 | 0
WindOnShore | 2018-09-08 04:00 | 0.21185
Solar | 2018-09-08 05:00 | 0
Solar | 2018-09-08 06:00 | 0.015202
WindOnShore | 2018-09-08 07:00 | 0.20371
Solar | 2018-09-08 08:00 | 0.050488
WindOnShore | 2018-09-08 09:00 | 0.18094
Solar | 2018-09-08 10:00 | 0.15983
WindOnShore | 2018-09-08 11:00 | 0.13996
WindOnShore | 2018-09-08 12:00 | 0.096501
Solar | 2018-09-08 13:00 | 0.32078
WindOnShore | 2018-09-08 14:00 | 0.071497
Solar | 2018-09-08 15:00 | 0.48815
Solar | 2018-09-08 16:00 | 0.62064
WindOnShore | 2018-09-08 17:00 | 0.066944
Solar | 2018-09-08 18:00 | 0.68912
WindOnShore | 2018-09-08 19:00 | 0.079725
WindOnShore | 2018-09-08 20:00 | 0.094504
Solar | 2018-09-08 21:00 | 0.71757
Solar | 2018-09-08 22:00 | 0.71185
WindOnShore | 2018-09-08 23:00 | 0.094664
WindOnShore | 2018-09-09 | 0.088992
Solar | 2018-09-09 01:00 | 0.66053
WindOnShore | 2018-09-09 02:00 | 0.089791
Solar | 2018-09-09 03:00 | 0.56123
WindOnShore | 2018-09-09 04:00 | 0.093386
Solar | 2018-09-09 05:00 | 0.42873
WindOnShore | 2018-09-09 06:00 | 0.10257
Solar | 2018-09-09 07:00 | 0.27169
WindOnShore | 2018-09-09 08:00 | 0.10297
Solar | 2018-09-09 09:00 | 0.12524
WindOnShore | 2018-09-09 10:00 | 0.11839
Solar | 2018-09-09 11:00 | 0.036402
Solar | 2018-09-09 12:00 | 0.012273
WindOnShore | 2018-09-09 13:00 | 0.15649
Solar | 2018-09-09 14:00 | 0
WindOnShore | 2018-09-09 15:00 | 0.18701
WindOnShore | 2018-09-09 16:00 | 0.20011
Solar | 2018-09-09 17:00 | 0
WindOnShore | 2018-09-09 18:00 | 0.1962
Solar | 2018-09-09 19:00 | 0
WindOnShore | 2018-09-09 20:00 | 0.17998
Solar | 2018-09-09 21:00 | 0
Solar | 2018-09-09 22:00 | 0
WindOnShore | 2018-09-09 23:00 | 0.17215
Solar | 2018-09-10 | 0
WindOnShore | 2018-09-10 01:00 | 0.1668
Solar | 2018-09-10 02:00 | 0
WindOnShore | 2018-09-10 03:00 | 0.16656
WindOnShore | 2018-09-10 04:00 | 0.15673
Solar | 2018-09-10 05:00 | 0
Solar | 2018-09-10 06:00 | 0.014923
WindOnShore | 2018-09-10 07:00 | 0.14587
WindOnShore | 2018-09-10 08:00 | 0.13181
Solar | 2018-09-10 09:00 | 0.05272
WindOnShore | 2018-09-10 10:00 | 0.096661
Solar | 2018-09-10 11:00 | 0.17099
WindOnShore | 2018-09-10 12:00 | 0.063109
Solar | 2018-09-10 13:00 | 0.32957
Solar | 2018-09-10 14:00 | 0.50753
WindOnShore | 2018-09-10 15:00 | 0.045375
WindOnShore | 2018-09-10 16:00 | 0.045934
Solar | 2018-09-10 17:00 | 0.65132
Solar | 2018-09-10 18:00 | 0.7113
WindOnShore | 2018-09-10 19:00 | 0.060952
WindOnShore | 2018-09-10 20:00 | 0.069899
Solar | 2018-09-10 21:00 | 0.69679
Solar | 2018-09-10 22:00 | 0.65119
WindOnShore | 2018-09-10 23:00 | 0.068861
WindOnShore | 2018-09-11 | 0.071737
Solar | 2018-09-11 01:00 | 0.58745
WindOnShore | 2018-09-11 02:00 | 0.078767
Solar | 2018-09-11 03:00 | 0.50167
Solar | 2018-09-11 04:00 | 0.3781
WindOnShore | 2018-09-11 05:00 | 0.089471
Solar | 2018-09-11 06:00 | 0.24059
WindOnShore | 2018-09-11 07:00 | 0.10201
Solar | 2018-09-11 08:00 | 0.11688
WindOnShore | 2018-09-11 09:00 | 0.10137
Solar | 2018-09-11 10:00 | 0.036402
WindOnShore | 2018-09-11 11:00 | 0.10992
Solar | 2018-09-11 12:00 | 0.012273
WindOnShore | 2018-09-11 13:00 | 0.13413
WindOnShore | 2018-09-11 14:00 | 0.14899
Solar | 2018-09-11 15:00 | 0
Solar | 2018-09-11 16:00 | 0
WindOnShore | 2018-09-11 17:00 | 0.15106
Solar | 2018-09-11 18:00 | 0
WindOnShore | 2018-09-11 19:00 | 0.14915
Solar | 2018-09-11 20:00 | 0
WindOnShore | 2018-09-11 21:00 | 0.13692
WindOnShore | 2018-09-11 22:00 | 0.11791
Solar | 2018-09-11 23:00 | 0
Solar | 2018-09-12 | 0
WindOnShore | 2018-09-12 01:00 | 0.10737
WindOnShore | 2018-09-12 02:00 | 0.10193
Solar | 2018-09-12 03:00 | 0
WindOnShore | 2018-09-12 04:00 | 0.094504
Solar | 2018-09-12 05:00 | 0
WindOnShore | 2018-09-12 06:00 | 0.09003
Solar | 2018-09-12 07:00 | 0.015063
WindOnShore | 2018-09-12 08:00 | 0.084119
Solar | 2018-09-12 09:00 | 0.048675
WindOnShore | 2018-09-12 10:00 | 0.070618
Solar | 2018-09-12 11:00 | 0.13347
Solar | 2018-09-12 12:00 | 0.2417
WindOnShore | 2018-09-12 13:00 | 0.053443
Solar | 2018-09-12 14:00 | 0.36304
WindOnShore | 2018-09-12 15:00 | 0.054801
Solar | 2018-09-12 16:00 | 0.47866
WindOnShore | 2018-09-12 17:00 | 0.063908
WindOnShore | 2018-09-12 18:00 | 0.072456
Solar | 2018-09-12 19:00 | 0.53417
WindOnShore | 2018-09-12 20:00 | 0.091069
Solar | 2018-09-12 21:00 | 0.56332
Solar | 2018-09-12 22:00 | 0.58619
WindOnShore | 2018-09-12 23:00 | 0.10729
WindOnShore | 2018-09-13 | 0.13173
Solar | 2018-09-13 01:00 | 0.54547
Solar | 2018-09-13 02:00 | 0.45914
WindOnShore | 2018-09-13 03:00 | 0.14132
WindOnShore | 2018-09-13 04:00 | 0.16424
Solar | 2018-09-13 05:00 | 0.35704
Solar | 2018-09-13 06:00 | 0.23236
WindOnShore | 2018-09-13 07:00 | 0.18813
Solar | 2018-09-13 08:00 | 0.11116
WindOnShore | 2018-09-13 09:00 | 0.21497
Solar | 2018-09-13 10:00 | 0.034728
WindOnShore | 2018-09-13 11:00 | 0.22352
WindOnShore | 2018-09-13 12:00 | 0.24788
Solar | 2018-09-13 13:00 | 0.012831
Solar | 2018-09-13 14:00 | 0
WindOnShore | 2018-09-13 15:00 | 0.25459
Solar | 2018-09-13 16:00 | 0
WindOnShore | 2018-09-13 17:00 | 0.25923
WindOnShore | 2018-09-13 18:00 | 0.25459
Solar | 2018-09-13 19:00 | 0
Solar | 2018-09-13 20:00 | 0
WindOnShore | 2018-09-13 21:00 | 0.24668
Solar | 2018-09-13 22:00 | 0
WindOnShore | 2018-09-13 23:00 | 0.22296
Solar | 2018-09-14 | 0
WindOnShore | 2018-09-14 01:00 | 0.21641
WindOnShore | 2018-09-14 02:00 | 0.20554
Solar | 2018-09-14 03:00 | 0
Solar | 2018-09-14 04:00 | 0
WindOnShore | 2018-09-14 05:00 | 0.19684
WindOnShore | 2018-09-14 06:00 | 0.17982
Solar | 2018-09-14 07:00 | 0.01576
Solar | 2018-09-14 08:00 | 0.044491
WindOnShore | 2018-09-14 09:00 | 0.16273
WindOnShore | 2018-09-14 10:00 | 0.12893
Solar | 2018-09-14 11:00 | 0.12315
WindOnShore | 2018-09-14 12:00 | 0.11743
Solar | 2018-09-14 13:00 | 0.2311
WindOnShore | 2018-09-14 14:00 | 0.10481
Solar | 2018-09-14 15:00 | 0.35286
WindOnShore | 2018-09-14 16:00 | 0.10129
Solar | 2018-09-14 17:00 | 0.44644
Solar | 2018-09-14 18:00 | 0.51032
WindOnShore | 2018-09-14 19:00 | 0.1084
WindOnShore | 2018-09-14 20:00 | 0.11416
Solar | 2018-09-14 21:00 | 0.55174
WindOnShore | 2018-09-14 22:00 | 0.12422
Solar | 2018-09-14 23:00 | 0.54338
WindOnShore | 2018-09-15 | 0.13572
Solar | 2018-09-15 01:00 | 0.50767
WindOnShore | 2018-09-15 02:00 | 0.15937
Solar | 2018-09-15 03:00 | 0.43515
WindOnShore | 2018-09-15 04:00 | 0.18501
Solar | 2018-09-15 05:00 | 0.33696
WindOnShore | 2018-09-15 06:00 | 0.21178
Solar | 2018-09-15 07:00 | 0.2159
Solar | 2018-09-15 08:00 | 0.099024
WindOnShore | 2018-09-15 09:00 | 0.22272
WindOnShore | 2018-09-15 10:00 | 0.23175
Solar | 2018-09-15 11:00 | 0.031241
Solar | 2018-09-15 12:00 | 0.012552
WindOnShore | 2018-09-15 13:00 | 0.23494
Solar | 2018-09-15 14:00 | 0
WindOnShore | 2018-09-15 15:00 | 0.22703
WindOnShore | 2018-09-15 16:00 | 0.21833
Solar | 2018-09-15 17:00 | 0
Solar | 2018-09-15 18:00 | 0
WindOnShore | 2018-09-15 19:00 | 0.22512
WindOnShore | 2018-09-15 20:00 | 0.22951
Solar | 2018-09-15 21:00 | 0
Solar | 2018-09-15 22:00 | 0
WindOnShore | 2018-09-15 23:00 | 0.23894
Solar | 2018-09-16 | 0
WindOnShore | 2018-09-16 01:00 | 0.24213
WindOnShore | 2018-09-16 02:00 | 0.23582
Solar | 2018-09-16 03:00 | 0
WindOnShore | 2018-09-16 04:00 | 0.23918
Solar | 2018-09-16 05:00 | 0
Solar | 2018-09-16 06:00 | 0.015063
WindOnShore | 2018-09-16 07:00 | 0.22927
WindOnShore | 2018-09-16 08:00 | 0.22152
Solar | 2018-09-16 09:00 | 0.043236
Solar | 2018-09-16 10:00 | 0.11911
WindOnShore | 2018-09-16 11:00 | 0.22512
WindOnShore | 2018-09-16 12:00 | 0.28527
Solar | 2018-09-16 13:00 | 0.23319
WindOnShore | 2018-09-16 14:00 | 0.3189
Solar | 2018-09-16 15:00 | 0.35955
WindOnShore | 2018-09-16 16:00 | 0.30708
Solar | 2018-09-16 17:00 | 0.45523
WindOnShore | 2018-09-16 18:00 | 0.29589
Solar | 2018-09-16 19:00 | 0.51423
Solar | 2018-09-16 20:00 | 0.5371
WindOnShore | 2018-09-16 21:00 | 0.29294
Solar | 2018-09-16 22:00 | 0.54812
WindOnShore | 2018-09-16 23:00 | 0.278
WindOnShore | 2018-09-17 | 0.25627
Solar | 2018-09-17 01:00 | 0.53556
Solar | 2018-09-17 02:00 | 0.49219
WindOnShore | 2018-09-17 03:00 | 0.23582
Solar | 2018-09-17 04:00 | 0.4046
WindOnShore | 2018-09-17 05:00 | 0.2065
WindOnShore | 2018-09-17 06:00 | 0.17982
Solar | 2018-09-17 07:00 | 0.27964
Solar | 2018-09-17 08:00 | 0.13291
WindOnShore | 2018-09-17 09:00 | 0.14667
WindOnShore | 2018-09-17 10:00 | 0.11807
Solar | 2018-09-17 11:00 | 0.040446
Solar | 2018-09-17 12:00 | 0.013947
WindOnShore | 2018-09-17 13:00 | 0.11128
WindOnShore | 2018-09-17 14:00 | 0.11016
Solar | 2018-09-17 15:00 | 0
WindOnShore | 2018-09-17 16:00 | 0.11328
Solar | 2018-09-17 17:00 | 0
WindOnShore | 2018-09-17 18:00 | 0.11232
Solar | 2018-09-17 19:00 | 0
Solar | 2018-09-17 20:00 | 0
WindOnShore | 2018-09-17 21:00 | 0.11743
Solar | 2018-09-17 22:00 | 0
WindOnShore | 2018-09-17 23:00 | 0.1255
WindOnShore | 2018-09-18 | 0.1414
Solar | 2018-09-18 01:00 | 0
WindOnShore | 2018-09-18 02:00 | 0.15921
Solar | 2018-09-18 03:00 | 0
Solar | 2018-09-18 04:00 | 0
WindOnShore | 2018-09-18 05:00 | 0.16984
Solar | 2018-09-18 06:00 | 0.017155
WindOnShore | 2018-09-18 07:00 | 0.19795
Solar | 2018-09-18 08:00 | 0.062901
WindOnShore | 2018-09-18 09:00 | 0.20395
WindOnShore | 2018-09-18 10:00 | 0.14763
Solar | 2018-09-18 11:00 | 0.20809
Solar | 2018-09-18 12:00 | 0.40572
WindOnShore | 2018-09-18 13:00 | 0.10745
Solar | 2018-09-18 14:00 | 0.57922
WindOnShore | 2018-09-18 15:00 | 0.12135
Solar | 2018-09-18 16:00 | 0.68703
WindOnShore | 2018-09-18 17:00 | 0.14092
WindOnShore | 2018-09-18 18:00 | 0.1497
Solar | 2018-09-18 19:00 | 0.74142
WindOnShore | 2018-09-18 20:00 | 0.13828
Solar | 2018-09-18 21:00 | 0.75091
WindOnShore | 2018-09-18 22:00 | 0.11935
Solar | 2018-09-18 23:00 | 0.73626
Solar | 2018-09-19 | 0.67936
WindOnShore | 2018-09-19 01:00 | 0.11104
Solar | 2018-09-19 02:00 | 0.5643
WindOnShore | 2018-09-19 03:00 | 0.10241
Solar | 2018-09-19 04:00 | 0.43584
WindOnShore | 2018-09-19 05:00 | 0.090669
Solar | 2018-09-19 06:00 | 0.27183
WindOnShore | 2018-09-19 07:00 | 0.077888
Solar | 2018-09-19 08:00 | 0.11925
WindOnShore | 2018-09-19 09:00 | 0.064707
WindOnShore | 2018-09-19 10:00 | 0.054801
Solar | 2018-09-19 11:00 | 0.032775
WindOnShore | 2018-09-19 12:00 | 0.060792
Solar | 2018-09-19 13:00 | 0.012413
WindOnShore | 2018-09-19 14:00 | 0.078607
Solar | 2018-09-19 15:00 | 0
WindOnShore | 2018-09-19 16:00 | 0.099137
Solar | 2018-09-19 17:00 | 0
Solar | 2018-09-19 18:00 | 0
WindOnShore | 2018-09-19 19:00 | 0.11607
WindOnShore | 2018-09-19 20:00 | 0.12518
Solar | 2018-09-19 21:00 | 0
Solar | 2018-09-19 22:00 | 0
WindOnShore | 2018-09-19 23:00 | 0.12462
WindOnShore | 2018-09-20 | 0.10521
Solar | 2018-09-20 01:00 | 0
Solar | 2018-09-20 02:00 | 0
WindOnShore | 2018-09-20 03:00 | 0.084359
WindOnShore | 2018-09-20 04:00 | 0.078447
Solar | 2018-09-20 05:00 | 0
WindOnShore | 2018-09-20 06:00 | 0.071178
Solar | 2018-09-20 07:00 | 0.0159
Solar | 2018-09-20 08:00 | 0.048257
WindOnShore | 2018-09-20 09:00 | 0.074133
WindOnShore | 2018-09-20 10:00 | 0.079166
Solar | 2018-09-20 11:00 | 0.12315
WindOnShore | 2018-09-20 12:00 | 0.073175
Solar | 2018-09-20 13:00 | 0.20962
WindOnShore | 2018-09-20 14:00 | 0.075092
Solar | 2018-09-20 15:00 | 0.29986
Solar | 2018-09-20 16:00 | 0.36346
WindOnShore | 2018-09-20 17:00 | 0.086675
Solar | 2018-09-20 18:00 | 0.39861
WindOnShore | 2018-09-20 19:00 | 0.099057
Solar | 2018-09-20 20:00 | 0.40209
WindOnShore | 2018-09-20 21:00 | 0.11879
Solar | 2018-09-20 22:00 | 0.38522
WindOnShore | 2018-09-20 23:00 | 0.11935
WindOnShore | 2018-09-21 | 0.10585
Solar | 2018-09-21 01:00 | 0.35732
Solar | 2018-09-21 02:00 | 0.29038
WindOnShore | 2018-09-21 03:00 | 0.1271
Solar | 2018-09-21 04:00 | 0.21199
WindOnShore | 2018-09-21 05:00 | 0.22072
WindOnShore | 2018-09-21 06:00 | 0.28519
Solar | 2018-09-21 07:00 | 0.14296
WindOnShore | 2018-09-21 08:00 | 0.26985
Solar | 2018-09-21 09:00 | 0.075453
Solar | 2018-09-21 10:00 | 0.027755
WindOnShore | 2018-09-21 11:00 | 0.27576
Solar | 2018-09-21 12:00 | 0.012413
WindOnShore | 2018-09-21 13:00 | 0.28199
WindOnShore | 2018-09-21 14:00 | 0.26522
Solar | 2018-09-21 15:00 | 0
Solar | 2018-09-21 16:00 | 0
WindOnShore | 2018-09-21 17:00 | 0.24245
WindOnShore | 2018-09-21 18:00 | 0.23806
Solar | 2018-09-21 19:00 | 0
WindOnShore | 2018-09-21 20:00 | 0.25324
Solar | 2018-09-21 21:00 | 0
Solar | 2018-09-21 22:00 | 0
WindOnShore | 2018-09-21 23:00 | 0.26977
WindOnShore | 2018-09-22 | 0.28
Solar | 2018-09-22 01:00 | 0
WindOnShore | 2018-09-22 02:00 | 0.25659
Solar | 2018-09-22 03:00 | 0
Solar | 2018-09-22 04:00 | 0
WindOnShore | 2018-09-22 05:00 | 0.23326
Solar | 2018-09-22 06:00 | 0.014086
WindOnShore | 2018-09-22 07:00 | 0.19748
Solar | 2018-09-22 08:00 | 0.042259
WindOnShore | 2018-09-22 09:00 | 0.16968
Solar | 2018-09-22 10:00 | 0.11478
WindOnShore | 2018-09-22 11:00 | 0.1553
Solar | 2018-09-22 12:00 | 0.21004
WindOnShore | 2018-09-22 13:00 | 0.15362
Solar | 2018-09-22 14:00 | 0.29484
WindOnShore | 2018-09-22 15:00 | 0.15673
WindOnShore | 2018-09-22 16:00 | 0.16105
Solar | 2018-09-22 17:00 | 0.34603
Solar | 2018-09-22 18:00 | 0.37573
WindOnShore | 2018-09-22 19:00 | 0.17015
WindOnShore | 2018-09-22 20:00 | 0.18933
Solar | 2018-09-22 21:00 | 0.38773
WindOnShore | 2018-09-22 22:00 | 0.20754
Solar | 2018-09-22 23:00 | 0.39177
WindOnShore | 2018-09-23 | 0.21369
Solar | 2018-09-23 01:00 | 0.38633
WindOnShore | 2018-09-23 02:00 | 0.22999
Solar | 2018-09-23 03:00 | 0.35565
Solar | 2018-09-23 04:00 | 0.2841
WindOnShore | 2018-09-23 05:00 | 0.24365
Solar | 2018-09-23 06:00 | 0.20112
WindOnShore | 2018-09-23 07:00 | 0.25803
WindOnShore | 2018-09-23 08:00 | 0.25619
Solar | 2018-09-23 09:00 | 0.099303
WindOnShore | 2018-09-23 10:00 | 0.23981
Solar | 2018-09-23 11:00 | 0.034031
WindOnShore | 2018-09-23 12:00 | 0.24069
Solar | 2018-09-23 13:00 | 0.012692
Solar | 2018-09-23 14:00 | 0
WindOnShore | 2018-09-23 15:00 | 0.26122
Solar | 2018-09-23 16:00 | 0
WindOnShore | 2018-09-23 17:00 | 0.29829
WindOnShore | 2018-09-23 18:00 | 0.33991
Solar | 2018-09-23 19:00 | 0
WindOnShore | 2018-09-23 20:00 | 0.35852
Solar | 2018-09-23 21:00 | 0
Solar | 2018-09-23 22:00 | 0
WindOnShore | 2018-09-23 23:00 | 0.36739
WindOnShore | 2018-09-24 | 0.38065
Solar | 2018-09-24 01:00 | 0
WindOnShore | 2018-09-24 02:00 | 0.37706
Solar | 2018-09-24 03:00 | 0
WindOnShore | 2018-09-24 04:00 | 0.38289
Solar | 2018-09-24 05:00 | 0
WindOnShore | 2018-09-24 06:00 | 0.40861
Solar | 2018-09-24 07:00 | 0.014923
WindOnShore | 2018-09-24 08:00 | 0.4182
Solar | 2018-09-24 09:00 | 0.041702
Solar | 2018-09-24 10:00 | 0.10558
WindOnShore | 2018-09-24 11:00 | 0.41996
Solar | 2018-09-24 12:00 | 0.1848
WindOnShore | 2018-09-24 13:00 | 0.41716
WindOnShore | 2018-09-24 14:00 | 0.42275
Solar | 2018-09-24 15:00 | 0.23877
WindOnShore | 2018-09-24 16:00 | 0.42459
Solar | 2018-09-24 17:00 | 0.27238
Solar | 2018-09-24 18:00 | 0.32176
WindOnShore | 2018-09-24 19:00 | 0.43985
WindOnShore | 2018-09-24 20:00 | 0.42962
Solar | 2018-09-24 21:00 | 0.34547
Solar | 2018-09-24 22:00 | 0.35523
WindOnShore | 2018-09-24 23:00 | 0.41181
WindOnShore | 2018-09-25 | 0.41157
Solar | 2018-09-25 01:00 | 0.30363
WindOnShore | 2018-09-25 02:00 | 0.39727
Solar | 2018-09-25 03:00 | 0.26834
Solar | 2018-09-25 04:00 | 0.21743
WindOnShore | 2018-09-25 05:00 | 0.37186
WindOnShore | 2018-09-25 06:00 | 0.34662
Solar | 2018-09-25 07:00 | 0.13487
Solar | 2018-09-25 08:00 | 0.06834
WindOnShore | 2018-09-25 09:00 | 0.32969
WindOnShore | 2018-09-25 10:00 | 0.3177
Solar | 2018-09-25 11:00 | 0.030544
WindOnShore | 2018-09-25 12:00 | 0.32282
Solar | 2018-09-25 13:00 | 0.017015
Solar | 2018-09-25 14:00 | 0
WindOnShore | 2018-09-25 15:00 | 0.31531
Solar | 2018-09-25 16:00 | 0
WindOnShore | 2018-09-25 17:00 | 0.30868
Solar | 2018-09-25 18:00 | 0
WindOnShore | 2018-09-25 19:00 | 0.31818
WindOnShore | 2018-09-25 20:00 | 0.29502
Solar | 2018-09-25 21:00 | 0
Solar | 2018-09-25 22:00 | 0
WindOnShore | 2018-09-25 23:00 | 0.29438
Solar | 2018-09-26 | 0
WindOnShore | 2018-09-26 01:00 | 0.32401
Solar | 2018-09-26 02:00 | 0
WindOnShore | 2018-09-26 03:00 | 0.31898
WindOnShore | 2018-09-26 04:00 | 0.29805
Solar | 2018-09-26 05:00 | 0
WindOnShore | 2018-09-26 06:00 | 0.28183
Solar | 2018-09-26 07:00 | 0.020223
WindOnShore | 2018-09-26 08:00 | 0.25747
Solar | 2018-09-26 09:00 | 0.047838
WindOnShore | 2018-09-26 10:00 | 0.22416
Solar | 2018-09-26 11:00 | 0.12064
Solar | 2018-09-26 12:00 | 0.20879
WindOnShore | 2018-09-26 13:00 | 0.19692
Solar | 2018-09-26 14:00 | 0.30656
WindOnShore | 2018-09-26 15:00 | 0.18453
Solar | 2018-09-26 16:00 | 0.39637
WindOnShore | 2018-09-26 17:00 | 0.18342
WindOnShore | 2018-09-26 18:00 | 0.18118
Solar | 2018-09-26 19:00 | 0.44059
WindOnShore | 2018-09-26 20:00 | 0.18701
Solar | 2018-09-26 21:00 | 0.48717
Solar | 2018-09-26 22:00 | 0.51158
WindOnShore | 2018-09-26 23:00 | 0.18254
Solar | 2018-09-27 | 0.51213
WindOnShore | 2018-09-27 01:00 | 0.18557
WindOnShore | 2018-09-27 02:00 | 0.19332
Solar | 2018-09-27 03:00 | 0.46764
Solar | 2018-09-27 04:00 | 0.37587
WindOnShore | 2018-09-27 05:00 | 0.21026
WindOnShore | 2018-09-27 06:00 | 0.22575
Solar | 2018-09-27 07:00 | 0.2484
WindOnShore | 2018-09-27 08:00 | 0.22999
Solar | 2018-09-27 09:00 | 0.12204
Solar | 2018-09-27 10:00 | 0.042817
WindOnShore | 2018-09-27 11:00 | 0.23103
WindOnShore | 2018-09-27 12:00 | 0.24005
Solar | 2018-09-27 13:00 | 0.014086
Solar | 2018-09-27 14:00 | 0
WindOnShore | 2018-09-27 15:00 | 0.23486
WindOnShore | 2018-09-27 16:00 | 0.23199
Solar | 2018-09-27 17:00 | 0
WindOnShore | 2018-09-27 18:00 | 0.21777
Solar | 2018-09-27 19:00 | 0
WindOnShore | 2018-09-27 20:00 | 0.21713
Solar | 2018-09-27 21:00 | 0
WindOnShore | 2018-09-27 22:00 | 0.21058
Solar | 2018-09-27 23:00 | 0
Solar | 2018-09-28 | 0
WindOnShore | 2018-09-28 01:00 | 0.19292
WindOnShore | 2018-09-28 02:00 | 0.17726
Solar | 2018-09-28 03:00 | 0
WindOnShore | 2018-09-28 04:00 | 0.1815
Solar | 2018-09-28 05:00 | 0
Solar | 2018-09-28 06:00 | 0.017015
WindOnShore | 2018-09-28 07:00 | 0.19116
Solar | 2018-09-28 08:00 | 0.05272
WindOnShore | 2018-09-28 09:00 | 0.19444
Solar | 2018-09-28 10:00 | 0.13794
WindOnShore | 2018-09-28 11:00 | 0.16936
WindOnShore | 2018-09-28 12:00 | 0.15306
Solar | 2018-09-28 13:00 | 0.24881
Solar | 2018-09-28 14:00 | 0.34909
WindOnShore | 2018-09-28 15:00 | 0.1549
WindOnShore | 2018-09-28 16:00 | 0.16816
Solar | 2018-09-28 17:00 | 0.44086
WindOnShore | 2018-09-28 18:00 | 0.19716
Solar | 2018-09-28 19:00 | 0.52622
Solar | 2018-09-28 20:00 | 0.58382
WindOnShore | 2018-09-28 21:00 | 0.22528
WindOnShore | 2018-09-28 22:00 | 0.25555
Solar | 2018-09-28 23:00 | 0.60251
Solar | 2018-09-29 | 0.58075
WindOnShore | 2018-09-29 01:00 | 0.29909
WindOnShore | 2018-09-29 02:00 | 0.33823
Solar | 2018-09-29 03:00 | 0.5007
WindOnShore | 2018-09-29 04:00 | 0.38057
Solar | 2018-09-29 05:00 | 0.38591
WindOnShore | 2018-09-29 06:00 | 0.40518
Solar | 2018-09-29 07:00 | 0.25537
Solar | 2018-09-29 08:00 | 0.12022
WindOnShore | 2018-09-29 09:00 | 0.40677
Solar | 2018-09-29 10:00 | 0.038494
WindOnShore | 2018-09-29 11:00 | 0.40222
WindOnShore | 2018-09-29 12:00 | 0.42155
Solar | 2018-09-29 13:00 | 0.013389
WindOnShore | 2018-09-29 14:00 | 0.44416
Solar | 2018-09-29 15:00 | 0
WindOnShore | 2018-09-29 16:00 | 0.41444
Solar | 2018-09-29 17:00 | 0
WindOnShore | 2018-09-29 18:00 | 0.39255
Solar | 2018-09-29 19:00 | 0
Solar | 2018-09-29 20:00 | 0
WindOnShore | 2018-09-29 21:00 | 0.38576
WindOnShore | 2018-09-29 22:00 | 0.36236
Solar | 2018-09-29 23:00 | 0
WindOnShore | 2018-09-30 | 0.34806
Solar | 2018-09-30 01:00 | 0
WindOnShore | 2018-09-30 02:00 | 0.33264
Solar | 2018-09-30 03:00 | 0
WindOnShore | 2018-09-30 04:00 | 0.32761
Solar | 2018-09-30 05:00 | 0
WindOnShore | 2018-09-30 06:00 | 0.30388
Solar | 2018-09-30 07:00 | 0.017434
Solar | 2018-09-30 08:00 | 0.052301
WindOnShore | 2018-09-30 09:00 | 0.28599
Solar | 2018-09-30 10:00 | 0.1318
WindOnShore | 2018-09-30 11:00 | 0.27041
Solar | 2018-09-30 12:00 | 0.23417
WindOnShore | 2018-09-30 13:00 | 0.24349
WindOnShore | 2018-09-30 14:00 | 0.21329
Solar | 2018-09-30 15:00 | 0.33096
WindOnShore | 2018-09-30 16:00 | 0.19979
Solar | 2018-09-30 17:00 | 0.42427
WindOnShore | 2018-09-30 18:00 | 0.20131
Solar | 2018-09-30 19:00 | 0.49512
WindOnShore | 2018-09-30 20:00 | 0.19987
Solar | 2018-09-30 21:00 | 0.51827
Solar | 2018-09-30 22:00 | 0.54505
WindOnShore | 2018-09-30 23:00 | 0.20115
WindOnShore | 2018-10-01 | 0.20874
Solar | 2018-10-01 01:00 | 0.5431
Solar | 2018-10-01 02:00 | 0.49693
WindOnShore | 2018-10-01 03:00 | 0.21865
WindOnShore | 2018-10-01 04:00 | 0.2339
Solar | 2018-10-01 05:00 | 0.41144
Solar | 2018-10-01 06:00 | 0.27936
WindOnShore | 2018-10-01 07:00 | 0.24077
WindOnShore | 2018-10-01 08:00 | 0.24173
Solar | 2018-10-01 09:00 | 0.14059
Solar | 2018-10-01 10:00 | 0.046722
WindOnShore | 2018-10-01 11:00 | 0.23894
WindOnShore | 2018-10-01 12:00 | 0.25196
Solar | 2018-10-01 13:00 | 0.014923
Solar | 2018-10-01 14:00 | 0
WindOnShore | 2018-10-01 15:00 | 0.27233
WindOnShore | 2018-10-01 16:00 | 0.28591
Solar | 2018-10-01 17:00 | 0
WindOnShore | 2018-10-01 18:00 | 0.28151
Solar | 2018-10-01 19:00 | 0
Solar | 2018-10-01 20:00 | 0
WindOnShore | 2018-10-01 21:00 | 0.25803
WindOnShore | 2018-10-01 22:00 | 0.24005
Solar | 2018-10-01 23:00 | 0
WindOnShore | 2018-10-02 | 0.23294
Solar | 2018-10-02 01:00 | 0
Solar | 2018-10-02 02:00 | 0
WindOnShore | 2018-10-02 03:00 | 0.22376
Solar | 2018-10-02 04:00 | 0
WindOnShore | 2018-10-02 05:00 | 0.21138
Solar | 2018-10-02 06:00 | 0.020084
WindOnShore | 2018-10-02 07:00 | 0.20067
WindOnShore | 2018-10-02 08:00 | 0.16552
Solar | 2018-10-02 09:00 | 0.068759
WindOnShore | 2018-10-02 10:00 | 0.11
Solar | 2018-10-02 11:00 | 0.19651
WindOnShore | 2018-10-02 12:00 | 0.090749
Solar | 2018-10-02 13:00 | 0.36011
WindOnShore | 2018-10-02 14:00 | 0.070618
Solar | 2018-10-02 15:00 | 0.50948
WindOnShore | 2018-10-02 16:00 | 0.071417
Solar | 2018-10-02 17:00 | 0.62469
Solar | 2018-10-02 18:00 | 0.69038
WindOnShore | 2018-10-02 19:00 | 0.081642
WindOnShore | 2018-10-02 20:00 | 0.082282
Solar | 2018-10-02 21:00 | 0.71604
WindOnShore | 2018-10-02 22:00 | 0.085077
Solar | 2018-10-02 23:00 | 0.70656
Solar | 2018-10-03 | 0.65035
WindOnShore | 2018-10-03 01:00 | 0.09043
WindOnShore | 2018-10-03 02:00 | 0.099617
Solar | 2018-10-03 03:00 | 0.57643
WindOnShore | 2018-10-03 04:00 | 0.11008
Solar | 2018-10-03 05:00 | 0.44909
WindOnShore | 2018-10-03 06:00 | 0.13021
Solar | 2018-10-03 07:00 | 0.29637
Solar | 2018-10-03 08:00 | 0.14728
WindOnShore | 2018-10-03 09:00 | 0.15226
Solar | 2018-10-03 10:00 | 0.047141
WindOnShore | 2018-10-03 11:00 | 0.17383
Solar | 2018-10-03 12:00 | 0.014784
WindOnShore | 2018-10-03 13:00 | 0.21601
Solar | 2018-10-03 14:00 | 0
WindOnShore | 2018-10-03 15:00 | 0.24645
WindOnShore | 2018-10-03 16:00 | 0.25907
Solar | 2018-10-03 17:00 | 0
WindOnShore | 2018-10-03 18:00 | 0.2478
Solar | 2018-10-03 19:00 | 0
WindOnShore | 2018-10-03 20:00 | 0.2335
Solar | 2018-10-03 21:00 | 0
WindOnShore | 2018-10-03 22:00 | 0.22943
Solar | 2018-10-03 23:00 | 0
WindOnShore | 2018-10-04 | 0.224
Solar | 2018-10-04 01:00 | 0
Solar | 2018-10-04 02:00 | 0
WindOnShore | 2018-10-04 03:00 | 0.22392
Solar | 2018-10-04 04:00 | 0
WindOnShore | 2018-10-04 05:00 | 0.2188
WindOnShore | 2018-10-04 06:00 | 0.21505
Solar | 2018-10-04 07:00 | 0.019805
Solar | 2018-10-04 08:00 | 0.069596
WindOnShore | 2018-10-04 09:00 | 0.18182
WindOnShore | 2018-10-04 10:00 | 0.11392
Solar | 2018-10-04 11:00 | 0.19735
WindOnShore | 2018-10-04 12:00 | 0.081882
Solar | 2018-10-04 13:00 | 0.36625
Solar | 2018-10-04 14:00 | 0.51492
WindOnShore | 2018-10-04 15:00 | 0.06942
Solar | 2018-10-04 16:00 | 0.62664
WindOnShore | 2018-10-04 17:00 | 0.079406
Solar | 2018-10-04 18:00 | 0.68577
WindOnShore | 2018-10-04 19:00 | 0.092027
Solar | 2018-10-04 20:00 | 0.69386
WindOnShore | 2018-10-04 21:00 | 0.086675
WindOnShore | 2018-10-04 22:00 | 0.086436
Solar | 2018-10-04 23:00 | 0.68731
Solar | 2018-10-05 | 0.64142
WindOnShore | 2018-10-05 01:00 | 0.095223
Solar | 2018-10-05 02:00 | 0.56416
WindOnShore | 2018-10-05 03:00 | 0.10745
Solar | 2018-10-05 04:00 | 0.45384
WindOnShore | 2018-10-05 05:00 | 0.11727
WindOnShore | 2018-10-05 06:00 | 0.12798
Solar | 2018-10-05 07:00 | 0.30572
Solar | 2018-10-05 08:00 | 0.15188
WindOnShore | 2018-10-05 09:00 | 0.13748
WindOnShore | 2018-10-05 10:00 | 0.14076
Solar | 2018-10-05 11:00 | 0.049372
WindOnShore | 2018-10-05 12:00 | 0.17135
Solar | 2018-10-05 13:00 | 0.015202
WindOnShore | 2018-10-05 14:00 | 0.21521
Solar | 2018-10-05 15:00 | 0
Solar | 2018-10-05 16:00 | 0
WindOnShore | 2018-10-05 17:00 | 0.24389
WindOnShore | 2018-10-05 18:00 | 0.24101
Solar | 2018-10-05 19:00 | 0
Solar | 2018-10-05 20:00 | 0
WindOnShore | 2018-10-05 21:00 | 0.22631
Solar | 2018-10-05 22:00 | 0
WindOnShore | 2018-10-05 23:00 | 0.20363
WindOnShore | 2018-10-06 | 0.18525
Solar | 2018-10-06 01:00 | 0
WindOnShore | 2018-10-06 02:00 | 0.18342
Solar | 2018-10-06 03:00 | 0
WindOnShore | 2018-10-06 04:00 | 0.18014
Solar | 2018-10-06 05:00 | 0
Solar | 2018-10-06 06:00 | 0.020223
WindOnShore | 2018-10-06 07:00 | 0.16752
Solar | 2018-10-06 08:00 | 0.071967
WindOnShore | 2018-10-06 09:00 | 0.14563
Solar | 2018-10-06 10:00 | 0.20823
WindOnShore | 2018-10-06 11:00 | 0.095063
Solar | 2018-10-06 12:00 | 0.38675
WindOnShore | 2018-10-06 13:00 | 0.064387
WindOnShore | 2018-10-06 14:00 | 0.057517
Solar | 2018-10-06 15:00 | 0.54351
Solar | 2018-10-06 16:00 | 0.65732
WindOnShore | 2018-10-06 17:00 | 0.072536
Solar | 2018-10-06 18:00 | 0.71674
WindOnShore | 2018-10-06 19:00 | 0.087714
WindOnShore | 2018-10-06 20:00 | 0.092587
Solar | 2018-10-06 21:00 | 0.72789
WindOnShore | 2018-10-06 22:00 | 0.097699
Solar | 2018-10-06 23:00 | 0.69888
Solar | 2018-10-07 | 0.64756
WindOnShore | 2018-10-07 01:00 | 0.099617
Solar | 2018-10-07 02:00 | 0.55174
WindOnShore | 2018-10-07 03:00 | 0.10808
WindOnShore | 2018-10-07 04:00 | 0.12726
Solar | 2018-10-07 05:00 | 0.42803
WindOnShore | 2018-10-07 06:00 | 0.14435
Solar | 2018-10-07 07:00 | 0.29107
Solar | 2018-10-07 08:00 | 0.14616
WindOnShore | 2018-10-07 09:00 | 0.15562
Solar | 2018-10-07 10:00 | 0.048117
WindOnShore | 2018-10-07 11:00 | 0.15474
WindOnShore | 2018-10-07 12:00 | 0.17167
Solar | 2018-10-07 13:00 | 0.015063
WindOnShore | 2018-10-07 14:00 | 0.18989
Solar | 2018-10-07 15:00 | 0
Solar | 2018-10-07 16:00 | 0
WindOnShore | 2018-10-07 17:00 | 0.19676
WindOnShore | 2018-10-07 18:00 | 0.19492
Solar | 2018-10-07 19:00 | 0
Solar | 2018-10-07 20:00 | 0
WindOnShore | 2018-10-07 21:00 | 0.19732
Solar | 2018-10-07 22:00 | 0
WindOnShore | 2018-10-07 23:00 | 0.19037
WindOnShore | 2018-10-08 | 0.17503
Solar | 2018-10-08 01:00 | 0
WindOnShore | 2018-10-08 02:00 | 0.15897
Solar | 2018-10-08 03:00 | 0
Solar | 2018-10-08 04:00 | 0
WindOnShore | 2018-10-08 05:00 | 0.14827
WindOnShore | 2018-10-08 06:00 | 0.13772
Solar | 2018-10-08 07:00 | 0.019805
Solar | 2018-10-08 08:00 | 0.068619
WindOnShore | 2018-10-08 09:00 | 0.12071
WindOnShore | 2018-10-08 10:00 | 0.080205
Solar | 2018-10-08 11:00 | 0.19163
WindOnShore | 2018-10-08 12:00 | 0.054961
Solar | 2018-10-08 13:00 | 0.36206
Solar | 2018-10-08 14:00 | 0.49888
WindOnShore | 2018-10-08 15:00 | 0.046892
Solar | 2018-10-08 16:00 | 0.60181
WindOnShore | 2018-10-08 17:00 | 0.044336
Solar | 2018-10-08 18:00 | 0.63124
WindOnShore | 2018-10-08 19:00 | 0.04833
WindOnShore | 2018-10-08 20:00 | 0.050168
Solar | 2018-10-08 21:00 | 0.63347
WindOnShore | 2018-10-08 22:00 | 0.051526
Solar | 2018-10-08 23:00 | 0.58591
Solar | 2018-10-09 | 0.53835
WindOnShore | 2018-10-09 01:00 | 0.060393
Solar | 2018-10-09 02:00 | 0.45216
WindOnShore | 2018-10-09 03:00 | 0.071337
Solar | 2018-10-09 04:00 | 0.3675
WindOnShore | 2018-10-09 05:00 | 0.075491
WindOnShore | 2018-10-09 06:00 | 0.079805
Solar | 2018-10-09 07:00 | 0.25453
WindOnShore | 2018-10-09 08:00 | 0.081243
Solar | 2018-10-09 09:00 | 0.12245
Solar | 2018-10-09 10:00 | 0.044909
WindOnShore | 2018-10-09 11:00 | 0.068062
WindOnShore | 2018-10-09 12:00 | 0.070538
Solar | 2018-10-09 13:00 | 0.015063
WindOnShore | 2018-10-09 14:00 | 0.071896
Solar | 2018-10-09 15:00 | 0
WindOnShore | 2018-10-09 16:00 | 0.06974
Solar | 2018-10-09 17:00 | 0
Solar | 2018-10-09 18:00 | 0
WindOnShore | 2018-10-09 19:00 | 0.06239
Solar | 2018-10-09 20:00 | 0
WindOnShore | 2018-10-09 21:00 | 0.061671
Solar | 2018-10-09 22:00 | 0
WindOnShore | 2018-10-09 23:00 | 0.061831
WindOnShore | 2018-10-10 | 0.06255
Solar | 2018-10-10 01:00 | 0
Solar | 2018-10-10 02:00 | 0
WindOnShore | 2018-10-10 03:00 | 0.067183
WindOnShore | 2018-10-10 04:00 | 0.068302
Solar | 2018-10-10 05:00 | 0
WindOnShore | 2018-10-10 06:00 | 0.065266
Solar | 2018-10-10 07:00 | 0.019386
Solar | 2018-10-10 08:00 | 0.062622
WindOnShore | 2018-10-10 09:00 | 0.065026
WindOnShore | 2018-10-10 10:00 | 0.04889
Solar | 2018-10-10 11:00 | 0.15983
Solar | 2018-10-10 12:00 | 0.29079
WindOnShore | 2018-10-10 13:00 | 0.039942
WindOnShore | 2018-10-10 14:00 | 0.038025
Solar | 2018-10-10 15:00 | 0.43668
Solar | 2018-10-10 16:00 | 0.54254
WindOnShore | 2018-10-10 17:00 | 0.040422
Solar | 2018-10-10 18:00 | 0.59721
WindOnShore | 2018-10-10 19:00 | 0.044017
Solar | 2018-10-10 20:00 | 0.5841
WindOnShore | 2018-10-10 21:00 | 0.046972
Solar | 2018-10-10 22:00 | 0.54756
WindOnShore | 2018-10-10 23:00 | 0.058476
Solar | 2018-10-11 | 0.46764
WindOnShore | 2018-10-11 01:00 | 0.077169
WindOnShore | 2018-10-11 02:00 | 0.10377
Solar | 2018-10-11 03:00 | 0.41883
WindOnShore | 2018-10-11 04:00 | 0.11551
Solar | 2018-10-11 05:00 | 0.4378
Solar | 2018-10-11 06:00 | 0.22999
WindOnShore | 2018-10-11 07:00 | 0.12869
WindOnShore | 2018-10-11 08:00 | 0.12438
Solar | 2018-10-11 09:00 | 0.11827
Solar | 2018-10-11 10:00 | 0.044351
WindOnShore | 2018-10-11 11:00 | 0.12334
WindOnShore | 2018-10-11 12:00 | 0.137
Solar | 2018-10-11 13:00 | 0.0159
Solar | 2018-10-11 14:00 | 0
WindOnShore | 2018-10-11 15:00 | 0.12782
Solar | 2018-10-11 16:00 | 0
WindOnShore | 2018-10-11 17:00 | 0.11519
Solar | 2018-10-11 18:00 | 0
WindOnShore | 2018-10-11 19:00 | 0.10473
Solar | 2018-10-11 20:00 | 0
WindOnShore | 2018-10-11 21:00 | 0.11328
WindOnShore | 2018-10-11 22:00 | 0.11448
Solar | 2018-10-11 23:00 | 0
Solar | 2018-10-12 | 0
WindOnShore | 2018-10-12 01:00 | 0.11943
Solar | 2018-10-12 02:00 | 0
WindOnShore | 2018-10-12 03:00 | 0.12398
Solar | 2018-10-12 04:00 | 0
WindOnShore | 2018-10-12 05:00 | 0.1239
Solar | 2018-10-12 06:00 | 0.018689
WindOnShore | 2018-10-12 07:00 | 0.12111
WindOnShore | 2018-10-12 08:00 | 0.11136
Solar | 2018-10-12 09:00 | 0.062204
WindOnShore | 2018-10-12 10:00 | 0.088832
Solar | 2018-10-12 11:00 | 0.17127
Solar | 2018-10-12 12:00 | 0.32385
WindOnShore | 2018-10-12 13:00 | 0.072296
WindOnShore | 2018-10-12 14:00 | 0.073095
Solar | 2018-10-12 15:00 | 0.46932
WindOnShore | 2018-10-12 16:00 | 0.078048
Solar | 2018-10-12 17:00 | 0.57894
Solar | 2018-10-12 18:00 | 0.64114
WindOnShore | 2018-10-12 19:00 | 0.078687
WindOnShore | 2018-10-12 20:00 | 0.072056
Solar | 2018-10-12 21:00 | 0.63026
Solar | 2018-10-12 22:00 | 0.61423
WindOnShore | 2018-10-12 23:00 | 0.071657
Solar | 2018-10-13 | 0.55844
WindOnShore | 2018-10-13 01:00 | 0.075411
Solar | 2018-10-13 02:00 | 0.47155
WindOnShore | 2018-10-13 03:00 | 0.10305
WindOnShore | 2018-10-13 04:00 | 0.10713
Solar | 2018-10-13 05:00 | 0.39052
WindOnShore | 2018-10-13 06:00 | 0.1136
Solar | 2018-10-13 07:00 | 0.28033
Solar | 2018-10-13 08:00 | 0.14519
WindOnShore | 2018-10-13 09:00 | 0.10577
WindOnShore | 2018-10-13 10:00 | 0.085477
Solar | 2018-10-13 11:00 | 0.046444
Solar | 2018-10-13 12:00 | 0.015481
WindOnShore | 2018-10-13 13:00 | 0.081083
WindOnShore | 2018-10-13 14:00 | 0.085397
Solar | 2018-10-13 15:00 | 0
Solar | 2018-10-13 16:00 | 0
WindOnShore | 2018-10-13 17:00 | 0.080524
WindOnShore | 2018-10-13 18:00 | 0.087394
Solar | 2018-10-13 19:00 | 0
Solar | 2018-10-13 20:00 | 0
WindOnShore | 2018-10-13 21:00 | 0.088033
WindOnShore | 2018-10-13 22:00 | 0.075651
Solar | 2018-10-13 23:00 | 0
Solar | 2018-10-14 | 0
WindOnShore | 2018-10-14 01:00 | 0.068621
WindOnShore | 2018-10-14 02:00 | 0.066624
Solar | 2018-10-14 03:00 | 0
Solar | 2018-10-14 04:00 | 0
WindOnShore | 2018-10-14 05:00 | 0.066544
WindOnShore | 2018-10-14 06:00 | 0.060393
Solar | 2018-10-14 07:00 | 0.020363
WindOnShore | 2018-10-14 08:00 | 0.056399
Solar | 2018-10-14 09:00 | 0.065411
Solar | 2018-10-14 10:00 | 0.16987
WindOnShore | 2018-10-14 11:00 | 0.044256
WindOnShore | 2018-10-14 12:00 | 0.038265
Solar | 2018-10-14 13:00 | 0.29205
Solar | 2018-10-14 14:00 | 0.40934
WindOnShore | 2018-10-14 15:00 | 0.037067
WindOnShore | 2018-10-14 16:00 | 0.03491
Solar | 2018-10-14 17:00 | 0.51297
WindOnShore | 2018-10-14 18:00 | 0.03491
Solar | 2018-10-14 19:00 | 0.60558
Solar | 2018-10-14 20:00 | 0.62427
WindOnShore | 2018-10-14 21:00 | 0.035629
Solar | 2018-10-14 22:00 | 0.60098
WindOnShore | 2018-10-14 23:00 | 0.038185
Solar | 2018-10-15 | 0.57127
WindOnShore | 2018-10-15 01:00 | 0.040741
WindOnShore | 2018-10-15 02:00 | 0.046174
Solar | 2018-10-15 03:00 | 0.52245
WindOnShore | 2018-10-15 04:00 | 0.057278
Solar | 2018-10-15 05:00 | 0.42775
WindOnShore | 2018-10-15 06:00 | 0.060473
Solar | 2018-10-15 07:00 | 0.29596
Solar | 2018-10-15 08:00 | 0.14644
WindOnShore | 2018-10-15 09:00 | 0.065985
Solar | 2018-10-15 10:00 | 0.048117
WindOnShore | 2018-10-15 11:00 | 0.067742
WindOnShore | 2018-10-15 12:00 | 0.062071
Solar | 2018-10-15 13:00 | 0.0159
WindOnShore | 2018-10-15 14:00 | 0.053363
Solar | 2018-10-15 15:00 | 0
Solar | 2018-10-15 16:00 | 0
WindOnShore | 2018-10-15 17:00 | 0.056159
WindOnShore | 2018-10-15 18:00 | 0.059594
Solar | 2018-10-15 19:00 | 0
WindOnShore | 2018-10-15 20:00 | 0.057118
Solar | 2018-10-15 21:00 | 0
WindOnShore | 2018-10-15 22:00 | 0.057357
Solar | 2018-10-15 23:00 | 0
WindOnShore | 2018-10-16 | 0.057517
Solar | 2018-10-16 01:00 | 0
Solar | 2018-10-16 02:00 | 0
WindOnShore | 2018-10-16 03:00 | 0.058955
Solar | 2018-10-16 04:00 | 0.011437
WindOnShore | 2018-10-16 05:00 | 0.061272
Solar | 2018-10-16 06:00 | 0.020921
WindOnShore | 2018-10-16 07:00 | 0.065586
Solar | 2018-10-16 08:00 | 0.068061
WindOnShore | 2018-10-16 09:00 | 0.067982
WindOnShore | 2018-10-16 10:00 | 0.063588
Solar | 2018-10-16 11:00 | 0.17462
WindOnShore | 2018-10-16 12:00 | 0.059035
Solar | 2018-10-16 13:00 | 0.29275
WindOnShore | 2018-10-16 14:00 | 0.061511
Solar | 2018-10-16 15:00 | 0.39791
WindOnShore | 2018-10-16 16:00 | 0.058875
Solar | 2018-10-16 17:00 | 0.45858
WindOnShore | 2018-10-16 18:00 | 0.057198
Solar | 2018-10-16 19:00 | 0.51548
WindOnShore | 2018-10-16 20:00 | 0.055999
Solar | 2018-10-16 21:00 | 0.54156
Solar | 2018-10-16 22:00 | 0.5212
WindOnShore | 2018-10-16 23:00 | 0.06255
WindOnShore | 2018-10-17 | 0.073734
Solar | 2018-10-17 01:00 | 0.50265
Solar | 2018-10-17 02:00 | 0.44393
WindOnShore | 2018-10-17 03:00 | 0.078607
WindOnShore | 2018-10-17 04:00 | 0.091548
Solar | 2018-10-17 05:00 | 0.347
WindOnShore | 2018-10-17 06:00 | 0.12143
Solar | 2018-10-17 07:00 | 0.22497
Solar | 2018-10-17 08:00 | 0.1145
WindOnShore | 2018-10-17 09:00 | 0.13948
Solar | 2018-10-17 10:00 | 0.04198
WindOnShore | 2018-10-17 11:00 | 0.15673
WindOnShore | 2018-10-17 12:00 | 0.18014
Solar | 2018-10-17 13:00 | 0.015621
WindOnShore | 2018-10-17 14:00 | 0.20994
Solar | 2018-10-17 15:00 | 0
Solar | 2018-10-17 16:00 | 0
WindOnShore | 2018-10-17 17:00 | 0.23071
WindOnShore | 2018-10-17 18:00 | 0.22512
Solar | 2018-10-17 19:00 | 0
WindOnShore | 2018-10-17 20:00 | 0.20483
Solar | 2018-10-17 21:00 | 0
WindOnShore | 2018-10-17 22:00 | 0.18653
Solar | 2018-10-17 23:00 | 0
Solar | 2018-10-18 | 0
WindOnShore | 2018-10-18 01:00 | 0.19061
Solar | 2018-10-18 02:00 | 0
WindOnShore | 2018-10-18 03:00 | 0.18797
Solar | 2018-10-18 04:00 | 0.010042
WindOnShore | 2018-10-18 05:00 | 0.19907
WindOnShore | 2018-10-18 06:00 | 0.222
Solar | 2018-10-18 07:00 | 0.020223
Solar | 2018-10-18 08:00 | 0.064714
WindOnShore | 2018-10-18 09:00 | 0.23326
WindOnShore | 2018-10-18 10:00 | 0.20371
Solar | 2018-10-18 11:00 | 0.15941
WindOnShore | 2018-10-18 12:00 | 0.18278
Solar | 2018-10-18 13:00 | 0.2841
Solar | 2018-10-18 14:00 | 0.40656
WindOnShore | 2018-10-18 15:00 | 0.17255
Solar | 2018-10-18 16:00 | 0.4887
WindOnShore | 2018-10-18 17:00 | 0.17311
Solar | 2018-10-18 18:00 | 0.50725
WindOnShore | 2018-10-18 19:00 | 0.19652
WindOnShore | 2018-10-18 20:00 | 0.24381
Solar | 2018-10-18 21:00 | 0.48675
Solar | 2018-10-18 22:00 | 0.49665
WindOnShore | 2018-10-18 23:00 | 0.28735
WindOnShore | 2018-10-19 | 0.28367
Solar | 2018-10-19 01:00 | 0.50865
Solar | 2018-10-19 02:00 | 0.47169
WindOnShore | 2018-10-19 03:00 | 0.25747
WindOnShore | 2018-10-19 04:00 | 0.2351
Solar | 2018-10-19 05:00 | 0.35356
Solar | 2018-10-19 06:00 | 0.22427
WindOnShore | 2018-10-19 07:00 | 0.20331
Solar | 2018-10-19 08:00 | 0.11604
WindOnShore | 2018-10-19 09:00 | 0.19803
WindOnShore | 2018-10-19 10:00 | 0.22943
Solar | 2018-10-19 11:00 | 0.041702
WindOnShore | 2018-10-19 12:00 | 0.24213
Solar | 2018-10-19 13:00 | 0.015063
WindOnShore | 2018-10-19 14:00 | 0.25467
Solar | 2018-10-19 15:00 | 0
Solar | 2018-10-19 16:00 | 0
WindOnShore | 2018-10-19 17:00 | 0.25667
Solar | 2018-10-19 18:00 | 0
WindOnShore | 2018-10-19 19:00 | 0.21633
WindOnShore | 2018-10-19 20:00 | 0.19284
Solar | 2018-10-19 21:00 | 0
WindOnShore | 2018-10-19 22:00 | 0.21369
Solar | 2018-10-19 23:00 | 0
Solar | 2018-10-20 | 0
WindOnShore | 2018-10-20 01:00 | 0.22711
WindOnShore | 2018-10-20 02:00 | 0.20898
Solar | 2018-10-20 03:00 | 0
Solar | 2018-10-20 04:00 | 0.010739
WindOnShore | 2018-10-20 05:00 | 0.19516
Solar | 2018-10-20 06:00 | 0.019944
WindOnShore | 2018-10-20 07:00 | 0.17766
WindOnShore | 2018-10-20 08:00 | 0.15394
Solar | 2018-10-20 09:00 | 0.061646
Solar | 2018-10-20 10:00 | 0.15063
WindOnShore | 2018-10-20 11:00 | 0.13932
WindOnShore | 2018-10-20 12:00 | 0.13501
Solar | 2018-10-20 13:00 | 0.2689
Solar | 2018-10-20 14:00 | 0.38187
WindOnShore | 2018-10-20 15:00 | 0.13053
WindOnShore | 2018-10-20 16:00 | 0.11168
Solar | 2018-10-20 17:00 | 0.46388
WindOnShore | 2018-10-20 18:00 | 0.11456
Solar | 2018-10-20 19:00 | 0.46876
Solar | 2018-10-20 20:00 | 0.44003
WindOnShore | 2018-10-20 21:00 | 0.11719
Solar | 2018-10-20 22:00 | 0.441
WindOnShore | 2018-10-20 23:00 | 0.10904
Solar | 2018-10-21 | 0.40781
WindOnShore | 2018-10-21 01:00 | 0.099696
Solar | 2018-10-21 02:00 | 0.36611
WindOnShore | 2018-10-21 03:00 | 0.087634
Solar | 2018-10-21 04:00 | 0.28382
WindOnShore | 2018-10-21 05:00 | 0.075731
WindOnShore | 2018-10-21 06:00 | 0.066704
Solar | 2018-10-21 07:00 | 0.19791
Solar | 2018-10-21 08:00 | 0.10907
WindOnShore | 2018-10-21 09:00 | 0.058316
WindOnShore | 2018-10-21 10:00 | 0.066145
Solar | 2018-10-21 11:00 | 0.044073
Solar | 2018-10-21 12:00 | 0.016318
WindOnShore | 2018-10-21 13:00 | 0.093865
WindOnShore | 2018-10-21 14:00 | 0.14715
Solar | 2018-10-21 15:00 | 0
Solar | 2018-10-21 16:00 | 0
WindOnShore | 2018-10-21 17:00 | 0.1676
WindOnShore | 2018-10-21 18:00 | 0.15026
Solar | 2018-10-21 19:00 | 0
WindOnShore | 2018-10-21 20:00 | 0.1271
Solar | 2018-10-21 21:00 | 0
WindOnShore | 2018-10-21 22:00 | 0.11272
Solar | 2018-10-21 23:00 | 0
WindOnShore | 2018-10-22 | 0.10097
Solar | 2018-10-22 01:00 | 0
WindOnShore | 2018-10-22 02:00 | 0.091868
Solar | 2018-10-22 03:00 | 0
Solar | 2018-10-22 04:00 | 0.0106
WindOnShore | 2018-10-22 05:00 | 0.08316
WindOnShore | 2018-10-22 06:00 | 0.071337
Solar | 2018-10-22 07:00 | 0.020084
WindOnShore | 2018-10-22 08:00 | 0.065186
Solar | 2018-10-22 09:00 | 0.048257
WindOnShore | 2018-10-22 10:00 | 0.057198
Solar | 2018-10-22 11:00 | 0.099442
WindOnShore | 2018-10-22 12:00 | 0.052964
Solar | 2018-10-22 13:00 | 0.16681
WindOnShore | 2018-10-22 14:00 | 0.054482
Solar | 2018-10-22 15:00 | 0.2304
Solar | 2018-10-22 16:00 | 0.28271
WindOnShore | 2018-10-22 17:00 | 0.054801
Solar | 2018-10-22 18:00 | 0.30656
WindOnShore | 2018-10-22 19:00 | 0.056479
WindOnShore | 2018-10-22 20:00 | 0.06223
Solar | 2018-10-22 21:00 | 0.33766
WindOnShore | 2018-10-22 22:00 | 0.068861
Solar | 2018-10-22 23:00 | 0.33236
Solar | 2018-10-23 | 0.31492
WindOnShore | 2018-10-23 01:00 | 0.073334
Solar | 2018-10-23 02:00 | 0.29526
WindOnShore | 2018-10-23 03:00 | 0.078207
WindOnShore | 2018-10-23 04:00 | 0.092347
Solar | 2018-10-23 05:00 | 0.25174
WindOnShore | 2018-10-23 06:00 | 0.095463
Solar | 2018-10-23 07:00 | 0.17252
Solar | 2018-10-23 08:00 | 0.1
WindOnShore | 2018-10-23 09:00 | 0.093705
WindOnShore | 2018-10-23 10:00 | 0.10968
Solar | 2018-10-23 11:00 | 0.041562
Solar | 2018-10-23 12:00 | 0.019386
WindOnShore | 2018-10-23 13:00 | 0.13405
WindOnShore | 2018-10-23 14:00 | 0.15386
Solar | 2018-10-23 15:00 | 0
Solar | 2018-10-23 16:00 | 0
WindOnShore | 2018-10-23 17:00 | 0.17255
Solar | 2018-10-23 18:00 | 0
WindOnShore | 2018-10-23 19:00 | 0.15761
WindOnShore | 2018-10-23 20:00 | 0.11903
Solar | 2018-10-23 21:00 | 0
WindOnShore | 2018-10-23 22:00 | 0.10369
Solar | 2018-10-23 23:00 | 0
Solar | 2018-10-24 | 0
WindOnShore | 2018-10-24 01:00 | 0.098818
Solar | 2018-10-24 02:00 | 0
WindOnShore | 2018-10-24 03:00 | 0.096102
Solar | 2018-10-24 04:00 | 0.016318
WindOnShore | 2018-10-24 05:00 | 0.094424
WindOnShore | 2018-10-24 06:00 | 0.088832
Solar | 2018-10-24 07:00 | 0.024826
WindOnShore | 2018-10-24 08:00 | 0.086196
Solar | 2018-10-24 09:00 | 0.062343
Solar | 2018-10-24 10:00 | 0.14379
WindOnShore | 2018-10-24 11:00 | 0.088592
WindOnShore | 2018-10-24 12:00 | 0.087634
Solar | 2018-10-24 13:00 | 0.24198
WindOnShore | 2018-10-24 14:00 | 0.080764
Solar | 2018-10-24 15:00 | 0.31548
WindOnShore | 2018-10-24 16:00 | 0.070139
Solar | 2018-10-24 17:00 | 0.37587
WindOnShore | 2018-10-24 18:00 | 0.064707
Solar | 2018-10-24 19:00 | 0.42371
Solar | 2018-10-24 20:00 | 0.46067
WindOnShore | 2018-10-24 21:00 | 0.063828
WindOnShore | 2018-10-24 22:00 | 0.072056
Solar | 2018-10-24 23:00 | 0.47908
WindOnShore | 2018-10-25 | 0.077888
Solar | 2018-10-25 01:00 | 0.4682
Solar | 2018-10-25 02:00 | 0.43096
WindOnShore | 2018-10-25 03:00 | 0.074772
Solar | 2018-10-25 04:00 | 0.36709
WindOnShore | 2018-10-25 05:00 | 0.075411
Solar | 2018-10-25 06:00 | 0.25886
WindOnShore | 2018-10-25 07:00 | 0.075012
Solar | 2018-10-25 08:00 | 0.13849
WindOnShore | 2018-10-25 09:00 | 0.067982
Solar | 2018-10-25 10:00 | 0.049233
WindOnShore | 2018-10-25 11:00 | 0.063828
Solar | 2018-10-25 12:00 | 0.016736
WindOnShore | 2018-10-25 13:00 | 0.065426
WindOnShore | 2018-10-25 14:00 | 0.068701
Solar | 2018-10-25 15:00 | 0
Solar | 2018-10-25 16:00 | 0
WindOnShore | 2018-10-25 17:00 | 0.072376
Solar | 2018-10-25 18:00 | 0
WindOnShore | 2018-10-25 19:00 | 0.078048
WindOnShore | 2018-10-25 20:00 | 0.088193
Solar | 2018-10-25 21:00 | 0
Solar | 2018-10-25 22:00 | 0
WindOnShore | 2018-10-25 23:00 | 0.08332
Solar | 2018-10-26 | 0
WindOnShore | 2018-10-26 01:00 | 0.07645
WindOnShore | 2018-10-26 02:00 | 0.070538
Solar | 2018-10-26 03:00 | 0
WindOnShore | 2018-10-26 04:00 | 0.072615
Solar | 2018-10-26 05:00 | 0.011297
WindOnShore | 2018-10-26 06:00 | 0.075411
Solar | 2018-10-26 07:00 | 0.021478
WindOnShore | 2018-10-26 08:00 | 0.065825
Solar | 2018-10-26 09:00 | 0.059693
WindOnShore | 2018-10-26 10:00 | 0.051686
Solar | 2018-10-26 11:00 | 0.13487
WindOnShore | 2018-10-26 12:00 | 0.050647
Solar | 2018-10-26 13:00 | 0.22734
Solar | 2018-10-26 14:00 | 0.32887
WindOnShore | 2018-10-26 15:00 | 0.053363
WindOnShore | 2018-10-26 16:00 | 0.052405
Solar | 2018-10-26 17:00 | 0.37657
WindOnShore | 2018-10-26 18:00 | 0.053124
Solar | 2018-10-26 19:00 | 0.40934
Solar | 2018-10-26 20:00 | 0.39582
WindOnShore | 2018-10-26 21:00 | 0.061032
Solar | 2018-10-26 22:00 | 0.39512
WindOnShore | 2018-10-26 23:00 | 0.065346
WindOnShore | 2018-10-27 | 0.071737
Solar | 2018-10-27 01:00 | 0.39289
WindOnShore | 2018-10-27 02:00 | 0.068781
Solar | 2018-10-27 03:00 | 0.37252
Solar | 2018-10-27 04:00 | 0.31897
WindOnShore | 2018-10-27 05:00 | 0.060073
Solar | 2018-10-27 06:00 | 0.22524
WindOnShore | 2018-10-27 07:00 | 0.054881
Solar | 2018-10-27 08:00 | 0.12552
WindOnShore | 2018-10-27 09:00 | 0.06247
WindOnShore | 2018-10-27 10:00 | 0.064946
Solar | 2018-10-27 11:00 | 0.048954
WindOnShore | 2018-10-27 12:00 | 0.059594
Solar | 2018-10-27 13:00 | 0.017573
WindOnShore | 2018-10-27 14:00 | 0.059035
Solar | 2018-10-27 15:00 | 0
Solar | 2018-10-27 16:00 | 0
WindOnShore | 2018-10-27 17:00 | 0.069021
Solar | 2018-10-27 18:00 | 0
WindOnShore | 2018-10-27 19:00 | 0.069899
Solar | 2018-10-27 20:00 | 0
WindOnShore | 2018-10-27 21:00 | 0.072296
Solar | 2018-10-27 22:00 | 0
WindOnShore | 2018-10-27 23:00 | 0.072136
WindOnShore | 2018-10-28 | 0.073973
Solar | 2018-10-28 01:00 | 0
WindOnShore | 2018-10-28 02:00 | 0.077249
Solar | 2018-10-28 03:00 | 0
WindOnShore | 2018-10-28 04:00 | 0.074772
Solar | 2018-10-28 05:00 | 0.012413
WindOnShore | 2018-10-28 06:00 | 0.075651
Solar | 2018-10-28 07:00 | 0.021897
WindOnShore | 2018-10-28 08:00 | 0.072695
Solar | 2018-10-28 09:00 | 0.05802
Solar | 2018-10-28 10:00 | 0.12929
WindOnShore | 2018-10-28 11:00 | 0.060393
Solar | 2018-10-28 12:00 | 0.22427
WindOnShore | 2018-10-28 13:00 | 0.052005
WindOnShore | 2018-10-28 14:00 | 0.053044
Solar | 2018-10-28 15:00 | 0.31269
WindOnShore | 2018-10-28 16:00 | 0.055041
Solar | 2018-10-28 17:00 | 0.37587
Solar | 2018-10-28 18:00 | 0.42999
WindOnShore | 2018-10-28 19:00 | 0.0556
Solar | 2018-10-28 20:00 | 0.4484
WindOnShore | 2018-10-28 21:00 | 0.061831
Solar | 2018-10-28 22:00 | 0.46025
WindOnShore | 2018-10-28 23:00 | 0.0691
Solar | 2018-10-29 | 0.46471
WindOnShore | 2018-10-29 01:00 | 0.073894
WindOnShore | 2018-10-29 02:00 | 0.073814
Solar | 2018-10-29 03:00 | 0.42734
WindOnShore | 2018-10-29 04:00 | 0.07613
Solar | 2018-10-29 05:00 | 0.35746
Solar | 2018-10-29 06:00 | 0.25146
WindOnShore | 2018-10-29 07:00 | 0.086995
Solar | 2018-10-29 08:00 | 0.13166
WindOnShore | 2018-10-29 09:00 | 0.088033
Solar | 2018-10-29 10:00 | 0.046722
WindOnShore | 2018-10-29 11:00 | 0.087314
WindOnShore | 2018-10-29 12:00 | 0.087714
Solar | 2018-10-29 13:00 | 0.017573
Solar | 2018-10-29 14:00 | 0
WindOnShore | 2018-10-29 15:00 | 0.091868
WindOnShore | 2018-10-29 16:00 | 0.097859
Solar | 2018-10-29 17:00 | 0
WindOnShore | 2018-10-29 18:00 | 0.091708
Solar | 2018-10-29 19:00 | 0
Solar | 2018-10-29 20:00 | 0
WindOnShore | 2018-10-29 21:00 | 0.092347
Solar | 2018-10-29 22:00 | 0
WindOnShore | 2018-10-29 23:00 | 0.08316
WindOnShore | 2018-10-30 | 0.081323
Solar | 2018-10-30 01:00 | 0
WindOnShore | 2018-10-30 02:00 | 0.078926
Solar | 2018-10-30 03:00 | 0
WindOnShore | 2018-10-30 04:00 | 0.079725
Solar | 2018-10-30 05:00 | 0.011715
WindOnShore | 2018-10-30 06:00 | 0.078926
Solar | 2018-10-30 07:00 | 0.021757
Solar | 2018-10-30 08:00 | 0.065969
WindOnShore | 2018-10-30 09:00 | 0.069819
WindOnShore | 2018-10-30 10:00 | 0.062071
Solar | 2018-10-30 11:00 | 0.18047
Solar | 2018-10-30 12:00 | 0.32594
WindOnShore | 2018-10-30 13:00 | 0.058556
WindOnShore | 2018-10-30 14:00 | 0.063748
Solar | 2018-10-30 15:00 | 0.43947
Solar | 2018-10-30 16:00 | 0.50739
WindOnShore | 2018-10-30 17:00 | 0.068621
WindOnShore | 2018-10-30 18:00 | 0.075571
Solar | 2018-10-30 19:00 | 0.5537
WindOnShore | 2018-10-30 20:00 | 0.079406
Solar | 2018-10-30 21:00 | 0.56709
Solar | 2018-10-30 22:00 | 0.55537
WindOnShore | 2018-10-30 23:00 | 0.08308
Solar | 2018-10-31 | 0.53473
WindOnShore | 2018-10-31 01:00 | 0.084838
Solar | 2018-10-31 02:00 | 0.49066
WindOnShore | 2018-10-31 03:00 | 0.080923
Solar | 2018-10-31 04:00 | 0.40098
WindOnShore | 2018-10-31 05:00 | 0.082122
WindOnShore | 2018-10-31 06:00 | 0.079965
Solar | 2018-10-31 07:00 | 0.27671
WindOnShore | 2018-10-31 08:00 | 0.079006
Solar | 2018-10-31 09:00 | 0.1431
Solar | 2018-10-31 10:00 | 0.052022
WindOnShore | 2018-10-31 11:00 | 0.073015
WindOnShore | 2018-10-31 12:00 | 0.067822
Solar | 2018-10-31 13:00 | 0.017992
Solar | 2018-10-31 14:00 | 0
WindOnShore | 2018-10-31 15:00 | 0.063029
Solar | 2018-10-31 16:00 | 0
WindOnShore | 2018-10-31 17:00 | 0.061112
WindOnShore | 2018-10-31 18:00 | 0.056559
Solar | 2018-10-31 19:00 | 0
WindOnShore | 2018-10-31 20:00 | 0.054561
Solar | 2018-10-31 21:00 | 0
Solar | 2018-10-31 22:00 | 0
WindOnShore | 2018-10-31 23:00 | 0.057198
Solar | 2018-11-01 | 0
WindOnShore | 2018-11-01 01:00 | 0.054721
WindOnShore | 2018-11-01 02:00 | 0.058236
Solar | 2018-11-01 03:00 | 0
WindOnShore | 2018-11-01 04:00 | 0.063349
Solar | 2018-11-01 05:00 | 0.011297
Solar | 2018-11-01 06:00 | 0.023849
WindOnShore | 2018-11-01 07:00 | 0.067822
WindOnShore | 2018-11-01 08:00 | 0.067742
Solar | 2018-11-01 09:00 | 0.077685
Solar | 2018-11-01 10:00 | 0.18996
WindOnShore | 2018-11-01 11:00 | 0.058955
Solar | 2018-11-01 12:00 | 0.33222
WindOnShore | 2018-11-01 13:00 | 0.058076
WindOnShore | 2018-11-01 14:00 | 0.054002
Solar | 2018-11-01 15:00 | 0.46653
WindOnShore | 2018-11-01 16:00 | 0.047212
Solar | 2018-11-01 17:00 | 0.55704
Solar | 2018-11-01 18:00 | 0.61576
WindOnShore | 2018-11-01 19:00 | 0.043777
WindOnShore | 2018-11-01 20:00 | 0.041141
Solar | 2018-11-01 21:00 | 0.61506
WindOnShore | 2018-11-01 22:00 | 0.040821
Solar | 2018-11-01 23:00 | 0.60112
Solar | 2018-11-02 | 0.56792
WindOnShore | 2018-11-02 01:00 | 0.040901
Solar | 2018-11-02 02:00 | 0.48494
WindOnShore | 2018-11-02 03:00 | 0.042099
WindOnShore | 2018-11-02 04:00 | 0.04154
Solar | 2018-11-02 05:00 | 0.38787
Solar | 2018-11-02 06:00 | 0.26053
WindOnShore | 2018-11-02 07:00 | 0.040661
WindOnShore | 2018-11-02 08:00 | 0.041221
Solar | 2018-11-02 09:00 | 0.14268
WindOnShore | 2018-11-02 10:00 | 0.043857
Solar | 2018-11-02 11:00 | 0.056625
WindOnShore | 2018-11-02 12:00 | 0.05576
Solar | 2018-11-02 13:00 | 0.02106
WindOnShore | 2018-11-02 14:00 | 0.07621
Solar | 2018-11-02 15:00 | 0
WindOnShore | 2018-11-02 16:00 | 0.090909
Solar | 2018-11-02 17:00 | 0
WindOnShore | 2018-11-02 18:00 | 0.10241
Solar | 2018-11-02 19:00 | 0
WindOnShore | 2018-11-02 20:00 | 0.11575
Solar | 2018-11-02 21:00 | 0
WindOnShore | 2018-11-02 22:00 | 0.13141
Solar | 2018-11-02 23:00 | 0
Solar | 2018-11-03 | 0
WindOnShore | 2018-11-03 01:00 | 0.13517
Solar | 2018-11-03 02:00 | 0
WindOnShore | 2018-11-03 03:00 | 0.13588
WindOnShore | 2018-11-03 04:00 | 0.13213
Solar | 2018-11-03 05:00 | 0.014923
Solar | 2018-11-03 06:00 | 0.025384
WindOnShore | 2018-11-03 07:00 | 0.13021
Solar | 2018-11-03 08:00 | 0.073222
WindOnShore | 2018-11-03 09:00 | 0.12023
Solar | 2018-11-03 10:00 | 0.17336
WindOnShore | 2018-11-03 11:00 | 0.089232
Solar | 2018-11-03 12:00 | 0.30795
WindOnShore | 2018-11-03 13:00 | 0.071577
Solar | 2018-11-03 14:00 | 0.42092
WindOnShore | 2018-11-03 15:00 | 0.068861
WindOnShore | 2018-11-03 16:00 | 0.079406
Solar | 2018-11-03 17:00 | 0.50307
WindOnShore | 2018-11-03 18:00 | 0.090909
Solar | 2018-11-03 19:00 | 0.53766
WindOnShore | 2018-11-03 20:00 | 0.092267
Solar | 2018-11-03 21:00 | 0.51144
Solar | 2018-11-03 22:00 | 0.45328
WindOnShore | 2018-11-03 23:00 | 0.097619
Solar | 2018-11-04 | 0.39498
WindOnShore | 2018-11-04 01:00 | 0.10225
WindOnShore | 2018-11-04 02:00 | 0.10217
Solar | 2018-11-04 03:00 | 0.32357
Solar | 2018-11-04 04:00 | 0.23947
WindOnShore | 2018-11-04 05:00 | 0.11815
Solar | 2018-11-04 06:00 | 0.16444
WindOnShore | 2018-11-04 07:00 | 0.11879
Solar | 2018-11-04 08:00 | 0.095537
WindOnShore | 2018-11-04 09:00 | 0.11216
WindOnShore | 2018-11-04 10:00 | 0.11144
Solar | 2018-11-04 11:00 | 0.038633
Solar | 2018-11-04 12:00 | 0.01576
WindOnShore | 2018-11-04 13:00 | 0.12374
Solar | 2018-11-04 14:00 | 0
WindOnShore | 2018-11-04 15:00 | 0.14419
WindOnShore | 2018-11-04 16:00 | 0.16408
Solar | 2018-11-04 17:00 | 0
Solar | 2018-11-04 18:00 | 0
WindOnShore | 2018-11-04 19:00 | 0.18134
WindOnShore | 2018-11-04 20:00 | 0.16488
Solar | 2018-11-04 21:00 | 0
Solar | 2018-11-04 22:00 | 0
WindOnShore | 2018-11-04 23:00 | 0.14236
WindOnShore | 2018-11-05 | 0.12502
Solar | 2018-11-05 01:00 | 0
Solar | 2018-11-05 02:00 | 0
WindOnShore | 2018-11-05 03:00 | 0.11527
Solar | 2018-11-05 04:00 | 0.011297
WindOnShore | 2018-11-05 05:00 | 0.10233
WindOnShore | 2018-11-05 06:00 | 0.094264
Solar | 2018-11-05 07:00 | 0.020642
WindOnShore | 2018-11-05 08:00 | 0.084039
Solar | 2018-11-05 09:00 | 0.060112
WindOnShore | 2018-11-05 10:00 | 0.072935
Solar | 2018-11-05 11:00 | 0.13626
Solar | 2018-11-05 12:00 | 0.22831
WindOnShore | 2018-11-05 13:00 | 0.065106
WindOnShore | 2018-11-05 14:00 | 0.060633
Solar | 2018-11-05 15:00 | 0.30711
Solar | 2018-11-05 16:00 | 0.40335
WindOnShore | 2018-11-05 17:00 | 0.06255
WindOnShore | 2018-11-05 18:00 | 0.06966
Solar | 2018-11-05 19:00 | 0.49972
Solar | 2018-11-05 20:00 | 0.50809
WindOnShore | 2018-11-05 21:00 | 0.072695
Solar | 2018-11-05 22:00 | 0.48954
WindOnShore | 2018-11-05 23:00 | 0.079166
Solar | 2018-11-06 | 0.45704
WindOnShore | 2018-11-06 01:00 | 0.095782
WindOnShore | 2018-11-06 02:00 | 0.1096
Solar | 2018-11-06 03:00 | 0.41269
Solar | 2018-11-06 04:00 | 0.33305
WindOnShore | 2018-11-06 05:00 | 0.12119
WindOnShore | 2018-11-06 06:00 | 0.12949
Solar | 2018-11-06 07:00 | 0.21199
WindOnShore | 2018-11-06 08:00 | 0.139
Solar | 2018-11-06 09:00 | 0.1152
WindOnShore | 2018-11-06 10:00 | 0.13892
Solar | 2018-11-06 11:00 | 0.046862
Solar | 2018-11-06 12:00 | 0.018271
WindOnShore | 2018-11-06 13:00 | 0.14251
Solar | 2018-11-06 14:00 | 0
WindOnShore | 2018-11-06 15:00 | 0.14851
WindOnShore | 2018-11-06 16:00 | 0.15306
Solar | 2018-11-06 17:00 | 0
WindOnShore | 2018-11-06 18:00 | 0.16832
Solar | 2018-11-06 19:00 | 0
Solar | 2018-11-06 20:00 | 0
WindOnShore | 2018-11-06 21:00 | 0.16049
Solar | 2018-11-06 22:00 | 0
WindOnShore | 2018-11-06 23:00 | 0.13788
WindOnShore | 2018-11-07 | 0.12742
Solar | 2018-11-07 01:00 | 0
WindOnShore | 2018-11-07 02:00 | 0.11679
Solar | 2018-11-07 03:00 | 0
WindOnShore | 2018-11-07 04:00 | 0.112
Solar | 2018-11-07 05:00 | 0.012413
Solar | 2018-11-07 06:00 | 0.024268
WindOnShore | 2018-11-07 07:00 | 0.10721
WindOnShore | 2018-11-07 08:00 | 0.10177
Solar | 2018-11-07 09:00 | 0.065411
WindOnShore | 2018-11-07 10:00 | 0.099297
Solar | 2018-11-07 11:00 | 0.14449
WindOnShore | 2018-11-07 12:00 | 0.1005
Solar | 2018-11-07 13:00 | 0.23794
Solar | 2018-11-07 14:00 | 0.32134
WindOnShore | 2018-11-07 15:00 | 0.10105
WindOnShore | 2018-11-07 16:00 | 0.10745
Solar | 2018-11-07 17:00 | 0.38187
WindOnShore | 2018-11-07 18:00 | 0.10441
Solar | 2018-11-07 19:00 | 0.41994
Solar | 2018-11-07 20:00 | 0.42399
WindOnShore | 2018-11-07 21:00 | 0.10537
Solar | 2018-11-07 22:00 | 0.42483
WindOnShore | 2018-11-07 23:00 | 0.10968
WindOnShore | 2018-11-08 | 0.12063
Solar | 2018-11-08 01:00 | 0.37266
Solar | 2018-11-08 02:00 | 0.32022
WindOnShore | 2018-11-08 03:00 | 0.1362
Solar | 2018-11-08 04:00 | 0.25439
WindOnShore | 2018-11-08 05:00 | 0.15841
Solar | 2018-11-08 06:00 | 0.17434
WindOnShore | 2018-11-08 07:00 | 0.18278
Solar | 2018-11-08 08:00 | 0.095955
WindOnShore | 2018-11-08 09:00 | 0.18829
WindOnShore | 2018-11-08 10:00 | 0.18366
Solar | 2018-11-08 11:00 | 0.038494
WindOnShore | 2018-11-08 12:00 | 0.17335
Solar | 2018-11-08 13:00 | 0.018131
WindOnShore | 2018-11-08 14:00 | 0.19172
Solar | 2018-11-08 15:00 | 0
Solar | 2018-11-08 16:00 | 0
WindOnShore | 2018-11-08 17:00 | 0.19684
Solar | 2018-11-08 18:00 | 0
WindOnShore | 2018-11-08 19:00 | 0.18933
Solar | 2018-11-08 20:00 | 0
WindOnShore | 2018-11-08 21:00 | 0.19124
WindOnShore | 2018-11-08 22:00 | 0.19204
Solar | 2018-11-08 23:00 | 0
Solar | 2018-11-09 | 0
WindOnShore | 2018-11-09 01:00 | 0.16944
Solar | 2018-11-09 02:00 | 0
WindOnShore | 2018-11-09 03:00 | 0.13732
Solar | 2018-11-09 04:00 | 0.01311
WindOnShore | 2018-11-09 05:00 | 0.11983
WindOnShore | 2018-11-09 06:00 | 0.11096
Solar | 2018-11-09 07:00 | 0.023431
WindOnShore | 2018-11-09 08:00 | 0.10233
Solar | 2018-11-09 09:00 | 0.054533
WindOnShore | 2018-11-09 10:00 | 0.089791
Solar | 2018-11-09 11:00 | 0.11074
Solar | 2018-11-09 12:00 | 0.18675
WindOnShore | 2018-11-09 13:00 | 0.087314
WindOnShore | 2018-11-09 14:00 | 0.094264
Solar | 2018-11-09 15:00 | 0.27308
WindOnShore | 2018-11-09 16:00 | 0.10121
Solar | 2018-11-09 17:00 | 0.34561
Solar | 2018-11-09 18:00 | 0.39902
WindOnShore | 2018-11-09 19:00 | 0.088273
WindOnShore | 2018-11-09 20:00 | 0.078767
Solar | 2018-11-09 21:00 | 0.42594
Solar | 2018-11-09 22:00 | 0.4378
WindOnShore | 2018-11-09 23:00 | 0.076769
Solar | 2018-11-10 | 0.44881
WindOnShore | 2018-11-10 01:00 | 0.075811
WindOnShore | 2018-11-10 02:00 | 0.073894
Solar | 2018-11-10 03:00 | 0.3954
WindOnShore | 2018-11-10 04:00 | 0.07661
Solar | 2018-11-10 05:00 | 0.32483
Solar | 2018-11-10 06:00 | 0.22762
WindOnShore | 2018-11-10 07:00 | 0.07605
Solar | 2018-11-10 08:00 | 0.12064
WindOnShore | 2018-11-10 09:00 | 0.074053
WindOnShore | 2018-11-10 10:00 | 0.081642
Solar | 2018-11-10 11:00 | 0.050349
Solar | 2018-11-10 12:00 | 0.019944
WindOnShore | 2018-11-10 13:00 | 0.089391
Solar | 2018-11-10 14:00 | 0
WindOnShore | 2018-11-10 15:00 | 0.073414
Solar | 2018-11-10 16:00 | 0
WindOnShore | 2018-11-10 17:00 | 0.074692
Solar | 2018-11-10 18:00 | 0
WindOnShore | 2018-11-10 19:00 | 0.067982
Solar | 2018-11-10 20:00 | 0
WindOnShore | 2018-11-10 21:00 | 0.071817
WindOnShore | 2018-11-10 22:00 | 0.068621
Solar | 2018-11-10 23:00 | 0
Solar | 2018-11-11 | 0
WindOnShore | 2018-11-11 01:00 | 0.064228
WindOnShore | 2018-11-11 02:00 | 0.061911
Solar | 2018-11-11 03:00 | 0
WindOnShore | 2018-11-11 04:00 | 0.060553
Solar | 2018-11-11 05:00 | 0.014365
Solar | 2018-11-11 06:00 | 0.025105
WindOnShore | 2018-11-11 07:00 | 0.064148
Solar | 2018-11-11 08:00 | 0.066527
WindOnShore | 2018-11-11 09:00 | 0.057757
Solar | 2018-11-11 10:00 | 0.15704
WindOnShore | 2018-11-11 11:00 | 0.047212
WindOnShore | 2018-11-11 12:00 | 0.044256
Solar | 2018-11-11 13:00 | 0.25063
Solar | 2018-11-11 14:00 | 0.3424
WindOnShore | 2018-11-11 15:00 | 0.044656
Solar | 2018-11-11 16:00 | 0.41785
WindOnShore | 2018-11-11 17:00 | 0.042898
Solar | 2018-11-11 18:00 | 0.4378
WindOnShore | 2018-11-11 19:00 | 0.042179
WindOnShore | 2018-11-11 20:00 | 0.04162
Solar | 2018-11-11 21:00 | 0.46681
WindOnShore | 2018-11-11 22:00 | 0.038664
Solar | 2018-11-11 23:00 | 0.45662
WindOnShore | 2018-11-12 | 0.039383
Solar | 2018-11-12 01:00 | 0.43305
WindOnShore | 2018-11-12 02:00 | 0.038425
Solar | 2018-11-12 03:00 | 0.40948
Solar | 2018-11-12 04:00 | 0.34616
WindOnShore | 2018-11-12 05:00 | 0.039064
Solar | 2018-11-12 06:00 | 0.25105
WindOnShore | 2018-11-12 07:00 | 0.040342
Solar | 2018-11-12 08:00 | 0.14212
WindOnShore | 2018-11-12 09:00 | 0.040661
Solar | 2018-11-12 10:00 | 0.054254
WindOnShore | 2018-11-12 11:00 | 0.041221
Solar | 2018-11-12 12:00 | 0.020363
WindOnShore | 2018-11-12 13:00 | 0.044416
WindOnShore | 2018-11-12 14:00 | 0.049209
Solar | 2018-11-12 15:00 | 0
Solar | 2018-11-12 16:00 | 0
WindOnShore | 2018-11-12 17:00 | 0.049688
Solar | 2018-11-12 18:00 | 0
WindOnShore | 2018-11-12 19:00 | 0.047851
WindOnShore | 2018-11-12 20:00 | 0.046014
Solar | 2018-11-12 21:00 | 0
WindOnShore | 2018-11-12 22:00 | 0.043777
Solar | 2018-11-12 23:00 | 0
WindOnShore | 2018-11-13 | 0.043218
Solar | 2018-11-13 01:00 | 0
WindOnShore | 2018-11-13 02:00 | 0.046174
Solar | 2018-11-13 03:00 | 0
Solar | 2018-11-13 04:00 | 0.012692
WindOnShore | 2018-11-13 05:00 | 0.046493
WindOnShore | 2018-11-13 06:00 | 0.044656
Solar | 2018-11-13 07:00 | 0.025941
WindOnShore | 2018-11-13 08:00 | 0.04178
Solar | 2018-11-13 09:00 | 0.078801
Solar | 2018-11-13 10:00 | 0.20126
WindOnShore | 2018-11-13 11:00 | 0.036268
WindOnShore | 2018-11-13 12:00 | 0.033791
Solar | 2018-11-13 13:00 | 0.35941
Solar | 2018-11-13 14:00 | 0.49596
WindOnShore | 2018-11-13 15:00 | 0.033951
Solar | 2018-11-13 16:00 | 0.57057
WindOnShore | 2018-11-13 17:00 | 0.035469
WindOnShore | 2018-11-13 18:00 | 0.037306
Solar | 2018-11-13 19:00 | 0.59107
Solar | 2018-11-13 20:00 | 0.56332
WindOnShore | 2018-11-13 21:00 | 0.040821
WindOnShore | 2018-11-13 22:00 | 0.047132
Solar | 2018-11-13 23:00 | 0.55188
WindOnShore | 2018-11-14 | 0.056718
Solar | 2018-11-14 01:00 | 0.53696
Solar | 2018-11-14 02:00 | 0.47531
WindOnShore | 2018-11-14 03:00 | 0.070299
WindOnShore | 2018-11-14 04:00 | 0.08332
Solar | 2018-11-14 05:00 | 0.38159
Solar | 2018-11-14 06:00 | 0.24937
WindOnShore | 2018-11-14 07:00 | 0.091388
Solar | 2018-11-14 08:00 | 0.13333
WindOnShore | 2018-11-14 09:00 | 0.095542
Solar | 2018-11-14 10:00 | 0.052859
WindOnShore | 2018-11-14 11:00 | 0.093625
Solar | 2018-11-14 12:00 | 0.019107
WindOnShore | 2018-11-14 13:00 | 0.10289
WindOnShore | 2018-11-14 14:00 | 0.11935
Solar | 2018-11-14 15:00 | 0
Solar | 2018-11-14 16:00 | 0
WindOnShore | 2018-11-14 17:00 | 0.12941
Solar | 2018-11-14 18:00 | 0
WindOnShore | 2018-11-14 19:00 | 0.12989
Solar | 2018-11-14 20:00 | 0
WindOnShore | 2018-11-14 21:00 | 0.12702
WindOnShore | 2018-11-14 22:00 | 0.12023
Solar | 2018-11-14 23:00 | 0
WindOnShore | 2018-11-15 | 0.11368
Solar | 2018-11-15 01:00 | 0
WindOnShore | 2018-11-15 02:00 | 0.1092
Solar | 2018-11-15 03:00 | 0
Solar | 2018-11-15 04:00 | 0.012413
WindOnShore | 2018-11-15 05:00 | 0.10353
WindOnShore | 2018-11-15 06:00 | 0.094903
Solar | 2018-11-15 07:00 | 0.025244
Solar | 2018-11-15 08:00 | 0.074477
WindOnShore | 2018-11-15 09:00 | 0.081403
Solar | 2018-11-15 10:00 | 0.18312
WindOnShore | 2018-11-15 11:00 | 0.063109
WindOnShore | 2018-11-15 12:00 | 0.051606
Solar | 2018-11-15 13:00 | 0.30767
Solar | 2018-11-15 14:00 | 0.44142
WindOnShore | 2018-11-15 15:00 | 0.046813
WindOnShore | 2018-11-15 16:00 | 0.046413
Solar | 2018-11-15 17:00 | 0.52873
Solar | 2018-11-15 18:00 | 0.57741
WindOnShore | 2018-11-15 19:00 | 0.04889
Solar | 2018-11-15 20:00 | 0.59805
WindOnShore | 2018-11-15 21:00 | 0.047851
Solar | 2018-11-15 22:00 | 0.60237
WindOnShore | 2018-11-15 23:00 | 0.053523
WindOnShore | 2018-11-16 | 0.059834
Solar | 2018-11-16 01:00 | 0.5689
WindOnShore | 2018-11-16 02:00 | 0.060233
Solar | 2018-11-16 03:00 | 0.49819
Solar | 2018-11-16 04:00 | 0.40251
WindOnShore | 2018-11-16 05:00 | 0.061911
WindOnShore | 2018-11-16 06:00 | 0.06255
Solar | 2018-11-16 07:00 | 0.26778
WindOnShore | 2018-11-16 08:00 | 0.065825
Solar | 2018-11-16 09:00 | 0.13626
WindOnShore | 2018-11-16 10:00 | 0.068861
Solar | 2018-11-16 11:00 | 0.050628
WindOnShore | 2018-11-16 12:00 | 0.070139
Solar | 2018-11-16 13:00 | 0.019526
Solar | 2018-11-16 14:00 | 0
WindOnShore | 2018-11-16 15:00 | 0.080684
Solar | 2018-11-16 16:00 | 0
WindOnShore | 2018-11-16 17:00 | 0.084998
Solar | 2018-11-16 18:00 | 0
WindOnShore | 2018-11-16 19:00 | 0.084518
WindOnShore | 2018-11-16 20:00 | 0.08332
Solar | 2018-11-16 21:00 | 0
Solar | 2018-11-16 22:00 | 0
WindOnShore | 2018-11-16 23:00 | 0.09059
WindOnShore | 2018-11-17 | 0.086995
Solar | 2018-11-17 01:00 | 0
WindOnShore | 2018-11-17 02:00 | 0.070538
Solar | 2018-11-17 03:00 | 0
Solar | 2018-11-17 04:00 | 0.012831
WindOnShore | 2018-11-17 05:00 | 0.0691
Solar | 2018-11-17 06:00 | 0.025244
WindOnShore | 2018-11-17 07:00 | 0.072615
Solar | 2018-11-17 08:00 | 0.069038
WindOnShore | 2018-11-17 09:00 | 0.072456
WindOnShore | 2018-11-17 10:00 | 0.06263
Solar | 2018-11-17 11:00 | 0.14365
Solar | 2018-11-17 12:00 | 0.24268
WindOnShore | 2018-11-17 13:00 | 0.053443
Solar | 2018-11-17 14:00 | 0.33026
WindOnShore | 2018-11-17 15:00 | 0.045694
Solar | 2018-11-17 16:00 | 0.43487
WindOnShore | 2018-11-17 17:00 | 0.042259
WindOnShore | 2018-11-17 18:00 | 0.04178
Solar | 2018-11-17 19:00 | 0.45872
Solar | 2018-11-17 20:00 | 0.44533
WindOnShore | 2018-11-17 21:00 | 0.049049
WindOnShore | 2018-11-17 22:00 | 0.059594
Solar | 2018-11-17 23:00 | 0.4523
WindOnShore | 2018-11-18 | 0.067742
Solar | 2018-11-18 01:00 | 0.45216
Solar | 2018-11-18 02:00 | 0.40432
WindOnShore | 2018-11-18 03:00 | 0.068142
Solar | 2018-11-18 04:00 | 0.33375
WindOnShore | 2018-11-18 05:00 | 0.07629
Solar | 2018-11-18 06:00 | 0.2311
WindOnShore | 2018-11-18 07:00 | 0.080764
Solar | 2018-11-18 08:00 | 0.12831
WindOnShore | 2018-11-18 09:00 | 0.086595
WindOnShore | 2018-11-18 10:00 | 0.093386
Solar | 2018-11-18 11:00 | 0.051046
WindOnShore | 2018-11-18 12:00 | 0.09698
Solar | 2018-11-18 13:00 | 0.019247
Solar | 2018-11-18 14:00 | 0
WindOnShore | 2018-11-18 15:00 | 0.10984
Solar | 2018-11-18 16:00 | 0
WindOnShore | 2018-11-18 17:00 | 0.10912
WindOnShore | 2018-11-18 18:00 | 0.11112
Solar | 2018-11-18 19:00 | 0
Solar | 2018-11-18 20:00 | 0
WindOnShore | 2018-11-18 21:00 | 0.10497
Solar | 2018-11-18 22:00 | 0
WindOnShore | 2018-11-18 23:00 | 0.11703
WindOnShore | 2018-11-19 | 0.12582
Solar | 2018-11-19 01:00 | 0
Solar | 2018-11-19 02:00 | 0
WindOnShore | 2018-11-19 03:00 | 0.11903
WindOnShore | 2018-11-19 04:00 | 0.12454
Solar | 2018-11-19 05:00 | 0.012692
WindOnShore | 2018-11-19 06:00 | 0.11919
Solar | 2018-11-19 07:00 | 0.020642
WindOnShore | 2018-11-19 08:00 | 0.10808
Solar | 2018-11-19 09:00 | 0.045746
WindOnShore | 2018-11-19 10:00 | 0.098498
Solar | 2018-11-19 11:00 | 0.090656
Solar | 2018-11-19 12:00 | 0.17001
WindOnShore | 2018-11-19 13:00 | 0.087953
WindOnShore | 2018-11-19 14:00 | 0.091229
Solar | 2018-11-19 15:00 | 0.26555
WindOnShore | 2018-11-19 16:00 | 0.10745
Solar | 2018-11-19 17:00 | 0.31423
Solar | 2018-11-19 18:00 | 0.33598
WindOnShore | 2018-11-19 19:00 | 0.12063
WindOnShore | 2018-11-19 20:00 | 0.14715
Solar | 2018-11-19 21:00 | 0.33891
WindOnShore | 2018-11-19 22:00 | 0.16712
Solar | 2018-11-19 23:00 | 0.36039
Solar | 2018-11-20 | 0.33054
WindOnShore | 2018-11-20 01:00 | 0.17575
WindOnShore | 2018-11-20 02:00 | 0.17463
Solar | 2018-11-20 03:00 | 0.55816
Solar | 2018-11-20 04:00 | 0.2576
WindOnShore | 2018-11-20 05:00 | 0.17774
WindOnShore | 2018-11-20 06:00 | 0.19061
Solar | 2018-11-20 07:00 | 0.41046
WindOnShore | 2018-11-20 08:00 | 0.19077
Solar | 2018-11-20 09:00 | 0.11534
Solar | 2018-11-20 10:00 | 0.045467
WindOnShore | 2018-11-20 11:00 | 0.1811
WindOnShore | 2018-11-20 12:00 | 0.16816
Solar | 2018-11-20 13:00 | 0.017713
Solar | 2018-11-20 14:00 | 0
WindOnShore | 2018-11-20 15:00 | 0.1688
WindOnShore | 2018-11-20 16:00 | 0.1644
Solar | 2018-11-20 17:00 | 0
WindOnShore | 2018-11-20 18:00 | 0.17063
Solar | 2018-11-20 19:00 | 0
WindOnShore | 2018-11-20 20:00 | 0.17407
Solar | 2018-11-20 21:00 | 0
Solar | 2018-11-20 22:00 | 0
WindOnShore | 2018-11-20 23:00 | 0.17519
Solar | 2018-11-21 | 0
WindOnShore | 2018-11-21 01:00 | 0.17263
WindOnShore | 2018-11-21 02:00 | 0.16904
Solar | 2018-11-21 03:00 | 0
Solar | 2018-11-21 04:00 | 0.011018
WindOnShore | 2018-11-21 05:00 | 0.18022
WindOnShore | 2018-11-21 06:00 | 0.18413
Solar | 2018-11-21 07:00 | 0.020642
Solar | 2018-11-21 08:00 | 0.058996
WindOnShore | 2018-11-21 09:00 | 0.17535
Solar | 2018-11-21 10:00 | 0.14784
WindOnShore | 2018-11-21 11:00 | 0.1664
WindOnShore | 2018-11-21 12:00 | 0.16233
Solar | 2018-11-21 13:00 | 0.2583
WindOnShore | 2018-11-21 14:00 | 0.13796
Solar | 2018-11-21 15:00 | 0.33612
WindOnShore | 2018-11-21 16:00 | 0.12414
Solar | 2018-11-21 17:00 | 0.39303
Solar | 2018-11-21 18:00 | 0.43487
WindOnShore | 2018-11-21 19:00 | 0.13325
WindOnShore | 2018-11-21 20:00 | 0.14363
Solar | 2018-11-21 21:00 | 0.4689
WindOnShore | 2018-11-21 22:00 | 0.1545
Solar | 2018-11-21 23:00 | 0.47824
WindOnShore | 2018-11-22 | 0.19452
Solar | 2018-11-22 01:00 | 0.459
Solar | 2018-11-22 02:00 | 0.40767
WindOnShore | 2018-11-22 03:00 | 0.24005
Solar | 2018-11-22 04:00 | 0.34407
WindOnShore | 2018-11-22 05:00 | 0.28663
Solar | 2018-11-22 06:00 | 0.24296
WindOnShore | 2018-11-22 07:00 | 0.31786
WindOnShore | 2018-11-22 08:00 | 0.31179
Solar | 2018-11-22 09:00 | 0.13529
WindOnShore | 2018-11-22 10:00 | 0.28679
Solar | 2018-11-22 11:00 | 0.10488
Solar | 2018-11-22 12:00 | 0.019386
WindOnShore | 2018-11-22 13:00 | 0.26969
Solar | 2018-11-22 14:00 | 0
WindOnShore | 2018-11-22 15:00 | 0.25819
Solar | 2018-11-22 16:00 | 0
WindOnShore | 2018-11-22 17:00 | 0.25276
WindOnShore | 2018-11-22 18:00 | 0.26298
Solar | 2018-11-22 19:00 | 0
WindOnShore | 2018-11-22 20:00 | 0.25683
Solar | 2018-11-22 21:00 | 0
Solar | 2018-11-22 22:00 | 0
WindOnShore | 2018-11-22 23:00 | 0.24429
Solar | 2018-11-23 | 0
WindOnShore | 2018-11-23 01:00 | 0.24509
WindOnShore | 2018-11-23 02:00 | 0.23662
Solar | 2018-11-23 03:00 | 0
Solar | 2018-11-23 04:00 | 0.012134
WindOnShore | 2018-11-23 05:00 | 0.23007
Solar | 2018-11-23 06:00 | 0.022873
WindOnShore | 2018-11-23 07:00 | 0.21385
WindOnShore | 2018-11-23 08:00 | 0.19348
Solar | 2018-11-23 09:00 | 0.064854
Solar | 2018-11-23 10:00 | 0.11632
WindOnShore | 2018-11-23 11:00 | 0.18014
WindOnShore | 2018-11-23 12:00 | 0.1672
Solar | 2018-11-23 13:00 | 0.29317
WindOnShore | 2018-11-23 14:00 | 0.16049
Solar | 2018-11-23 15:00 | 0.44505
Solar | 2018-11-23 16:00 | 0.49275
WindOnShore | 2018-11-23 17:00 | 0.15665
WindOnShore | 2018-11-23 18:00 | 0.15594
Solar | 2018-11-23 19:00 | 0.52971
WindOnShore | 2018-11-23 20:00 | 0.15514
Solar | 2018-11-23 21:00 | 0.53529
Solar | 2018-11-23 22:00 | 0.52413
WindOnShore | 2018-11-23 23:00 | 0.16209
Solar | 2018-11-24 | 0.48773
WindOnShore | 2018-11-24 01:00 | 0.1672
Solar | 2018-11-24 02:00 | 0.4463
WindOnShore | 2018-11-24 03:00 | 0.16664
WindOnShore | 2018-11-24 04:00 | 0.16137
Solar | 2018-11-24 05:00 | 0.38619
Solar | 2018-11-24 06:00 | 0.27601
WindOnShore | 2018-11-24 07:00 | 0.15522
WindOnShore | 2018-11-24 08:00 | 0.14795
Solar | 2018-11-24 09:00 | 0.15774
WindOnShore | 2018-11-24 10:00 | 0.13956
Solar | 2018-11-24 11:00 | 0.058298
WindOnShore | 2018-11-24 12:00 | 0.13021
Solar | 2018-11-24 13:00 | 0.019107
Solar | 2018-11-24 14:00 | 0
WindOnShore | 2018-11-24 15:00 | 0.12798
WindOnShore | 2018-11-24 16:00 | 0.1267
Solar | 2018-11-24 17:00 | 0
Solar | 2018-11-24 18:00 | 0
WindOnShore | 2018-11-24 19:00 | 0.12654
Solar | 2018-11-24 20:00 | 0
WindOnShore | 2018-11-24 21:00 | 0.13533
WindOnShore | 2018-11-24 22:00 | 0.14795
Solar | 2018-11-24 23:00 | 0
Solar | 2018-11-25 | 0
WindOnShore | 2018-11-25 01:00 | 0.16017
Solar | 2018-11-25 02:00 | 0
WindOnShore | 2018-11-25 03:00 | 0.17295
WindOnShore | 2018-11-25 04:00 | 0.18318
Solar | 2018-11-25 05:00 | 0.011297
WindOnShore | 2018-11-25 06:00 | 0.191
Solar | 2018-11-25 07:00 | 0.024965
WindOnShore | 2018-11-25 08:00 | 0.18837
Solar | 2018-11-25 09:00 | 0.079079
WindOnShore | 2018-11-25 10:00 | 0.17191
Solar | 2018-11-25 11:00 | 0.19735
WindOnShore | 2018-11-25 12:00 | 0.17415
Solar | 2018-11-25 13:00 | 0.33333
Solar | 2018-11-25 14:00 | 0.43264
WindOnShore | 2018-11-25 15:00 | 0.19045
WindOnShore | 2018-11-25 16:00 | 0.20299
Solar | 2018-11-25 17:00 | 0.49596
Solar | 2018-11-25 18:00 | 0.54393
WindOnShore | 2018-11-25 19:00 | 0.20698
WindOnShore | 2018-11-25 20:00 | 0.21449
Solar | 2018-11-25 21:00 | 0.57629
WindOnShore | 2018-11-25 22:00 | 0.21841
Solar | 2018-11-25 23:00 | 0.58131
WindOnShore | 2018-11-26 | 0.21066
Solar | 2018-11-26 01:00 | 0.55774
Solar | 2018-11-26 02:00 | 0.4947
WindOnShore | 2018-11-26 03:00 | 0.20283
Solar | 2018-11-26 04:00 | 0.39107
WindOnShore | 2018-11-26 05:00 | 0.20227
WindOnShore | 2018-11-26 06:00 | 0.19915
Solar | 2018-11-26 07:00 | 0.26555
WindOnShore | 2018-11-26 08:00 | 0.19069
Solar | 2018-11-26 09:00 | 0.13905
Solar | 2018-11-26 10:00 | 0.047978
WindOnShore | 2018-11-26 11:00 | 0.17015
Solar | 2018-11-26 12:00 | 0.017155
WindOnShore | 2018-11-26 13:00 | 0.15594
Solar | 2018-11-26 14:00 | 0
WindOnShore | 2018-11-26 15:00 | 0.14012
Solar | 2018-11-26 16:00 | 0
WindOnShore | 2018-11-26 17:00 | 0.13588
Solar | 2018-11-26 18:00 | 0
WindOnShore | 2018-11-26 19:00 | 0.12893
WindOnShore | 2018-11-26 20:00 | 0.1283
Solar | 2018-11-26 21:00 | 0
WindOnShore | 2018-11-26 22:00 | 0.13413
Solar | 2018-11-26 23:00 | 0
Solar | 2018-11-27 | 0
WindOnShore | 2018-11-27 01:00 | 0.13652
WindOnShore | 2018-11-27 02:00 | 0.13181
Solar | 2018-11-27 03:00 | 0
WindOnShore | 2018-11-27 04:00 | 0.12031
Solar | 2018-11-27 05:00 | 0.010739
Solar | 2018-11-27 06:00 | 0.022455
WindOnShore | 2018-11-27 07:00 | 0.10792
Solar | 2018-11-27 08:00 | 0.064296
WindOnShore | 2018-11-27 09:00 | 0.096181
WindOnShore | 2018-11-27 10:00 | 0.087634
Solar | 2018-11-27 11:00 | 0.13682
WindOnShore | 2018-11-27 12:00 | 0.084838
Solar | 2018-11-27 13:00 | 0.23375
WindOnShore | 2018-11-27 14:00 | 0.084438
Solar | 2018-11-27 15:00 | 0.3304
Solar | 2018-11-27 16:00 | 0.42008
WindOnShore | 2018-11-27 17:00 | 0.087873
WindOnShore | 2018-11-27 18:00 | 0.087314
Solar | 2018-11-27 19:00 | 0.46374
Solar | 2018-11-27 20:00 | 0.48996
WindOnShore | 2018-11-27 21:00 | 0.092427
WindOnShore | 2018-11-27 22:00 | 0.092986
Solar | 2018-11-27 23:00 | 0.494
Solar | 2018-11-28 | 0.47796
WindOnShore | 2018-11-28 01:00 | 0.09003
Solar | 2018-11-28 02:00 | 0.41618
WindOnShore | 2018-11-28 03:00 | 0.093545
WindOnShore | 2018-11-28 04:00 | 0.10824
Solar | 2018-11-28 05:00 | 0.33905
Solar | 2018-11-28 06:00 | 0.24491
WindOnShore | 2018-11-28 07:00 | 0.11567
WindOnShore | 2018-11-28 08:00 | 0.11911
Solar | 2018-11-28 09:00 | 0.13724
WindOnShore | 2018-11-28 10:00 | 0.11511
Solar | 2018-11-28 11:00 | 0.054951
Solar | 2018-11-28 12:00 | 0.019107
WindOnShore | 2018-11-28 13:00 | 0.11456
WindOnShore | 2018-11-28 14:00 | 0.11887
Solar | 2018-11-28 15:00 | 0
Solar | 2018-11-28 16:00 | 0
WindOnShore | 2018-11-28 17:00 | 0.12342
Solar | 2018-11-28 18:00 | 0
WindOnShore | 2018-11-28 19:00 | 0.11919
WindOnShore | 2018-11-28 20:00 | 0.11216
Solar | 2018-11-28 21:00 | 0
Solar | 2018-11-28 22:00 | 0
WindOnShore | 2018-11-28 23:00 | 0.11104
Solar | 2018-11-29 | 0
WindOnShore | 2018-11-29 01:00 | 0.10641
Solar | 2018-11-29 02:00 | 0
WindOnShore | 2018-11-29 03:00 | 0.099057
WindOnShore | 2018-11-29 04:00 | 0.095223
Solar | 2018-11-29 05:00 | 0.011018
Solar | 2018-11-29 06:00 | 0.023989
WindOnShore | 2018-11-29 07:00 | 0.087234
WindOnShore | 2018-11-29 08:00 | 0.092906
Solar | 2018-11-29 09:00 | 0.072106
WindOnShore | 2018-11-29 10:00 | 0.083959
Solar | 2018-11-29 11:00 | 0.17601
Solar | 2018-11-29 12:00 | 0.29944
WindOnShore | 2018-11-29 13:00 | 0.077648
WindOnShore | 2018-11-29 14:00 | 0.086196
Solar | 2018-11-29 15:00 | 0.41088
Solar | 2018-11-29 16:00 | 0.50809
WindOnShore | 2018-11-29 17:00 | 0.099057
Solar | 2018-11-29 18:00 | 0.55119
WindOnShore | 2018-11-29 19:00 | 0.11432
Solar | 2018-11-29 20:00 | 0.55314
WindOnShore | 2018-11-29 21:00 | 0.13988
WindOnShore | 2018-11-29 22:00 | 0.15578
Solar | 2018-11-29 23:00 | 0.53319
WindOnShore | 2018-11-30 | 0.17966
Solar | 2018-11-30 01:00 | 0.51548
WindOnShore | 2018-11-30 02:00 | 0.1974
Solar | 2018-11-30 03:00 | 0.45732
Solar | 2018-11-30 04:00 | 0.38675
WindOnShore | 2018-11-30 05:00 | 0.19492
Solar | 2018-11-30 06:00 | 0.26374
WindOnShore | 2018-11-30 07:00 | 0.19676
Solar | 2018-11-30 08:00 | 0.15146
WindOnShore | 2018-11-30 09:00 | 0.18653
Solar | 2018-11-30 10:00 | 0.060112
WindOnShore | 2018-11-30 11:00 | 0.16456
WindOnShore | 2018-11-30 12:00 | 0.14515
Solar | 2018-11-30 13:00 | 0.01855
WindOnShore | 2018-11-30 14:00 | 0.14275
Solar | 2018-11-30 15:00 | 0
Solar | 2018-11-30 16:00 | 0
WindOnShore | 2018-11-30 17:00 | 0.14491
Solar | 2018-11-30 18:00 | 0
WindOnShore | 2018-11-30 19:00 | 0.14755
WindOnShore | 2018-11-30 20:00 | 0.15929
Solar | 2018-11-30 21:00 | 0
Solar | 2018-11-30 22:00 | 0
WindOnShore | 2018-11-30 23:00 | 0.16752
Solar | 2018-12-01 | 0
WindOnShore | 2018-12-01 01:00 | 0.16225
WindOnShore | 2018-12-01 02:00 | 0.14371
Solar | 2018-12-01 03:00 | 0
Solar | 2018-12-01 04:00 | 0.011158
WindOnShore | 2018-12-01 05:00 | 0.13373
WindOnShore | 2018-12-01 06:00 | 0.13245
Solar | 2018-12-01 07:00 | 0.023431
Solar | 2018-12-01 08:00 | 0.069596
WindOnShore | 2018-12-01 09:00 | 0.12885
WindOnShore | 2018-12-01 10:00 | 0.13501
Solar | 2018-12-01 11:00 | 0.17225
WindOnShore | 2018-12-01 12:00 | 0.14699
Solar | 2018-12-01 13:00 | 0.28996
WindOnShore | 2018-12-01 14:00 | 0.16185
Solar | 2018-12-01 15:00 | 0.3901
WindOnShore | 2018-12-01 16:00 | 0.18629
Solar | 2018-12-01 17:00 | 0.46346
WindOnShore | 2018-12-01 18:00 | 0.21122
Solar | 2018-12-01 19:00 | 0.48619
WindOnShore | 2018-12-01 20:00 | 0.23718
Solar | 2018-12-01 21:00 | 0.50279
WindOnShore | 2018-12-01 22:00 | 0.25363
Solar | 2018-12-01 23:00 | 0.52232
Solar | 2018-12-02 | 0.50781
WindOnShore | 2018-12-02 01:00 | 0.25004
Solar | 2018-12-02 02:00 | 0.47238
WindOnShore | 2018-12-02 03:00 | 0.25084
Solar | 2018-12-02 04:00 | 0.39958
WindOnShore | 2018-12-02 05:00 | 0.23846
Solar | 2018-12-02 06:00 | 0.28647
WindOnShore | 2018-12-02 07:00 | 0.21641
WindOnShore | 2018-12-02 08:00 | 0.19564
Solar | 2018-12-02 09:00 | 0.15872
Solar | 2018-12-02 10:00 | 0.056904
WindOnShore | 2018-12-02 11:00 | 0.17215
Solar | 2018-12-02 12:00 | 0.018968
WindOnShore | 2018-12-02 13:00 | 0.15114
WindOnShore | 2018-12-02 14:00 | 0.14315
Solar | 2018-12-02 15:00 | 0
WindOnShore | 2018-12-02 16:00 | 0.15026
Solar | 2018-12-02 17:00 | 0
Solar | 2018-12-02 18:00 | 0
WindOnShore | 2018-12-02 19:00 | 0.16241
WindOnShore | 2018-12-02 20:00 | 0.16121
Solar | 2018-12-02 21:00 | 0
Solar | 2018-12-02 22:00 | 0
WindOnShore | 2018-12-02 23:00 | 0.16824
Solar | 2018-12-03 | 0
WindOnShore | 2018-12-03 01:00 | 0.17415
Solar | 2018-12-03 02:00 | 0
WindOnShore | 2018-12-03 03:00 | 0.17031
Solar | 2018-12-03 04:00 | 0.011994
WindOnShore | 2018-12-03 05:00 | 0.1644
Solar | 2018-12-03 06:00 | 0.024686
WindOnShore | 2018-12-03 07:00 | 0.16408
Solar | 2018-12-03 08:00 | 0.070851
WindOnShore | 2018-12-03 09:00 | 0.16177
WindOnShore | 2018-12-03 10:00 | 0.15993
Solar | 2018-12-03 11:00 | 0.1742
WindOnShore | 2018-12-03 12:00 | 0.16768
Solar | 2018-12-03 13:00 | 0.28187
Solar | 2018-12-03 14:00 | 0.37476
WindOnShore | 2018-12-03 15:00 | 0.17966
Solar | 2018-12-03 16:00 | 0.44365
WindOnShore | 2018-12-03 17:00 | 0.18997
Solar | 2018-12-03 18:00 | 0.49749
WindOnShore | 2018-12-03 19:00 | 0.18821
Solar | 2018-12-03 20:00 | 0.51576
WindOnShore | 2018-12-03 21:00 | 0.20035
Solar | 2018-12-03 22:00 | 0.5198
WindOnShore | 2018-12-03 23:00 | 0.20483
Solar | 2018-12-04 | 0.49456
WindOnShore | 2018-12-04 01:00 | 0.21074
WindOnShore | 2018-12-04 02:00 | 0.21066
Solar | 2018-12-04 03:00 | 0.46932
WindOnShore | 2018-12-04 04:00 | 0.19947
Solar | 2018-12-04 05:00 | 0.40098
Solar | 2018-12-04 06:00 | 0.28717
WindOnShore | 2018-12-04 07:00 | 0.18709
WindOnShore | 2018-12-04 08:00 | 0.18086
Solar | 2018-12-04 09:00 | 0.15886
Solar | 2018-12-04 10:00 | 0.061367
WindOnShore | 2018-12-04 11:00 | 0.17543
WindOnShore | 2018-12-04 12:00 | 0.17718
Solar | 2018-12-04 13:00 | 0.020084
Solar | 2018-12-04 14:00 | 0
WindOnShore | 2018-12-04 15:00 | 0.18869
Solar | 2018-12-04 16:00 | 0
WindOnShore | 2018-12-04 17:00 | 0.19995
WindOnShore | 2018-12-04 18:00 | 0.20562
Solar | 2018-12-04 19:00 | 0
Solar | 2018-12-04 20:00 | 0
WindOnShore | 2018-12-04 21:00 | 0.19444
Solar | 2018-12-04 22:00 | 0
WindOnShore | 2018-12-04 23:00 | 0.18901
WindOnShore | 2018-12-05 | 0.17247
Solar | 2018-12-05 01:00 | 0
WindOnShore | 2018-12-05 02:00 | 0.14611
Solar | 2018-12-05 03:00 | 0
WindOnShore | 2018-12-05 04:00 | 0.12558
Solar | 2018-12-05 05:00 | 0.011576
WindOnShore | 2018-12-05 06:00 | 0.11352
Solar | 2018-12-05 07:00 | 0.024965
WindOnShore | 2018-12-05 08:00 | 0.10465
Solar | 2018-12-05 09:00 | 0.078661
Solar | 2018-12-05 10:00 | 0.21018
WindOnShore | 2018-12-05 11:00 | 0.093945
Solar | 2018-12-05 12:00 | 0.37211
WindOnShore | 2018-12-05 13:00 | 0.084758
WindOnShore | 2018-12-05 14:00 | 0.071976
Solar | 2018-12-05 15:00 | 0.50028
WindOnShore | 2018-12-05 16:00 | 0.064867
Solar | 2018-12-05 17:00 | 0.57643
WindOnShore | 2018-12-05 18:00 | 0.060952
Solar | 2018-12-05 19:00 | 0.61967
Solar | 2018-12-05 20:00 | 0.65202
WindOnShore | 2018-12-05 21:00 | 0.059434
WindOnShore | 2018-12-05 22:00 | 0.059514
Solar | 2018-12-05 23:00 | 0.66025
Solar | 2018-12-06 | 0.62803
WindOnShore | 2018-12-06 01:00 | 0.058396
WindOnShore | 2018-12-06 02:00 | 0.060313
Solar | 2018-12-06 03:00 | 0.57448
Solar | 2018-12-06 04:00 | 0.47336
WindOnShore | 2018-12-06 05:00 | 0.065186
Solar | 2018-12-06 06:00 | 0.33766
WindOnShore | 2018-12-06 07:00 | 0.068062
Solar | 2018-12-06 08:00 | 0.18201
WindOnShore | 2018-12-06 09:00 | 0.070938
Solar | 2018-12-06 10:00 | 0.065551
WindOnShore | 2018-12-06 11:00 | 0.075092
WindOnShore | 2018-12-06 12:00 | 0.080604
Solar | 2018-12-06 13:00 | 0.022036
Solar | 2018-12-06 14:00 | 0
WindOnShore | 2018-12-06 15:00 | 0.099297
Solar | 2018-12-06 16:00 | 0
WindOnShore | 2018-12-06 17:00 | 0.10896
WindOnShore | 2018-12-06 18:00 | 0.11887
Solar | 2018-12-06 19:00 | 0
Solar | 2018-12-06 20:00 | 0
WindOnShore | 2018-12-06 21:00 | 0.12814
Solar | 2018-12-06 22:00 | 0
WindOnShore | 2018-12-06 23:00 | 0.13197
WindOnShore | 2018-12-07 | 0.12662
Solar | 2018-12-07 01:00 | 0
WindOnShore | 2018-12-07 02:00 | 0.11815
Solar | 2018-12-07 03:00 | 0
Solar | 2018-12-07 04:00 | 0.013668
WindOnShore | 2018-12-07 05:00 | 0.10649
WindOnShore | 2018-12-07 06:00 | 0.097939
Solar | 2018-12-07 07:00 | 0.027894
Solar | 2018-12-07 08:00 | 0.072245
WindOnShore | 2018-12-07 09:00 | 0.084758
Solar | 2018-12-07 10:00 | 0.21967
WindOnShore | 2018-12-07 11:00 | 0.054881
WindOnShore | 2018-12-07 12:00 | 0.046653
Solar | 2018-12-07 13:00 | 0.39665
Solar | 2018-12-07 14:00 | 0.55077
WindOnShore | 2018-12-07 15:00 | 0.046174
WindOnShore | 2018-12-07 16:00 | 0.049848
Solar | 2018-12-07 17:00 | 0.65509
WindOnShore | 2018-12-07 18:00 | 0.052484
Solar | 2018-12-07 19:00 | 0.71618
Solar | 2018-12-07 20:00 | 0.73863
WindOnShore | 2018-12-07 21:00 | 0.050727
WindOnShore | 2018-12-07 22:00 | 0.04889
Solar | 2018-12-07 23:00 | 0.73264
WindOnShore | 2018-12-08 | 0.047691
Solar | 2018-12-08 01:00 | 0.67978
WindOnShore | 2018-12-08 02:00 | 0.051526
Solar | 2018-12-08 03:00 | 0.59972
WindOnShore | 2018-12-08 04:00 | 0.055041
Solar | 2018-12-08 05:00 | 0.47768
Solar | 2018-12-08 06:00 | 0.33403
WindOnShore | 2018-12-08 07:00 | 0.057278
WindOnShore | 2018-12-08 08:00 | 0.05528
Solar | 2018-12-08 09:00 | 0.17824
Solar | 2018-12-08 10:00 | 0.065969
WindOnShore | 2018-12-08 11:00 | 0.061352
WindOnShore | 2018-12-08 12:00 | 0.079246
Solar | 2018-12-08 13:00 | 0.021897
Solar | 2018-12-08 14:00 | 0
WindOnShore | 2018-12-08 15:00 | 0.10113
Solar | 2018-12-08 16:00 | 0
WindOnShore | 2018-12-08 17:00 | 0.11719
Solar | 2018-12-08 18:00 | 0
WindOnShore | 2018-12-08 19:00 | 0.12135
WindOnShore | 2018-12-08 20:00 | 0.1275
Solar | 2018-12-08 21:00 | 0
Solar | 2018-12-08 22:00 | 0
WindOnShore | 2018-12-08 23:00 | 0.12398
WindOnShore | 2018-12-09 | 0.13588
Solar | 2018-12-09 01:00 | 0
WindOnShore | 2018-12-09 02:00 | 0.13237
Solar | 2018-12-09 03:00 | 0
WindOnShore | 2018-12-09 04:00 | 0.14259
Solar | 2018-12-09 05:00 | 0.012971
WindOnShore | 2018-12-09 06:00 | 0.17718
Solar | 2018-12-09 07:00 | 0.026499
WindOnShore | 2018-12-09 08:00 | 0.2089
Solar | 2018-12-09 09:00 | 0.077127
Solar | 2018-12-09 10:00 | 0.17894
WindOnShore | 2018-12-09 11:00 | 0.21249
WindOnShore | 2018-12-09 12:00 | 0.24549
Solar | 2018-12-09 13:00 | 0.31395
WindOnShore | 2018-12-09 14:00 | 0.24676
Solar | 2018-12-09 15:00 | 0.44045
Solar | 2018-12-09 16:00 | 0.54477
WindOnShore | 2018-12-09 17:00 | 0.24173
WindOnShore | 2018-12-09 18:00 | 0.22815
Solar | 2018-12-09 19:00 | 0.63347
Solar | 2018-12-09 20:00 | 0.67657
WindOnShore | 2018-12-09 21:00 | 0.23047
WindOnShore | 2018-12-09 22:00 | 0.24996
Solar | 2018-12-09 23:00 | 0.66778
Solar | 2018-12-10 | 0.64198
WindOnShore | 2018-12-10 01:00 | 0.27025
WindOnShore | 2018-12-10 02:00 | 0.29893
Solar | 2018-12-10 03:00 | 0.55969
Solar | 2018-12-10 04:00 | 0.44505
WindOnShore | 2018-12-10 05:00 | 0.35157
Solar | 2018-12-10 06:00 | 0.30558
WindOnShore | 2018-12-10 07:00 | 0.39879
Solar | 2018-12-10 08:00 | 0.16639
WindOnShore | 2018-12-10 09:00 | 0.42419
WindOnShore | 2018-12-10 10:00 | 0.41476
Solar | 2018-12-10 11:00 | 0.063319
Solar | 2018-12-10 12:00 | 0.021478
WindOnShore | 2018-12-10 13:00 | 0.39391
WindOnShore | 2018-12-10 14:00 | 0.39136
Solar | 2018-12-10 15:00 | 0
Solar | 2018-12-10 16:00 | 0
WindOnShore | 2018-12-10 17:00 | 0.36899
Solar | 2018-12-10 18:00 | 0
WindOnShore | 2018-12-10 19:00 | 0.3455
Solar | 2018-12-10 20:00 | 0
WindOnShore | 2018-12-10 21:00 | 0.31523
Solar | 2018-12-10 22:00 | 0
WindOnShore | 2018-12-10 23:00 | 0.27321
WindOnShore | 2018-12-11 | 0.2466
Solar | 2018-12-11 01:00 | 0
Solar | 2018-12-11 02:00 | 0
WindOnShore | 2018-12-11 03:00 | 0.222
WindOnShore | 2018-12-11 04:00 | 0.21561
Solar | 2018-12-11 05:00 | 0.012134
WindOnShore | 2018-12-11 06:00 | 0.2256
Solar | 2018-12-11 07:00 | 0.026778
Solar | 2018-12-11 08:00 | 0.085077
WindOnShore | 2018-12-11 09:00 | 0.20898
WindOnShore | 2018-12-11 10:00 | 0.18797
Solar | 2018-12-11 11:00 | 0.21478
WindOnShore | 2018-12-11 12:00 | 0.22911
Solar | 2018-12-11 13:00 | 0.38675
Solar | 2018-12-11 14:00 | 0.547
WindOnShore | 2018-12-11 15:00 | 0.27784
Solar | 2018-12-11 16:00 | 0.65662
WindOnShore | 2018-12-11 17:00 | 0.309
Solar | 2018-12-11 18:00 | 0.72385
WindOnShore | 2018-12-11 19:00 | 0.30971
WindOnShore | 2018-12-11 20:00 | 0.30955
Solar | 2018-12-11 21:00 | 0.75258
WindOnShore | 2018-12-11 22:00 | 0.31483
Solar | 2018-12-11 23:00 | 0.7516
Solar | 2018-12-12 | 0.71855
WindOnShore | 2018-12-12 01:00 | 0.32609
Solar | 2018-12-12 02:00 | 0.64435
WindOnShore | 2018-12-12 03:00 | 0.33312
Solar | 2018-12-12 04:00 | 0.52762
WindOnShore | 2018-12-12 05:00 | 0.33751
Solar | 2018-12-12 06:00 | 0.36876
WindOnShore | 2018-12-12 07:00 | 0.33344
WindOnShore | 2018-12-12 08:00 | 0.32441
Solar | 2018-12-12 09:00 | 0.19275
WindOnShore | 2018-12-12 10:00 | 0.29581
Solar | 2018-12-12 11:00 | 0.067364
Solar | 2018-12-12 12:00 | 0.021199
WindOnShore | 2018-12-12 13:00 | 0.26706
Solar | 2018-12-12 14:00 | 0
WindOnShore | 2018-12-12 15:00 | 0.28807
WindOnShore | 2018-12-12 16:00 | 0.30556
Solar | 2018-12-12 17:00 | 0
WindOnShore | 2018-12-12 18:00 | 0.31914
Solar | 2018-12-12 19:00 | 0
Solar | 2018-12-12 20:00 | 0
WindOnShore | 2018-12-12 21:00 | 0.29374
Solar | 2018-12-12 22:00 | 0
WindOnShore | 2018-12-12 23:00 | 0.2605
WindOnShore | 2018-12-13 | 0.23965
Solar | 2018-12-13 01:00 | 0
WindOnShore | 2018-12-13 02:00 | 0.2212
Solar | 2018-12-13 03:00 | 0
Solar | 2018-12-13 04:00 | 0.011994
WindOnShore | 2018-12-13 05:00 | 0.20914
WindOnShore | 2018-12-13 06:00 | 0.20139
Solar | 2018-12-13 07:00 | 0.026918
Solar | 2018-12-13 08:00 | 0.087587
WindOnShore | 2018-12-13 09:00 | 0.16049
Solar | 2018-12-13 10:00 | 0.22929
WindOnShore | 2018-12-13 11:00 | 0.11831
WindOnShore | 2018-12-13 12:00 | 0.11304
Solar | 2018-12-13 13:00 | 0.4145
WindOnShore | 2018-12-13 14:00 | 0.11791
Solar | 2018-12-13 15:00 | 0.57294
Solar | 2018-12-13 16:00 | 0.68075
WindOnShore | 2018-12-13 17:00 | 0.12214
Solar | 2018-12-13 18:00 | 0.74435
WindOnShore | 2018-12-13 19:00 | 0.12853
WindOnShore | 2018-12-13 20:00 | 0.13437
Solar | 2018-12-13 21:00 | 0.76374
WindOnShore | 2018-12-13 22:00 | 0.14323
Solar | 2018-12-13 23:00 | 0.74589
Solar | 2018-12-14 | 0.70558
WindOnShore | 2018-12-14 01:00 | 0.14491
WindOnShore | 2018-12-14 02:00 | 0.14787
Solar | 2018-12-14 03:00 | 0.61757
WindOnShore | 2018-12-14 04:00 | 0.15466
Solar | 2018-12-14 05:00 | 0.50418
WindOnShore | 2018-12-14 06:00 | 0.15841
Solar | 2018-12-14 07:00 | 0.34742
WindOnShore | 2018-12-14 08:00 | 0.1557
Solar | 2018-12-14 09:00 | 0.18187
WindOnShore | 2018-12-14 10:00 | 0.14459
Solar | 2018-12-14 11:00 | 0.064156
WindOnShore | 2018-12-14 12:00 | 0.15066
Solar | 2018-12-14 13:00 | 0.020223
Solar | 2018-12-14 14:00 | 0
WindOnShore | 2018-12-14 15:00 | 0.17695
Solar | 2018-12-14 16:00 | 0
WindOnShore | 2018-12-14 17:00 | 0.18821
Solar | 2018-12-14 18:00 | 0
WindOnShore | 2018-12-14 19:00 | 0.18374
Solar | 2018-12-14 20:00 | 0
WindOnShore | 2018-12-14 21:00 | 0.1692
Solar | 2018-12-14 22:00 | 0
WindOnShore | 2018-12-14 23:00 | 0.15793
Solar | 2018-12-15 | 0
WindOnShore | 2018-12-15 01:00 | 0.14787
WindOnShore | 2018-12-15 02:00 | 0.14116
Solar | 2018-12-15 03:00 | 0
WindOnShore | 2018-12-15 04:00 | 0.12278
Solar | 2018-12-15 05:00 | 0.011158
WindOnShore | 2018-12-15 06:00 | 0.11775
Solar | 2018-12-15 07:00 | 0.024686
WindOnShore | 2018-12-15 08:00 | 0.10681
Solar | 2018-12-15 09:00 | 0.073082
Solar | 2018-12-15 10:00 | 0.1848
WindOnShore | 2018-12-15 11:00 | 0.081083
Solar | 2018-12-15 12:00 | 0.33584
WindOnShore | 2018-12-15 13:00 | 0.066065
WindOnShore | 2018-12-15 14:00 | 0.077568
Solar | 2018-12-15 15:00 | 0.4742
WindOnShore | 2018-12-15 16:00 | 0.10026
Solar | 2018-12-15 17:00 | 0.56946
WindOnShore | 2018-12-15 18:00 | 0.10952
Solar | 2018-12-15 19:00 | 0.6364
WindOnShore | 2018-12-15 20:00 | 0.12214
Solar | 2018-12-15 21:00 | 0.65914
Solar | 2018-12-15 22:00 | 0.659
WindOnShore | 2018-12-15 23:00 | 0.13517
Solar | 2018-12-16 | 0.62455
WindOnShore | 2018-12-16 01:00 | 0.14507
WindOnShore | 2018-12-16 02:00 | 0.16089
Solar | 2018-12-16 03:00 | 0.53766
WindOnShore | 2018-12-16 04:00 | 0.17375
Solar | 2018-12-16 05:00 | 0.4265
WindOnShore | 2018-12-16 06:00 | 0.18669
Solar | 2018-12-16 07:00 | 0.29847
Solar | 2018-12-16 08:00 | 0.16081
WindOnShore | 2018-12-16 09:00 | 0.18613
WindOnShore | 2018-12-16 10:00 | 0.16648
Solar | 2018-12-16 11:00 | 0.064714
Solar | 2018-12-16 12:00 | 0.020781
WindOnShore | 2018-12-16 13:00 | 0.17247
WindOnShore | 2018-12-16 14:00 | 0.2053
Solar | 2018-12-16 15:00 | 0
WindOnShore | 2018-12-16 16:00 | 0.23622
Solar | 2018-12-16 17:00 | 0
Solar | 2018-12-16 18:00 | 0
WindOnShore | 2018-12-16 19:00 | 0.24565
Solar | 2018-12-16 20:00 | 0
WindOnShore | 2018-12-16 21:00 | 0.23862
Solar | 2018-12-16 22:00 | 0
WindOnShore | 2018-12-16 23:00 | 0.22264
Solar | 2018-12-17 | 0
WindOnShore | 2018-12-17 01:00 | 0.2069
WindOnShore | 2018-12-17 02:00 | 0.19939
Solar | 2018-12-17 03:00 | 0
WindOnShore | 2018-12-17 04:00 | 0.19795
Solar | 2018-12-17 05:00 | 0.011576
Solar | 2018-12-17 06:00 | 0.025802
WindOnShore | 2018-12-17 07:00 | 0.20323
WindOnShore | 2018-12-17 08:00 | 0.16408
Solar | 2018-12-17 09:00 | 0.082008
Solar | 2018-12-17 10:00 | 0.22273
WindOnShore | 2018-12-17 11:00 | 0.11152
Solar | 2018-12-17 12:00 | 0.40321
WindOnShore | 2018-12-17 13:00 | 0.10217
Solar | 2018-12-17 14:00 | 0.5636
WindOnShore | 2018-12-17 15:00 | 0.12686
Solar | 2018-12-17 16:00 | 0.66764
WindOnShore | 2018-12-17 17:00 | 0.15625
WindOnShore | 2018-12-17 18:00 | 0.17023
Solar | 2018-12-17 19:00 | 0.73054
Solar | 2018-12-17 20:00 | 0.75621
WindOnShore | 2018-12-17 21:00 | 0.17766
Solar | 2018-12-17 22:00 | 0.75397
WindOnShore | 2018-12-17 23:00 | 0.1839
WindOnShore | 2018-12-18 | 0.19332
Solar | 2018-12-18 01:00 | 0.70921
WindOnShore | 2018-12-18 02:00 | 0.20035
Solar | 2018-12-18 03:00 | 0.63849
Solar | 2018-12-18 04:00 | 0.52036
WindOnShore | 2018-12-18 05:00 | 0.2109
Solar | 2018-12-18 06:00 | 0.36137
WindOnShore | 2018-12-18 07:00 | 0.21713
WindOnShore | 2018-12-18 08:00 | 0.2212
Solar | 2018-12-18 09:00 | 0.19317
Solar | 2018-12-18 10:00 | 0.068898
WindOnShore | 2018-12-18 11:00 | 0.20139
WindOnShore | 2018-12-18 12:00 | 0.19548
Solar | 2018-12-18 13:00 | 0.023431
WindOnShore | 2018-12-18 14:00 | 0.2327
Solar | 2018-12-18 15:00 | 0
WindOnShore | 2018-12-18 16:00 | 0.25979
Solar | 2018-12-18 17:00 | 0
WindOnShore | 2018-12-18 18:00 | 0.26594
Solar | 2018-12-18 19:00 | 0
WindOnShore | 2018-12-18 20:00 | 0.25204
Solar | 2018-12-18 21:00 | 0
Solar | 2018-12-18 22:00 | 0
WindOnShore | 2018-12-18 23:00 | 0.22999
Solar | 2018-12-19 | 0
WindOnShore | 2018-12-19 01:00 | 0.2117
WindOnShore | 2018-12-19 02:00 | 0.1962
Solar | 2018-12-19 03:00 | 0
WindOnShore | 2018-12-19 04:00 | 0.18062
Solar | 2018-12-19 05:00 | 0.011018
WindOnShore | 2018-12-19 06:00 | 0.16225
Solar | 2018-12-19 07:00 | 0.026499
WindOnShore | 2018-12-19 08:00 | 0.1259
Solar | 2018-12-19 09:00 | 0.086332
WindOnShore | 2018-12-19 10:00 | 0.07669
Solar | 2018-12-19 11:00 | 0.22859
Solar | 2018-12-19 12:00 | 0.41004
WindOnShore | 2018-12-19 13:00 | 0.067183
WindOnShore | 2018-12-19 14:00 | 0.087873
Solar | 2018-12-19 15:00 | 0.56848
Solar | 2018-12-19 16:00 | 0.6795
WindOnShore | 2018-12-19 17:00 | 0.10457
Solar | 2018-12-19 18:00 | 0.74519
WindOnShore | 2018-12-19 19:00 | 0.11631
Solar | 2018-12-19 20:00 | 0.76527
WindOnShore | 2018-12-19 21:00 | 0.12877
WindOnShore | 2018-12-19 22:00 | 0.14172
Solar | 2018-12-19 23:00 | 0.75495
Solar | 2018-12-20 | 0.72385
WindOnShore | 2018-12-20 01:00 | 0.15977
Solar | 2018-12-20 02:00 | 0.64477
WindOnShore | 2018-12-20 03:00 | 0.1692
WindOnShore | 2018-12-20 04:00 | 0.17623
Solar | 2018-12-20 05:00 | 0.52552
Solar | 2018-12-20 06:00 | 0.3643
WindOnShore | 2018-12-20 07:00 | 0.18805
WindOnShore | 2018-12-20 08:00 | 0.19795
Solar | 2018-12-20 09:00 | 0.19233
WindOnShore | 2018-12-20 10:00 | 0.18653
Solar | 2018-12-20 11:00 | 0.067782
WindOnShore | 2018-12-20 12:00 | 0.19915
Solar | 2018-12-20 13:00 | 0.020921
WindOnShore | 2018-12-20 14:00 | 0.25316
Solar | 2018-12-20 15:00 | 0
WindOnShore | 2018-12-20 16:00 | 0.29174
Solar | 2018-12-20 17:00 | 0
Solar | 2018-12-20 18:00 | 0
WindOnShore | 2018-12-20 19:00 | 0.29621
WindOnShore | 2018-12-20 20:00 | 0.27161
Solar | 2018-12-20 21:00 | 0
Solar | 2018-12-20 22:00 | 0
WindOnShore | 2018-12-20 23:00 | 0.24876
WindOnShore | 2018-12-21 | 0.22639
Solar | 2018-12-21 01:00 | 0
Solar | 2018-12-21 02:00 | 0
WindOnShore | 2018-12-21 03:00 | 0.20786
Solar | 2018-12-21 04:00 | 0.011576
WindOnShore | 2018-12-21 05:00 | 0.1966
WindOnShore | 2018-12-21 06:00 | 0.19516
Solar | 2018-12-21 07:00 | 0.026081
Solar | 2018-12-21 08:00 | 0.082845
WindOnShore | 2018-12-21 09:00 | 0.164
Solar | 2018-12-21 10:00 | 0.21646
WindOnShore | 2018-12-21 11:00 | 0.10034
Solar | 2018-12-21 12:00 | 0.37601
WindOnShore | 2018-12-21 13:00 | 0.079965
WindOnShore | 2018-12-21 14:00 | 0.087554
Solar | 2018-12-21 15:00 | 0.51562
Solar | 2018-12-21 16:00 | 0.62622
WindOnShore | 2018-12-21 17:00 | 0.12182
Solar | 2018-12-21 18:00 | 0.69135
WindOnShore | 2018-12-21 19:00 | 0.14851
WindOnShore | 2018-12-21 20:00 | 0.15322
Solar | 2018-12-21 21:00 | 0.70753
Solar | 2018-12-21 22:00 | 0.6993
WindOnShore | 2018-12-21 23:00 | 0.15162
WindOnShore | 2018-12-22 | 0.16065
Solar | 2018-12-22 01:00 | 0.66123
Solar | 2018-12-22 02:00 | 0.59386
WindOnShore | 2018-12-22 03:00 | 0.17655
Solar | 2018-12-22 04:00 | 0.48508
WindOnShore | 2018-12-22 05:00 | 0.1962
WindOnShore | 2018-12-22 06:00 | 0.22951
Solar | 2018-12-22 07:00 | 0.33264
WindOnShore | 2018-12-22 08:00 | 0.24956
Solar | 2018-12-22 09:00 | 0.17434
Solar | 2018-12-22 10:00 | 0.070851
WindOnShore | 2018-12-22 11:00 | 0.2395
Solar | 2018-12-22 12:00 | 0.031102
WindOnShore | 2018-12-22 13:00 | 0.2486
WindOnShore | 2018-12-22 14:00 | 0.29022
Solar | 2018-12-22 15:00 | 0
Solar | 2018-12-22 16:00 | 0
WindOnShore | 2018-12-22 17:00 | 0.32473
Solar | 2018-12-22 18:00 | 0
WindOnShore | 2018-12-22 19:00 | 0.32537
Solar | 2018-12-22 20:00 | 0
WindOnShore | 2018-12-22 21:00 | 0.32753
Solar | 2018-12-22 22:00 | 0
WindOnShore | 2018-12-22 23:00 | 0.3229
Solar | 2018-12-23 | 0
WindOnShore | 2018-12-23 01:00 | 0.31435
WindOnShore | 2018-12-23 02:00 | 0.30029
Solar | 2018-12-23 03:00 | 0
WindOnShore | 2018-12-23 04:00 | 0.29302
Solar | 2018-12-23 05:00 | 0.025941
Solar | 2018-12-23 06:00 | 0.037238
WindOnShore | 2018-12-23 07:00 | 0.28775
Solar | 2018-12-23 08:00 | 0.087448
WindOnShore | 2018-12-23 09:00 | 0.25052
Solar | 2018-12-23 10:00 | 0.20098
WindOnShore | 2018-12-23 11:00 | 0.17814
Solar | 2018-12-23 12:00 | 0.34965
WindOnShore | 2018-12-23 13:00 | 0.16121
Solar | 2018-12-23 14:00 | 0.48047
WindOnShore | 2018-12-23 15:00 | 0.19716
WindOnShore | 2018-12-23 16:00 | 0.28375
Solar | 2018-12-23 17:00 | 0.59609
Solar | 2018-12-23 18:00 | 0.65649
WindOnShore | 2018-12-23 19:00 | 0.34982
WindOnShore | 2018-12-23 20:00 | 0.35804
Solar | 2018-12-23 21:00 | 0.68159
WindOnShore | 2018-12-23 22:00 | 0.3578
Solar | 2018-12-23 23:00 | 0.67824
Solar | 2018-12-24 | 0.63431
WindOnShore | 2018-12-24 01:00 | 0.36627
WindOnShore | 2018-12-24 02:00 | 0.38616
Solar | 2018-12-24 03:00 | 0.5675
WindOnShore | 2018-12-24 04:00 | 0.4019
Solar | 2018-12-24 05:00 | 0.47378
WindOnShore | 2018-12-24 06:00 | 0.41708
Solar | 2018-12-24 07:00 | 0.33389
Solar | 2018-12-24 08:00 | 0.18075
WindOnShore | 2018-12-24 09:00 | 0.40813
WindOnShore | 2018-12-24 10:00 | 0.35006
Solar | 2018-12-24 11:00 | 0.075732
Solar | 2018-12-24 12:00 | 0.032357
WindOnShore | 2018-12-24 13:00 | 0.31131
Solar | 2018-12-24 14:00 | 0
WindOnShore | 2018-12-24 15:00 | 0.34694
WindOnShore | 2018-12-24 16:00 | 0.36084
Solar | 2018-12-24 17:00 | 0
Solar | 2018-12-24 18:00 | 0
WindOnShore | 2018-12-24 19:00 | 0.33544
WindOnShore | 2018-12-24 20:00 | 0.31307
Solar | 2018-12-24 21:00 | 0
Solar | 2018-12-24 22:00 | 0
WindOnShore | 2018-12-24 23:00 | 0.3189
Solar | 2018-12-25 | 0
WindOnShore | 2018-12-25 01:00 | 0.3189
WindOnShore | 2018-12-25 02:00 | 0.32002
Solar | 2018-12-25 03:00 | 0
WindOnShore | 2018-12-25 04:00 | 0.30836
Solar | 2018-12-25 05:00 | 0.024547
Solar | 2018-12-25 06:00 | 0.03696
WindOnShore | 2018-12-25 07:00 | 0.28751
WindOnShore | 2018-12-25 08:00 | 0.24213
Solar | 2018-12-25 09:00 | 0.087727
WindOnShore | 2018-12-25 10:00 | 0.18629
Solar | 2018-12-25 11:00 | 0.20446
WindOnShore | 2018-12-25 12:00 | 0.17535
Solar | 2018-12-25 13:00 | 0.36151
Solar | 2018-12-25 14:00 | 0.50711
WindOnShore | 2018-12-25 15:00 | 0.20538
Solar | 2018-12-25 16:00 | 0.62343
WindOnShore | 2018-12-25 17:00 | 0.26817
Solar | 2018-12-25 18:00 | 0.68438
WindOnShore | 2018-12-25 19:00 | 0.32274
Solar | 2018-12-25 20:00 | 0.68619
WindOnShore | 2018-12-25 21:00 | 0.3471
WindOnShore | 2018-12-25 22:00 | 0.33288
Solar | 2018-12-25 23:00 | 0.66206
Solar | 2018-12-26 | 0.62385
WindOnShore | 2018-12-26 01:00 | 0.32681
Solar | 2018-12-26 02:00 | 0.5523
WindOnShore | 2018-12-26 03:00 | 0.32178
Solar | 2018-12-26 04:00 | 0.45091
WindOnShore | 2018-12-26 05:00 | 0.30947
WindOnShore | 2018-12-26 06:00 | 0.29366
Solar | 2018-12-26 07:00 | 0.32273
Solar | 2018-12-26 08:00 | 0.17559
WindOnShore | 2018-12-26 09:00 | 0.27816
WindOnShore | 2018-12-26 10:00 | 0.24109
Solar | 2018-12-26 11:00 | 0.072664
Solar | 2018-12-26 12:00 | 0.03166
WindOnShore | 2018-12-26 13:00 | 0.24189
WindOnShore | 2018-12-26 14:00 | 0.27648
Solar | 2018-12-26 15:00 | 0
WindOnShore | 2018-12-26 16:00 | 0.28918
Solar | 2018-12-26 17:00 | 0
WindOnShore | 2018-12-26 18:00 | 0.28527
Solar | 2018-12-26 19:00 | 0
WindOnShore | 2018-12-26 20:00 | 0.26913
Solar | 2018-12-26 21:00 | 0
WindOnShore | 2018-12-26 22:00 | 0.26234
Solar | 2018-12-26 23:00 | 0
WindOnShore | 2018-12-27 | 0.24708
Solar | 2018-12-27 01:00 | 0
WindOnShore | 2018-12-27 02:00 | 0.23646
Solar | 2018-12-27 03:00 | 0
WindOnShore | 2018-12-27 04:00 | 0.22152
Solar | 2018-12-27 05:00 | 0.024128
WindOnShore | 2018-12-27 06:00 | 0.21217
Solar | 2018-12-27 07:00 | 0.036402
Solar | 2018-12-27 08:00 | 0.089679
WindOnShore | 2018-12-27 09:00 | 0.18166
WindOnShore | 2018-12-27 10:00 | 0.12678
Solar | 2018-12-27 11:00 | 0.21953
WindOnShore | 2018-12-27 12:00 | 0.096821
Solar | 2018-12-27 13:00 | 0.39833
Solar | 2018-12-27 14:00 | 0.55272
WindOnShore | 2018-12-27 15:00 | 0.086036
WindOnShore | 2018-12-27 16:00 | 0.088513
Solar | 2018-12-27 17:00 | 0.66165
WindOnShore | 2018-12-27 18:00 | 0.10864
Solar | 2018-12-27 19:00 | 0.72385
WindOnShore | 2018-12-27 20:00 | 0.12662
Solar | 2018-12-27 21:00 | 0.74463
Solar | 2018-12-27 22:00 | 0.73291
WindOnShore | 2018-12-27 23:00 | 0.12678
Solar | 2018-12-28 | 0.69191
WindOnShore | 2018-12-28 01:00 | 0.11088
Solar | 2018-12-28 02:00 | 0.61395
WindOnShore | 2018-12-28 03:00 | 0.10105
WindOnShore | 2018-12-28 04:00 | 0.098179
Solar | 2018-12-28 05:00 | 0.49498
Solar | 2018-12-28 06:00 | 0.32943
WindOnShore | 2018-12-28 07:00 | 0.10529
Solar | 2018-12-28 08:00 | 0.17155
WindOnShore | 2018-12-28 09:00 | 0.11264
Solar | 2018-12-28 10:00 | 0.068061
WindOnShore | 2018-12-28 11:00 | 0.12206
Solar | 2018-12-28 12:00 | 0.030544
WindOnShore | 2018-12-28 13:00 | 0.16281
Solar | 2018-12-28 14:00 | 0
WindOnShore | 2018-12-28 15:00 | 0.2252
WindOnShore | 2018-12-28 16:00 | 0.25595
Solar | 2018-12-28 17:00 | 0
WindOnShore | 2018-12-28 18:00 | 0.26594
Solar | 2018-12-28 19:00 | 0
Solar | 2018-12-28 20:00 | 0
WindOnShore | 2018-12-28 21:00 | 0.27944
WindOnShore | 2018-12-28 22:00 | 0.26394
Solar | 2018-12-28 23:00 | 0
WindOnShore | 2018-12-29 | 0.2498
Solar | 2018-12-29 01:00 | 0
Solar | 2018-12-29 02:00 | 0
WindOnShore | 2018-12-29 03:00 | 0.24405
WindOnShore | 2018-12-29 04:00 | 0.24141
Solar | 2018-12-29 05:00 | 0.025802
WindOnShore | 2018-12-29 06:00 | 0.22336
Solar | 2018-12-29 07:00 | 0.035425
Solar | 2018-12-29 08:00 | 0.08689
WindOnShore | 2018-12-29 09:00 | 0.19284
Solar | 2018-12-29 10:00 | 0.20781
WindOnShore | 2018-12-29 11:00 | 0.14683
WindOnShore | 2018-12-29 12:00 | 0.11639
Solar | 2018-12-29 13:00 | 0.37434
Solar | 2018-12-29 14:00 | 0.52845
WindOnShore | 2018-12-29 15:00 | 0.09698
WindOnShore | 2018-12-29 16:00 | 0.10066
Solar | 2018-12-29 17:00 | 0.63794
Solar | 2018-12-29 18:00 | 0.70544
WindOnShore | 2018-12-29 19:00 | 0.11735
Solar | 2018-12-29 20:00 | 0.72887
WindOnShore | 2018-12-29 21:00 | 0.137
WindOnShore | 2018-12-29 22:00 | 0.14867
Solar | 2018-12-29 23:00 | 0.72022
WindOnShore | 2018-12-30 | 0.14827
Solar | 2018-12-30 01:00 | 0.67824
WindOnShore | 2018-12-30 02:00 | 0.14164
Solar | 2018-12-30 03:00 | 0.58968
WindOnShore | 2018-12-30 04:00 | 0.13924
Solar | 2018-12-30 05:00 | 0.46109
Solar | 2018-12-30 06:00 | 0.31227
WindOnShore | 2018-12-30 07:00 | 0.14962
WindOnShore | 2018-12-30 08:00 | 0.1636
Solar | 2018-12-30 09:00 | 0.15384
Solar | 2018-12-30 10:00 | 0.06318
WindOnShore | 2018-12-30 11:00 | 0.17966
WindOnShore | 2018-12-30 12:00 | 0.22104
Solar | 2018-12-30 13:00 | 0.029428
WindOnShore | 2018-12-30 14:00 | 0.28479
Solar | 2018-12-30 15:00 | 0
Solar | 2018-12-30 16:00 | 0
WindOnShore | 2018-12-30 17:00 | 0.29805
Solar | 2018-12-30 18:00 | 0
WindOnShore | 2018-12-30 19:00 | 0.29957
Solar | 2018-12-30 20:00 | 0
WindOnShore | 2018-12-30 21:00 | 0.27425
WindOnShore | 2018-12-30 22:00 | 0.23414
Solar | 2018-12-30 23:00 | 0
WindOnShore | 2018-12-31 | 0.20986
Solar | 2018-12-31 01:00 | 0
Solar | 2018-12-31 02:00 | 0
WindOnShore | 2018-12-31 03:00 | 0.18557
WindOnShore | 2018-12-31 04:00 | 0.18533
Solar | 2018-12-31 05:00 | 0.02636
Solar | 2018-12-31 06:00 | 0.034589
WindOnShore | 2018-12-31 07:00 | 0.19564
Solar | 2018-12-31 08:00 | 0.080893
WindOnShore | 2018-12-31 09:00 | 0.1648
Solar | 2018-12-31 10:00 | 0.18117
WindOnShore | 2018-12-31 11:00 | 0.12382
Solar | 2018-12-31 12:00 | 0.31715
WindOnShore | 2018-12-31 13:00 | 0.087154
Solar | 2018-12-31 14:00 | 0.4304
WindOnShore | 2018-12-31 15:00 | 0.086915
Solar | 2018-12-31 16:00 | 0.54895
WindOnShore | 2018-12-31 17:00 | 0.11839
Solar | 2018-12-31 18:00 | 0.62552
WindOnShore | 2018-12-31 19:00 | 0.11727
WindOnShore | 2018-12-31 20:00 | 0.09754
Solar | 2018-12-31 21:00 | 0.64672
WindOnShore | 2018-12-31 22:00 | 0.091548
Solar | 2018-12-31 23:00 | 0.6417
WindOnShore | 2018-01-01 | 0.094104
Solar | 2018-01-01 01:00 | 0.60628
Solar | 2018-01-01 02:00 | 0.55132
WindOnShore | 2018-01-01 03:00 | 0.08995
WindOnShore | 2018-01-01 04:00 | 0.086196
Solar | 2018-01-01 05:00 | 0.4477
WindOnShore | 2018-01-01 06:00 | 0.091229
Solar | 2018-01-01 07:00 | 0.31702
WindOnShore | 2018-01-01 08:00 | 0.099297
Solar | 2018-01-01 09:00 | 0.17029
WindOnShore | 2018-01-01 10:00 | 0.10689
Solar | 2018-01-01 11:00 | 0.066388
Solar | 2018-01-01 12:00 | 0.025802
WindOnShore | 2018-01-01 13:00 | 0.11943
WindOnShore | 2018-01-01 14:00 | 0.12758
Solar | 2018-01-01 15:00 | 0
WindOnShore | 2018-01-01 16:00 | 0.1259
Solar | 2018-01-01 17:00 | 0
Solar | 2018-01-01 18:00 | 0
WindOnShore | 2018-01-01 19:00 | 0.12822
WindOnShore | 2018-01-01 20:00 | 0.12158
Solar | 2018-01-01 21:00 | 0
WindOnShore | 2018-01-01 22:00 | 0.12198
Solar | 2018-01-01 23:00 | 0
Solar | 2018-01-02 | 0
WindOnShore | 2018-01-02 01:00 | 0.11208
Solar | 2018-01-02 02:00 | 0
WindOnShore | 2018-01-02 03:00 | 0.096341
WindOnShore | 2018-01-02 04:00 | 0.089471
Solar | 2018-01-02 05:00 | 0.01855
WindOnShore | 2018-01-02 06:00 | 0.085477
Solar | 2018-01-02 07:00 | 0.030544
Solar | 2018-01-02 08:00 | 0.079916
WindOnShore | 2018-01-02 09:00 | 0.078367
Solar | 2018-01-02 10:00 | 0.19247
WindOnShore | 2018-01-02 11:00 | 0.061112
WindOnShore | 2018-01-02 12:00 | 0.050088
Solar | 2018-01-02 13:00 | 0.32999
WindOnShore | 2018-01-02 14:00 | 0.047292
Solar | 2018-01-02 15:00 | 0.4749
WindOnShore | 2018-01-02 16:00 | 0.049928
Solar | 2018-01-02 17:00 | 0.57713
WindOnShore | 2018-01-02 18:00 | 0.051446
Solar | 2018-01-02 19:00 | 0.63026
WindOnShore | 2018-01-02 20:00 | 0.057118
Solar | 2018-01-02 21:00 | 0.62831
Solar | 2018-01-02 22:00 | 0.58815
WindOnShore | 2018-01-02 23:00 | 0.067822
Solar | 2018-01-03 | 0.54421
WindOnShore | 2018-01-03 01:00 | 0.074053
WindOnShore | 2018-01-03 02:00 | 0.078767
Solar | 2018-01-03 03:00 | 0.49344
Solar | 2018-01-03 04:00 | 0.40962
WindOnShore | 2018-01-03 05:00 | 0.084359
Solar | 2018-01-03 06:00 | 0.28605
WindOnShore | 2018-01-03 07:00 | 0.082202
WindOnShore | 2018-01-03 08:00 | 0.080205
Solar | 2018-01-03 09:00 | 0.15872
WindOnShore | 2018-01-03 10:00 | 0.082202
Solar | 2018-01-03 11:00 | 0.064993
Solar | 2018-01-03 12:00 | 0.025802
WindOnShore | 2018-01-03 13:00 | 0.084518
Solar | 2018-01-03 14:00 | 0
WindOnShore | 2018-01-03 15:00 | 0.082441
Solar | 2018-01-03 16:00 | 0
WindOnShore | 2018-01-03 17:00 | 0.082361
WindOnShore | 2018-01-03 18:00 | 0.075891
Solar | 2018-01-03 19:00 | 0
Solar | 2018-01-03 20:00 | 0
WindOnShore | 2018-01-03 21:00 | 0.075092
WindOnShore | 2018-01-03 22:00 | 0.065506
Solar | 2018-01-03 23:00 | 0
Solar | 2018-01-04 | 0
WindOnShore | 2018-01-04 01:00 | 0.059834
WindOnShore | 2018-01-04 02:00 | 0.049928
Solar | 2018-01-04 03:00 | 0
WindOnShore | 2018-01-04 04:00 | 0.04841
Solar | 2018-01-04 05:00 | 0.018968
Solar | 2018-01-04 06:00 | 0.030962
WindOnShore | 2018-01-04 07:00 | 0.048251
WindOnShore | 2018-01-04 08:00 | 0.045455
Solar | 2018-01-04 09:00 | 0.082148
WindOnShore | 2018-01-04 10:00 | 0.040342
Solar | 2018-01-04 11:00 | 0.19944
WindOnShore | 2018-01-04 12:00 | 0.038904
Solar | 2018-01-04 13:00 | 0.3583
WindOnShore | 2018-01-04 14:00 | 0.040422
Solar | 2018-01-04 15:00 | 0.49665
WindOnShore | 2018-01-04 16:00 | 0.047771
Solar | 2018-01-04 17:00 | 0.58661
Solar | 2018-01-04 18:00 | 0.64658
WindOnShore | 2018-01-04 19:00 | 0.063109
Solar | 2018-01-04 20:00 | 0.66569
WindOnShore | 2018-01-04 21:00 | 0.077089
WindOnShore | 2018-01-04 22:00 | 0.084598
Solar | 2018-01-04 23:00 | 0.63124
Solar | 2018-01-05 | 0.53529
WindOnShore | 2018-01-05 01:00 | 0.1092
WindOnShore | 2018-01-05 02:00 | 0.13421
Solar | 2018-01-05 03:00 | 0.44603
WindOnShore | 2018-01-05 04:00 | 0.16816
Solar | 2018-01-05 05:00 | 0.32678
Solar | 2018-01-05 06:00 | 0.20488
WindOnShore | 2018-01-05 07:00 | 0.17838
WindOnShore | 2018-01-05 08:00 | 0.14323
Solar | 2018-01-05 09:00 | 0.10139
WindOnShore | 2018-01-05 10:00 | 0.13365
Solar | 2018-01-05 11:00 | 0.04198
WindOnShore | 2018-01-05 12:00 | 0.12925
Solar | 2018-01-05 13:00 | 0.019665
Solar | 2018-01-05 14:00 | 0
WindOnShore | 2018-01-05 15:00 | 0.14899
WindOnShore | 2018-01-05 16:00 | 0.16512
Solar | 2018-01-05 17:00 | 0
WindOnShore | 2018-01-05 18:00 | 0.16193
Solar | 2018-01-05 19:00 | 0
WindOnShore | 2018-01-05 20:00 | 0.13149
Solar | 2018-01-05 21:00 | 0
Solar | 2018-01-05 22:00 | 0
WindOnShore | 2018-01-05 23:00 | 0.11487
Solar | 2018-01-06 | 0
WindOnShore | 2018-01-06 01:00 | 0.10729
WindOnShore | 2018-01-06 02:00 | 0.11543
Solar | 2018-01-06 03:00 | 0
WindOnShore | 2018-01-06 04:00 | 0.12638
Solar | 2018-01-06 05:00 | 0.014784
WindOnShore | 2018-01-06 06:00 | 0.1263
Solar | 2018-01-06 07:00 | 0.022455
WindOnShore | 2018-01-06 08:00 | 0.11272
Solar | 2018-01-06 09:00 | 0.055788
Solar | 2018-01-06 10:00 | 0.14296
WindOnShore | 2018-01-06 11:00 | 0.10113
Solar | 2018-01-06 12:00 | 0.26541
WindOnShore | 2018-01-06 13:00 | 0.096821
Solar | 2018-01-06 14:00 | 0.38494
WindOnShore | 2018-01-06 15:00 | 0.09722
WindOnShore | 2018-01-06 16:00 | 0.096581
Solar | 2018-01-06 17:00 | 0.47364
Solar | 2018-01-06 18:00 | 0.54644
WindOnShore | 2018-01-06 19:00 | 0.096421
WindOnShore | 2018-01-06 20:00 | 0.10113
Solar | 2018-01-06 21:00 | 0.56192
WindOnShore | 2018-01-06 22:00 | 0.11176
Solar | 2018-01-06 23:00 | 0.55941
Solar | 2018-01-07 | 0.54045
WindOnShore | 2018-01-07 01:00 | 0.12638
WindOnShore | 2018-01-07 02:00 | 0.14196
Solar | 2018-01-07 03:00 | 0.49247
WindOnShore | 2018-01-07 04:00 | 0.15394
Solar | 2018-01-07 05:00 | 0.40446
WindOnShore | 2018-01-07 06:00 | 0.16344
Solar | 2018-01-07 07:00 | 0.29749
WindOnShore | 2018-01-07 08:00 | 0.17111
Solar | 2018-01-07 09:00 | 0.16932
WindOnShore | 2018-01-07 10:00 | 0.16728
Solar | 2018-01-07 11:00 | 0.078103
WindOnShore | 2018-01-07 12:00 | 0.1521
Solar | 2018-01-07 13:00 | 0.045886
Solar | 2018-01-07 14:00 | 0
WindOnShore | 2018-01-07 15:00 | 0.14196
Solar | 2018-01-07 16:00 | 0
WindOnShore | 2018-01-07 17:00 | 0.13572
WindOnShore | 2018-01-07 18:00 | 0.1414
Solar | 2018-01-07 19:00 | 0
WindOnShore | 2018-01-07 20:00 | 0.14659
Solar | 2018-01-07 21:00 | 0
WindOnShore | 2018-01-07 22:00 | 0.13996
Solar | 2018-01-07 23:00 | 0
WindOnShore | 2018-01-08 | 0.13389
Solar | 2018-01-08 01:00 | 0
Solar | 2018-01-08 02:00 | 0
WindOnShore | 2018-01-08 03:00 | 0.12933
WindOnShore | 2018-01-08 04:00 | 0.11599
Solar | 2018-01-08 05:00 | 0.044491
WindOnShore | 2018-01-08 06:00 | 0.10816
Solar | 2018-01-08 07:00 | 0.048536
Solar | 2018-01-08 08:00 | 0.083821
WindOnShore | 2018-01-08 09:00 | 0.0973
WindOnShore | 2018-01-08 10:00 | 0.081003
Solar | 2018-01-08 11:00 | 0.18061
Solar | 2018-01-08 12:00 | 0.31771
WindOnShore | 2018-01-08 13:00 | 0.075411
Solar | 2018-01-08 14:00 | 0.43598
WindOnShore | 2018-01-08 15:00 | 0.078607
Solar | 2018-01-08 16:00 | 0.51074
WindOnShore | 2018-01-08 17:00 | 0.083
Solar | 2018-01-08 18:00 | 0.57503
WindOnShore | 2018-01-08 19:00 | 0.087794
Solar | 2018-01-08 20:00 | 0.60279
WindOnShore | 2018-01-08 21:00 | 0.091388
Solar | 2018-01-08 22:00 | 0.60488
WindOnShore | 2018-01-08 23:00 | 0.086995
WindOnShore | 2018-01-09 | 0.084838
Solar | 2018-01-09 01:00 | 0.5802
WindOnShore | 2018-01-09 02:00 | 0.089311
Solar | 2018-01-09 03:00 | 0.53947
Solar | 2018-01-09 04:00 | 0.447
WindOnShore | 2018-01-09 05:00 | 0.09722
Solar | 2018-01-09 06:00 | 0.3325
WindOnShore | 2018-01-09 07:00 | 0.10673
Solar | 2018-01-09 08:00 | 0.19163
WindOnShore | 2018-01-09 09:00 | 0.10681
WindOnShore | 2018-01-09 10:00 | 0.10026
Solar | 2018-01-09 11:00 | 0.084937
WindOnShore | 2018-01-09 12:00 | 0.10161
Solar | 2018-01-09 13:00 | 0.045328
Solar | 2018-01-09 14:00 | 0
WindOnShore | 2018-01-09 15:00 | 0.10257
Solar | 2018-01-09 16:00 | 0
WindOnShore | 2018-01-09 17:00 | 0.10457
WindOnShore | 2018-01-09 18:00 | 0.10721
Solar | 2018-01-09 19:00 | 0
WindOnShore | 2018-01-09 20:00 | 0.10609
Solar | 2018-01-09 21:00 | 0
Solar | 2018-01-09 22:00 | 0
WindOnShore | 2018-01-09 23:00 | 0.10625
Solar | 2018-01-10 | 0
WindOnShore | 2018-01-10 01:00 | 0.10377
Solar | 2018-01-10 02:00 | 0
WindOnShore | 2018-01-10 03:00 | 0.089152
WindOnShore | 2018-01-10 04:00 | 0.084199
Solar | 2018-01-10 05:00 | 0.043933
Solar | 2018-01-10 06:00 | 0.049372
WindOnShore | 2018-01-10 07:00 | 0.082841
WindOnShore | 2018-01-10 08:00 | 0.080604
Solar | 2018-01-10 09:00 | 0.097629
Solar | 2018-01-10 10:00 | 0.23096
WindOnShore | 2018-01-10 11:00 | 0.065346
Solar | 2018-01-10 12:00 | 0.41325
WindOnShore | 2018-01-10 13:00 | 0.057517
WindOnShore | 2018-01-10 14:00 | 0.059355
Solar | 2018-01-10 15:00 | 0.57587
WindOnShore | 2018-01-10 16:00 | 0.063908
Solar | 2018-01-10 17:00 | 0.6855
WindOnShore | 2018-01-10 18:00 | 0.068461
Solar | 2018-01-10 19:00 | 0.73487
WindOnShore | 2018-01-10 20:00 | 0.069819
Solar | 2018-01-10 21:00 | 0.73919
Solar | 2018-01-10 22:00 | 0.73654
WindOnShore | 2018-01-10 23:00 | 0.076769
Solar | 2018-01-11 | 0.68117
WindOnShore | 2018-01-11 01:00 | 0.088353
Solar | 2018-01-11 02:00 | 0.60223
WindOnShore | 2018-01-11 03:00 | 0.10457
WindOnShore | 2018-01-11 04:00 | 0.12079
Solar | 2018-01-11 05:00 | 0.49456
WindOnShore | 2018-01-11 06:00 | 0.13445
Solar | 2018-01-11 07:00 | 0.35049
WindOnShore | 2018-01-11 08:00 | 0.14515
Solar | 2018-01-11 09:00 | 0.19582
WindOnShore | 2018-01-11 10:00 | 0.13477
Solar | 2018-01-11 11:00 | 0.0841
Solar | 2018-01-11 12:00 | 0.045328
WindOnShore | 2018-01-11 13:00 | 0.13708
WindOnShore | 2018-01-11 14:00 | 0.16089
Solar | 2018-01-11 15:00 | 0
Solar | 2018-01-11 16:00 | 0
WindOnShore | 2018-01-11 17:00 | 0.17726
WindOnShore | 2018-01-11 18:00 | 0.1819
Solar | 2018-01-11 19:00 | 0
WindOnShore | 2018-01-11 20:00 | 0.17303
Solar | 2018-01-11 21:00 | 0
WindOnShore | 2018-01-11 22:00 | 0.15346
Solar | 2018-01-11 23:00 | 0
WindOnShore | 2018-01-12 | 0.13924
Solar | 2018-01-12 01:00 | 0
Solar | 2018-01-12 02:00 | 0
WindOnShore | 2018-01-12 03:00 | 0.1283
WindOnShore | 2018-01-12 04:00 | 0.12662
Solar | 2018-01-12 05:00 | 0.053417
Solar | 2018-01-12 06:00 | 0.058438
WindOnShore | 2018-01-12 07:00 | 0.12382
Solar | 2018-01-12 08:00 | 0.10418
WindOnShore | 2018-01-12 09:00 | 0.11344
Solar | 2018-01-12 10:00 | 0.23403
WindOnShore | 2018-01-12 11:00 | 0.085637
Solar | 2018-01-12 12:00 | 0.40683
WindOnShore | 2018-01-12 13:00 | 0.070139
Solar | 2018-01-12 14:00 | 0.56736
WindOnShore | 2018-01-12 15:00 | 0.07645
Solar | 2018-01-12 16:00 | 0.67908
WindOnShore | 2018-01-12 17:00 | 0.096181
Solar | 2018-01-12 18:00 | 0.74114
WindOnShore | 2018-01-12 19:00 | 0.11551
Solar | 2018-01-12 20:00 | 0.76806
WindOnShore | 2018-01-12 21:00 | 0.12406
WindOnShore | 2018-01-12 22:00 | 0.13405
Solar | 2018-01-12 23:00 | 0.7523
Solar | 2018-01-13 | 0.70781
WindOnShore | 2018-01-13 01:00 | 0.14851
Solar | 2018-01-13 02:00 | 0.62678
WindOnShore | 2018-01-13 03:00 | 0.16936
Solar | 2018-01-13 04:00 | 0.51158
WindOnShore | 2018-01-13 05:00 | 0.19364
Solar | 2018-01-13 06:00 | 0.36234
WindOnShore | 2018-01-13 07:00 | 0.22136
Solar | 2018-01-13 08:00 | 0.20056
WindOnShore | 2018-01-13 09:00 | 0.24549
WindOnShore | 2018-01-13 10:00 | 0.23989
Solar | 2018-01-13 11:00 | 0.084519
WindOnShore | 2018-01-13 12:00 | 0.22687
Solar | 2018-01-13 13:00 | 0.045607
WindOnShore | 2018-01-13 14:00 | 0.25763
Solar | 2018-01-13 15:00 | 0
Solar | 2018-01-13 16:00 | 0
WindOnShore | 2018-01-13 17:00 | 0.27912
Solar | 2018-01-13 18:00 | 0
WindOnShore | 2018-01-13 19:00 | 0.27161
Solar | 2018-01-13 20:00 | 0
WindOnShore | 2018-01-13 21:00 | 0.26194
Solar | 2018-01-13 22:00 | 0
WindOnShore | 2018-01-13 23:00 | 0.25787
Solar | 2018-01-14 | 0
WindOnShore | 2018-01-14 01:00 | 0.25451
Solar | 2018-01-14 02:00 | 0
WindOnShore | 2018-01-14 03:00 | 0.25132
WindOnShore | 2018-01-14 04:00 | 0.23542
Solar | 2018-01-14 05:00 | 0.044351
WindOnShore | 2018-01-14 06:00 | 0.22448
Solar | 2018-01-14 07:00 | 0.049651
Solar | 2018-01-14 08:00 | 0.097211
WindOnShore | 2018-01-14 09:00 | 0.18925
WindOnShore | 2018-01-14 10:00 | 0.13101
Solar | 2018-01-14 11:00 | 0.22803
WindOnShore | 2018-01-14 12:00 | 0.12526
Solar | 2018-01-14 13:00 | 0.40767
WindOnShore | 2018-01-14 14:00 | 0.15993
Solar | 2018-01-14 15:00 | 0.56764
WindOnShore | 2018-01-14 16:00 | 0.1958
Solar | 2018-01-14 17:00 | 0.67894
Solar | 2018-01-14 18:00 | 0.73333
WindOnShore | 2018-01-14 19:00 | 0.20139
Solar | 2018-01-14 20:00 | 0.74184
WindOnShore | 2018-01-14 21:00 | 0.1966
Solar | 2018-01-14 22:00 | 0.72064
WindOnShore | 2018-01-14 23:00 | 0.19484
Solar | 2018-01-15 | 0.67476
WindOnShore | 2018-01-15 01:00 | 0.20666
WindOnShore | 2018-01-15 02:00 | 0.22048
Solar | 2018-01-15 03:00 | 0.61562
WindOnShore | 2018-01-15 04:00 | 0.23446
Solar | 2018-01-15 05:00 | 0.49386
Solar | 2018-01-15 06:00 | 0.35411
WindOnShore | 2018-01-15 07:00 | 0.2375
Solar | 2018-01-15 08:00 | 0.19414
WindOnShore | 2018-01-15 09:00 | 0.22975
Solar | 2018-01-15 10:00 | 0.084937
WindOnShore | 2018-01-15 11:00 | 0.20139
WindOnShore | 2018-01-15 12:00 | 0.18549
Solar | 2018-01-15 13:00 | 0.045467
Solar | 2018-01-15 14:00 | 0
WindOnShore | 2018-01-15 15:00 | 0.2093
Solar | 2018-01-15 16:00 | 0
WindOnShore | 2018-01-15 17:00 | 0.23318
Solar | 2018-01-15 18:00 | 0
WindOnShore | 2018-01-15 19:00 | 0.23686
Solar | 2018-01-15 20:00 | 0
WindOnShore | 2018-01-15 21:00 | 0.23167
WindOnShore | 2018-01-15 22:00 | 0.23215
Solar | 2018-01-15 23:00 | 0
WindOnShore | 2018-01-16 | 0.24261
Solar | 2018-01-16 01:00 | 0
WindOnShore | 2018-01-16 02:00 | 0.22959
Solar | 2018-01-16 03:00 | 0
WindOnShore | 2018-01-16 04:00 | 0.1938
Solar | 2018-01-16 05:00 | 0
WindOnShore | 2018-01-16 06:00 | 0.16472
Solar | 2018-01-16 07:00 | 0.048954
Solar | 2018-01-16 08:00 | 0.093026
WindOnShore | 2018-01-16 09:00 | 0.14691
Solar | 2018-01-16 10:00 | 0.22259
WindOnShore | 2018-01-16 11:00 | 0.13357
Solar | 2018-01-16 12:00 | 0.39847
WindOnShore | 2018-01-16 13:00 | 0.14395
WindOnShore | 2018-01-16 14:00 | 0.14204
Solar | 2018-01-16 15:00 | 0.553
WindOnShore | 2018-01-16 16:00 | 0.14899
Solar | 2018-01-16 17:00 | 0.66541
WindOnShore | 2018-01-16 18:00 | 0.15849
Solar | 2018-01-16 19:00 | 0.72455
WindOnShore | 2018-01-16 20:00 | 0.17039
Solar | 2018-01-16 21:00 | 0.73919
Solar | 2018-01-16 22:00 | 0.72134
WindOnShore | 2018-01-16 23:00 | 0.19228
WindOnShore | 2018-01-17 | 0.20978
Solar | 2018-01-17 01:00 | 0.67978
Solar | 2018-01-17 02:00 | 0.61241
WindOnShore | 2018-01-17 03:00 | 0.21849
Solar | 2018-01-17 04:00 | 0.50042
WindOnShore | 2018-01-17 05:00 | 0.21465
WindOnShore | 2018-01-17 06:00 | 0.21241
Solar | 2018-01-17 07:00 | 0.35941
Solar | 2018-01-17 08:00 | 0.19847
WindOnShore | 2018-01-17 09:00 | 0.2109
Solar | 2018-01-17 10:00 | 0.082287
WindOnShore | 2018-01-17 11:00 | 0.19572
Solar | 2018-01-17 12:00 | 0.045049
WindOnShore | 2018-01-17 13:00 | 0.18805
WindOnShore | 2018-01-17 14:00 | 0.19524
Solar | 2018-01-17 15:00 | 0
WindOnShore | 2018-01-17 16:00 | 0.2081
Solar | 2018-01-17 17:00 | 0
WindOnShore | 2018-01-17 18:00 | 0.20834
Solar | 2018-01-17 19:00 | 0
Solar | 2018-01-17 20:00 | 0
WindOnShore | 2018-01-17 21:00 | 0.19436
Solar | 2018-01-17 22:00 | 0
WindOnShore | 2018-01-17 23:00 | 0.17303
Solar | 2018-01-18 | 0
WindOnShore | 2018-01-18 01:00 | 0.16081
WindOnShore | 2018-01-18 02:00 | 0.14787
Solar | 2018-01-18 03:00 | 0
Solar | 2018-01-18 04:00 | 0
WindOnShore | 2018-01-18 05:00 | 0.14299
Solar | 2018-01-18 06:00 | 0.049791
WindOnShore | 2018-01-18 07:00 | 0.141
WindOnShore | 2018-01-18 08:00 | 0.12382
Solar | 2018-01-18 09:00 | 0.091771
WindOnShore | 2018-01-18 10:00 | 0.10585
Solar | 2018-01-18 11:00 | 0.22078
WindOnShore | 2018-01-18 12:00 | 0.11759
Solar | 2018-01-18 13:00 | 0.39888
Solar | 2018-01-18 14:00 | 0.54895
WindOnShore | 2018-01-18 15:00 | 0.11312
Solar | 2018-01-18 16:00 | 0.64268
WindOnShore | 2018-01-18 17:00 | 0.10864
WindOnShore | 2018-01-18 18:00 | 0.11432
Solar | 2018-01-18 19:00 | 0.69819
Solar | 2018-01-18 20:00 | 0.71032
WindOnShore | 2018-01-18 21:00 | 0.11687
WindOnShore | 2018-01-18 22:00 | 0.11991
Solar | 2018-01-18 23:00 | 0.70265
Solar | 2018-01-19 | 0.66722
WindOnShore | 2018-01-19 01:00 | 0.12438
Solar | 2018-01-19 02:00 | 0.58815
WindOnShore | 2018-01-19 03:00 | 0.12782
WindOnShore | 2018-01-19 04:00 | 0.12838
Solar | 2018-01-19 05:00 | 0.4947
WindOnShore | 2018-01-19 06:00 | 0.12877
Solar | 2018-01-19 07:00 | 0.35174
Solar | 2018-01-19 08:00 | 0.17908
WindOnShore | 2018-01-19 09:00 | 0.13077
Solar | 2018-01-19 10:00 | 0.061088
WindOnShore | 2018-01-19 11:00 | 0.11943
WindOnShore | 2018-01-19 12:00 | 0.11703
Solar | 2018-01-19 13:00 | 0.020921
Solar | 2018-01-19 14:00 | 0
WindOnShore | 2018-01-19 15:00 | 0.12901
WindOnShore | 2018-01-19 16:00 | 0.139
Solar | 2018-01-19 17:00 | 0
WindOnShore | 2018-01-19 18:00 | 0.1521
Solar | 2018-01-19 19:00 | 0
Solar | 2018-01-19 20:00 | 0
WindOnShore | 2018-01-19 21:00 | 0.15418
Solar | 2018-01-19 22:00 | 0
WindOnShore | 2018-01-19 23:00 | 0.14156
WindOnShore | 2018-01-20 | 0.13165
Solar | 2018-01-20 01:00 | 0
WindOnShore | 2018-01-20 02:00 | 0.12174
Solar | 2018-01-20 03:00 | 0
WindOnShore | 2018-01-20 04:00 | 0.11959
Solar | 2018-01-20 05:00 | 0
WindOnShore | 2018-01-20 06:00 | 0.10984
Solar | 2018-01-20 07:00 | 0.024826
Solar | 2018-01-20 08:00 | 0.069735
WindOnShore | 2018-01-20 09:00 | 0.092986
Solar | 2018-01-20 10:00 | 0.19428
WindOnShore | 2018-01-20 11:00 | 0.060313
WindOnShore | 2018-01-20 12:00 | 0.047372
Solar | 2018-01-20 13:00 | 0.37434
WindOnShore | 2018-01-20 14:00 | 0.051286
Solar | 2018-01-20 15:00 | 0.55091
WindOnShore | 2018-01-20 16:00 | 0.064228
Solar | 2018-01-20 17:00 | 0.68563
WindOnShore | 2018-01-20 18:00 | 0.071018
Solar | 2018-01-20 19:00 | 0.74017
Solar | 2018-01-20 20:00 | 0.72831
WindOnShore | 2018-01-20 21:00 | 0.0691
Solar | 2018-01-20 22:00 | 0.70921
WindOnShore | 2018-01-20 23:00 | 0.0695
Solar | 2018-01-21 | 0.66234
WindOnShore | 2018-01-21 01:00 | 0.065266
WindOnShore | 2018-01-21 02:00 | 0.067663
Solar | 2018-01-21 03:00 | 0.58229
Solar | 2018-01-21 04:00 | 0.48117
WindOnShore | 2018-01-21 05:00 | 0.071657
WindOnShore | 2018-01-21 06:00 | 0.071178
Solar | 2018-01-21 07:00 | 0.3364
WindOnShore | 2018-01-21 08:00 | 0.07653
Solar | 2018-01-21 09:00 | 0.1742
Solar | 2018-01-21 10:00 | 0.059275
WindOnShore | 2018-01-21 11:00 | 0.08324
WindOnShore | 2018-01-21 12:00 | 0.10577
Solar | 2018-01-21 13:00 | 0.020781
WindOnShore | 2018-01-21 14:00 | 0.13093
Solar | 2018-01-21 15:00 | 0
WindOnShore | 2018-01-21 16:00 | 0.14787
Solar | 2018-01-21 17:00 | 0
WindOnShore | 2018-01-21 18:00 | 0.14619
Solar | 2018-01-21 19:00 | 0
Solar | 2018-01-21 20:00 | 0
WindOnShore | 2018-01-21 21:00 | 0.14315
WindOnShore | 2018-01-21 22:00 | 0.13381
Solar | 2018-01-21 23:00 | 0
Solar | 2018-01-22 | 0
WindOnShore | 2018-01-22 01:00 | 0.12071
Solar | 2018-01-22 02:00 | 0
WindOnShore | 2018-01-22 03:00 | 0.1128
WindOnShore | 2018-01-22 04:00 | 0.10137
Solar | 2018-01-22 05:00 | 0
Solar | 2018-01-22 06:00 | 0.024268
WindOnShore | 2018-01-22 07:00 | 0.092667
Solar | 2018-01-22 08:00 | 0.071548
WindOnShore | 2018-01-22 09:00 | 0.082202
Solar | 2018-01-22 10:00 | 0.20167
WindOnShore | 2018-01-22 11:00 | 0.054961
WindOnShore | 2018-01-22 12:00 | 0.04194
Solar | 2018-01-22 13:00 | 0.35872
Solar | 2018-01-22 14:00 | 0.47629
WindOnShore | 2018-01-22 15:00 | 0.038345
WindOnShore | 2018-01-22 16:00 | 0.039703
Solar | 2018-01-22 17:00 | 0.60837
WindOnShore | 2018-01-22 18:00 | 0.043058
Solar | 2018-01-22 19:00 | 0.71297
Solar | 2018-01-22 20:00 | 0.75802
WindOnShore | 2018-01-22 21:00 | 0.044017
WindOnShore | 2018-01-22 22:00 | 0.045614
Solar | 2018-01-22 23:00 | 0.74505
WindOnShore | 2018-01-23 | 0.046253
Solar | 2018-01-23 01:00 | 0.68675
WindOnShore | 2018-01-23 02:00 | 0.05536
Solar | 2018-01-23 03:00 | 0.61283
Solar | 2018-01-23 04:00 | 0.48229
WindOnShore | 2018-01-23 05:00 | 0.072695
WindOnShore | 2018-01-23 06:00 | 0.081962
Solar | 2018-01-23 07:00 | 0.32106
Solar | 2018-01-23 08:00 | 0.16778
WindOnShore | 2018-01-23 09:00 | 0.097939
WindOnShore | 2018-01-23 10:00 | 0.10824
Solar | 2018-01-23 11:00 | 0.058996
WindOnShore | 2018-01-23 12:00 | 0.12726
Solar | 2018-01-23 13:00 | 0.020921
WindOnShore | 2018-01-23 14:00 | 0.13756
Solar | 2018-01-23 15:00 | 0
WindOnShore | 2018-01-23 16:00 | 0.14228
Solar | 2018-01-23 17:00 | 0
Solar | 2018-01-23 18:00 | 0
WindOnShore | 2018-01-23 19:00 | 0.14212
WindOnShore | 2018-01-23 20:00 | 0.14587
Solar | 2018-01-23 21:00 | 0
Solar | 2018-01-23 22:00 | 0
WindOnShore | 2018-01-23 23:00 | 0.15218
Solar | 2018-01-24 | 0
WindOnShore | 2018-01-24 01:00 | 0.13876
WindOnShore | 2018-01-24 02:00 | 0.12398
Solar | 2018-01-24 03:00 | 0
Solar | 2018-01-24 04:00 | 0
WindOnShore | 2018-01-24 05:00 | 0.10433
WindOnShore | 2018-01-24 06:00 | 0.098099
Solar | 2018-01-24 07:00 | 0.023431
WindOnShore | 2018-01-24 08:00 | 0.087714
Solar | 2018-01-24 09:00 | 0.062901
WindOnShore | 2018-01-24 10:00 | 0.058076
Solar | 2018-01-24 11:00 | 0.15481
Solar | 2018-01-24 12:00 | 0.30628
WindOnShore | 2018-01-24 13:00 | 0.040342
Solar | 2018-01-24 14:00 | 0.48075
WindOnShore | 2018-01-24 15:00 | 0.037706
Solar | 2018-01-24 16:00 | 0.61897
WindOnShore | 2018-01-24 17:00 | 0.042019
Solar | 2018-01-24 18:00 | 0.706
WindOnShore | 2018-01-24 19:00 | 0.041141
WindOnShore | 2018-01-24 20:00 | 0.038664
Solar | 2018-01-24 21:00 | 0.71813
WindOnShore | 2018-01-24 22:00 | 0.041061
Solar | 2018-01-24 23:00 | 0.70321
Solar | 2018-01-25 | 0.64909
WindOnShore | 2018-01-25 01:00 | 0.042579
Solar | 2018-01-25 02:00 | 0.57643
WindOnShore | 2018-01-25 03:00 | 0.044576
WindOnShore | 2018-01-25 04:00 | 0.045694
Solar | 2018-01-25 05:00 | 0.47601
Solar | 2018-01-25 06:00 | 0.32441
WindOnShore | 2018-01-25 07:00 | 0.051446
Solar | 2018-01-25 08:00 | 0.16667
WindOnShore | 2018-01-25 09:00 | 0.063988
Solar | 2018-01-25 10:00 | 0.058856
WindOnShore | 2018-01-25 11:00 | 0.085157
WindOnShore | 2018-01-25 12:00 | 0.10753
Solar | 2018-01-25 13:00 | 0.021339
Solar | 2018-01-25 14:00 | 0
WindOnShore | 2018-01-25 15:00 | 0.14851
Solar | 2018-01-25 16:00 | 0
WindOnShore | 2018-01-25 17:00 | 0.18118
Solar | 2018-01-25 18:00 | 0
WindOnShore | 2018-01-25 19:00 | 0.18909
Solar | 2018-01-25 20:00 | 0
WindOnShore | 2018-01-25 21:00 | 0.18398
Solar | 2018-01-25 22:00 | 0
WindOnShore | 2018-01-25 23:00 | 0.17671
Solar | 2018-01-26 | 0
WindOnShore | 2018-01-26 01:00 | 0.18046
Solar | 2018-01-26 02:00 | 0
WindOnShore | 2018-01-26 03:00 | 0.15817
Solar | 2018-01-26 04:00 | 0
WindOnShore | 2018-01-26 05:00 | 0.12877
Solar | 2018-01-26 06:00 | 0.023152
WindOnShore | 2018-01-26 07:00 | 0.11903
Solar | 2018-01-26 08:00 | 0.064993
WindOnShore | 2018-01-26 09:00 | 0.11519
WindOnShore | 2018-01-26 10:00 | 0.072536
Solar | 2018-01-26 11:00 | 0.18396
WindOnShore | 2018-01-26 12:00 | 0.051366
Solar | 2018-01-26 13:00 | 0.35425
Solar | 2018-01-26 14:00 | 0.53431
WindOnShore | 2018-01-26 15:00 | 0.0417
WindOnShore | 2018-01-26 16:00 | 0.037786
Solar | 2018-01-26 17:00 | 0.66234
Solar | 2018-01-26 18:00 | 0.74128
WindOnShore | 2018-01-26 19:00 | 0.037466
Solar | 2018-01-26 20:00 | 0.75188
WindOnShore | 2018-01-26 21:00 | 0.040821
Solar | 2018-01-26 22:00 | 0.72566
WindOnShore | 2018-01-26 23:00 | 0.046573
WindOnShore | 2018-01-27 | 0.051366
Solar | 2018-01-27 01:00 | 0.66165
Solar | 2018-01-27 02:00 | 0.56792
WindOnShore | 2018-01-27 03:00 | 0.057837
Solar | 2018-01-27 04:00 | 0.46262
WindOnShore | 2018-01-27 05:00 | 0.073175
WindOnShore | 2018-01-27 06:00 | 0.092507
Solar | 2018-01-27 07:00 | 0.31185
Solar | 2018-01-27 08:00 | 0.15914
WindOnShore | 2018-01-27 09:00 | 0.095463
Solar | 2018-01-27 10:00 | 0.058298
WindOnShore | 2018-01-27 11:00 | 0.087714
WindOnShore | 2018-01-27 12:00 | 0.098658
Solar | 2018-01-27 13:00 | 0.020363
WindOnShore | 2018-01-27 14:00 | 0.11503
Solar | 2018-01-27 15:00 | 0
Solar | 2018-01-27 16:00 | 0
WindOnShore | 2018-01-27 17:00 | 0.11647
WindOnShore | 2018-01-27 18:00 | 0.10145
Solar | 2018-01-27 19:00 | 0
Solar | 2018-01-27 20:00 | 0
WindOnShore | 2018-01-27 21:00 | 0.097939
WindOnShore | 2018-01-27 22:00 | 0.10649
Solar | 2018-01-27 23:00 | 0
WindOnShore | 2018-01-28 | 0.10401
Solar | 2018-01-28 01:00 | 0
Solar | 2018-01-28 02:00 | 0
WindOnShore | 2018-01-28 03:00 | 0.073255
WindOnShore | 2018-01-28 04:00 | 0.068941
Solar | 2018-01-28 05:00 | 0
Solar | 2018-01-28 06:00 | 0.022873
WindOnShore | 2018-01-28 07:00 | 0.070059
WindOnShore | 2018-01-28 08:00 | 0.063109
Solar | 2018-01-28 09:00 | 0.057601
Solar | 2018-01-28 10:00 | 0.12385
WindOnShore | 2018-01-28 11:00 | 0.060233
Solar | 2018-01-28 12:00 | 0.19888
WindOnShore | 2018-01-28 13:00 | 0.066145
Solar | 2018-01-28 14:00 | 0.29372
WindOnShore | 2018-01-28 15:00 | 0.079965
Solar | 2018-01-28 16:00 | 0.3742
WindOnShore | 2018-01-28 17:00 | 0.08348
Solar | 2018-01-28 18:00 | 0.43766
WindOnShore | 2018-01-28 19:00 | 0.094983
Solar | 2018-01-28 20:00 | 0.46416
WindOnShore | 2018-01-28 21:00 | 0.11288
Solar | 2018-01-28 22:00 | 0.49163
WindOnShore | 2018-01-28 23:00 | 0.12015
Solar | 2018-01-29 | 0.49219
WindOnShore | 2018-01-29 01:00 | 0.13285
Solar | 2018-01-29 02:00 | 0.44826
WindOnShore | 2018-01-29 03:00 | 0.15226
Solar | 2018-01-29 04:00 | 0.38466
WindOnShore | 2018-01-29 05:00 | 0.18581
WindOnShore | 2018-01-29 06:00 | 0.21928
Solar | 2018-01-29 07:00 | 0.27043
WindOnShore | 2018-01-29 08:00 | 0.21976
Solar | 2018-01-29 09:00 | 0.15007
WindOnShore | 2018-01-29 10:00 | 0.22296
Solar | 2018-01-29 11:00 | 0.055509
WindOnShore | 2018-01-29 12:00 | 0.22679
Solar | 2018-01-29 13:00 | 0.020084
WindOnShore | 2018-01-29 14:00 | 0.21337
Solar | 2018-01-29 15:00 | 0
WindOnShore | 2018-01-29 16:00 | 0.2089
Solar | 2018-01-29 17:00 | 0
WindOnShore | 2018-01-29 18:00 | 0.20978
Solar | 2018-01-29 19:00 | 0
Solar | 2018-01-29 20:00 | 0
WindOnShore | 2018-01-29 21:00 | 0.20163
WindOnShore | 2018-01-29 22:00 | 0.20395
Solar | 2018-01-29 23:00 | 0
WindOnShore | 2018-01-30 | 0.19492
Solar | 2018-01-30 01:00 | 0
Solar | 2018-01-30 02:00 | 0
WindOnShore | 2018-01-30 03:00 | 0.18174
WindOnShore | 2018-01-30 04:00 | 0.16544
Solar | 2018-01-30 05:00 | 0
WindOnShore | 2018-01-30 06:00 | 0.14747
Solar | 2018-01-30 07:00 | 0.023291
WindOnShore | 2018-01-30 08:00 | 0.12782
Solar | 2018-01-30 09:00 | 0.064993
WindOnShore | 2018-01-30 10:00 | 0.11088
Solar | 2018-01-30 11:00 | 0.1788
Solar | 2018-01-30 12:00 | 0.33849
WindOnShore | 2018-01-30 13:00 | 0.11519
Solar | 2018-01-30 14:00 | 0.4834
WindOnShore | 2018-01-30 15:00 | 0.12151
WindOnShore | 2018-01-30 16:00 | 0.1219
Solar | 2018-01-30 17:00 | 0.58326
WindOnShore | 2018-01-30 18:00 | 0.11967
Solar | 2018-01-30 19:00 | 0.63026
Solar | 2018-01-30 20:00 | 0.65119
WindOnShore | 2018-01-30 21:00 | 0.12454
Solar | 2018-01-30 22:00 | 0.64937
WindOnShore | 2018-01-30 23:00 | 0.1283
WindOnShore | 2018-01-31 | 0.1279
Solar | 2018-01-31 01:00 | 0.6
Solar | 2018-01-31 02:00 | 0.55216
WindOnShore | 2018-01-31 03:00 | 0.1263
WindOnShore | 2018-01-31 04:00 | 0.12214
Solar | 2018-01-31 05:00 | 0.47685
WindOnShore | 2018-01-31 06:00 | 0.11903
Solar | 2018-01-31 07:00 | 0.34017
WindOnShore | 2018-01-31 08:00 | 0.11104
Solar | 2018-01-31 09:00 | 0.17643
Solar | 2018-01-31 10:00 | 0.055649
WindOnShore | 2018-01-31 11:00 | 0.10073
WindOnShore | 2018-01-31 12:00 | 0.098818
Solar | 2018-01-31 13:00 | 0.020084
WindOnShore | 2018-01-31 14:00 | 0.1096
Solar | 2018-01-31 15:00 | 0
WindOnShore | 2018-01-31 16:00 | 0.11543
Solar | 2018-01-31 17:00 | 0
Solar | 2018-01-31 18:00 | 0
WindOnShore | 2018-01-31 19:00 | 0.11416
Solar | 2018-01-31 20:00 | 0.014784
WindOnShore | 2018-01-31 21:00 | 0.10944
WindOnShore | 2018-01-31 22:00 | 0.10401
Solar | 2018-01-31 23:00 | 0.014923
WindOnShore | 2018-02-01 | 0.094264
Solar | 2018-02-01 01:00 | 0.014923
Solar | 2018-02-01 02:00 | 0.014644
WindOnShore | 2018-02-01 03:00 | 0.086675
Solar | 2018-02-01 04:00 | 0.014644
WindOnShore | 2018-02-01 05:00 | 0.084359
Solar | 2018-02-01 06:00 | 0.023431
WindOnShore | 2018-02-01 07:00 | 0.081403
WindOnShore | 2018-02-01 08:00 | 0.072056
Solar | 2018-02-01 09:00 | 0.069177
Solar | 2018-02-01 10:00 | 0.19847
WindOnShore | 2018-02-01 11:00 | 0.051765
WindOnShore | 2018-02-01 12:00 | 0.043378
Solar | 2018-02-01 13:00 | 0.39554
Solar | 2018-02-01 14:00 | 0.5576
WindOnShore | 2018-02-01 15:00 | 0.037147
Solar | 2018-02-01 16:00 | 0.66904
WindOnShore | 2018-02-01 17:00 | 0.036507
WindOnShore | 2018-02-01 18:00 | 0.036827
Solar | 2018-02-01 19:00 | 0.73068
Solar | 2018-02-01 20:00 | 0.74965
WindOnShore | 2018-02-01 21:00 | 0.038664
WindOnShore | 2018-02-01 22:00 | 0.042659
Solar | 2018-02-01 23:00 | 0.70753
Solar | 2018-02-02 | 0.62134
WindOnShore | 2018-02-02 01:00 | 0.04889
WindOnShore | 2018-02-02 02:00 | 0.05552
Solar | 2018-02-02 03:00 | 0.52552
Solar | 2018-02-02 04:00 | 0.41409
WindOnShore | 2018-02-02 05:00 | 0.060153
WindOnShore | 2018-02-02 06:00 | 0.068062
Solar | 2018-02-02 07:00 | 0.27768
Solar | 2018-02-02 08:00 | 0.1477
WindOnShore | 2018-02-02 09:00 | 0.084518
WindOnShore | 2018-02-02 10:00 | 0.12214
Solar | 2018-02-02 11:00 | 0.053278
Solar | 2018-02-02 12:00 | 0.019665
WindOnShore | 2018-02-02 13:00 | 0.14707
WindOnShore | 2018-02-02 14:00 | 0.18893
Solar | 2018-02-02 15:00 | 0.015063
Solar | 2018-02-02 16:00 | 0.014505
WindOnShore | 2018-02-02 17:00 | 0.21521
Solar | 2018-02-02 18:00 | 0.014644
WindOnShore | 2018-02-02 19:00 | 0.22176
Solar | 2018-02-02 20:00 | 0.014644
WindOnShore | 2018-02-02 21:00 | 0.2228
Solar | 2018-02-02 22:00 | 0.014784
WindOnShore | 2018-02-02 23:00 | 0.21353
Solar | 2018-02-03 | 0.014923
WindOnShore | 2018-02-03 01:00 | 0.20355
WindOnShore | 2018-02-03 02:00 | 0.18845
Solar | 2018-02-03 03:00 | 0.014644
WindOnShore | 2018-02-03 04:00 | 0.16496
Solar | 2018-02-03 05:00 | 0.014644
Solar | 2018-02-03 06:00 | 0.022594
WindOnShore | 2018-02-03 07:00 | 0.14571
Solar | 2018-02-03 08:00 | 0.063738
WindOnShore | 2018-02-03 09:00 | 0.11783
WindOnShore | 2018-02-03 10:00 | 0.075411
Solar | 2018-02-03 11:00 | 0.18982
WindOnShore | 2018-02-03 12:00 | 0.049928
Solar | 2018-02-03 13:00 | 0.37141
WindOnShore | 2018-02-03 14:00 | 0.044256
Solar | 2018-02-03 15:00 | 0.54184
Solar | 2018-02-03 16:00 | 0.66778
WindOnShore | 2018-02-03 17:00 | 0.044416
WindOnShore | 2018-02-03 18:00 | 0.046253
Solar | 2018-02-03 19:00 | 0.73654
Solar | 2018-02-03 20:00 | 0.759
WindOnShore | 2018-02-03 21:00 | 0.043857
Solar | 2018-02-03 22:00 | 0.73808
WindOnShore | 2018-02-03 23:00 | 0.048171
Solar | 2018-02-04 | 0.6696
WindOnShore | 2018-02-04 01:00 | 0.061192
Solar | 2018-02-04 02:00 | 0.58926
WindOnShore | 2018-02-04 03:00 | 0.070299
WindOnShore | 2018-02-04 04:00 | 0.080444
Solar | 2018-02-04 05:00 | 0.46151
WindOnShore | 2018-02-04 06:00 | 0.099776
Solar | 2018-02-04 07:00 | 0.31688
Solar | 2018-02-04 08:00 | 0.15314
WindOnShore | 2018-02-04 09:00 | 0.11176
Solar | 2018-02-04 10:00 | 0.049512
WindOnShore | 2018-02-04 11:00 | 0.12166
Solar | 2018-02-04 12:00 | 0.01855
WindOnShore | 2018-02-04 13:00 | 0.16297
WindOnShore | 2018-02-04 14:00 | 0.19396
Solar | 2018-02-04 15:00 | 0.014784
Solar | 2018-02-04 16:00 | 0.014365
WindOnShore | 2018-02-04 17:00 | 0.19372
Solar | 2018-02-04 18:00 | 0.014644
WindOnShore | 2018-02-04 19:00 | 0.19484
Solar | 2018-02-04 20:00 | 0.014784
WindOnShore | 2018-02-04 21:00 | 0.17223
Solar | 2018-02-04 22:00 | 0.014784
WindOnShore | 2018-02-04 23:00 | 0.13844
WindOnShore | 2018-02-05 | 0.11999
Solar | 2018-02-05 01:00 | 0.014644
Solar | 2018-02-05 02:00 | 0.014644
WindOnShore | 2018-02-05 03:00 | 0.10153
WindOnShore | 2018-02-05 04:00 | 0.096501
Solar | 2018-02-05 05:00 | 0.014644
WindOnShore | 2018-02-05 06:00 | 0.093146
Solar | 2018-02-05 07:00 | 0.02106
Solar | 2018-02-05 08:00 | 0.057183
WindOnShore | 2018-02-05 09:00 | 0.084998
WindOnShore | 2018-02-05 10:00 | 0.077888
Solar | 2018-02-05 11:00 | 0.14965
WindOnShore | 2018-02-05 12:00 | 0.067423
Solar | 2018-02-05 13:00 | 0.28996
WindOnShore | 2018-02-05 14:00 | 0.068781
Solar | 2018-02-05 15:00 | 0.41492
Solar | 2018-02-05 16:00 | 0.52357
WindOnShore | 2018-02-05 17:00 | 0.059115
WindOnShore | 2018-02-05 18:00 | 0.056079
Solar | 2018-02-05 19:00 | 0.57713
WindOnShore | 2018-02-05 20:00 | 0.064387
Solar | 2018-02-05 21:00 | 0.58633
Solar | 2018-02-05 22:00 | 0.58912
WindOnShore | 2018-02-05 23:00 | 0.073654
WindOnShore | 2018-02-06 | 0.080045
Solar | 2018-02-06 01:00 | 0.56262
Solar | 2018-02-06 02:00 | 0.49275
WindOnShore | 2018-02-06 03:00 | 0.098898
Solar | 2018-02-06 04:00 | 0.37587
WindOnShore | 2018-02-06 05:00 | 0.10808
Solar | 2018-02-06 06:00 | 0.23919
WindOnShore | 2018-02-06 07:00 | 0.11424
WindOnShore | 2018-02-06 08:00 | 0.11671
Solar | 2018-02-06 09:00 | 0.13682
WindOnShore | 2018-02-06 10:00 | 0.13485
Solar | 2018-02-06 11:00 | 0.052022
WindOnShore | 2018-02-06 12:00 | 0.13876
Solar | 2018-02-06 13:00 | 0.019386
WindOnShore | 2018-02-06 14:00 | 0.12542
Solar | 2018-02-06 15:00 | 0.014923
Solar | 2018-02-06 16:00 | 0.014784
WindOnShore | 2018-02-06 17:00 | 0.12174
Solar | 2018-02-06 18:00 | 0.015621
WindOnShore | 2018-02-06 19:00 | 0.11647
WindOnShore | 2018-02-06 20:00 | 0.1247
Solar | 2018-02-06 21:00 | 0.015481
WindOnShore | 2018-02-06 22:00 | 0.11775
Solar | 2018-02-06 23:00 | 0.015621
WindOnShore | 2018-02-07 | 0.11416
Solar | 2018-02-07 01:00 | 0.015621
WindOnShore | 2018-02-07 02:00 | 0.11719
Solar | 2018-02-07 03:00 | 0.014784
WindOnShore | 2018-02-07 04:00 | 0.11759
Solar | 2018-02-07 05:00 | 0.014644
WindOnShore | 2018-02-07 06:00 | 0.10928
Solar | 2018-02-07 07:00 | 0.020223
Solar | 2018-02-07 08:00 | 0.05537
WindOnShore | 2018-02-07 09:00 | 0.10761
Solar | 2018-02-07 10:00 | 0.15732
WindOnShore | 2018-02-07 11:00 | 0.099537
Solar | 2018-02-07 12:00 | 0.30418
WindOnShore | 2018-02-07 13:00 | 0.095143
WindOnShore | 2018-02-07 14:00 | 0.091868
Solar | 2018-02-07 15:00 | 0.44435
Solar | 2018-02-07 16:00 | 0.51967
WindOnShore | 2018-02-07 17:00 | 0.092027
Solar | 2018-02-07 18:00 | 0.5357
WindOnShore | 2018-02-07 19:00 | 0.092027
Solar | 2018-02-07 20:00 | 0.55049
WindOnShore | 2018-02-07 21:00 | 0.090749
Solar | 2018-02-07 22:00 | 0.57238
WindOnShore | 2018-02-07 23:00 | 0.089791
Solar | 2018-02-08 | 0.51771
WindOnShore | 2018-02-08 01:00 | 0.096501
WindOnShore | 2018-02-08 02:00 | 0.10153
Solar | 2018-02-08 03:00 | 0.4569
WindOnShore | 2018-02-08 04:00 | 0.10832
Solar | 2018-02-08 05:00 | 0.38354
WindOnShore | 2018-02-08 06:00 | 0.11416
Solar | 2018-02-08 07:00 | 0.25509
WindOnShore | 2018-02-08 08:00 | 0.10625
Solar | 2018-02-08 09:00 | 0.13835
Solar | 2018-02-08 10:00 | 0.050488
WindOnShore | 2018-02-08 11:00 | 0.10225
Solar | 2018-02-08 12:00 | 0.018968
WindOnShore | 2018-02-08 13:00 | 0.10401
Solar | 2018-02-08 14:00 | 0.015063
WindOnShore | 2018-02-08 15:00 | 0.10641
WindOnShore | 2018-02-08 16:00 | 0.10641
Solar | 2018-02-08 17:00 | 0.014505
Solar | 2018-02-08 18:00 | 0.014644
WindOnShore | 2018-02-08 19:00 | 0.10026
Solar | 2018-02-08 20:00 | 0.014784
WindOnShore | 2018-02-08 21:00 | 0.089152
WindOnShore | 2018-02-08 22:00 | 0.08356
Solar | 2018-02-08 23:00 | 0.014923
Solar | 2018-02-09 | 0.014784
WindOnShore | 2018-02-09 01:00 | 0.077169
Solar | 2018-02-09 02:00 | 0.014505
WindOnShore | 2018-02-09 03:00 | 0.073894
Solar | 2018-02-09 04:00 | 0.014505
WindOnShore | 2018-02-09 05:00 | 0.073095
WindOnShore | 2018-02-09 06:00 | 0.073175
Solar | 2018-02-09 07:00 | 0.021478
Solar | 2018-02-09 08:00 | 0.060251
WindOnShore | 2018-02-09 09:00 | 0.071018
WindOnShore | 2018-02-09 10:00 | 0.062949
Solar | 2018-02-09 11:00 | 0.17601
Solar | 2018-02-09 12:00 | 0.34909
WindOnShore | 2018-02-09 13:00 | 0.057757
Solar | 2018-02-09 14:00 | 0.51506
WindOnShore | 2018-02-09 15:00 | 0.059834
WindOnShore | 2018-02-09 16:00 | 0.063029
Solar | 2018-02-09 17:00 | 0.6198
Solar | 2018-02-09 18:00 | 0.65593
WindOnShore | 2018-02-09 19:00 | 0.063748
Solar | 2018-02-09 20:00 | 0.63124
WindOnShore | 2018-02-09 21:00 | 0.066624
WindOnShore | 2018-02-09 22:00 | 0.073973
Solar | 2018-02-09 23:00 | 0.61088
Solar | 2018-02-10 | 0.55439
WindOnShore | 2018-02-10 01:00 | 0.085956
WindOnShore | 2018-02-10 02:00 | 0.098498
Solar | 2018-02-10 03:00 | 0.50572
Solar | 2018-02-10 04:00 | 0.40907
WindOnShore | 2018-02-10 05:00 | 0.11344
Solar | 2018-02-10 06:00 | 0.29289
WindOnShore | 2018-02-10 07:00 | 0.12774
WindOnShore | 2018-02-10 08:00 | 0.13852
Solar | 2018-02-10 09:00 | 0.16179
Solar | 2018-02-10 10:00 | 0.052999
WindOnShore | 2018-02-10 11:00 | 0.13021
Solar | 2018-02-10 12:00 | 0.019386
WindOnShore | 2018-02-10 13:00 | 0.12414
WindOnShore | 2018-02-10 14:00 | 0.13013
Solar | 2018-02-10 15:00 | 0.014923
WindOnShore | 2018-02-10 16:00 | 0.13237
Solar | 2018-02-10 17:00 | 0.014505
WindOnShore | 2018-02-10 18:00 | 0.13453
Solar | 2018-02-10 19:00 | 0.014784
Solar | 2018-02-10 20:00 | 0.014644
WindOnShore | 2018-02-10 21:00 | 0.13461
Solar | 2018-02-10 22:00 | 0.014644
WindOnShore | 2018-02-10 23:00 | 0.12518
WindOnShore | 2018-02-11 | 0.1144
Solar | 2018-02-11 01:00 | 0.014644
Solar | 2018-02-11 02:00 | 0.014784
WindOnShore | 2018-02-11 03:00 | 0.11224
Solar | 2018-02-11 04:00 | 0.014644
WindOnShore | 2018-02-11 05:00 | 0.10377
Solar | 2018-02-11 06:00 | 0.022315
WindOnShore | 2018-02-11 07:00 | 0.097619
WindOnShore | 2018-02-11 08:00 | 0.09043
Solar | 2018-02-11 09:00 | 0.062762
WindOnShore | 2018-02-11 10:00 | 0.070698
Solar | 2018-02-11 11:00 | 0.20139
WindOnShore | 2018-02-11 12:00 | 0.06231
Solar | 2018-02-11 13:00 | 0.40084
WindOnShore | 2018-02-11 14:00 | 0.062151
Solar | 2018-02-11 15:00 | 0.57587
Solar | 2018-02-11 16:00 | 0.69888
WindOnShore | 2018-02-11 17:00 | 0.06255
Solar | 2018-02-11 18:00 | 0.77183
WindOnShore | 2018-02-11 19:00 | 0.063748
WindOnShore | 2018-02-11 20:00 | 0.059834
Solar | 2018-02-11 21:00 | 0.79289
Solar | 2018-02-11 22:00 | 0.76904
WindOnShore | 2018-02-11 23:00 | 0.05552
Solar | 2018-02-12 | 0.7219
WindOnShore | 2018-02-12 01:00 | 0.053842
Solar | 2018-02-12 02:00 | 0.63222
WindOnShore | 2018-02-12 03:00 | 0.053763
WindOnShore | 2018-02-12 04:00 | 0.053763
Solar | 2018-02-12 05:00 | 0.50628
WindOnShore | 2018-02-12 06:00 | 0.056479
Solar | 2018-02-12 07:00 | 0.34742
WindOnShore | 2018-02-12 08:00 | 0.057038
Solar | 2018-02-12 09:00 | 0.17364
Solar | 2018-02-12 10:00 | 0.053556
WindOnShore | 2018-02-12 11:00 | 0.057437
Solar | 2018-02-12 12:00 | 0.018968
WindOnShore | 2018-02-12 13:00 | 0.065586
Solar | 2018-02-12 14:00 | 0.015202
WindOnShore | 2018-02-12 15:00 | 0.081483
WindOnShore | 2018-02-12 16:00 | 0.09027
Solar | 2018-02-12 17:00 | 0.014784
Solar | 2018-02-12 18:00 | 0.015063
WindOnShore | 2018-02-12 19:00 | 0.098498
Solar | 2018-02-12 20:00 | 0.015063
WindOnShore | 2018-02-12 21:00 | 0.10121
WindOnShore | 2018-02-12 22:00 | 0.094104
Solar | 2018-02-12 23:00 | 0.015063
Solar | 2018-02-13 | 0.014923
WindOnShore | 2018-02-13 01:00 | 0.084918
Solar | 2018-02-13 02:00 | 0.014923
WindOnShore | 2018-02-13 03:00 | 0.075411
WindOnShore | 2018-02-13 04:00 | 0.067583
Solar | 2018-02-13 05:00 | 0.014644
WindOnShore | 2018-02-13 06:00 | 0.063429
Solar | 2018-02-13 07:00 | 0.021339
WindOnShore | 2018-02-13 08:00 | 0.056479
Solar | 2018-02-13 09:00 | 0.062343
Solar | 2018-02-13 10:00 | 0.18647
WindOnShore | 2018-02-13 11:00 | 0.047611
Solar | 2018-02-13 12:00 | 0.34365
WindOnShore | 2018-02-13 13:00 | 0.039863
Solar | 2018-02-13 14:00 | 0.5
WindOnShore | 2018-02-13 15:00 | 0.036428
WindOnShore | 2018-02-13 16:00 | 0.035389
Solar | 2018-02-13 17:00 | 0.60139
WindOnShore | 2018-02-13 18:00 | 0.036348
Solar | 2018-02-13 19:00 | 0.69386
WindOnShore | 2018-02-13 20:00 | 0.038345
Solar | 2018-02-13 21:00 | 0.71785
WindOnShore | 2018-02-13 22:00 | 0.039783
Solar | 2018-02-13 23:00 | 0.69526
WindOnShore | 2018-02-14 | 0.04186
Solar | 2018-02-14 01:00 | 0.65704
Solar | 2018-02-14 02:00 | 0.58229
WindOnShore | 2018-02-14 03:00 | 0.04889
Solar | 2018-02-14 04:00 | 0.4682
WindOnShore | 2018-02-14 05:00 | 0.061112
WindOnShore | 2018-02-14 06:00 | 0.067822
Solar | 2018-02-14 07:00 | 0.3212
Solar | 2018-02-14 08:00 | 0.16346
WindOnShore | 2018-02-14 09:00 | 0.075891
Solar | 2018-02-14 10:00 | 0.052301
WindOnShore | 2018-02-14 11:00 | 0.084518
Solar | 2018-02-14 12:00 | 0.018689
WindOnShore | 2018-02-14 13:00 | 0.09706
WindOnShore | 2018-02-14 14:00 | 0.11471
Solar | 2018-02-14 15:00 | 0.014923
WindOnShore | 2018-02-14 16:00 | 0.12846
Solar | 2018-02-14 17:00 | 0.014644
WindOnShore | 2018-02-14 18:00 | 0.1394
Solar | 2018-02-14 19:00 | 0.014784
WindOnShore | 2018-02-14 20:00 | 0.13956
Solar | 2018-02-14 21:00 | 0.014923
Solar | 2018-02-14 22:00 | 0.014784
WindOnShore | 2018-02-14 23:00 | 0.12678
WindOnShore | 2018-02-15 | 0.11647
Solar | 2018-02-15 01:00 | 0.014923
WindOnShore | 2018-02-15 02:00 | 0.10697
Solar | 2018-02-15 03:00 | 0.014784
WindOnShore | 2018-02-15 04:00 | 0.10377
Solar | 2018-02-15 05:00 | 0.014644
Solar | 2018-02-15 06:00 | 0.021199
WindOnShore | 2018-02-15 07:00 | 0.0969
WindOnShore | 2018-02-15 08:00 | 0.09019
Solar | 2018-02-15 09:00 | 0.060669
Solar | 2018-02-15 10:00 | 0.18773
WindOnShore | 2018-02-15 11:00 | 0.06958
WindOnShore | 2018-02-15 12:00 | 0.056159
Solar | 2018-02-15 13:00 | 0.37796
WindOnShore | 2018-02-15 14:00 | 0.055121
Solar | 2018-02-15 15:00 | 0.54937
WindOnShore | 2018-02-15 16:00 | 0.055121
Solar | 2018-02-15 17:00 | 0.67978
Solar | 2018-02-15 18:00 | 0.75202
WindOnShore | 2018-02-15 19:00 | 0.053363
Solar | 2018-02-15 20:00 | 0.7749
WindOnShore | 2018-02-15 21:00 | 0.051526
Solar | 2018-02-15 22:00 | 0.76039
WindOnShore | 2018-02-15 23:00 | 0.050248
WindOnShore | 2018-02-16 | 0.051526
Solar | 2018-02-16 01:00 | 0.70614
WindOnShore | 2018-02-16 02:00 | 0.056319
Solar | 2018-02-16 03:00 | 0.61283
WindOnShore | 2018-02-16 04:00 | 0.066384
Solar | 2018-02-16 05:00 | 0.4848
Solar | 2018-02-16 06:00 | 0.32497
WindOnShore | 2018-02-16 07:00 | 0.075012
Solar | 2018-02-16 08:00 | 0.16262
WindOnShore | 2018-02-16 09:00 | 0.080284
WindOnShore | 2018-02-16 10:00 | 0.08364
Solar | 2018-02-16 11:00 | 0.052301
WindOnShore | 2018-02-16 12:00 | 0.10233
Solar | 2018-02-16 13:00 | 0.01841
Solar | 2018-02-16 14:00 | 0.014923
WindOnShore | 2018-02-16 15:00 | 0.12198
WindOnShore | 2018-02-16 16:00 | 0.11959
Solar | 2018-02-16 17:00 | 0.014784
Solar | 2018-02-16 18:00 | 0.014784
WindOnShore | 2018-02-16 19:00 | 0.11384
Solar | 2018-02-16 20:00 | 0.014784
WindOnShore | 2018-02-16 21:00 | 0.10633
WindOnShore | 2018-02-16 22:00 | 0.093705
Solar | 2018-02-16 23:00 | 0.014784
WindOnShore | 2018-02-17 | 0.085717
Solar | 2018-02-17 01:00 | 0.014923
Solar | 2018-02-17 02:00 | 0.014923
WindOnShore | 2018-02-17 03:00 | 0.080524
Solar | 2018-02-17 04:00 | 0.014784
WindOnShore | 2018-02-17 05:00 | 0.072855
Solar | 2018-02-17 06:00 | 0.021199
WindOnShore | 2018-02-17 07:00 | 0.065346
Solar | 2018-02-17 08:00 | 0.060251
WindOnShore | 2018-02-17 09:00 | 0.059434
WindOnShore | 2018-02-17 10:00 | 0.04833
Solar | 2018-02-17 11:00 | 0.18926
Solar | 2018-02-17 12:00 | 0.38271
WindOnShore | 2018-02-17 13:00 | 0.037466
WindOnShore | 2018-02-17 14:00 | 0.035149
Solar | 2018-02-17 15:00 | 0.55328
WindOnShore | 2018-02-17 16:00 | 0.036827
Solar | 2018-02-17 17:00 | 0.67364
Solar | 2018-02-17 18:00 | 0.7463
WindOnShore | 2018-02-17 19:00 | 0.040102
Solar | 2018-02-17 20:00 | 0.74993
WindOnShore | 2018-02-17 21:00 | 0.044815
WindOnShore | 2018-02-17 22:00 | 0.049369
Solar | 2018-02-17 23:00 | 0.73445
WindOnShore | 2018-02-18 | 0.053842
Solar | 2018-02-18 01:00 | 0.67922
Solar | 2018-02-18 02:00 | 0.59386
WindOnShore | 2018-02-18 03:00 | 0.0556
Solar | 2018-02-18 04:00 | 0.47336
WindOnShore | 2018-02-18 05:00 | 0.060153
Solar | 2018-02-18 06:00 | 0.3219
WindOnShore | 2018-02-18 07:00 | 0.061591
Solar | 2018-02-18 08:00 | 0.15662
WindOnShore | 2018-02-18 09:00 | 0.067343
Solar | 2018-02-18 10:00 | 0.050767
WindOnShore | 2018-02-18 11:00 | 0.071497
Solar | 2018-02-18 12:00 | 0.018828
WindOnShore | 2018-02-18 13:00 | 0.078527
WindOnShore | 2018-02-18 14:00 | 0.097619
Solar | 2018-02-18 15:00 | 0.016457
Solar | 2018-02-18 16:00 | 0.016318
WindOnShore | 2018-02-18 17:00 | 0.11424
WindOnShore | 2018-02-18 18:00 | 0.12574
Solar | 2018-02-18 19:00 | 0.016457
WindOnShore | 2018-02-18 20:00 | 0.12462
Solar | 2018-02-18 21:00 | 0.016457
Solar | 2018-02-18 22:00 | 0.016457
WindOnShore | 2018-02-18 23:00 | 0.12382
Solar | 2018-02-19 | 0.016597
WindOnShore | 2018-02-19 01:00 | 0.11687
WindOnShore | 2018-02-19 02:00 | 0.10697
Solar | 2018-02-19 03:00 | 0.016597
Solar | 2018-02-19 04:00 | 0.016457
WindOnShore | 2018-02-19 05:00 | 0.10129
Solar | 2018-02-19 06:00 | 0.021897
WindOnShore | 2018-02-19 07:00 | 0.09722
Solar | 2018-02-19 08:00 | 0.060391
WindOnShore | 2018-02-19 09:00 | 0.09051
Solar | 2018-02-19 10:00 | 0.15774
WindOnShore | 2018-02-19 11:00 | 0.072376
Solar | 2018-02-19 12:00 | 0.31897
WindOnShore | 2018-02-19 13:00 | 0.04849
WindOnShore | 2018-02-19 14:00 | 0.042259
Solar | 2018-02-19 15:00 | 0.47615
WindOnShore | 2018-02-19 16:00 | 0.047931
Solar | 2018-02-19 17:00 | 0.59233
WindOnShore | 2018-02-19 18:00 | 0.059355
Solar | 2018-02-19 19:00 | 0.67434
WindOnShore | 2018-02-19 20:00 | 0.06239
Solar | 2018-02-19 21:00 | 0.70865
WindOnShore | 2018-02-19 22:00 | 0.065586
Solar | 2018-02-19 23:00 | 0.67755
Solar | 2018-02-20 | 0.60976
WindOnShore | 2018-02-20 01:00 | 0.075731
Solar | 2018-02-20 02:00 | 0.51395
WindOnShore | 2018-02-20 03:00 | 0.089232
WindOnShore | 2018-02-20 04:00 | 0.11176
Solar | 2018-02-20 05:00 | 0.39833
Solar | 2018-02-20 06:00 | 0.25314
WindOnShore | 2018-02-20 07:00 | 0.13932
Solar | 2018-02-20 08:00 | 0.12469
WindOnShore | 2018-02-20 09:00 | 0.1827
Solar | 2018-02-20 10:00 | 0.042957
WindOnShore | 2018-02-20 11:00 | 0.14092
Solar | 2018-02-20 12:00 | 0.019107
WindOnShore | 2018-02-20 13:00 | 0.14044
WindOnShore | 2018-02-20 14:00 | 0.16201
Solar | 2018-02-20 15:00 | 0.015063
Solar | 2018-02-20 16:00 | 0.014784
WindOnShore | 2018-02-20 17:00 | 0.19835
Solar | 2018-02-20 18:00 | 0.014226
WindOnShore | 2018-02-20 19:00 | 0.20602
Solar | 2018-02-20 20:00 | 0.014226
WindOnShore | 2018-02-20 21:00 | 0.15961
WindOnShore | 2018-02-20 22:00 | 0.13173
Solar | 2018-02-20 23:00 | 0.014226
WindOnShore | 2018-02-21 | 0.13397
Solar | 2018-02-21 01:00 | 0.014505
Solar | 2018-02-21 02:00 | 0.014226
WindOnShore | 2018-02-21 03:00 | 0.15721
Solar | 2018-02-21 04:00 | 0.014226
WindOnShore | 2018-02-21 05:00 | 0.17008
Solar | 2018-02-21 06:00 | 0.01855
WindOnShore | 2018-02-21 07:00 | 0.18765
WindOnShore | 2018-02-21 08:00 | 0.1839
Solar | 2018-02-21 09:00 | 0.04742
WindOnShore | 2018-02-21 10:00 | 0.18717
Solar | 2018-02-21 11:00 | 0.1198
Solar | 2018-02-21 12:00 | 0.23068
WindOnShore | 2018-02-21 13:00 | 0.25204
Solar | 2018-02-21 14:00 | 0.33794
WindOnShore | 2018-02-21 15:00 | 0.30995
Solar | 2018-02-21 16:00 | 0.43821
WindOnShore | 2018-02-21 17:00 | 0.33
WindOnShore | 2018-02-21 18:00 | 0.33256
Solar | 2018-02-21 19:00 | 0.46876
WindOnShore | 2018-02-21 20:00 | 0.32202
Solar | 2018-02-21 21:00 | 0.49819
Solar | 2018-02-21 22:00 | 0.51311
WindOnShore | 2018-02-21 23:00 | 0.30716
Solar | 2018-02-22 | 0.50586
WindOnShore | 2018-02-22 01:00 | 0.30436
Solar | 2018-02-22 02:00 | 0.46806
WindOnShore | 2018-02-22 03:00 | 0.31587
WindOnShore | 2018-02-22 04:00 | 0.32401
Solar | 2018-02-22 05:00 | 0.38745
Solar | 2018-02-22 06:00 | 0.27266
WindOnShore | 2018-02-22 07:00 | 0.32553
WindOnShore | 2018-02-22 08:00 | 0.27425
Solar | 2018-02-22 09:00 | 0.141
WindOnShore | 2018-02-22 10:00 | 0.19724
Solar | 2018-02-22 11:00 | 0.043654
WindOnShore | 2018-02-22 12:00 | 0.14962
Solar | 2018-02-22 13:00 | 0.017155
Solar | 2018-02-22 14:00 | 0.014086
WindOnShore | 2018-02-22 15:00 | 0.13397
Solar | 2018-02-22 16:00 | 0.013808
WindOnShore | 2018-02-22 17:00 | 0.11599
WindOnShore | 2018-02-22 18:00 | 0.10105
Solar | 2018-02-22 19:00 | 0.014086
Solar | 2018-02-22 20:00 | 0.014086
WindOnShore | 2018-02-22 21:00 | 0.092347
WindOnShore | 2018-02-22 22:00 | 0.095463
Solar | 2018-02-22 23:00 | 0.014086
WindOnShore | 2018-02-23 | 0.108
Solar | 2018-02-23 01:00 | 0.014505
Solar | 2018-02-23 02:00 | 0.014505
WindOnShore | 2018-02-23 03:00 | 0.12997
Solar | 2018-02-23 04:00 | 0.014365
WindOnShore | 2018-02-23 05:00 | 0.15434
Solar | 2018-02-23 06:00 | 0.019386
WindOnShore | 2018-02-23 07:00 | 0.18302
Solar | 2018-02-23 08:00 | 0.052441
WindOnShore | 2018-02-23 09:00 | 0.20818
WindOnShore | 2018-02-23 10:00 | 0.21425
Solar | 2018-02-23 11:00 | 0.17294
WindOnShore | 2018-02-23 12:00 | 0.23886
Solar | 2018-02-23 13:00 | 0.34868
WindOnShore | 2018-02-23 14:00 | 0.29685
Solar | 2018-02-23 15:00 | 0.50279
Solar | 2018-02-23 16:00 | 0.59888
WindOnShore | 2018-02-23 17:00 | 0.35788
Solar | 2018-02-23 18:00 | 0.64589
WindOnShore | 2018-02-23 19:00 | 0.3769
Solar | 2018-02-23 20:00 | 0.6622
WindOnShore | 2018-02-23 21:00 | 0.39631
Solar | 2018-02-23 22:00 | 0.68787
WindOnShore | 2018-02-23 23:00 | 0.42387
WindOnShore | 2018-02-24 | 0.42443
Solar | 2018-02-24 01:00 | 0.65537
WindOnShore | 2018-02-24 02:00 | 0.39879
Solar | 2018-02-24 03:00 | 0.5696
Solar | 2018-02-24 04:00 | 0.45439
WindOnShore | 2018-02-24 05:00 | 0.37754
WindOnShore | 2018-02-24 06:00 | 0.34806
Solar | 2018-02-24 07:00 | 0.31088
WindOnShore | 2018-02-24 08:00 | 0.30524
Solar | 2018-02-24 09:00 | 0.1477
Solar | 2018-02-24 10:00 | 0.043515
WindOnShore | 2018-02-24 11:00 | 0.26027
Solar | 2018-02-24 12:00 | 0.016736
WindOnShore | 2018-02-24 13:00 | 0.22536
WindOnShore | 2018-02-24 14:00 | 0.20858
Solar | 2018-02-24 15:00 | 0.014505
WindOnShore | 2018-02-24 16:00 | 0.20307
Solar | 2018-02-24 17:00 | 0.013808
WindOnShore | 2018-02-24 18:00 | 0.20187
Solar | 2018-02-24 19:00 | 0.014086
Solar | 2018-02-24 20:00 | 0.014226
WindOnShore | 2018-02-24 21:00 | 0.19572
WindOnShore | 2018-02-24 22:00 | 0.19236
Solar | 2018-02-24 23:00 | 0.014226
Solar | 2018-02-25 | 0.014505
WindOnShore | 2018-02-25 01:00 | 0.18717
Solar | 2018-02-25 02:00 | 0.014365
WindOnShore | 2018-02-25 03:00 | 0.17886
Solar | 2018-02-25 04:00 | 0.014505
WindOnShore | 2018-02-25 05:00 | 0.17391
WindOnShore | 2018-02-25 06:00 | 0.17878
Solar | 2018-02-25 07:00 | 0.019107
WindOnShore | 2018-02-25 08:00 | 0.18102
Solar | 2018-02-25 09:00 | 0.05258
WindOnShore | 2018-02-25 10:00 | 0.16616
Solar | 2018-02-25 11:00 | 0.16569
Solar | 2018-02-25 12:00 | 0.33863
WindOnShore | 2018-02-25 13:00 | 0.16808
WindOnShore | 2018-02-25 14:00 | 0.18166
Solar | 2018-02-25 15:00 | 0.48996
Solar | 2018-02-25 16:00 | 0.61088
WindOnShore | 2018-02-25 17:00 | 0.1946
WindOnShore | 2018-02-25 18:00 | 0.19612
Solar | 2018-02-25 19:00 | 0.68075
Solar | 2018-02-25 20:00 | 0.70391
WindOnShore | 2018-02-25 21:00 | 0.19156
Solar | 2018-02-25 22:00 | 0.69944
WindOnShore | 2018-02-25 23:00 | 0.1978
WindOnShore | 2018-02-26 | 0.20451
Solar | 2018-02-26 01:00 | 0.6682
Solar | 2018-02-26 02:00 | 0.59135
WindOnShore | 2018-02-26 03:00 | 0.19005
Solar | 2018-02-26 04:00 | 0.46555
WindOnShore | 2018-02-26 05:00 | 0.16201
WindOnShore | 2018-02-26 06:00 | 0.14435
Solar | 2018-02-26 07:00 | 0.3219
Solar | 2018-02-26 08:00 | 0.16611
WindOnShore | 2018-02-26 09:00 | 0.11184
WindOnShore | 2018-02-26 10:00 | 0.085557
Solar | 2018-02-26 11:00 | 0.058856
WindOnShore | 2018-02-26 12:00 | 0.077169
Solar | 2018-02-26 13:00 | 0.031381
WindOnShore | 2018-02-26 14:00 | 0.080205
Solar | 2018-02-26 15:00 | 0.030126
Solar | 2018-02-26 16:00 | 0.029847
WindOnShore | 2018-02-26 17:00 | 0.080364
Solar | 2018-02-26 18:00 | 0.030126
WindOnShore | 2018-02-26 19:00 | 0.078687
WindOnShore | 2018-02-26 20:00 | 0.078367
Solar | 2018-02-26 21:00 | 0.029986
Solar | 2018-02-26 22:00 | 0.030126
WindOnShore | 2018-02-26 23:00 | 0.081243
Solar | 2018-02-27 | 0.030265
WindOnShore | 2018-02-27 01:00 | 0.083799
WindOnShore | 2018-02-27 02:00 | 0.086515
Solar | 2018-02-27 03:00 | 0.030126
Solar | 2018-02-27 04:00 | 0.030126
WindOnShore | 2018-02-27 05:00 | 0.094664
WindOnShore | 2018-02-27 06:00 | 0.10641
Solar | 2018-02-27 07:00 | 0.034031
WindOnShore | 2018-02-27 08:00 | 0.1084
Solar | 2018-02-27 09:00 | 0.062343
WindOnShore | 2018-02-27 10:00 | 0.10952
Solar | 2018-02-27 11:00 | 0.16332
WindOnShore | 2018-02-27 12:00 | 0.13141
Solar | 2018-02-27 13:00 | 0.31213
WindOnShore | 2018-02-27 14:00 | 0.1243
Solar | 2018-02-27 15:00 | 0.45593
Solar | 2018-02-27 16:00 | 0.57908
WindOnShore | 2018-02-27 17:00 | 0.10729
Solar | 2018-02-27 18:00 | 0.64561
WindOnShore | 2018-02-27 19:00 | 0.095063
WindOnShore | 2018-02-27 20:00 | 0.089871
Solar | 2018-02-27 21:00 | 0.67029
Solar | 2018-02-27 22:00 | 0.65941
WindOnShore | 2018-02-27 23:00 | 0.079805
WindOnShore | 2018-02-28 | 0.07613
Solar | 2018-02-28 01:00 | 0.59623
WindOnShore | 2018-02-28 02:00 | 0.078687
Solar | 2018-02-28 03:00 | 0.52608
WindOnShore | 2018-02-28 04:00 | 0.078527
Solar | 2018-02-28 05:00 | 0.41911
Solar | 2018-02-28 06:00 | 0.27685
WindOnShore | 2018-02-28 07:00 | 0.078767
Solar | 2018-02-28 08:00 | 0.14226
WindOnShore | 2018-02-28 09:00 | 0.083
Solar | 2018-02-28 10:00 | 0.052301
WindOnShore | 2018-02-28 11:00 | 0.09698
WindOnShore | 2018-02-28 12:00 | 0.11256
Solar | 2018-02-28 13:00 | 0.028452
Solar | 2018-02-28 14:00 | 0.027615
WindOnShore | 2018-02-28 15:00 | 0.12734
WindOnShore | 2018-02-28 16:00 | 0.12981
Solar | 2018-02-28 17:00 | 0.027476
Solar | 2018-02-28 18:00 | 0.027476
WindOnShore | 2018-02-28 19:00 | 0.12893
Solar | 2018-02-28 20:00 | 0.027755
WindOnShore | 2018-02-28 21:00 | 0.12262
WindOnShore | 2018-02-28 22:00 | 0.11456
Solar | 2018-02-28 23:00 | 0.027615
WindOnShore | 2018-03-01 | 0.10721
Solar | 2018-03-01 01:00 | 0.027615
Solar | 2018-03-01 02:00 | 0.027615
WindOnShore | 2018-03-01 03:00 | 0.10641
Solar | 2018-03-01 04:00 | 0.027615
WindOnShore | 2018-03-01 05:00 | 0.10625
WindOnShore | 2018-03-01 06:00 | 0.1104
Solar | 2018-03-01 07:00 | 0.030823
WindOnShore | 2018-03-01 08:00 | 0.11296
Solar | 2018-03-01 09:00 | 0.059275
Solar | 2018-03-01 10:00 | 0.15886
WindOnShore | 2018-03-01 11:00 | 0.087314
WindOnShore | 2018-03-01 12:00 | 0.070059
Solar | 2018-03-01 13:00 | 0.32259
WindOnShore | 2018-03-01 14:00 | 0.06255
Solar | 2018-03-01 15:00 | 0.49609
Solar | 2018-03-01 16:00 | 0.62385
WindOnShore | 2018-03-01 17:00 | 0.053603
Solar | 2018-03-01 18:00 | 0.69484
WindOnShore | 2018-03-01 19:00 | 0.04841
WindOnShore | 2018-03-01 20:00 | 0.047771
Solar | 2018-03-01 21:00 | 0.72245
WindOnShore | 2018-03-01 22:00 | 0.049449
Solar | 2018-03-01 23:00 | 0.71353
Solar | 2018-03-02 | 0.65007
WindOnShore | 2018-03-02 01:00 | 0.051046
WindOnShore | 2018-03-02 02:00 | 0.056079
Solar | 2018-03-02 03:00 | 0.57141
WindOnShore | 2018-03-02 04:00 | 0.061671
Solar | 2018-03-02 05:00 | 0.44421
WindOnShore | 2018-03-02 06:00 | 0.071976
Solar | 2018-03-02 07:00 | 0.29958
Solar | 2018-03-02 08:00 | 0.14519
WindOnShore | 2018-03-02 09:00 | 0.080444
Solar | 2018-03-02 10:00 | 0.045188
WindOnShore | 2018-03-02 11:00 | 0.093465
WindOnShore | 2018-03-02 12:00 | 0.11312
Solar | 2018-03-02 13:00 | 0.017713
WindOnShore | 2018-03-02 14:00 | 0.12877
Solar | 2018-03-02 15:00 | 0.014784
Solar | 2018-03-02 16:00 | 0.014505
WindOnShore | 2018-03-02 17:00 | 0.1382
WindOnShore | 2018-03-02 18:00 | 0.15194
Solar | 2018-03-02 19:00 | 0.014505
Solar | 2018-03-02 20:00 | 0.014644
WindOnShore | 2018-03-02 21:00 | 0.14499
Solar | 2018-03-02 22:00 | 0.014784
WindOnShore | 2018-03-02 23:00 | 0.13764
Solar | 2018-03-03 | 0.014923
WindOnShore | 2018-03-03 01:00 | 0.13365
WindOnShore | 2018-03-03 02:00 | 0.12893
Solar | 2018-03-03 03:00 | 0.015063
Solar | 2018-03-03 04:00 | 0.014784
WindOnShore | 2018-03-03 05:00 | 0.12446
WindOnShore | 2018-03-03 06:00 | 0.12486
Solar | 2018-03-03 07:00 | 0.019247
WindOnShore | 2018-03-03 08:00 | 0.12222
Solar | 2018-03-03 09:00 | 0.052999
WindOnShore | 2018-03-03 10:00 | 0.088193
Solar | 2018-03-03 11:00 | 0.17964
Solar | 2018-03-03 12:00 | 0.3788
WindOnShore | 2018-03-03 13:00 | 0.059195
Solar | 2018-03-03 14:00 | 0.55774
WindOnShore | 2018-03-03 15:00 | 0.05568
WindOnShore | 2018-03-03 16:00 | 0.061032
Solar | 2018-03-03 17:00 | 0.68187
Solar | 2018-03-03 18:00 | 0.75941
WindOnShore | 2018-03-03 19:00 | 0.067822
Solar | 2018-03-03 20:00 | 0.78801
WindOnShore | 2018-03-03 21:00 | 0.069899
WindOnShore | 2018-03-03 22:00 | 0.067423
Solar | 2018-03-03 23:00 | 0.77517
Solar | 2018-03-04 | 0.73096
WindOnShore | 2018-03-04 01:00 | 0.066464
WindOnShore | 2018-03-04 02:00 | 0.068781
Solar | 2018-03-04 03:00 | 0.64226
WindOnShore | 2018-03-04 04:00 | 0.072935
Solar | 2018-03-04 05:00 | 0.51046
Solar | 2018-03-04 06:00 | 0.33961
WindOnShore | 2018-03-04 07:00 | 0.080205
Solar | 2018-03-04 08:00 | 0.15941
WindOnShore | 2018-03-04 09:00 | 0.093705
Solar | 2018-03-04 10:00 | 0.044491
WindOnShore | 2018-03-04 11:00 | 0.11448
Solar | 2018-03-04 12:00 | 0.017573
WindOnShore | 2018-03-04 13:00 | 0.17918
Solar | 2018-03-04 14:00 | 0.015202
WindOnShore | 2018-03-04 15:00 | 0.25347
Solar | 2018-03-04 16:00 | 0.014644
WindOnShore | 2018-03-04 17:00 | 0.28711
WindOnShore | 2018-03-04 18:00 | 0.28591
Solar | 2018-03-04 19:00 | 0.014784
WindOnShore | 2018-03-04 20:00 | 0.27113
Solar | 2018-03-04 21:00 | 0.015063
WindOnShore | 2018-03-04 22:00 | 0.24125
Solar | 2018-03-04 23:00 | 0.015063
WindOnShore | 2018-03-05 | 0.22208
Solar | 2018-03-05 01:00 | 0.015063
Solar | 2018-03-05 02:00 | 0.015063
WindOnShore | 2018-03-05 03:00 | 0.20714
Solar | 2018-03-05 04:00 | 0.015202
WindOnShore | 2018-03-05 05:00 | 0.18869
Solar | 2018-03-05 06:00 | 0.019247
WindOnShore | 2018-03-05 07:00 | 0.17886
WindOnShore | 2018-03-05 08:00 | 0.16297
Solar | 2018-03-05 09:00 | 0.05258
Solar | 2018-03-05 10:00 | 0.17838
WindOnShore | 2018-03-05 11:00 | 0.1096
WindOnShore | 2018-03-05 12:00 | 0.058955
Solar | 2018-03-05 13:00 | 0.37294
Solar | 2018-03-05 14:00 | 0.54393
WindOnShore | 2018-03-05 15:00 | 0.04833
Solar | 2018-03-05 16:00 | 0.66639
WindOnShore | 2018-03-05 17:00 | 0.050487
Solar | 2018-03-05 18:00 | 0.7378
WindOnShore | 2018-03-05 19:00 | 0.056399
WindOnShore | 2018-03-05 20:00 | 0.056479
Solar | 2018-03-05 21:00 | 0.76304
WindOnShore | 2018-03-05 22:00 | 0.05544
Solar | 2018-03-05 23:00 | 0.7431
WindOnShore | 2018-03-06 | 0.055999
Solar | 2018-03-06 01:00 | 0.69163
Solar | 2018-03-06 02:00 | 0.60739
WindOnShore | 2018-03-06 03:00 | 0.062869
WindOnShore | 2018-03-06 04:00 | 0.080045
Solar | 2018-03-06 05:00 | 0.4735
Solar | 2018-03-06 06:00 | 0.31116
WindOnShore | 2018-03-06 07:00 | 0.096421
Solar | 2018-03-06 08:00 | 0.14923
WindOnShore | 2018-03-06 09:00 | 0.12182
Solar | 2018-03-06 10:00 | 0.044491
WindOnShore | 2018-03-06 11:00 | 0.14491
WindOnShore | 2018-03-06 12:00 | 0.18845
Solar | 2018-03-06 13:00 | 0.017434
Solar | 2018-03-06 14:00 | 0.016039
WindOnShore | 2018-03-06 15:00 | 0.23566
WindOnShore | 2018-03-06 16:00 | 0.2363
Solar | 2018-03-06 17:00 | 0.015202
Solar | 2018-03-06 18:00 | 0.015342
WindOnShore | 2018-03-06 19:00 | 0.22919
WindOnShore | 2018-03-06 20:00 | 0.22999
Solar | 2018-03-06 21:00 | 0.014923
Solar | 2018-03-06 22:00 | 0.014923
WindOnShore | 2018-03-06 23:00 | 0.22376
Solar | 2018-03-07 | 0.015202
WindOnShore | 2018-03-07 01:00 | 0.20299
Solar | 2018-03-07 02:00 | 0.014923
WindOnShore | 2018-03-07 03:00 | 0.18741
WindOnShore | 2018-03-07 04:00 | 0.18158
Solar | 2018-03-07 05:00 | 0.015481
WindOnShore | 2018-03-07 06:00 | 0.16696
Solar | 2018-03-07 07:00 | 0.019107
Solar | 2018-03-07 08:00 | 0.050488
WindOnShore | 2018-03-07 09:00 | 0.13684
Solar | 2018-03-07 10:00 | 0.16569
WindOnShore | 2018-03-07 11:00 | 0.10217
Solar | 2018-03-07 12:00 | 0.35342
WindOnShore | 2018-03-07 13:00 | 0.078607
WindOnShore | 2018-03-07 14:00 | 0.07669
Solar | 2018-03-07 15:00 | 0.52455
Solar | 2018-03-07 16:00 | 0.64923
WindOnShore | 2018-03-07 17:00 | 0.09011
Solar | 2018-03-07 18:00 | 0.72706
WindOnShore | 2018-03-07 19:00 | 0.10273
Solar | 2018-03-07 20:00 | 0.75621
WindOnShore | 2018-03-07 21:00 | 0.11376
Solar | 2018-03-07 22:00 | 0.74351
WindOnShore | 2018-03-07 23:00 | 0.11919
WindOnShore | 2018-03-08 | 0.1267
Solar | 2018-03-08 01:00 | 0.70293
Solar | 2018-03-08 02:00 | 0.60879
WindOnShore | 2018-03-08 03:00 | 0.13868
Solar | 2018-03-08 04:00 | 0.46792
WindOnShore | 2018-03-08 05:00 | 0.16297
Solar | 2018-03-08 06:00 | 0.30516
WindOnShore | 2018-03-08 07:00 | 0.20259
WindOnShore | 2018-03-08 08:00 | 0.25052
Solar | 2018-03-08 09:00 | 0.1424
WindOnShore | 2018-03-08 10:00 | 0.2641
Solar | 2018-03-08 11:00 | 0.043236
WindOnShore | 2018-03-08 12:00 | 0.30444
Solar | 2018-03-08 13:00 | 0.017155
WindOnShore | 2018-03-08 14:00 | 0.33464
Solar | 2018-03-08 15:00 | 0.015202
WindOnShore | 2018-03-08 16:00 | 0.33967
Solar | 2018-03-08 17:00 | 0.014784
Solar | 2018-03-08 18:00 | 0.015063
WindOnShore | 2018-03-08 19:00 | 0.32234
WindOnShore | 2018-03-08 20:00 | 0.30484
Solar | 2018-03-08 21:00 | 0.015063
Solar | 2018-03-08 22:00 | 0.015342
WindOnShore | 2018-03-08 23:00 | 0.28607
WindOnShore | 2018-03-09 | 0.2657
Solar | 2018-03-09 01:00 | 0.015202
Solar | 2018-03-09 02:00 | 0.015202
WindOnShore | 2018-03-09 03:00 | 0.24509
Solar | 2018-03-09 04:00 | 0.015342
WindOnShore | 2018-03-09 05:00 | 0.23542
Solar | 2018-03-09 06:00 | 0.018271
WindOnShore | 2018-03-09 07:00 | 0.22599
WindOnShore | 2018-03-09 08:00 | 0.20419
Solar | 2018-03-09 09:00 | 0.047141
WindOnShore | 2018-03-09 10:00 | 0.15226
Solar | 2018-03-09 11:00 | 0.15481
WindOnShore | 2018-03-09 12:00 | 0.1263
Solar | 2018-03-09 13:00 | 0.3311
WindOnShore | 2018-03-09 14:00 | 0.097779
Solar | 2018-03-09 15:00 | 0.50474
WindOnShore | 2018-03-09 16:00 | 0.085317
Solar | 2018-03-09 17:00 | 0.63598
Solar | 2018-03-09 18:00 | 0.71674
WindOnShore | 2018-03-09 19:00 | 0.082282
Solar | 2018-03-09 20:00 | 0.75063
WindOnShore | 2018-03-09 21:00 | 0.079805
Solar | 2018-03-09 22:00 | 0.74965
WindOnShore | 2018-03-09 23:00 | 0.072855
Solar | 2018-03-10 | 0.68856
WindOnShore | 2018-03-10 01:00 | 0.066384
WindOnShore | 2018-03-10 02:00 | 0.068142
Solar | 2018-03-10 03:00 | 0.60098
WindOnShore | 2018-03-10 04:00 | 0.072456
Solar | 2018-03-10 05:00 | 0.459
Solar | 2018-03-10 06:00 | 0.29902
WindOnShore | 2018-03-10 07:00 | 0.079406
Solar | 2018-03-10 08:00 | 0.13598
WindOnShore | 2018-03-10 09:00 | 0.084598
WindOnShore | 2018-03-10 10:00 | 0.091149
Solar | 2018-03-10 11:00 | 0.039888
Solar | 2018-03-10 12:00 | 0.016876
WindOnShore | 2018-03-10 13:00 | 0.12518
Solar | 2018-03-10 14:00 | 0.014784
WindOnShore | 2018-03-10 15:00 | 0.17008
WindOnShore | 2018-03-10 16:00 | 0.19045
Solar | 2018-03-10 17:00 | 0.014505
WindOnShore | 2018-03-10 18:00 | 0.18038
Solar | 2018-03-10 19:00 | 0.014923
WindOnShore | 2018-03-10 20:00 | 0.16824
Solar | 2018-03-10 21:00 | 0.014923
WindOnShore | 2018-03-10 22:00 | 0.1521
Solar | 2018-03-10 23:00 | 0.014923
Solar | 2018-03-11 | 0.015063
WindOnShore | 2018-03-11 01:00 | 0.13109
WindOnShore | 2018-03-11 02:00 | 0.11128
Solar | 2018-03-11 03:00 | 0.015063
WindOnShore | 2018-03-11 04:00 | 0.09722
Solar | 2018-03-11 05:00 | 0.015063
Solar | 2018-03-11 06:00 | 0.017713
WindOnShore | 2018-03-11 07:00 | 0.091229
Solar | 2018-03-11 08:00 | 0.046583
WindOnShore | 2018-03-11 09:00 | 0.083959
WindOnShore | 2018-03-11 10:00 | 0.06918
Solar | 2018-03-11 11:00 | 0.15774
WindOnShore | 2018-03-11 12:00 | 0.048091
Solar | 2018-03-11 13:00 | 0.33766
Solar | 2018-03-11 14:00 | 0.5212
WindOnShore | 2018-03-11 15:00 | 0.040741
Solar | 2018-03-11 16:00 | 0.64895
WindOnShore | 2018-03-11 17:00 | 0.040102
WindOnShore | 2018-03-11 18:00 | 0.038984
Solar | 2018-03-11 19:00 | 0.72427
Solar | 2018-03-11 20:00 | 0.76067
WindOnShore | 2018-03-11 21:00 | 0.038025
Solar | 2018-03-11 22:00 | 0.74714
WindOnShore | 2018-03-11 23:00 | 0.043617
WindOnShore | 2018-03-12 | 0.049449
Solar | 2018-03-12 01:00 | 0.70195
WindOnShore | 2018-03-12 02:00 | 0.052884
Solar | 2018-03-12 03:00 | 0.60934
Solar | 2018-03-12 04:00 | 0.48326
WindOnShore | 2018-03-12 05:00 | 0.055999
Solar | 2018-03-12 06:00 | 0.31088
WindOnShore | 2018-03-12 07:00 | 0.064068
WindOnShore | 2018-03-12 08:00 | 0.06255
Solar | 2018-03-12 09:00 | 0.14031
Solar | 2018-03-12 10:00 | 0.042678
WindOnShore | 2018-03-12 11:00 | 0.066864
WindOnShore | 2018-03-12 12:00 | 0.082761
Solar | 2018-03-12 13:00 | 0.01855
WindOnShore | 2018-03-12 14:00 | 0.10026
Solar | 2018-03-12 15:00 | 0.016876
WindOnShore | 2018-03-12 16:00 | 0.10034
Solar | 2018-03-12 17:00 | 0.016597
Solar | 2018-03-12 18:00 | 0.017434
WindOnShore | 2018-03-12 19:00 | 0.10537
Solar | 2018-03-12 20:00 | 0.017155
WindOnShore | 2018-03-12 21:00 | 0.11839
WindOnShore | 2018-03-12 22:00 | 0.12422
Solar | 2018-03-12 23:00 | 0.016736
WindOnShore | 2018-03-13 | 0.11935
Solar | 2018-03-13 01:00 | 0.016876
Solar | 2018-03-13 02:00 | 0.016876
WindOnShore | 2018-03-13 03:00 | 0.10816
WindOnShore | 2018-03-13 04:00 | 0.12079
Solar | 2018-03-13 05:00 | 0.016736
Solar | 2018-03-13 06:00 | 0.019247
WindOnShore | 2018-03-13 07:00 | 0.13916
WindOnShore | 2018-03-13 08:00 | 0.15418
Solar | 2018-03-13 09:00 | 0.04742
WindOnShore | 2018-03-13 10:00 | 0.15186
Solar | 2018-03-13 11:00 | 0.14338
Solar | 2018-03-13 12:00 | 0.29024
WindOnShore | 2018-03-13 13:00 | 0.12278
WindOnShore | 2018-03-13 14:00 | 0.12166
Solar | 2018-03-13 15:00 | 0.44282
WindOnShore | 2018-03-13 16:00 | 0.1247
Solar | 2018-03-13 17:00 | 0.5378
Solar | 2018-03-13 18:00 | 0.59484
WindOnShore | 2018-03-13 19:00 | 0.1418
Solar | 2018-03-13 20:00 | 0.60907
WindOnShore | 2018-03-13 21:00 | 0.16289
WindOnShore | 2018-03-13 22:00 | 0.19588
Solar | 2018-03-13 23:00 | 0.59526
WindOnShore | 2018-03-14 | 0.21769
Solar | 2018-03-14 01:00 | 0.52957
WindOnShore | 2018-03-14 02:00 | 0.22312
Solar | 2018-03-14 03:00 | 0.42789
Solar | 2018-03-14 04:00 | 0.31897
WindOnShore | 2018-03-14 05:00 | 0.2486
Solar | 2018-03-14 06:00 | 0.20112
WindOnShore | 2018-03-14 07:00 | 0.26362
WindOnShore | 2018-03-14 08:00 | 0.27025
Solar | 2018-03-14 09:00 | 0.092469
WindOnShore | 2018-03-14 10:00 | 0.28024
Solar | 2018-03-14 11:00 | 0.032775
Solar | 2018-03-14 12:00 | 0.016876
WindOnShore | 2018-03-14 13:00 | 0.28759
WindOnShore | 2018-03-14 14:00 | 0.30828
Solar | 2018-03-14 15:00 | 0.015481
Solar | 2018-03-14 16:00 | 0.015342
WindOnShore | 2018-03-14 17:00 | 0.29877
WindOnShore | 2018-03-14 18:00 | 0.27544
Solar | 2018-03-14 19:00 | 0.015621
WindOnShore | 2018-03-14 20:00 | 0.26833
Solar | 2018-03-14 21:00 | 0.015621
Solar | 2018-03-14 22:00 | 0.015063
WindOnShore | 2018-03-14 23:00 | 0.29789
Solar | 2018-03-15 | 0.015621
WindOnShore | 2018-03-15 01:00 | 0.30892
Solar | 2018-03-15 02:00 | 0.015481
WindOnShore | 2018-03-15 03:00 | 0.28591
WindOnShore | 2018-03-15 04:00 | 0.22991
Solar | 2018-03-15 05:00 | 0.015063
WindOnShore | 2018-03-15 06:00 | 0.2073
Solar | 2018-03-15 07:00 | 0.016876
WindOnShore | 2018-03-15 08:00 | 0.19843
Solar | 2018-03-15 09:00 | 0.038912
WindOnShore | 2018-03-15 10:00 | 0.18102
Solar | 2018-03-15 11:00 | 0.11437
Solar | 2018-03-15 12:00 | 0.2258
WindOnShore | 2018-03-15 13:00 | 0.17415
Solar | 2018-03-15 14:00 | 0.37894
WindOnShore | 2018-03-15 15:00 | 0.16336
WindOnShore | 2018-03-15 16:00 | 0.14883
Solar | 2018-03-15 17:00 | 0.48424
Solar | 2018-03-15 18:00 | 0.5516
WindOnShore | 2018-03-15 19:00 | 0.14755
Solar | 2018-03-15 20:00 | 0.58731
WindOnShore | 2018-03-15 21:00 | 0.14923
WindOnShore | 2018-03-15 22:00 | 0.14148
Solar | 2018-03-15 23:00 | 0.58828
WindOnShore | 2018-03-16 | 0.12502
Solar | 2018-03-16 01:00 | 0.55927
Solar | 2018-03-16 02:00 | 0.49749
WindOnShore | 2018-03-16 03:00 | 0.10401
WindOnShore | 2018-03-16 04:00 | 0.089791
Solar | 2018-03-16 05:00 | 0.40126
WindOnShore | 2018-03-16 06:00 | 0.079166
Solar | 2018-03-16 07:00 | 0.27294
Solar | 2018-03-16 08:00 | 0.13026
WindOnShore | 2018-03-16 09:00 | 0.074533
WindOnShore | 2018-03-16 10:00 | 0.073814
Solar | 2018-03-16 11:00 | 0.038773
Solar | 2018-03-16 12:00 | 0.016318
WindOnShore | 2018-03-16 13:00 | 0.084518
WindOnShore | 2018-03-16 14:00 | 0.11384
Solar | 2018-03-16 15:00 | 0.015063
Solar | 2018-03-16 16:00 | 0.015063
WindOnShore | 2018-03-16 17:00 | 0.13245
WindOnShore | 2018-03-16 18:00 | 0.14946
Solar | 2018-03-16 19:00 | 0.015063
Solar | 2018-03-16 20:00 | 0.015063
WindOnShore | 2018-03-16 21:00 | 0.17151
WindOnShore | 2018-03-16 22:00 | 0.19652
Solar | 2018-03-16 23:00 | 0.014923
WindOnShore | 2018-03-17 | 0.21992
Solar | 2018-03-17 01:00 | 0.015063
Solar | 2018-03-17 02:00 | 0.014923
WindOnShore | 2018-03-17 03:00 | 0.22448
WindOnShore | 2018-03-17 04:00 | 0.23782
Solar | 2018-03-17 05:00 | 0.015063
Solar | 2018-03-17 06:00 | 0.016876
WindOnShore | 2018-03-17 07:00 | 0.22464
WindOnShore | 2018-03-17 08:00 | 0.22456
Solar | 2018-03-17 09:00 | 0.033891
WindOnShore | 2018-03-17 10:00 | 0.21146
Solar | 2018-03-17 11:00 | 0.085914
WindOnShore | 2018-03-17 12:00 | 0.224
Solar | 2018-03-17 13:00 | 0.14728
Solar | 2018-03-17 14:00 | 0.22078
WindOnShore | 2018-03-17 15:00 | 0.26019
WindOnShore | 2018-03-17 16:00 | 0.28415
Solar | 2018-03-17 17:00 | 0.28703
Solar | 2018-03-17 18:00 | 0.32469
WindOnShore | 2018-03-17 19:00 | 0.32745
Solar | 2018-03-17 20:00 | 0.33947
WindOnShore | 2018-03-17 21:00 | 0.37035
WindOnShore | 2018-03-17 22:00 | 0.39567
Solar | 2018-03-17 23:00 | 0.34477
WindOnShore | 2018-03-18 | 0.44911
Solar | 2018-03-18 01:00 | 0.34491
WindOnShore | 2018-03-18 02:00 | 0.50767
Solar | 2018-03-18 03:00 | 0.31185
Solar | 2018-03-18 04:00 | 0.26527
WindOnShore | 2018-03-18 05:00 | 0.48578
Solar | 2018-03-18 06:00 | 0.19052
WindOnShore | 2018-03-18 07:00 | 0.44136
WindOnShore | 2018-03-18 08:00 | 0.41372
Solar | 2018-03-18 09:00 | 0.11074
WindOnShore | 2018-03-18 10:00 | 0.36987
Solar | 2018-03-18 11:00 | 0.035146
WindOnShore | 2018-03-18 12:00 | 0.28846
Solar | 2018-03-18 13:00 | 0.016457
WindOnShore | 2018-03-18 14:00 | 0.23438
Solar | 2018-03-18 15:00 | 0.015342
WindOnShore | 2018-03-18 16:00 | 0.21641
Solar | 2018-03-18 17:00 | 0.015202
Solar | 2018-03-18 18:00 | 0.015063
WindOnShore | 2018-03-18 19:00 | 0.20786
WindOnShore | 2018-03-18 20:00 | 0.20578
Solar | 2018-03-18 21:00 | 0.014784
Solar | 2018-03-18 22:00 | 0.014784
WindOnShore | 2018-03-18 23:00 | 0.20802
WindOnShore | 2018-03-19 | 0.19811
Solar | 2018-03-19 01:00 | 0.014784
WindOnShore | 2018-03-19 02:00 | 0.17383
Solar | 2018-03-19 03:00 | 0.014784
Solar | 2018-03-19 04:00 | 0.014644
WindOnShore | 2018-03-19 05:00 | 0.16033
Solar | 2018-03-19 06:00 | 0.017015
WindOnShore | 2018-03-19 07:00 | 0.16201
Solar | 2018-03-19 08:00 | 0.043794
WindOnShore | 2018-03-19 09:00 | 0.15306
Solar | 2018-03-19 10:00 | 0.15872
WindOnShore | 2018-03-19 11:00 | 0.12957
WindOnShore | 2018-03-19 12:00 | 0.1092
Solar | 2018-03-19 13:00 | 0.35467
WindOnShore | 2018-03-19 14:00 | 0.13229
Solar | 2018-03-19 15:00 | 0.5318
Solar | 2018-03-19 16:00 | 0.64909
WindOnShore | 2018-03-19 17:00 | 0.18022
WindOnShore | 2018-03-19 18:00 | 0.22583
Solar | 2018-03-19 19:00 | 0.70377
Solar | 2018-03-19 20:00 | 0.69693
WindOnShore | 2018-03-19 21:00 | 0.25699
WindOnShore | 2018-03-19 22:00 | 0.29014
Solar | 2018-03-19 23:00 | 0.68382
WindOnShore | 2018-03-20 | 0.3038
Solar | 2018-03-20 01:00 | 0.65997
WindOnShore | 2018-03-20 02:00 | 0.30828
Solar | 2018-03-20 03:00 | 0.58396
WindOnShore | 2018-03-20 04:00 | 0.30995
Solar | 2018-03-20 05:00 | 0.46179
WindOnShore | 2018-03-20 06:00 | 0.29741
Solar | 2018-03-20 07:00 | 0.30697
WindOnShore | 2018-03-20 08:00 | 0.27017
Solar | 2018-03-20 09:00 | 0.13515
Solar | 2018-03-20 10:00 | 0.036541
WindOnShore | 2018-03-20 11:00 | 0.21992
WindOnShore | 2018-03-20 12:00 | 0.22296
Solar | 2018-03-20 13:00 | 0.016179
Solar | 2018-03-20 14:00 | 0.014784
WindOnShore | 2018-03-20 15:00 | 0.22879
WindOnShore | 2018-03-20 16:00 | 0.22695
Solar | 2018-03-20 17:00 | 0.014784
Solar | 2018-03-20 18:00 | 0.015063
WindOnShore | 2018-03-20 19:00 | 0.21609
Solar | 2018-03-20 20:00 | 0.015063
WindOnShore | 2018-03-20 21:00 | 0.1962
Solar | 2018-03-20 22:00 | 0.014923
WindOnShore | 2018-03-20 23:00 | 0.18222
Solar | 2018-03-21 | 0.015063
WindOnShore | 2018-03-21 01:00 | 0.15817
Solar | 2018-03-21 02:00 | 0.015063
WindOnShore | 2018-03-21 03:00 | 0.13788
WindOnShore | 2018-03-21 04:00 | 0.1128
Solar | 2018-03-21 05:00 | 0.014923
WindOnShore | 2018-03-21 06:00 | 0.098179
Solar | 2018-03-21 07:00 | 0.017015
WindOnShore | 2018-03-21 08:00 | 0.089232
Solar | 2018-03-21 09:00 | 0.043375
WindOnShore | 2018-03-21 10:00 | 0.069021
Solar | 2018-03-21 11:00 | 0.16918
WindOnShore | 2018-03-21 12:00 | 0.054721
Solar | 2018-03-21 13:00 | 0.37601
Solar | 2018-03-21 14:00 | 0.55997
WindOnShore | 2018-03-21 15:00 | 0.058396
Solar | 2018-03-21 16:00 | 0.68675
WindOnShore | 2018-03-21 17:00 | 0.061751
Solar | 2018-03-21 18:00 | 0.74351
WindOnShore | 2018-03-21 19:00 | 0.065905
WindOnShore | 2018-03-21 20:00 | 0.070938
Solar | 2018-03-21 21:00 | 0.77071
WindOnShore | 2018-03-21 22:00 | 0.074932
Solar | 2018-03-21 23:00 | 0.75927
WindOnShore | 2018-03-22 | 0.07605
Solar | 2018-03-22 01:00 | 0.7219
Solar | 2018-03-22 02:00 | 0.64003
WindOnShore | 2018-03-22 03:00 | 0.078367
Solar | 2018-03-22 04:00 | 0.50126
WindOnShore | 2018-03-22 05:00 | 0.07637
WindOnShore | 2018-03-22 06:00 | 0.066624
Solar | 2018-03-22 07:00 | 0.33333
WindOnShore | 2018-03-22 08:00 | 0.055999
Solar | 2018-03-22 09:00 | 0.14533
Solar | 2018-03-22 10:00 | 0.038075
WindOnShore | 2018-03-22 11:00 | 0.049609
WindOnShore | 2018-03-22 12:00 | 0.054641
Solar | 2018-03-22 13:00 | 0.01855
Solar | 2018-03-22 14:00 | 0.017434
WindOnShore | 2018-03-22 15:00 | 0.065905
Solar | 2018-03-22 16:00 | 0.017992
WindOnShore | 2018-03-22 17:00 | 0.077808
Solar | 2018-03-22 18:00 | 0.017713
WindOnShore | 2018-03-22 19:00 | 0.095303
Solar | 2018-03-22 20:00 | 0.017852
WindOnShore | 2018-03-22 21:00 | 0.12135
WindOnShore | 2018-03-22 22:00 | 0.15178
Solar | 2018-03-22 23:00 | 0.017713
Solar | 2018-03-23 | 0.017992
WindOnShore | 2018-03-23 01:00 | 0.18022
WindOnShore | 2018-03-23 02:00 | 0.20283
Solar | 2018-03-23 03:00 | 0.018131
WindOnShore | 2018-03-23 04:00 | 0.21377
Solar | 2018-03-23 05:00 | 0.017713
WindOnShore | 2018-03-23 06:00 | 0.21281
Solar | 2018-03-23 07:00 | 0.019526
WindOnShore | 2018-03-23 08:00 | 0.20642
Solar | 2018-03-23 09:00 | 0.045049
WindOnShore | 2018-03-23 10:00 | 0.17607
Solar | 2018-03-23 11:00 | 0.16151
WindOnShore | 2018-03-23 12:00 | 0.12039
Solar | 2018-03-23 13:00 | 0.35816
WindOnShore | 2018-03-23 14:00 | 0.10641
Solar | 2018-03-23 15:00 | 0.52873
WindOnShore | 2018-03-23 16:00 | 0.13197
Solar | 2018-03-23 17:00 | 0.64826
WindOnShore | 2018-03-23 18:00 | 0.15242
Solar | 2018-03-23 19:00 | 0.72064
WindOnShore | 2018-03-23 20:00 | 0.15825
Solar | 2018-03-23 21:00 | 0.74505
Solar | 2018-03-23 22:00 | 0.73403
WindOnShore | 2018-03-23 23:00 | 0.17175
Solar | 2018-03-24 | 0.68326
WindOnShore | 2018-03-24 01:00 | 0.18382
WindOnShore | 2018-03-24 02:00 | 0.18525
Solar | 2018-03-24 03:00 | 0.58633
WindOnShore | 2018-03-24 04:00 | 0.16704
Solar | 2018-03-24 05:00 | 0.44491
WindOnShore | 2018-03-24 06:00 | 0.15777
Solar | 2018-03-24 07:00 | 0.26402
Solar | 2018-03-24 08:00 | 0.11227
WindOnShore | 2018-03-24 09:00 | 0.15098
WindOnShore | 2018-03-24 10:00 | 0.13612
Solar | 2018-03-24 11:00 | 0.042538
WindOnShore | 2018-03-24 12:00 | 0.15138
Solar | 2018-03-24 13:00 | 0.028312
Solar | 2018-03-24 14:00 | 0.026918
WindOnShore | 2018-03-24 15:00 | 0.17231
WindOnShore | 2018-03-24 16:00 | 0.18134
Solar | 2018-03-24 17:00 | 0.026918
WindOnShore | 2018-03-24 18:00 | 0.17471
Solar | 2018-03-24 19:00 | 0.027197
WindOnShore | 2018-03-24 20:00 | 0.17846
Solar | 2018-03-24 21:00 | 0.027057
Solar | 2018-03-24 22:00 | 0.027057
WindOnShore | 2018-03-24 23:00 | 0.1827
Solar | 2018-03-25 | 0.027197
WindOnShore | 2018-03-25 01:00 | 0.17415
WindOnShore | 2018-03-25 02:00 | 0.21098
Solar | 2018-03-25 03:00 | 0.027197
WindOnShore | 2018-03-25 04:00 | 0.20155
Solar | 2018-03-25 05:00 | 0.027057
Solar | 2018-03-25 06:00 | 0.028173
WindOnShore | 2018-03-25 07:00 | 0.19204
WindOnShore | 2018-03-25 08:00 | 0.19204
Solar | 2018-03-25 09:00 | 0.041702
Solar | 2018-03-25 10:00 | 0.098047
WindOnShore | 2018-03-25 11:00 | 0.19204
Solar | 2018-03-25 12:00 | 0.19372
WindOnShore | 2018-03-25 13:00 | 0.20866
WindOnShore | 2018-03-25 14:00 | 0.23478
Solar | 2018-03-25 15:00 | 0.29721
WindOnShore | 2018-03-25 16:00 | 0.26809
Solar | 2018-03-25 17:00 | 0.41088
WindOnShore | 2018-03-25 18:00 | 0.29965
Solar | 2018-03-25 19:00 | 0.48215
WindOnShore | 2018-03-25 20:00 | 0.32313
Solar | 2018-03-25 21:00 | 0.50823
Solar | 2018-03-25 22:00 | 0.51339
WindOnShore | 2018-03-25 23:00 | 0.35637
WindOnShore | 2018-03-26 | 0.37091
Solar | 2018-03-26 01:00 | 0.47015
WindOnShore | 2018-03-26 02:00 | 0.37985
Solar | 2018-03-26 03:00 | 0.42008
Solar | 2018-03-26 04:00 | 0.33821
WindOnShore | 2018-03-26 05:00 | 0.40038
WindOnShore | 2018-03-26 06:00 | 0.35749
Solar | 2018-03-26 07:00 | 0.21102
Solar | 2018-03-26 08:00 | 0.099861
WindOnShore | 2018-03-26 09:00 | 0.3054
Solar | 2018-03-26 10:00 | 0.033891
WindOnShore | 2018-03-26 11:00 | 0.24605
WindOnShore | 2018-03-26 12:00 | 0.20459
Solar | 2018-03-26 13:00 | 0.018828
WindOnShore | 2018-03-26 14:00 | 0.19005
Solar | 2018-03-26 15:00 | 0.017713
WindOnShore | 2018-03-26 16:00 | 0.1787
Solar | 2018-03-26 17:00 | 0.017852
WindOnShore | 2018-03-26 18:00 | 0.17846
Solar | 2018-03-26 19:00 | 0.017852
Solar | 2018-03-26 20:00 | 0.017852
WindOnShore | 2018-03-26 21:00 | 0.16944
WindOnShore | 2018-03-26 22:00 | 0.1656
Solar | 2018-03-26 23:00 | 0.017852
Solar | 2018-03-27 | 0.017852
WindOnShore | 2018-03-27 01:00 | 0.15705
WindOnShore | 2018-03-27 02:00 | 0.14835
Solar | 2018-03-27 03:00 | 0.017573
Solar | 2018-03-27 04:00 | 0.017573
WindOnShore | 2018-03-27 05:00 | 0.13764
Solar | 2018-03-27 06:00 | 0.019107
WindOnShore | 2018-03-27 07:00 | 0.12806
Solar | 2018-03-27 08:00 | 0.038215
WindOnShore | 2018-03-27 09:00 | 0.11847
WindOnShore | 2018-03-27 10:00 | 0.10497
Solar | 2018-03-27 11:00 | 0.12232
Solar | 2018-03-27 12:00 | 0.27657
WindOnShore | 2018-03-27 13:00 | 0.098578
Solar | 2018-03-27 14:00 | 0.42929
WindOnShore | 2018-03-27 15:00 | 0.10321
WindOnShore | 2018-03-27 16:00 | 0.12182
Solar | 2018-03-27 17:00 | 0.53222
WindOnShore | 2018-03-27 18:00 | 0.13772
Solar | 2018-03-27 19:00 | 0.56876
Solar | 2018-03-27 20:00 | 0.59303
WindOnShore | 2018-03-27 21:00 | 0.15873
WindOnShore | 2018-03-27 22:00 | 0.18022
Solar | 2018-03-27 23:00 | 0.59052
Solar | 2018-03-28 | 0.57936
WindOnShore | 2018-03-28 01:00 | 0.19388
WindOnShore | 2018-03-28 02:00 | 0.21002
Solar | 2018-03-28 03:00 | 0.53264
Solar | 2018-03-28 04:00 | 0.4378
WindOnShore | 2018-03-28 05:00 | 0.22288
Solar | 2018-03-28 06:00 | 0.28968
WindOnShore | 2018-03-28 07:00 | 0.2248
WindOnShore | 2018-03-28 08:00 | 0.21193
Solar | 2018-03-28 09:00 | 0.12943
Solar | 2018-03-28 10:00 | 0.035565
WindOnShore | 2018-03-28 11:00 | 0.17423
Solar | 2018-03-28 12:00 | 0.018828
WindOnShore | 2018-03-28 13:00 | 0.14347
WindOnShore | 2018-03-28 14:00 | 0.14315
Solar | 2018-03-28 15:00 | 0.017852
WindOnShore | 2018-03-28 16:00 | 0.14683
Solar | 2018-03-28 17:00 | 0.017713
Solar | 2018-03-28 18:00 | 0.017713
WindOnShore | 2018-03-28 19:00 | 0.14795
WindOnShore | 2018-03-28 20:00 | 0.14307
Solar | 2018-03-28 21:00 | 0.017713
WindOnShore | 2018-03-28 22:00 | 0.13509
Solar | 2018-03-28 23:00 | 0.017713
WindOnShore | 2018-03-29 | 0.13269
Solar | 2018-03-29 01:00 | 0.017713
WindOnShore | 2018-03-29 02:00 | 0.12262
Solar | 2018-03-29 03:00 | 0.017852
Solar | 2018-03-29 04:00 | 0.017852
WindOnShore | 2018-03-29 05:00 | 0.11264
Solar | 2018-03-29 06:00 | 0.019107
WindOnShore | 2018-03-29 07:00 | 0.10513
Solar | 2018-03-29 08:00 | 0.041562
WindOnShore | 2018-03-29 09:00 | 0.094504
Solar | 2018-03-29 10:00 | 0.15495
WindOnShore | 2018-03-29 11:00 | 0.089631
WindOnShore | 2018-03-29 12:00 | 0.086755
Solar | 2018-03-29 13:00 | 0.35049
Solar | 2018-03-29 14:00 | 0.51688
WindOnShore | 2018-03-29 15:00 | 0.088992
Solar | 2018-03-29 16:00 | 0.63738
WindOnShore | 2018-03-29 17:00 | 0.089152
Solar | 2018-03-29 18:00 | 0.70502
WindOnShore | 2018-03-29 19:00 | 0.086595
WindOnShore | 2018-03-29 20:00 | 0.080604
Solar | 2018-03-29 21:00 | 0.73459
WindOnShore | 2018-03-29 22:00 | 0.080284
Solar | 2018-03-29 23:00 | 0.74519
WindOnShore | 2018-03-30 | 0.079326
Solar | 2018-03-30 01:00 | 0.72399
Solar | 2018-03-30 02:00 | 0.65188
WindOnShore | 2018-03-30 03:00 | 0.078607
WindOnShore | 2018-03-30 04:00 | 0.077888
Solar | 2018-03-30 05:00 | 0.51269
WindOnShore | 2018-03-30 06:00 | 0.074613
Solar | 2018-03-30 07:00 | 0.32943
Solar | 2018-03-30 08:00 | 0.13417
WindOnShore | 2018-03-30 09:00 | 0.069819
Solar | 2018-03-30 10:00 | 0.034589
WindOnShore | 2018-03-30 11:00 | 0.06239
WindOnShore | 2018-03-30 12:00 | 0.067263
Solar | 2018-03-30 13:00 | 0.01841
WindOnShore | 2018-03-30 14:00 | 0.081083
Solar | 2018-03-30 15:00 | 0.017573
WindOnShore | 2018-03-30 16:00 | 0.088113
Solar | 2018-03-30 17:00 | 0.017573
WindOnShore | 2018-03-30 18:00 | 0.091229
Solar | 2018-03-30 19:00 | 0.017713
Solar | 2018-03-30 20:00 | 0.017852
WindOnShore | 2018-03-30 21:00 | 0.091708
WindOnShore | 2018-03-30 22:00 | 0.09043
Solar | 2018-03-30 23:00 | 0.017713
WindOnShore | 2018-03-31 | 0.085477
Solar | 2018-03-31 01:00 | 0.017852
WindOnShore | 2018-03-31 02:00 | 0.080284
Solar | 2018-03-31 03:00 | 0.017992
WindOnShore | 2018-03-31 04:00 | 0.072056
Solar | 2018-03-31 05:00 | 0.017713
Solar | 2018-03-31 06:00 | 0.018828
WindOnShore | 2018-03-31 07:00 | 0.064467
WindOnShore | 2018-03-31 08:00 | 0.063189
Solar | 2018-03-31 09:00 | 0.042259
Solar | 2018-03-31 10:00 | 0.15565
WindOnShore | 2018-03-31 11:00 | 0.056559
WindOnShore | 2018-03-31 12:00 | 0.046094
Solar | 2018-03-31 13:00 | 0.34672
WindOnShore | 2018-03-31 14:00 | 0.047452
Solar | 2018-03-31 15:00 | 0.52204
WindOnShore | 2018-03-31 16:00 | 0.052165
Solar | 2018-03-31 17:00 | 0.64114
WindOnShore | 2018-03-31 18:00 | 0.056239
Solar | 2018-03-31 19:00 | 0.70446
Solar | 2018-03-31 20:00 | 0.72706
WindOnShore | 2018-03-31 21:00 | 0.060633
Solar | 2018-03-31 22:00 | 0.72552
WindOnShore | 2018-03-31 23:00 | 0.068302
WindOnShore | 2018-04-01 | 0.089072
Solar | 2018-04-01 01:00 | 0.67406
Solar | 2018-04-01 02:00 | 0.58257
WindOnShore | 2018-04-01 03:00 | 0.10337
WindOnShore | 2018-04-01 04:00 | 0.10737
Solar | 2018-04-01 05:00 | 0.45509
WindOnShore | 2018-04-01 06:00 | 0.12135
Solar | 2018-04-01 07:00 | 0.28522
Solar | 2018-04-01 08:00 | 0.11618
WindOnShore | 2018-04-01 09:00 | 0.13892
WindOnShore | 2018-04-01 10:00 | 0.16313
Solar | 2018-04-01 11:00 | 0.030404
WindOnShore | 2018-04-01 12:00 | 0.18581
Solar | 2018-04-01 13:00 | 0.015621
Solar | 2018-04-01 14:00 | 0.014784
WindOnShore | 2018-04-01 15:00 | 0.18581
Solar | 2018-04-01 16:00 | 0.014644
WindOnShore | 2018-04-01 17:00 | 0.19069
WindOnShore | 2018-04-01 18:00 | 0.20339
Solar | 2018-04-01 19:00 | 0.014923
WindOnShore | 2018-04-01 20:00 | 0.20978
Solar | 2018-04-01 21:00 | 0.014644
Solar | 2018-04-01 22:00 | 0.014644
WindOnShore | 2018-04-01 23:00 | 0.22264
WindOnShore | 2018-04-02 | 0.23758
Solar | 2018-04-02 01:00 | 0.014644
Solar | 2018-04-02 02:00 | 0.014505
WindOnShore | 2018-04-02 03:00 | 0.22607
Solar | 2018-04-02 04:00 | 0.014365
WindOnShore | 2018-04-02 05:00 | 0.21058
WindOnShore | 2018-04-02 06:00 | 0.19604
Solar | 2018-04-02 07:00 | 0.015481
WindOnShore | 2018-04-02 08:00 | 0.17383
Solar | 2018-04-02 09:00 | 0.033752
Solar | 2018-04-02 10:00 | 0.1113
WindOnShore | 2018-04-02 11:00 | 0.15594
WindOnShore | 2018-04-02 12:00 | 0.1267
Solar | 2018-04-02 13:00 | 0.2516
WindOnShore | 2018-04-02 14:00 | 0.11256
Solar | 2018-04-02 15:00 | 0.38271
WindOnShore | 2018-04-02 16:00 | 0.11479
Solar | 2018-04-02 17:00 | 0.49079
Solar | 2018-04-02 18:00 | 0.54951
WindOnShore | 2018-04-02 19:00 | 0.11879
WindOnShore | 2018-04-02 20:00 | 0.12822
Solar | 2018-04-02 21:00 | 0.5728
Solar | 2018-04-02 22:00 | 0.55188
WindOnShore | 2018-04-02 23:00 | 0.13485
Solar | 2018-04-03 | 0.51199
WindOnShore | 2018-04-03 01:00 | 0.14204
Solar | 2018-04-03 02:00 | 0.44491
WindOnShore | 2018-04-03 03:00 | 0.15082
WindOnShore | 2018-04-03 04:00 | 0.15514
Solar | 2018-04-03 05:00 | 0.36151
Solar | 2018-04-03 06:00 | 0.24407
WindOnShore | 2018-04-03 07:00 | 0.16097
WindOnShore | 2018-04-03 08:00 | 0.17207
Solar | 2018-04-03 09:00 | 0.11046
WindOnShore | 2018-04-03 10:00 | 0.17143
Solar | 2018-04-03 11:00 | 0.030962
Solar | 2018-04-03 12:00 | 0.015481
WindOnShore | 2018-04-03 13:00 | 0.18605
Solar | 2018-04-03 14:00 | 0.015063
WindOnShore | 2018-04-03 15:00 | 0.20586
Solar | 2018-04-03 16:00 | 0.014923
WindOnShore | 2018-04-03 17:00 | 0.21329
WindOnShore | 2018-04-03 18:00 | 0.222
Solar | 2018-04-03 19:00 | 0.015063
Solar | 2018-04-03 20:00 | 0
WindOnShore | 2018-04-03 21:00 | 0.22056
WindOnShore | 2018-04-03 22:00 | 0.20003
Solar | 2018-04-03 23:00 | 0
WindOnShore | 2018-04-04 | 0.18038
Solar | 2018-04-04 01:00 | 0
Solar | 2018-04-04 02:00 | 0
WindOnShore | 2018-04-04 03:00 | 0.16616
Solar | 2018-04-04 04:00 | 0
WindOnShore | 2018-04-04 05:00 | 0.1533
Solar | 2018-04-04 06:00 | 0.015481
WindOnShore | 2018-04-04 07:00 | 0.14132
Solar | 2018-04-04 08:00 | 0.036681
WindOnShore | 2018-04-04 09:00 | 0.12542
WindOnShore | 2018-04-04 10:00 | 0.10553
Solar | 2018-04-04 11:00 | 0.14449
Solar | 2018-04-04 12:00 | 0.33138
WindOnShore | 2018-04-04 13:00 | 0.086835
WindOnShore | 2018-04-04 14:00 | 0.086915
Solar | 2018-04-04 15:00 | 0.50112
Solar | 2018-04-04 16:00 | 0.62343
WindOnShore | 2018-04-04 17:00 | 0.089471
Solar | 2018-04-04 18:00 | 0.69609
WindOnShore | 2018-04-04 19:00 | 0.091309
WindOnShore | 2018-04-04 20:00 | 0.093146
Solar | 2018-04-04 21:00 | 0.71841
Solar | 2018-04-04 22:00 | 0.70572
WindOnShore | 2018-04-04 23:00 | 0.093226
WindOnShore | 2018-04-05 | 0.092667
Solar | 2018-04-05 01:00 | 0.6636
Solar | 2018-04-05 02:00 | 0.57225
WindOnShore | 2018-04-05 03:00 | 0.096022
Solar | 2018-04-05 04:00 | 0.43473
WindOnShore | 2018-04-05 05:00 | 0.10113
Solar | 2018-04-05 06:00 | 0.27462
WindOnShore | 2018-04-05 07:00 | 0.10201
Solar | 2018-04-05 08:00 | 0.11646
WindOnShore | 2018-04-05 09:00 | 0.098179
WindOnShore | 2018-04-05 10:00 | 0.093066
Solar | 2018-04-05 11:00 | 0.029986
Solar | 2018-04-05 12:00 | 0
WindOnShore | 2018-04-05 13:00 | 0.11416
WindOnShore | 2018-04-05 14:00 | 0.12486
Solar | 2018-04-05 15:00 | 0
Solar | 2018-04-05 16:00 | 0
WindOnShore | 2018-04-05 17:00 | 0.12718
Solar | 2018-04-05 18:00 | 0
WindOnShore | 2018-04-05 19:00 | 0.12877
WindOnShore | 2018-04-05 20:00 | 0.1128
Solar | 2018-04-05 21:00 | 0
WindOnShore | 2018-04-05 22:00 | 0.10201
Solar | 2018-04-05 23:00 | 0
Solar | 2018-04-06 | 0
WindOnShore | 2018-04-06 01:00 | 0.093545
WindOnShore | 2018-04-06 02:00 | 0.086436
Solar | 2018-04-06 03:00 | 0
WindOnShore | 2018-04-06 04:00 | 0.084838
Solar | 2018-04-06 05:00 | 0
Solar | 2018-04-06 06:00 | 0.015481
WindOnShore | 2018-04-06 07:00 | 0.085956
WindOnShore | 2018-04-06 08:00 | 0.087714
Solar | 2018-04-06 09:00 | 0.036262
WindOnShore | 2018-04-06 10:00 | 0.085796
Solar | 2018-04-06 11:00 | 0.14477
WindOnShore | 2018-04-06 12:00 | 0.080045
Solar | 2018-04-06 13:00 | 0.34296
WindOnShore | 2018-04-06 14:00 | 0.088113
Solar | 2018-04-06 15:00 | 0.52985
WindOnShore | 2018-04-06 16:00 | 0.09698
Solar | 2018-04-06 17:00 | 0.66304
WindOnShore | 2018-04-06 18:00 | 0.10313
Solar | 2018-04-06 19:00 | 0.75105
WindOnShore | 2018-04-06 20:00 | 0.10417
Solar | 2018-04-06 21:00 | 0.77001
WindOnShore | 2018-04-06 22:00 | 0.11232
Solar | 2018-04-06 23:00 | 0.77615
Solar | 2018-04-07 | 0.7265
WindOnShore | 2018-04-07 01:00 | 0.12782
WindOnShore | 2018-04-07 02:00 | 0.14555
Solar | 2018-04-07 03:00 | 0.6318
Solar | 2018-04-07 04:00 | 0.48591
WindOnShore | 2018-04-07 05:00 | 0.15785
Solar | 2018-04-07 06:00 | 0.2993
WindOnShore | 2018-04-07 07:00 | 0.16632
WindOnShore | 2018-04-07 08:00 | 0.1696
Solar | 2018-04-07 09:00 | 0.1166
Solar | 2018-04-07 10:00 | 0.02887
WindOnShore | 2018-04-07 11:00 | 0.16273
Solar | 2018-04-07 12:00 | 0
WindOnShore | 2018-04-07 13:00 | 0.16616
Solar | 2018-04-07 14:00 | 0
WindOnShore | 2018-04-07 15:00 | 0.16528
WindOnShore | 2018-04-07 16:00 | 0.1632
Solar | 2018-04-07 17:00 | 0
Solar | 2018-04-07 18:00 | 0
WindOnShore | 2018-04-07 19:00 | 0.1521
Solar | 2018-04-07 20:00 | 0
WindOnShore | 2018-04-07 21:00 | 0.13525
WindOnShore | 2018-04-07 22:00 | 0.12654
Solar | 2018-04-07 23:00 | 0
Solar | 2018-04-08 | 0
WindOnShore | 2018-04-08 01:00 | 0.11432
Solar | 2018-04-08 02:00 | 0
WindOnShore | 2018-04-08 03:00 | 0.10896
Solar | 2018-04-08 04:00 | 0
WindOnShore | 2018-04-08 05:00 | 0.10393
Solar | 2018-04-08 06:00 | 0.015063
WindOnShore | 2018-04-08 07:00 | 0.096261
Solar | 2018-04-08 08:00 | 0.034449
WindOnShore | 2018-04-08 09:00 | 0.091309
WindOnShore | 2018-04-08 10:00 | 0.086116
Solar | 2018-04-08 11:00 | 0.13501
WindOnShore | 2018-04-08 12:00 | 0.078926
Solar | 2018-04-08 13:00 | 0.31841
Solar | 2018-04-08 14:00 | 0.49163
WindOnShore | 2018-04-08 15:00 | 0.07637
WindOnShore | 2018-04-08 16:00 | 0.077968
Solar | 2018-04-08 17:00 | 0.61911
WindOnShore | 2018-04-08 18:00 | 0.085477
Solar | 2018-04-08 19:00 | 0.68801
Solar | 2018-04-08 20:00 | 0.70349
WindOnShore | 2018-04-08 21:00 | 0.089072
WindOnShore | 2018-04-08 22:00 | 0.085876
Solar | 2018-04-08 23:00 | 0.6894
Solar | 2018-04-09 | 0.62315
WindOnShore | 2018-04-09 01:00 | 0.086436
Solar | 2018-04-09 02:00 | 0.52748
WindOnShore | 2018-04-09 03:00 | 0.090749
Solar | 2018-04-09 04:00 | 0.39888
WindOnShore | 2018-04-09 05:00 | 0.095702
Solar | 2018-04-09 06:00 | 0.24031
WindOnShore | 2018-04-09 07:00 | 0.096821
WindOnShore | 2018-04-09 08:00 | 0.092427
Solar | 2018-04-09 09:00 | 0.098605
WindOnShore | 2018-04-09 10:00 | 0.091388
Solar | 2018-04-09 11:00 | 0.02636
WindOnShore | 2018-04-09 12:00 | 0.10521
Solar | 2018-04-09 13:00 | 0
Solar | 2018-04-09 14:00 | 0
WindOnShore | 2018-04-09 15:00 | 0.11024
WindOnShore | 2018-04-09 16:00 | 0.10681
Solar | 2018-04-09 17:00 | 0
Solar | 2018-04-09 18:00 | 0
WindOnShore | 2018-04-09 19:00 | 0.10137
WindOnShore | 2018-04-09 20:00 | 0.093945
Solar | 2018-04-09 21:00 | 0
WindOnShore | 2018-04-09 22:00 | 0.089391
Solar | 2018-04-09 23:00 | 0
WindOnShore | 2018-04-10 | 0.080923
Solar | 2018-04-10 01:00 | 0
Solar | 2018-04-10 02:00 | 0
WindOnShore | 2018-04-10 03:00 | 0.075571
Solar | 2018-04-10 04:00 | 0
WindOnShore | 2018-04-10 05:00 | 0.072456
WindOnShore | 2018-04-10 06:00 | 0.073894
Solar | 2018-04-10 07:00 | 0.015063
WindOnShore | 2018-04-10 08:00 | 0.072536
Solar | 2018-04-10 09:00 | 0.034031
Solar | 2018-04-10 10:00 | 0.13347
WindOnShore | 2018-04-10 11:00 | 0.063269
Solar | 2018-04-10 12:00 | 0.31883
WindOnShore | 2018-04-10 13:00 | 0.054242
Solar | 2018-04-10 14:00 | 0.49331
WindOnShore | 2018-04-10 15:00 | 0.052884
WindOnShore | 2018-04-10 16:00 | 0.054082
Solar | 2018-04-10 17:00 | 0.61994
Solar | 2018-04-10 18:00 | 0.70181
WindOnShore | 2018-04-10 19:00 | 0.051046
WindOnShore | 2018-04-10 20:00 | 0.046413
Solar | 2018-04-10 21:00 | 0.73626
WindOnShore | 2018-04-10 22:00 | 0.043298
Solar | 2018-04-10 23:00 | 0.72971
WindOnShore | 2018-04-11 | 0.041221
Solar | 2018-04-11 01:00 | 0.67964
WindOnShore | 2018-04-11 02:00 | 0.04154
Solar | 2018-04-11 03:00 | 0.59177
Solar | 2018-04-11 04:00 | 0.45495
WindOnShore | 2018-04-11 05:00 | 0.044256
WindOnShore | 2018-04-11 06:00 | 0.048251
Solar | 2018-04-11 07:00 | 0.28494
Solar | 2018-04-11 08:00 | 0.10865
WindOnShore | 2018-04-11 09:00 | 0.051606
Solar | 2018-04-11 10:00 | 0.027476
WindOnShore | 2018-04-11 11:00 | 0.063429
WindOnShore | 2018-04-11 12:00 | 0.095223
Solar | 2018-04-11 13:00 | 0
WindOnShore | 2018-04-11 14:00 | 0.11815
Solar | 2018-04-11 15:00 | 0
Solar | 2018-04-11 16:00 | 0
WindOnShore | 2018-04-11 17:00 | 0.12502
Solar | 2018-04-11 18:00 | 0
WindOnShore | 2018-04-11 19:00 | 0.11735
Solar | 2018-04-11 20:00 | 0
WindOnShore | 2018-04-11 21:00 | 0.10912
Solar | 2018-04-11 22:00 | 0
WindOnShore | 2018-04-11 23:00 | 0.10401
WindOnShore | 2018-04-12 | 0.092107
Solar | 2018-04-12 01:00 | 0
WindOnShore | 2018-04-12 02:00 | 0.083799
Solar | 2018-04-12 03:00 | 0
Solar | 2018-04-12 04:00 | 0
WindOnShore | 2018-04-12 05:00 | 0.077808
Solar | 2018-04-12 06:00 | 0.015063
WindOnShore | 2018-04-12 07:00 | 0.06942
Solar | 2018-04-12 08:00 | 0.033333
WindOnShore | 2018-04-12 09:00 | 0.066305
WindOnShore | 2018-04-12 10:00 | 0.053363
Solar | 2018-04-12 11:00 | 0.12789
WindOnShore | 2018-04-12 12:00 | 0.039144
Solar | 2018-04-12 13:00 | 0.30837
WindOnShore | 2018-04-12 14:00 | 0.036587
Solar | 2018-04-12 15:00 | 0.4788
Solar | 2018-04-12 16:00 | 0.61241
WindOnShore | 2018-04-12 17:00 | 0.036188
WindOnShore | 2018-04-12 18:00 | 0.037786
Solar | 2018-04-12 19:00 | 0.70265
WindOnShore | 2018-04-12 20:00 | 0.039463
Solar | 2018-04-12 21:00 | 0.73166
WindOnShore | 2018-04-12 22:00 | 0.043138
Solar | 2018-04-12 23:00 | 0.6947
WindOnShore | 2018-04-13 | 0.046653
Solar | 2018-04-13 01:00 | 0.5894
Solar | 2018-04-13 02:00 | 0.52622
WindOnShore | 2018-04-13 03:00 | 0.053124
WindOnShore | 2018-04-13 04:00 | 0.059275
Solar | 2018-04-13 05:00 | 0.39888
WindOnShore | 2018-04-13 06:00 | 0.060872
Solar | 2018-04-13 07:00 | 0.23933
WindOnShore | 2018-04-13 08:00 | 0.066384
Solar | 2018-04-13 09:00 | 0.096513
Solar | 2018-04-13 10:00 | 0.027057
WindOnShore | 2018-04-13 11:00 | 0.07661
WindOnShore | 2018-04-13 12:00 | 0.10161
Solar | 2018-04-13 13:00 | 0
WindOnShore | 2018-04-13 14:00 | 0.11951
Solar | 2018-04-13 15:00 | 0
Solar | 2018-04-13 16:00 | 0
WindOnShore | 2018-04-13 17:00 | 0.12087
Solar | 2018-04-13 18:00 | 0
WindOnShore | 2018-04-13 19:00 | 0.1096
WindOnShore | 2018-04-13 20:00 | 0.088832
Solar | 2018-04-13 21:00 | 0
WindOnShore | 2018-04-13 22:00 | 0.079326
Solar | 2018-04-13 23:00 | 0
Solar | 2018-04-14 | 0
WindOnShore | 2018-04-14 01:00 | 0.073654
WindOnShore | 2018-04-14 02:00 | 0.066784
Solar | 2018-04-14 03:00 | 0
Solar | 2018-04-14 04:00 | 0
WindOnShore | 2018-04-14 05:00 | 0.06239
Solar | 2018-04-14 06:00 | 0.014923
WindOnShore | 2018-04-14 07:00 | 0.059594
Solar | 2018-04-14 08:00 | 0.032218
WindOnShore | 2018-04-14 09:00 | 0.058715
WindOnShore | 2018-04-14 10:00 | 0.054641
Solar | 2018-04-14 11:00 | 0.11674
Solar | 2018-04-14 12:00 | 0.28006
WindOnShore | 2018-04-14 13:00 | 0.053283
WindOnShore | 2018-04-14 14:00 | 0.052724
Solar | 2018-04-14 15:00 | 0.44937
Solar | 2018-04-14 16:00 | 0.58522
WindOnShore | 2018-04-14 17:00 | 0.059914
Solar | 2018-04-14 18:00 | 0.64463
WindOnShore | 2018-04-14 19:00 | 0.071737
Solar | 2018-04-14 20:00 | 0.66374
WindOnShore | 2018-04-14 21:00 | 0.088912
WindOnShore | 2018-04-14 22:00 | 0.1251
Solar | 2018-04-14 23:00 | 0.64142
WindOnShore | 2018-04-15 | 0.16504
Solar | 2018-04-15 01:00 | 0.59177
Solar | 2018-04-15 02:00 | 0.50391
WindOnShore | 2018-04-15 03:00 | 0.20666
Solar | 2018-04-15 04:00 | 0.39052
WindOnShore | 2018-04-15 05:00 | 0.25419
Solar | 2018-04-15 06:00 | 0.22943
WindOnShore | 2018-04-15 07:00 | 0.26666
Solar | 2018-04-15 08:00 | 0.087448
WindOnShore | 2018-04-15 09:00 | 0.26722
WindOnShore | 2018-04-15 10:00 | 0.24333
Solar | 2018-04-15 11:00 | 0.025384
Solar | 2018-04-15 12:00 | 0
WindOnShore | 2018-04-15 13:00 | 0.23878
Solar | 2018-04-15 14:00 | 0
WindOnShore | 2018-04-15 15:00 | 0.24301
WindOnShore | 2018-04-15 16:00 | 0.25228
Solar | 2018-04-15 17:00 | 0
WindOnShore | 2018-04-15 18:00 | 0.25084
Solar | 2018-04-15 19:00 | 0
WindOnShore | 2018-04-15 20:00 | 0.24716
Solar | 2018-04-15 21:00 | 0
WindOnShore | 2018-04-15 22:00 | 0.22903
Solar | 2018-04-15 23:00 | 0
Solar | 2018-04-16 | 0
WindOnShore | 2018-04-16 01:00 | 0.21912
Solar | 2018-04-16 02:00 | 0
WindOnShore | 2018-04-16 03:00 | 0.23526
Solar | 2018-04-16 04:00 | 0
WindOnShore | 2018-04-16 05:00 | 0.22368
WindOnShore | 2018-04-16 06:00 | 0.21601
Solar | 2018-04-16 07:00 | 0.015202
Solar | 2018-04-16 08:00 | 0.02901
WindOnShore | 2018-04-16 09:00 | 0.21146
WindOnShore | 2018-04-16 10:00 | 0.19492
Solar | 2018-04-16 11:00 | 0.10516
WindOnShore | 2018-04-16 12:00 | 0.18893
Solar | 2018-04-16 13:00 | 0.2484
WindOnShore | 2018-04-16 14:00 | 0.19372
Solar | 2018-04-16 15:00 | 0.38424
Solar | 2018-04-16 16:00 | 0.49554
WindOnShore | 2018-04-16 17:00 | 0.20546
Solar | 2018-04-16 18:00 | 0.56095
WindOnShore | 2018-04-16 19:00 | 0.23127
WindOnShore | 2018-04-16 20:00 | 0.26258
Solar | 2018-04-16 21:00 | 0.58856
Solar | 2018-04-16 22:00 | 0.56722
WindOnShore | 2018-04-16 23:00 | 0.29525
Solar | 2018-04-17 | 0.51172
WindOnShore | 2018-04-17 01:00 | 0.31858
Solar | 2018-04-17 02:00 | 0.44909
WindOnShore | 2018-04-17 03:00 | 0.33855
Solar | 2018-04-17 04:00 | 0.34965
WindOnShore | 2018-04-17 05:00 | 0.35685
WindOnShore | 2018-04-17 06:00 | 0.35133
Solar | 2018-04-17 07:00 | 0.21018
Solar | 2018-04-17 08:00 | 0.0841
WindOnShore | 2018-04-17 09:00 | 0.33568
WindOnShore | 2018-04-17 10:00 | 0.29789
Solar | 2018-04-17 11:00 | 0.023013
WindOnShore | 2018-04-17 12:00 | 0.25803
Solar | 2018-04-17 13:00 | 0
WindOnShore | 2018-04-17 14:00 | 0.26074
Solar | 2018-04-17 15:00 | 0
WindOnShore | 2018-04-17 16:00 | 0.26969
Solar | 2018-04-17 17:00 | 0
WindOnShore | 2018-04-17 18:00 | 0.27345
Solar | 2018-04-17 19:00 | 0
Solar | 2018-04-17 20:00 | 0
WindOnShore | 2018-04-17 21:00 | 0.26194
WindOnShore | 2018-04-17 22:00 | 0.26634
Solar | 2018-04-17 23:00 | 0
WindOnShore | 2018-04-18 | 0.26889
Solar | 2018-04-18 01:00 | 0
WindOnShore | 2018-04-18 02:00 | 0.26434
Solar | 2018-04-18 03:00 | 0
WindOnShore | 2018-04-18 04:00 | 0.26138
Solar | 2018-04-18 05:00 | 0
Solar | 2018-04-18 06:00 | 0.014365
WindOnShore | 2018-04-18 07:00 | 0.24716
WindOnShore | 2018-04-18 08:00 | 0.23079
Solar | 2018-04-18 09:00 | 0.027476
Solar | 2018-04-18 10:00 | 0.093026
WindOnShore | 2018-04-18 11:00 | 0.20155
Solar | 2018-04-18 12:00 | 0.21576
WindOnShore | 2018-04-18 13:00 | 0.20019
WindOnShore | 2018-04-18 14:00 | 0.21457
Solar | 2018-04-18 15:00 | 0.33138
Solar | 2018-04-18 16:00 | 0.39833
WindOnShore | 2018-04-18 17:00 | 0.22176
Solar | 2018-04-18 18:00 | 0.42608
WindOnShore | 2018-04-18 19:00 | 0.22735
WindOnShore | 2018-04-18 20:00 | 0.2204
Solar | 2018-04-18 21:00 | 0.43333
WindOnShore | 2018-04-18 22:00 | 0.22032
Solar | 2018-04-18 23:00 | 0.42301
Solar | 2018-04-19 | 0.38689
WindOnShore | 2018-04-19 01:00 | 0.21689
WindOnShore | 2018-04-19 02:00 | 0.21497
Solar | 2018-04-19 03:00 | 0.33975
WindOnShore | 2018-04-19 04:00 | 0.20562
Solar | 2018-04-19 05:00 | 0.28326
Solar | 2018-04-19 06:00 | 0.18159
WindOnShore | 2018-04-19 07:00 | 0.18549
WindOnShore | 2018-04-19 08:00 | 0.14923
Solar | 2018-04-19 09:00 | 0.088563
WindOnShore | 2018-04-19 10:00 | 0.12901
Solar | 2018-04-19 11:00 | 0.03417
WindOnShore | 2018-04-19 12:00 | 0.11983
Solar | 2018-04-19 13:00 | 0
Solar | 2018-04-19 14:00 | 0
WindOnShore | 2018-04-19 15:00 | 0.11112
WindOnShore | 2018-04-19 16:00 | 0.10257
Solar | 2018-04-19 17:00 | 0
WindOnShore | 2018-04-19 18:00 | 0.092187
Solar | 2018-04-19 19:00 | 0
WindOnShore | 2018-04-19 20:00 | 0.086196
Solar | 2018-04-19 21:00 | 0
WindOnShore | 2018-04-19 22:00 | 0.084039
Solar | 2018-04-19 23:00 | 0
WindOnShore | 2018-04-20 | 0.080364
Solar | 2018-04-20 01:00 | 0
Solar | 2018-04-20 02:00 | 0
WindOnShore | 2018-04-20 03:00 | 0.079406
WindOnShore | 2018-04-20 04:00 | 0.09019
Solar | 2018-04-20 05:00 | 0
Solar | 2018-04-20 06:00 | 0
WindOnShore | 2018-04-20 07:00 | 0.0973
Solar | 2018-04-20 08:00 | 0.041144
WindOnShore | 2018-04-20 09:00 | 0.10872
Solar | 2018-04-20 10:00 | 0.12985
WindOnShore | 2018-04-20 11:00 | 0.1132
Solar | 2018-04-20 12:00 | 0.31492
WindOnShore | 2018-04-20 13:00 | 0.11048
WindOnShore | 2018-04-20 14:00 | 0.13157
Solar | 2018-04-20 15:00 | 0.50307
Solar | 2018-04-20 16:00 | 0.61715
WindOnShore | 2018-04-20 17:00 | 0.18893
Solar | 2018-04-20 18:00 | 0.67225
WindOnShore | 2018-04-20 19:00 | 0.23302
WindOnShore | 2018-04-20 20:00 | 0.26394
Solar | 2018-04-20 21:00 | 0.69916
WindOnShore | 2018-04-20 22:00 | 0.2907
Solar | 2018-04-20 23:00 | 0.68745
Solar | 2018-04-21 | 0.65258
WindOnShore | 2018-04-21 01:00 | 0.3197
WindOnShore | 2018-04-21 02:00 | 0.34119
Solar | 2018-04-21 03:00 | 0.58215
WindOnShore | 2018-04-21 04:00 | 0.34303
Solar | 2018-04-21 05:00 | 0.45774
WindOnShore | 2018-04-21 06:00 | 0.34862
Solar | 2018-04-21 07:00 | 0.27001
Solar | 2018-04-21 08:00 | 0.094421
WindOnShore | 2018-04-21 09:00 | 0.33576
WindOnShore | 2018-04-21 10:00 | 0.35932
Solar | 2018-04-21 11:00 | 0.022734
WindOnShore | 2018-04-21 12:00 | 0.39799
Solar | 2018-04-21 13:00 | 0
WindOnShore | 2018-04-21 14:00 | 0.42259
Solar | 2018-04-21 15:00 | 0
Solar | 2018-04-21 16:00 | 0
WindOnShore | 2018-04-21 17:00 | 0.43633
WindOnShore | 2018-04-21 18:00 | 0.44017
Solar | 2018-04-21 19:00 | 0
WindOnShore | 2018-04-21 20:00 | 0.41157
Solar | 2018-04-21 21:00 | 0
WindOnShore | 2018-04-21 22:00 | 0.37953
Solar | 2018-04-21 23:00 | 0
WindOnShore | 2018-04-22 | 0.35165
Solar | 2018-04-22 01:00 | 0
WindOnShore | 2018-04-22 02:00 | 0.31642
Solar | 2018-04-22 03:00 | 0
Solar | 2018-04-22 04:00 | 0
WindOnShore | 2018-04-22 05:00 | 0.29014
Solar | 2018-04-22 06:00 | 0
WindOnShore | 2018-04-22 07:00 | 0.26953
Solar | 2018-04-22 08:00 | 0.028033
WindOnShore | 2018-04-22 09:00 | 0.25667
Solar | 2018-04-22 10:00 | 0.11353
WindOnShore | 2018-04-22 11:00 | 0.22304
Solar | 2018-04-22 12:00 | 0.27531
WindOnShore | 2018-04-22 13:00 | 0.20522
Solar | 2018-04-22 14:00 | 0.42064
WindOnShore | 2018-04-22 15:00 | 0.21233
WindOnShore | 2018-04-22 16:00 | 0.21553
Solar | 2018-04-22 17:00 | 0.54338
WindOnShore | 2018-04-22 18:00 | 0.20498
Solar | 2018-04-22 19:00 | 0.61729
Solar | 2018-04-22 20:00 | 0.6477
WindOnShore | 2018-04-22 21:00 | 0.19188
Solar | 2018-04-22 22:00 | 0.65551
WindOnShore | 2018-04-22 23:00 | 0.19324
WindOnShore | 2018-04-23 | 0.19891
Solar | 2018-04-23 01:00 | 0.62218
WindOnShore | 2018-04-23 02:00 | 0.18677
Solar | 2018-04-23 03:00 | 0.53459
WindOnShore | 2018-04-23 04:00 | 0.15961
Solar | 2018-04-23 05:00 | 0.42622
Solar | 2018-04-23 06:00 | 0.27406
WindOnShore | 2018-04-23 07:00 | 0.1227
WindOnShore | 2018-04-23 08:00 | 0.095063
Solar | 2018-04-23 09:00 | 0.1053
Solar | 2018-04-23 10:00 | 0.035146
WindOnShore | 2018-04-23 11:00 | 0.083719
WindOnShore | 2018-04-23 12:00 | 0.091229
Solar | 2018-04-23 13:00 | 0
WindOnShore | 2018-04-23 14:00 | 0.10808
Solar | 2018-04-23 15:00 | 0
WindOnShore | 2018-04-23 16:00 | 0.10433
Solar | 2018-04-23 17:00 | 0
WindOnShore | 2018-04-23 18:00 | 0.10345
Solar | 2018-04-23 19:00 | 0
Solar | 2018-04-23 20:00 | 0
WindOnShore | 2018-04-23 21:00 | 0.10153
WindOnShore | 2018-04-23 22:00 | 0.09754
Solar | 2018-04-23 23:00 | 0
Solar | 2018-04-24 | 0
WindOnShore | 2018-04-24 01:00 | 0.0973
Solar | 2018-04-24 02:00 | 0
WindOnShore | 2018-04-24 03:00 | 0.096341
WindOnShore | 2018-04-24 04:00 | 0.1005
Solar | 2018-04-24 05:00 | 0
Solar | 2018-04-24 06:00 | 0
WindOnShore | 2018-04-24 07:00 | 0.10737
Solar | 2018-04-24 08:00 | 0.040865
WindOnShore | 2018-04-24 09:00 | 0.10681
WindOnShore | 2018-04-24 10:00 | 0.098498
Solar | 2018-04-24 11:00 | 0.13361
Solar | 2018-04-24 12:00 | 0.3205
WindOnShore | 2018-04-24 13:00 | 0.073494
Solar | 2018-04-24 14:00 | 0.50725
WindOnShore | 2018-04-24 15:00 | 0.057917
WindOnShore | 2018-04-24 16:00 | 0.049928
Solar | 2018-04-24 17:00 | 0.64086
Solar | 2018-04-24 18:00 | 0.72064
WindOnShore | 2018-04-24 19:00 | 0.04849
WindOnShore | 2018-04-24 20:00 | 0.048171
Solar | 2018-04-24 21:00 | 0.7378
Solar | 2018-04-24 22:00 | 0.7265
WindOnShore | 2018-04-24 23:00 | 0.046972
Solar | 2018-04-25 | 0.65704
WindOnShore | 2018-04-25 01:00 | 0.046493
Solar | 2018-04-25 02:00 | 0.55091
WindOnShore | 2018-04-25 03:00 | 0.047611
WindOnShore | 2018-04-25 04:00 | 0.051286
Solar | 2018-04-25 05:00 | 0.4007
WindOnShore | 2018-04-25 06:00 | 0.059355
Solar | 2018-04-25 07:00 | 0.23556
Solar | 2018-04-25 08:00 | 0.082566
WindOnShore | 2018-04-25 09:00 | 0.067183
Solar | 2018-04-25 10:00 | 0.032078
WindOnShore | 2018-04-25 11:00 | 0.10281
WindOnShore | 2018-04-25 12:00 | 0.16089
Solar | 2018-04-25 13:00 | 0
Solar | 2018-04-25 14:00 | 0
WindOnShore | 2018-04-25 15:00 | 0.21201
Solar | 2018-04-25 16:00 | 0
WindOnShore | 2018-04-25 17:00 | 0.24589
Solar | 2018-04-25 18:00 | 0
WindOnShore | 2018-04-25 19:00 | 0.23015
Solar | 2018-04-25 20:00 | 0
WindOnShore | 2018-04-25 21:00 | 0.21233
Solar | 2018-04-25 22:00 | 0
WindOnShore | 2018-04-25 23:00 | 0.21457
Solar | 2018-04-26 | 0
WindOnShore | 2018-04-26 01:00 | 0.17679
WindOnShore | 2018-04-26 02:00 | 0.18038
Solar | 2018-04-26 03:00 | 0
WindOnShore | 2018-04-26 04:00 | 0.14883
Solar | 2018-04-26 05:00 | 0
Solar | 2018-04-26 06:00 | 0
WindOnShore | 2018-04-26 07:00 | 0.13189
Solar | 2018-04-26 08:00 | 0.037936
WindOnShore | 2018-04-26 09:00 | 0.14899
Solar | 2018-04-26 10:00 | 0.098466
WindOnShore | 2018-04-26 11:00 | 0.1509
Solar | 2018-04-26 12:00 | 0.21827
WindOnShore | 2018-04-26 13:00 | 0.14012
WindOnShore | 2018-04-26 14:00 | 0.15386
Solar | 2018-04-26 15:00 | 0.33124
Solar | 2018-04-26 16:00 | 0.41813
WindOnShore | 2018-04-26 17:00 | 0.16848
WindOnShore | 2018-04-26 18:00 | 0.20834
Solar | 2018-04-26 19:00 | 0.47015
Solar | 2018-04-26 20:00 | 0.506
WindOnShore | 2018-04-26 21:00 | 0.26578
WindOnShore | 2018-04-26 22:00 | 0.31115
Solar | 2018-04-26 23:00 | 0.50921
Solar | 2018-04-27 | 0.50028
WindOnShore | 2018-04-27 01:00 | 0.33839
WindOnShore | 2018-04-27 02:00 | 0.35669
Solar | 2018-04-27 03:00 | 0.42343
Solar | 2018-04-27 04:00 | 0.33654
WindOnShore | 2018-04-27 05:00 | 0.38425
Solar | 2018-04-27 06:00 | 0.20669
WindOnShore | 2018-04-27 07:00 | 0.3769
WindOnShore | 2018-04-27 08:00 | 0.33759
Solar | 2018-04-27 09:00 | 0.076987
Solar | 2018-04-27 10:00 | 0.021478
WindOnShore | 2018-04-27 11:00 | 0.28423
Solar | 2018-04-27 12:00 | 0
WindOnShore | 2018-04-27 13:00 | 0.24956
WindOnShore | 2018-04-27 14:00 | 0.23862
Solar | 2018-04-27 15:00 | 0
Solar | 2018-04-27 16:00 | 0
WindOnShore | 2018-04-27 17:00 | 0.23422
Solar | 2018-04-27 18:00 | 0
WindOnShore | 2018-04-27 19:00 | 0.21609
Solar | 2018-04-27 20:00 | 0
WindOnShore | 2018-04-27 21:00 | 0.18525
WindOnShore | 2018-04-27 22:00 | 0.17279
Solar | 2018-04-27 23:00 | 0
Solar | 2018-04-28 | 0
WindOnShore | 2018-04-28 01:00 | 0.15114
WindOnShore | 2018-04-28 02:00 | 0.13317
Solar | 2018-04-28 03:00 | 0
Solar | 2018-04-28 04:00 | 0
WindOnShore | 2018-04-28 05:00 | 0.12135
Solar | 2018-04-28 06:00 | 0
WindOnShore | 2018-04-28 07:00 | 0.11727
WindOnShore | 2018-04-28 08:00 | 0.1092
Solar | 2018-04-28 09:00 | 0.027057
WindOnShore | 2018-04-28 10:00 | 0.098578
Solar | 2018-04-28 11:00 | 0.10474
WindOnShore | 2018-04-28 12:00 | 0.076769
Solar | 2018-04-28 13:00 | 0.26206
Solar | 2018-04-28 14:00 | 0.41771
WindOnShore | 2018-04-28 15:00 | 0.072615
Solar | 2018-04-28 16:00 | 0.53696
WindOnShore | 2018-04-28 17:00 | 0.066864
Solar | 2018-04-28 18:00 | 0.60126
WindOnShore | 2018-04-28 19:00 | 0.064707
Solar | 2018-04-28 20:00 | 0.61618
WindOnShore | 2018-04-28 21:00 | 0.067023
WindOnShore | 2018-04-28 22:00 | 0.072056
Solar | 2018-04-28 23:00 | 0.58619
Solar | 2018-04-29 | 0.52441
WindOnShore | 2018-04-29 01:00 | 0.070698
Solar | 2018-04-29 02:00 | 0.43975
WindOnShore | 2018-04-29 03:00 | 0.070219
WindOnShore | 2018-04-29 04:00 | 0.073973
Solar | 2018-04-29 05:00 | 0.32594
WindOnShore | 2018-04-29 06:00 | 0.075651
Solar | 2018-04-29 07:00 | 0.19484
WindOnShore | 2018-04-29 08:00 | 0.079166
Solar | 2018-04-29 09:00 | 0.069735
Solar | 2018-04-29 10:00 | 0.020084
WindOnShore | 2018-04-29 11:00 | 0.084678
Solar | 2018-04-29 12:00 | 0
WindOnShore | 2018-04-29 13:00 | 0.094344
WindOnShore | 2018-04-29 14:00 | 0.10673
Solar | 2018-04-29 15:00 | 0
WindOnShore | 2018-04-29 16:00 | 0.11352
Solar | 2018-04-29 17:00 | 0
Solar | 2018-04-29 18:00 | 0
WindOnShore | 2018-04-29 19:00 | 0.11543
WindOnShore | 2018-04-29 20:00 | 0.1104
Solar | 2018-04-29 21:00 | 0
WindOnShore | 2018-04-29 22:00 | 0.10497
Solar | 2018-04-29 23:00 | 0
Solar | 2018-04-30 | 0
WindOnShore | 2018-04-30 01:00 | 0.10209
WindOnShore | 2018-04-30 02:00 | 0.10081
Solar | 2018-04-30 03:00 | 0
WindOnShore | 2018-04-30 04:00 | 0.10904
Solar | 2018-04-30 05:00 | 0
WindOnShore | 2018-04-30 06:00 | 0.11312
Solar | 2018-04-30 07:00 | 0
WindOnShore | 2018-04-30 08:00 | 0.11599
Solar | 2018-04-30 09:00 | 0.02371
WindOnShore | 2018-04-30 10:00 | 0.10593
Solar | 2018-04-30 11:00 | 0.095258
WindOnShore | 2018-04-30 12:00 | 0.087953
Solar | 2018-04-30 13:00 | 0.26137
WindOnShore | 2018-04-30 14:00 | 0.08356
Solar | 2018-04-30 15:00 | 0.42803
Solar | 2018-04-30 16:00 | 0.54547
WindOnShore | 2018-04-30 17:00 | 0.084838
Solar | 2018-04-30 18:00 | 0.61199
WindOnShore | 2018-04-30 19:00 | 0.085157
Solar | 2018-04-30 20:00 | 0.62999
WindOnShore | 2018-04-30 21:00 | 0.083
Solar | 2018-04-30 22:00 | 0.62594
WindOnShore | 2018-04-30 23:00 | 0.081403
Solar | 2018-05-01 | 0.58201
WindOnShore | 2018-05-01 01:00 | 0.084678
Solar | 2018-05-01 02:00 | 0.49833
WindOnShore | 2018-05-01 03:00 | 0.091149
WindOnShore | 2018-05-01 04:00 | 0.093785
Solar | 2018-05-01 05:00 | 0.38773
WindOnShore | 2018-05-01 06:00 | 0.09706
Solar | 2018-05-01 07:00 | 0.2251
WindOnShore | 2018-05-01 08:00 | 0.095702
Solar | 2018-05-01 09:00 | 0.079916
Solar | 2018-05-01 10:00 | 0.021339
WindOnShore | 2018-05-01 11:00 | 0.094184
Solar | 2018-05-01 12:00 | 0
WindOnShore | 2018-05-01 13:00 | 0.11384
Solar | 2018-05-01 14:00 | 0
WindOnShore | 2018-05-01 15:00 | 0.13037
WindOnShore | 2018-05-01 16:00 | 0.13533
Solar | 2018-05-01 17:00 | 0
Solar | 2018-05-01 18:00 | 0
WindOnShore | 2018-05-01 19:00 | 0.1422
WindOnShore | 2018-05-01 20:00 | 0.13812
Solar | 2018-05-01 21:00 | 0
Solar | 2018-05-01 22:00 | 0
WindOnShore | 2018-05-01 23:00 | 0.13556
WindOnShore | 2018-05-02 | 0.13341
Solar | 2018-05-02 01:00 | 0
WindOnShore | 2018-05-02 02:00 | 0.1263
Solar | 2018-05-02 03:00 | 0
Solar | 2018-05-02 04:00 | 0
WindOnShore | 2018-05-02 05:00 | 0.12294
Solar | 2018-05-02 06:00 | 0
WindOnShore | 2018-05-02 07:00 | 0.11935
Solar | 2018-05-02 08:00 | 0.027197
WindOnShore | 2018-05-02 09:00 | 0.11471
Solar | 2018-05-02 10:00 | 0.12064
WindOnShore | 2018-05-02 11:00 | 0.11024
Solar | 2018-05-02 12:00 | 0.32636
WindOnShore | 2018-05-02 13:00 | 0.090749
WindOnShore | 2018-05-02 14:00 | 0.089311
Solar | 2018-05-02 15:00 | 0.52399
Solar | 2018-05-02 16:00 | 0.67015
WindOnShore | 2018-05-02 17:00 | 0.11008
Solar | 2018-05-02 18:00 | 0.75746
WindOnShore | 2018-05-02 19:00 | 0.13077
WindOnShore | 2018-05-02 20:00 | 0.13469
Solar | 2018-05-02 21:00 | 0.77992
Solar | 2018-05-02 22:00 | 0.77238
WindOnShore | 2018-05-02 23:00 | 0.12917
WindOnShore | 2018-05-03 | 0.12534
Solar | 2018-05-03 01:00 | 0.71562
Solar | 2018-05-03 02:00 | 0.61367
WindOnShore | 2018-05-03 03:00 | 0.1239
Solar | 2018-05-03 04:00 | 0.46625
WindOnShore | 2018-05-03 05:00 | 0.12398
WindOnShore | 2018-05-03 06:00 | 0.12606
Solar | 2018-05-03 07:00 | 0.27322
WindOnShore | 2018-05-03 08:00 | 0.12917
Solar | 2018-05-03 09:00 | 0.087029
WindOnShore | 2018-05-03 10:00 | 0.14875
Solar | 2018-05-03 11:00 | 0.021199
Solar | 2018-05-03 12:00 | 0
WindOnShore | 2018-05-03 13:00 | 0.20027
Solar | 2018-05-03 14:00 | 0
WindOnShore | 2018-05-03 15:00 | 0.22855
Solar | 2018-05-03 16:00 | 0
WindOnShore | 2018-05-03 17:00 | 0.23366
Solar | 2018-05-03 18:00 | 0
WindOnShore | 2018-05-03 19:00 | 0.23902
Solar | 2018-05-03 20:00 | 0
WindOnShore | 2018-05-03 21:00 | 0.22815
Solar | 2018-05-03 22:00 | 0
WindOnShore | 2018-05-03 23:00 | 0.21793
Solar | 2018-05-04 | 0
WindOnShore | 2018-05-04 01:00 | 0.22008
WindOnShore | 2018-05-04 02:00 | 0.21401
Solar | 2018-05-04 03:00 | 0
WindOnShore | 2018-05-04 04:00 | 0.20195
Solar | 2018-05-04 05:00 | 0
Solar | 2018-05-04 06:00 | 0
WindOnShore | 2018-05-04 07:00 | 0.18845
Solar | 2018-05-04 08:00 | 0.027057
WindOnShore | 2018-05-04 09:00 | 0.17239
Solar | 2018-05-04 10:00 | 0.12148
WindOnShore | 2018-05-04 11:00 | 0.14395
WindOnShore | 2018-05-04 12:00 | 0.089551
Solar | 2018-05-04 13:00 | 0.32748
WindOnShore | 2018-05-04 14:00 | 0.070858
Solar | 2018-05-04 15:00 | 0.52497
WindOnShore | 2018-05-04 16:00 | 0.080524
Solar | 2018-05-04 17:00 | 0.65676
Solar | 2018-05-04 18:00 | 0.7484
WindOnShore | 2018-05-04 19:00 | 0.10281
WindOnShore | 2018-05-04 20:00 | 0.10737
Solar | 2018-05-04 21:00 | 0.78117
Solar | 2018-05-04 22:00 | 0.75718
WindOnShore | 2018-05-04 23:00 | 0.11336
Solar | 2018-05-05 | 0.70865
WindOnShore | 2018-05-05 01:00 | 0.11719
Solar | 2018-05-05 02:00 | 0.60697
WindOnShore | 2018-05-05 03:00 | 0.13165
Solar | 2018-05-05 04:00 | 0.45425
WindOnShore | 2018-05-05 05:00 | 0.14164
WindOnShore | 2018-05-05 06:00 | 0.14691
Solar | 2018-05-05 07:00 | 0.25844
WindOnShore | 2018-05-05 08:00 | 0.14675
Solar | 2018-05-05 09:00 | 0.081729
WindOnShore | 2018-05-05 10:00 | 0.14691
Solar | 2018-05-05 11:00 | 0.020363
Solar | 2018-05-05 12:00 | 0
WindOnShore | 2018-05-05 13:00 | 0.18118
WindOnShore | 2018-05-05 14:00 | 0.19788
Solar | 2018-05-05 15:00 | 0
WindOnShore | 2018-05-05 16:00 | 0.19356
Solar | 2018-05-05 17:00 | 0
WindOnShore | 2018-05-05 18:00 | 0.17822
Solar | 2018-05-05 19:00 | 0
WindOnShore | 2018-05-05 20:00 | 0.15745
Solar | 2018-05-05 21:00 | 0
Solar | 2018-05-05 22:00 | 0
WindOnShore | 2018-05-05 23:00 | 0.13029
WindOnShore | 2018-05-06 | 0.11168
Solar | 2018-05-06 01:00 | 0
WindOnShore | 2018-05-06 02:00 | 0.10553
Solar | 2018-05-06 03:00 | 0
WindOnShore | 2018-05-06 04:00 | 0.10337
Solar | 2018-05-06 05:00 | 0
WindOnShore | 2018-05-06 06:00 | 0.095223
Solar | 2018-05-06 07:00 | 0
WindOnShore | 2018-05-06 08:00 | 0.090749
Solar | 2018-05-06 09:00 | 0.025244
WindOnShore | 2018-05-06 10:00 | 0.081722
Solar | 2018-05-06 11:00 | 0.10948
Solar | 2018-05-06 12:00 | 0.29958
WindOnShore | 2018-05-06 13:00 | 0.059674
WindOnShore | 2018-05-06 14:00 | 0.047532
Solar | 2018-05-06 15:00 | 0.48926
WindOnShore | 2018-05-06 16:00 | 0.053124
Solar | 2018-05-06 17:00 | 0.62552
Solar | 2018-05-06 18:00 | 0.70237
WindOnShore | 2018-05-06 19:00 | 0.068781
Solar | 2018-05-06 20:00 | 0.73417
WindOnShore | 2018-05-06 21:00 | 0.081403
Solar | 2018-05-06 22:00 | 0.71116
WindOnShore | 2018-05-06 23:00 | 0.089311
Solar | 2018-05-07 | 0.64533
WindOnShore | 2018-05-07 01:00 | 0.095063
Solar | 2018-05-07 02:00 | 0.553
WindOnShore | 2018-05-07 03:00 | 0.10609
WindOnShore | 2018-05-07 04:00 | 0.11671
Solar | 2018-05-07 05:00 | 0.4166
Solar | 2018-05-07 06:00 | 0.22762
WindOnShore | 2018-05-07 07:00 | 0.12606
WindOnShore | 2018-05-07 08:00 | 0.13005
Solar | 2018-05-07 09:00 | 0.072385
Solar | 2018-05-07 10:00 | 0.019805
WindOnShore | 2018-05-07 11:00 | 0.13181
WindOnShore | 2018-05-07 12:00 | 0.14731
Solar | 2018-05-07 13:00 | 0
Solar | 2018-05-07 14:00 | 0
WindOnShore | 2018-05-07 15:00 | 0.14204
WindOnShore | 2018-05-07 16:00 | 0.13876
Solar | 2018-05-07 17:00 | 0
WindOnShore | 2018-05-07 18:00 | 0.12582
Solar | 2018-05-07 19:00 | 0
WindOnShore | 2018-05-07 20:00 | 0.11224
Solar | 2018-05-07 21:00 | 0
WindOnShore | 2018-05-07 22:00 | 0.10601
Solar | 2018-05-07 23:00 | 0
WindOnShore | 2018-05-08 | 0.10545
Solar | 2018-05-08 01:00 | 0
Solar | 2018-05-08 02:00 | 0
WindOnShore | 2018-05-08 03:00 | 0.098658
WindOnShore | 2018-05-08 04:00 | 0.099696
Solar | 2018-05-08 05:00 | 0
Solar | 2018-05-08 06:00 | 0
WindOnShore | 2018-05-08 07:00 | 0.10313
Solar | 2018-05-08 08:00 | 0.024826
WindOnShore | 2018-05-08 09:00 | 0.10569
Solar | 2018-05-08 10:00 | 0.10377
WindOnShore | 2018-05-08 11:00 | 0.095782
WindOnShore | 2018-05-08 12:00 | 0.078767
Solar | 2018-05-08 13:00 | 0.28229
WindOnShore | 2018-05-08 14:00 | 0.070059
Solar | 2018-05-08 15:00 | 0.4682
Solar | 2018-05-08 16:00 | 0.61339
WindOnShore | 2018-05-08 17:00 | 0.072775
WindOnShore | 2018-05-08 18:00 | 0.073334
Solar | 2018-05-08 19:00 | 0.68828
WindOnShore | 2018-05-08 20:00 | 0.071497
Solar | 2018-05-08 21:00 | 0.70391
Solar | 2018-05-08 22:00 | 0.6749
WindOnShore | 2018-05-08 23:00 | 0.074692
WindOnShore | 2018-05-09 | 0.083799
Solar | 2018-05-09 01:00 | 0.62064
Solar | 2018-05-09 02:00 | 0.53933
WindOnShore | 2018-05-09 03:00 | 0.091548
WindOnShore | 2018-05-09 04:00 | 0.098498
Solar | 2018-05-09 05:00 | 0.40628
Solar | 2018-05-09 06:00 | 0.22762
WindOnShore | 2018-05-09 07:00 | 0.10928
WindOnShore | 2018-05-09 08:00 | 0.11424
Solar | 2018-05-09 09:00 | 0.068898
Solar | 2018-05-09 10:00 | 0.019107
WindOnShore | 2018-05-09 11:00 | 0.12166
Solar | 2018-05-09 12:00 | 0
WindOnShore | 2018-05-09 13:00 | 0.14411
WindOnShore | 2018-05-09 14:00 | 0.16217
Solar | 2018-05-09 15:00 | 0
WindOnShore | 2018-05-09 16:00 | 0.15817
Solar | 2018-05-09 17:00 | 0
Solar | 2018-05-09 18:00 | 0
WindOnShore | 2018-05-09 19:00 | 0.14068
Solar | 2018-05-09 20:00 | 0
WindOnShore | 2018-05-09 21:00 | 0.12582
WindOnShore | 2018-05-09 22:00 | 0.1136
Solar | 2018-05-09 23:00 | 0
Solar | 2018-05-10 | 0
WindOnShore | 2018-05-10 01:00 | 0.10784
Solar | 2018-05-10 02:00 | 0
WindOnShore | 2018-05-10 03:00 | 0.10034
WindOnShore | 2018-05-10 04:00 | 0.095143
Solar | 2018-05-10 05:00 | 0
WindOnShore | 2018-05-10 06:00 | 0.089391
Solar | 2018-05-10 07:00 | 0
WindOnShore | 2018-05-10 08:00 | 0.08324
Solar | 2018-05-10 09:00 | 0.024268
WindOnShore | 2018-05-10 10:00 | 0.072456
Solar | 2018-05-10 11:00 | 0.088006
Solar | 2018-05-10 12:00 | 0.23598
WindOnShore | 2018-05-10 13:00 | 0.064547
WindOnShore | 2018-05-10 14:00 | 0.067343
Solar | 2018-05-10 15:00 | 0.38229
WindOnShore | 2018-05-10 16:00 | 0.068701
Solar | 2018-05-10 17:00 | 0.50237
WindOnShore | 2018-05-10 18:00 | 0.071976
Solar | 2018-05-10 19:00 | 0.60418
Solar | 2018-05-10 20:00 | 0.60962
WindOnShore | 2018-05-10 21:00 | 0.072855
WindOnShore | 2018-05-10 22:00 | 0.070938
Solar | 2018-05-10 23:00 | 0.56444
Solar | 2018-05-11 | 0.49958
WindOnShore | 2018-05-11 01:00 | 0.06926
WindOnShore | 2018-05-11 02:00 | 0.070858
Solar | 2018-05-11 03:00 | 0.39331
Solar | 2018-05-11 04:00 | 0.28605
WindOnShore | 2018-05-11 05:00 | 0.084838
Solar | 2018-05-11 06:00 | 0.1696
WindOnShore | 2018-05-11 07:00 | 0.10177
Solar | 2018-05-11 08:00 | 0.055927
WindOnShore | 2018-05-11 09:00 | 0.11975
WindOnShore | 2018-05-11 10:00 | 0.14986
Solar | 2018-05-11 11:00 | 0.020642
Solar | 2018-05-11 12:00 | 0
WindOnShore | 2018-05-11 13:00 | 0.17479
WindOnShore | 2018-05-11 14:00 | 0.16872
Solar | 2018-05-11 15:00 | 0
Solar | 2018-05-11 16:00 | 0
WindOnShore | 2018-05-11 17:00 | 0.15673
Solar | 2018-05-11 18:00 | 0
WindOnShore | 2018-05-11 19:00 | 0.1509
Solar | 2018-05-11 20:00 | 0
WindOnShore | 2018-05-11 21:00 | 0.14715
Solar | 2018-05-11 22:00 | 0
WindOnShore | 2018-05-11 23:00 | 0.13021
Solar | 2018-05-12 | 0
WindOnShore | 2018-05-12 01:00 | 0.114
WindOnShore | 2018-05-12 02:00 | 0.11248
Solar | 2018-05-12 03:00 | 0
WindOnShore | 2018-05-12 04:00 | 0.11136
Solar | 2018-05-12 05:00 | 0
Solar | 2018-05-12 06:00 | 0
WindOnShore | 2018-05-12 07:00 | 0.11911
WindOnShore | 2018-05-12 08:00 | 0.12246
Solar | 2018-05-12 09:00 | 0.024547
WindOnShore | 2018-05-12 10:00 | 0.11591
Solar | 2018-05-12 11:00 | 0.066248
Solar | 2018-05-12 12:00 | 0.15286
WindOnShore | 2018-05-12 13:00 | 0.10593
Solar | 2018-05-12 14:00 | 0.2304
WindOnShore | 2018-05-12 15:00 | 0.10425
Solar | 2018-05-12 16:00 | 0.28926
WindOnShore | 2018-05-12 17:00 | 0.10385
Solar | 2018-05-12 18:00 | 0.33835
WindOnShore | 2018-05-12 19:00 | 0.11104
WindOnShore | 2018-05-12 20:00 | 0.11344
Solar | 2018-05-12 21:00 | 0.39135
Solar | 2018-05-12 22:00 | 0.4
WindOnShore | 2018-05-12 23:00 | 0.11775
Solar | 2018-05-13 | 0.40697
WindOnShore | 2018-05-13 01:00 | 0.13548
WindOnShore | 2018-05-13 02:00 | 0.15641
Solar | 2018-05-13 03:00 | 0.37476
WindOnShore | 2018-05-13 04:00 | 0.18374
Solar | 2018-05-13 05:00 | 0.28633
Solar | 2018-05-13 06:00 | 0.1576
WindOnShore | 2018-05-13 07:00 | 0.18477
WindOnShore | 2018-05-13 08:00 | 0.16992
Solar | 2018-05-13 09:00 | 0.062762
WindOnShore | 2018-05-13 10:00 | 0.1521
Solar | 2018-05-13 11:00 | 0.021618
Solar | 2018-05-13 12:00 | 0
WindOnShore | 2018-05-13 13:00 | 0.16624
WindOnShore | 2018-05-13 14:00 | 0.17591
Solar | 2018-05-13 15:00 | 0
Solar | 2018-05-13 16:00 | 0
WindOnShore | 2018-05-13 17:00 | 0.16824
WindOnShore | 2018-05-13 18:00 | 0.16584
Solar | 2018-05-13 19:00 | 0
Solar | 2018-05-13 20:00 | 0
WindOnShore | 2018-05-13 21:00 | 0.15258
Solar | 2018-05-13 22:00 | 0
WindOnShore | 2018-05-13 23:00 | 0.1422
WindOnShore | 2018-05-14 | 0.13628
Solar | 2018-05-14 01:00 | 0
WindOnShore | 2018-05-14 02:00 | 0.13469
Solar | 2018-05-14 03:00 | 0
WindOnShore | 2018-05-14 04:00 | 0.13213
Solar | 2018-05-14 05:00 | 0
Solar | 2018-05-14 06:00 | 0
WindOnShore | 2018-05-14 07:00 | 0.13988
WindOnShore | 2018-05-14 08:00 | 0.14483
Solar | 2018-05-14 09:00 | 0.024965
Solar | 2018-05-14 10:00 | 0.094561
WindOnShore | 2018-05-14 11:00 | 0.14667
Solar | 2018-05-14 12:00 | 0.25746
WindOnShore | 2018-05-14 13:00 | 0.14236
WindOnShore | 2018-05-14 14:00 | 0.15825
Solar | 2018-05-14 15:00 | 0.43333
WindOnShore | 2018-05-14 16:00 | 0.17199
Solar | 2018-05-14 17:00 | 0.56834
Solar | 2018-05-14 18:00 | 0.63082
WindOnShore | 2018-05-14 19:00 | 0.17591
Solar | 2018-05-14 20:00 | 0.63835
WindOnShore | 2018-05-14 21:00 | 0.17127
WindOnShore | 2018-05-14 22:00 | 0.17742
Solar | 2018-05-14 23:00 | 0.63877
WindOnShore | 2018-05-15 | 0.17455
Solar | 2018-05-15 01:00 | 0.60809
Solar | 2018-05-15 02:00 | 0.54045
WindOnShore | 2018-05-15 03:00 | 0.16896
Solar | 2018-05-15 04:00 | 0.40697
WindOnShore | 2018-05-15 05:00 | 0.15705
WindOnShore | 2018-05-15 06:00 | 0.14715
Solar | 2018-05-15 07:00 | 0.22803
WindOnShore | 2018-05-15 08:00 | 0.11408
Solar | 2018-05-15 09:00 | 0.067364
WindOnShore | 2018-05-15 10:00 | 0.097619
Solar | 2018-05-15 11:00 | 0.020921
WindOnShore | 2018-05-15 12:00 | 0.099856
Solar | 2018-05-15 13:00 | 0
WindOnShore | 2018-05-15 14:00 | 0.096821
Solar | 2018-05-15 15:00 | 0
WindOnShore | 2018-05-15 16:00 | 0.094344
Solar | 2018-05-15 17:00 | 0
Solar | 2018-05-15 18:00 | 0
WindOnShore | 2018-05-15 19:00 | 0.0834
WindOnShore | 2018-05-15 20:00 | 0.075332
Solar | 2018-05-15 21:00 | 0
WindOnShore | 2018-05-15 22:00 | 0.075172
Solar | 2018-05-15 23:00 | 0
WindOnShore | 2018-05-16 | 0.080604
Solar | 2018-05-16 01:00 | 0
WindOnShore | 2018-05-16 02:00 | 0.087314
Solar | 2018-05-16 03:00 | 0
WindOnShore | 2018-05-16 04:00 | 0.094744
Solar | 2018-05-16 05:00 | 0
WindOnShore | 2018-05-16 06:00 | 0.097619
Solar | 2018-05-16 07:00 | 0
WindOnShore | 2018-05-16 08:00 | 0.096341
Solar | 2018-05-16 09:00 | 0.025802
Solar | 2018-05-16 10:00 | 0.11185
WindOnShore | 2018-05-16 11:00 | 0.088513
WindOnShore | 2018-05-16 12:00 | 0.061352
Solar | 2018-05-16 13:00 | 0.31785
Solar | 2018-05-16 14:00 | 0.51367
WindOnShore | 2018-05-16 15:00 | 0.046573
WindOnShore | 2018-05-16 16:00 | 0.046573
Solar | 2018-05-16 17:00 | 0.65481
Solar | 2018-05-16 18:00 | 0.74017
WindOnShore | 2018-05-16 19:00 | 0.043777
WindOnShore | 2018-05-16 20:00 | 0.04154
Solar | 2018-05-16 21:00 | 0.76234
Solar | 2018-05-16 22:00 | 0.74365
WindOnShore | 2018-05-16 23:00 | 0.042818
Solar | 2018-05-17 | 0.68815
WindOnShore | 2018-05-17 01:00 | 0.043058
WindOnShore | 2018-05-17 02:00 | 0.045934
Solar | 2018-05-17 03:00 | 0.57392
Solar | 2018-05-17 04:00 | 0.41925
WindOnShore | 2018-05-17 05:00 | 0.043617
WindOnShore | 2018-05-17 06:00 | 0.042339
Solar | 2018-05-17 07:00 | 0.22357
WindOnShore | 2018-05-17 08:00 | 0.039942
Solar | 2018-05-17 09:00 | 0.064435
Solar | 2018-05-17 10:00 | 0.020502
WindOnShore | 2018-05-17 11:00 | 0.042898
Solar | 2018-05-17 12:00 | 0
WindOnShore | 2018-05-17 13:00 | 0.048091
WindOnShore | 2018-05-17 14:00 | 0.056479
Solar | 2018-05-17 15:00 | 0
WindOnShore | 2018-05-17 16:00 | 0.059115
Solar | 2018-05-17 17:00 | 0
WindOnShore | 2018-05-17 18:00 | 0.060153
Solar | 2018-05-17 19:00 | 0
WindOnShore | 2018-05-17 20:00 | 0.064787
Solar | 2018-05-17 21:00 | 0
Solar | 2018-05-17 22:00 | 0
WindOnShore | 2018-05-17 23:00 | 0.073814
Solar | 2018-05-18 | 0
WindOnShore | 2018-05-18 01:00 | 0.086915
Solar | 2018-05-18 02:00 | 0
WindOnShore | 2018-05-18 03:00 | 0.10521
WindOnShore | 2018-05-18 04:00 | 0.11743
Solar | 2018-05-18 05:00 | 0
Solar | 2018-05-18 06:00 | 0
WindOnShore | 2018-05-18 07:00 | 0.12135
WindOnShore | 2018-05-18 08:00 | 0.11671
Solar | 2018-05-18 09:00 | 0.024826
WindOnShore | 2018-05-18 10:00 | 0.1104
Solar | 2018-05-18 11:00 | 0.089261
Solar | 2018-05-18 12:00 | 0.22497
WindOnShore | 2018-05-18 13:00 | 0.087154
Solar | 2018-05-18 14:00 | 0.35941
WindOnShore | 2018-05-18 15:00 | 0.063429
WindOnShore | 2018-05-18 16:00 | 0.0556
Solar | 2018-05-18 17:00 | 0.47071
WindOnShore | 2018-05-18 18:00 | 0.059834
Solar | 2018-05-18 19:00 | 0.5682
WindOnShore | 2018-05-18 20:00 | 0.070618
Solar | 2018-05-18 21:00 | 0.61032
Solar | 2018-05-18 22:00 | 0.61339
WindOnShore | 2018-05-18 23:00 | 0.075971
WindOnShore | 2018-05-19 | 0.07629
Solar | 2018-05-19 01:00 | 0.55816
WindOnShore | 2018-05-19 02:00 | 0.068222
Solar | 2018-05-19 03:00 | 0.46709
WindOnShore | 2018-05-19 04:00 | 0.061432
Solar | 2018-05-19 05:00 | 0.32106
WindOnShore | 2018-05-19 06:00 | 0.060473
Solar | 2018-05-19 07:00 | 0.17294
WindOnShore | 2018-05-19 08:00 | 0.06223
Solar | 2018-05-19 09:00 | 0.058856
Solar | 2018-05-19 10:00 | 0.020223
WindOnShore | 2018-05-19 11:00 | 0.071976
Solar | 2018-05-19 12:00 | 0
WindOnShore | 2018-05-19 13:00 | 0.085557
WindOnShore | 2018-05-19 14:00 | 0.10353
Solar | 2018-05-19 15:00 | 0
Solar | 2018-05-19 16:00 | 0
WindOnShore | 2018-05-19 17:00 | 0.11527
WindOnShore | 2018-05-19 18:00 | 0.11799
Solar | 2018-05-19 19:00 | 0
WindOnShore | 2018-05-19 20:00 | 0.11567
Solar | 2018-05-19 21:00 | 0
Solar | 2018-05-19 22:00 | 0
WindOnShore | 2018-05-19 23:00 | 0.112
Solar | 2018-05-20 | 0
WindOnShore | 2018-05-20 01:00 | 0.10936
WindOnShore | 2018-05-20 02:00 | 0.10792
Solar | 2018-05-20 03:00 | 0
Solar | 2018-05-20 04:00 | 0
WindOnShore | 2018-05-20 05:00 | 0.10066
WindOnShore | 2018-05-20 06:00 | 0.095303
Solar | 2018-05-20 07:00 | 0
Solar | 2018-05-20 08:00 | 0.024268
WindOnShore | 2018-05-20 09:00 | 0.09019
Solar | 2018-05-20 10:00 | 0.0841
WindOnShore | 2018-05-20 11:00 | 0.082282
WindOnShore | 2018-05-20 12:00 | 0.0691
Solar | 2018-05-20 13:00 | 0.22399
WindOnShore | 2018-05-20 14:00 | 0.060473
Solar | 2018-05-20 15:00 | 0.38298
WindOnShore | 2018-05-20 16:00 | 0.066145
Solar | 2018-05-20 17:00 | 0.54672
Solar | 2018-05-20 18:00 | 0.66416
WindOnShore | 2018-05-20 19:00 | 0.082601
WindOnShore | 2018-05-20 20:00 | 0.098658
Solar | 2018-05-20 21:00 | 0.71562
Solar | 2018-05-20 22:00 | 0.70558
WindOnShore | 2018-05-20 23:00 | 0.11895
Solar | 2018-05-21 | 0.66653
WindOnShore | 2018-05-21 01:00 | 0.14299
WindOnShore | 2018-05-21 02:00 | 0.15993
Solar | 2018-05-21 03:00 | 0.5643
WindOnShore | 2018-05-21 04:00 | 0.16536
Solar | 2018-05-21 05:00 | 0.41492
WindOnShore | 2018-05-21 06:00 | 0.1513
Solar | 2018-05-21 07:00 | 0.21967
Solar | 2018-05-21 08:00 | 0.061925
WindOnShore | 2018-05-21 09:00 | 0.12119
Solar | 2018-05-21 10:00 | 0.019944
WindOnShore | 2018-05-21 11:00 | 0.11831
Solar | 2018-05-21 12:00 | 0
WindOnShore | 2018-05-21 13:00 | 0.12941
Solar | 2018-05-21 14:00 | 0
WindOnShore | 2018-05-21 15:00 | 0.13037
WindOnShore | 2018-05-21 16:00 | 0.12358
Solar | 2018-05-21 17:00 | 0
Solar | 2018-05-21 18:00 | 0
WindOnShore | 2018-05-21 19:00 | 0.11839
Solar | 2018-05-21 20:00 | 0
WindOnShore | 2018-05-21 21:00 | 0.11096
Solar | 2018-05-21 22:00 | 0
WindOnShore | 2018-05-21 23:00 | 0.1108
WindOnShore | 2018-05-22 | 0.11783
Solar | 2018-05-22 01:00 | 0
WindOnShore | 2018-05-22 02:00 | 0.1259
Solar | 2018-05-22 03:00 | 0
Solar | 2018-05-22 04:00 | 0
WindOnShore | 2018-05-22 05:00 | 0.13301
Solar | 2018-05-22 06:00 | 0
WindOnShore | 2018-05-22 07:00 | 0.13181
WindOnShore | 2018-05-22 08:00 | 0.13724
Solar | 2018-05-22 09:00 | 0.024128
Solar | 2018-05-22 10:00 | 0.10377
WindOnShore | 2018-05-22 11:00 | 0.13556
Solar | 2018-05-22 12:00 | 0.30488
WindOnShore | 2018-05-22 13:00 | 0.11615
Solar | 2018-05-22 14:00 | 0.50014
WindOnShore | 2018-05-22 15:00 | 0.11471
Solar | 2018-05-22 16:00 | 0.64031
WindOnShore | 2018-05-22 17:00 | 0.14523
Solar | 2018-05-22 18:00 | 0.72748
WindOnShore | 2018-05-22 19:00 | 0.16408
Solar | 2018-05-22 20:00 | 0.7622
WindOnShore | 2018-05-22 21:00 | 0.15322
Solar | 2018-05-22 22:00 | 0.75174
WindOnShore | 2018-05-22 23:00 | 0.14116
Solar | 2018-05-23 | 0.69888
WindOnShore | 2018-05-23 01:00 | 0.13189
Solar | 2018-05-23 02:00 | 0.59637
WindOnShore | 2018-05-23 03:00 | 0.11256
Solar | 2018-05-23 04:00 | 0.4318
WindOnShore | 2018-05-23 05:00 | 0.095942
WindOnShore | 2018-05-23 06:00 | 0.078048
Solar | 2018-05-23 07:00 | 0.22385
WindOnShore | 2018-05-23 08:00 | 0.064307
Solar | 2018-05-23 09:00 | 0.058298
Solar | 2018-05-23 10:00 | 0.016457
WindOnShore | 2018-05-23 11:00 | 0.064946
Solar | 2018-05-23 12:00 | 0
WindOnShore | 2018-05-23 13:00 | 0.068222
WindOnShore | 2018-05-23 14:00 | 0.071817
Solar | 2018-05-23 15:00 | 0
Solar | 2018-05-23 16:00 | 0
WindOnShore | 2018-05-23 17:00 | 0.074373
Solar | 2018-05-23 18:00 | 0
WindOnShore | 2018-05-23 19:00 | 0.066864
Solar | 2018-05-23 20:00 | 0
WindOnShore | 2018-05-23 21:00 | 0.066225
WindOnShore | 2018-05-23 22:00 | 0.067822
Solar | 2018-05-23 23:00 | 0
WindOnShore | 2018-05-24 | 0.077968
Solar | 2018-05-24 01:00 | 0
Solar | 2018-05-24 02:00 | 0
WindOnShore | 2018-05-24 03:00 | 0.087394
Solar | 2018-05-24 04:00 | 0
WindOnShore | 2018-05-24 05:00 | 0.091948
WindOnShore | 2018-05-24 06:00 | 0.091948
Solar | 2018-05-24 07:00 | 0
WindOnShore | 2018-05-24 08:00 | 0.086675
Solar | 2018-05-24 09:00 | 0.020223
Solar | 2018-05-24 10:00 | 0.086332
WindOnShore | 2018-05-24 11:00 | 0.083
WindOnShore | 2018-05-24 12:00 | 0.063748
Solar | 2018-05-24 13:00 | 0.25063
Solar | 2018-05-24 14:00 | 0.43891
WindOnShore | 2018-05-24 15:00 | 0.050248
WindOnShore | 2018-05-24 16:00 | 0.046813
Solar | 2018-05-24 17:00 | 0.559
Solar | 2018-05-24 18:00 | 0.63459
WindOnShore | 2018-05-24 19:00 | 0.045614
Solar | 2018-05-24 20:00 | 0.65495
WindOnShore | 2018-05-24 21:00 | 0.046653
Solar | 2018-05-24 22:00 | 0.63445
WindOnShore | 2018-05-24 23:00 | 0.050168
WindOnShore | 2018-05-25 | 0.059434
Solar | 2018-05-25 01:00 | 0.55704
WindOnShore | 2018-05-25 02:00 | 0.074613
Solar | 2018-05-25 03:00 | 0.4463
WindOnShore | 2018-05-25 04:00 | 0.09035
Solar | 2018-05-25 05:00 | 0.30488
Solar | 2018-05-25 06:00 | 0.15328
WindOnShore | 2018-05-25 07:00 | 0.10864
WindOnShore | 2018-05-25 08:00 | 0.11775
Solar | 2018-05-25 09:00 | 0.045746
Solar | 2018-05-25 10:00 | 0.016736
WindOnShore | 2018-05-25 11:00 | 0.14619
Solar | 2018-05-25 12:00 | 0
WindOnShore | 2018-05-25 13:00 | 0.15785
WindOnShore | 2018-05-25 14:00 | 0.15474
Solar | 2018-05-25 15:00 | 0
Solar | 2018-05-25 16:00 | 0
WindOnShore | 2018-05-25 17:00 | 0.13884
Solar | 2018-05-25 18:00 | 0
WindOnShore | 2018-05-25 19:00 | 0.12254
WindOnShore | 2018-05-25 20:00 | 0.11368
Solar | 2018-05-25 21:00 | 0
Solar | 2018-05-25 22:00 | 0
WindOnShore | 2018-05-25 23:00 | 0.11112
WindOnShore | 2018-05-26 | 0.10449
Solar | 2018-05-26 01:00 | 0
WindOnShore | 2018-05-26 02:00 | 0.10353
Solar | 2018-05-26 03:00 | 0
Solar | 2018-05-26 04:00 | 0
WindOnShore | 2018-05-26 05:00 | 0.10521
Solar | 2018-05-26 06:00 | 0
WindOnShore | 2018-05-26 07:00 | 0.10872
WindOnShore | 2018-05-26 08:00 | 0.11647
Solar | 2018-05-26 09:00 | 0.019107
Solar | 2018-05-26 10:00 | 0.063459
WindOnShore | 2018-05-26 11:00 | 0.12494
WindOnShore | 2018-05-26 12:00 | 0.12925
Solar | 2018-05-26 13:00 | 0.18257
Solar | 2018-05-26 14:00 | 0.32287
WindOnShore | 2018-05-26 15:00 | 0.12726
WindOnShore | 2018-05-26 16:00 | 0.11703
Solar | 2018-05-26 17:00 | 0.42315
WindOnShore | 2018-05-26 18:00 | 0.11072
Solar | 2018-05-26 19:00 | 0.49038
Solar | 2018-05-26 20:00 | 0.52008
WindOnShore | 2018-05-26 21:00 | 0.11144
Solar | 2018-05-26 22:00 | 0.49275
WindOnShore | 2018-05-26 23:00 | 0.11463
Solar | 2018-05-27 | 0.46318
WindOnShore | 2018-05-27 01:00 | 0.12103
Solar | 2018-05-27 02:00 | 0.39386
WindOnShore | 2018-05-27 03:00 | 0.12206
WindOnShore | 2018-05-27 04:00 | 0.12925
Solar | 2018-05-27 05:00 | 0.28968
WindOnShore | 2018-05-27 06:00 | 0.13684
Solar | 2018-05-27 07:00 | 0.15927
Solar | 2018-05-27 08:00 | 0.045049
WindOnShore | 2018-05-27 09:00 | 0.13453
WindOnShore | 2018-05-27 10:00 | 0.1362
Solar | 2018-05-27 11:00 | 0.017155
WindOnShore | 2018-05-27 12:00 | 0.13285
Solar | 2018-05-27 13:00 | 0
WindOnShore | 2018-05-27 14:00 | 0.1267
Solar | 2018-05-27 15:00 | 0
Solar | 2018-05-27 16:00 | 0
WindOnShore | 2018-05-27 17:00 | 0.11983
Solar | 2018-05-27 18:00 | 0
WindOnShore | 2018-05-27 19:00 | 0.11647
Solar | 2018-05-27 20:00 | 0
WindOnShore | 2018-05-27 21:00 | 0.11192
WindOnShore | 2018-05-27 22:00 | 0.10577
Solar | 2018-05-27 23:00 | 0
WindOnShore | 2018-05-28 | 0.098338
Solar | 2018-05-28 01:00 | 0
WindOnShore | 2018-05-28 02:00 | 0.095063
Solar | 2018-05-28 03:00 | 0
Solar | 2018-05-28 04:00 | 0
WindOnShore | 2018-05-28 05:00 | 0.092667
WindOnShore | 2018-05-28 06:00 | 0.087394
Solar | 2018-05-28 07:00 | 0
Solar | 2018-05-28 08:00 | 0.019526
WindOnShore | 2018-05-28 09:00 | 0.09035
WindOnShore | 2018-05-28 10:00 | 0.088433
Solar | 2018-05-28 11:00 | 0.070711
WindOnShore | 2018-05-28 12:00 | 0.075252
Solar | 2018-05-28 13:00 | 0.20851
Solar | 2018-05-28 14:00 | 0.35119
WindOnShore | 2018-05-28 15:00 | 0.067982
WindOnShore | 2018-05-28 16:00 | 0.064148
Solar | 2018-05-28 17:00 | 0.48326
WindOnShore | 2018-05-28 18:00 | 0.061591
Solar | 2018-05-28 19:00 | 0.56248
Solar | 2018-05-28 20:00 | 0.58884
WindOnShore | 2018-05-28 21:00 | 0.063828
Solar | 2018-05-28 22:00 | 0.58047
WindOnShore | 2018-05-28 23:00 | 0.077728
WindOnShore | 2018-05-29 | 0.093306
Solar | 2018-05-29 01:00 | 0.56402
WindOnShore | 2018-05-29 02:00 | 0.11432
Solar | 2018-05-29 03:00 | 0.49233
WindOnShore | 2018-05-29 04:00 | 0.13876
Solar | 2018-05-29 05:00 | 0.35286
WindOnShore | 2018-05-29 06:00 | 0.14196
Solar | 2018-05-29 07:00 | 0.17992
Solar | 2018-05-29 08:00 | 0.050209
WindOnShore | 2018-05-29 09:00 | 0.13716
Solar | 2018-05-29 10:00 | 0.016876
WindOnShore | 2018-05-29 11:00 | 0.15745
Solar | 2018-05-29 12:00 | 0
WindOnShore | 2018-05-29 13:00 | 0.18022
Solar | 2018-05-29 14:00 | 0
WindOnShore | 2018-05-29 15:00 | 0.20267
WindOnShore | 2018-05-29 16:00 | 0.20682
Solar | 2018-05-29 17:00 | 0
WindOnShore | 2018-05-29 18:00 | 0.18877
Solar | 2018-05-29 19:00 | 0
Solar | 2018-05-29 20:00 | 0
WindOnShore | 2018-05-29 21:00 | 0.17471
WindOnShore | 2018-05-29 22:00 | 0.15498
Solar | 2018-05-29 23:00 | 0
Solar | 2018-05-30 | 0
WindOnShore | 2018-05-30 01:00 | 0.14028
WindOnShore | 2018-05-30 02:00 | 0.13077
Solar | 2018-05-30 03:00 | 0
WindOnShore | 2018-05-30 04:00 | 0.12238
Solar | 2018-05-30 05:00 | 0
WindOnShore | 2018-05-30 06:00 | 0.11048
Solar | 2018-05-30 07:00 | 0
Solar | 2018-05-30 08:00 | 0.019386
WindOnShore | 2018-05-30 09:00 | 0.10289
Solar | 2018-05-30 10:00 | 0.092329
WindOnShore | 2018-05-30 11:00 | 0.086755
WindOnShore | 2018-05-30 12:00 | 0.060393
Solar | 2018-05-30 13:00 | 0.29303
Solar | 2018-05-30 14:00 | 0.49052
WindOnShore | 2018-05-30 15:00 | 0.053842
WindOnShore | 2018-05-30 16:00 | 0.054082
Solar | 2018-05-30 17:00 | 0.62999
Solar | 2018-05-30 18:00 | 0.70851
WindOnShore | 2018-05-30 19:00 | 0.05536
WindOnShore | 2018-05-30 20:00 | 0.0556
Solar | 2018-05-30 21:00 | 0.72817
Solar | 2018-05-30 22:00 | 0.69456
WindOnShore | 2018-05-30 23:00 | 0.053683
Solar | 2018-05-31 | 0.64393
WindOnShore | 2018-05-31 01:00 | 0.053683
Solar | 2018-05-31 02:00 | 0.54379
WindOnShore | 2018-05-31 03:00 | 0.052644
Solar | 2018-05-31 04:00 | 0.38103
WindOnShore | 2018-05-31 05:00 | 0.051126
WindOnShore | 2018-05-31 06:00 | 0.051446
Solar | 2018-05-31 07:00 | 0.19121
WindOnShore | 2018-05-31 08:00 | 0.053443
Solar | 2018-05-31 09:00 | 0.049233
Solar | 2018-05-31 10:00 | 0.016736
WindOnShore | 2018-05-31 11:00 | 0.071337
Solar | 2018-05-31 12:00 | 0
WindOnShore | 2018-05-31 13:00 | 0.097859
WindOnShore | 2018-05-31 14:00 | 0.11168
Solar | 2018-05-31 15:00 | 0
WindOnShore | 2018-05-31 16:00 | 0.1223
Solar | 2018-05-31 17:00 | 0
Solar | 2018-05-31 18:00 | 0
WindOnShore | 2018-05-31 19:00 | 0.13317
WindOnShore | 2018-05-31 20:00 | 0.14547
Solar | 2018-05-31 21:00 | 0
Solar | 2018-05-31 22:00 | 0
WindOnShore | 2018-05-31 23:00 | 0.15074
WindOnShore | 2018-06-01 | 0.14715
Solar | 2018-06-01 01:00 | 0
WindOnShore | 2018-06-01 02:00 | 0.1513
Solar | 2018-06-01 03:00 | 0
WindOnShore | 2018-06-01 04:00 | 0.15969
Solar | 2018-06-01 05:00 | 0
WindOnShore | 2018-06-01 06:00 | 0.16105
Solar | 2018-06-01 07:00 | 0
WindOnShore | 2018-06-01 08:00 | 0.1513
Solar | 2018-06-01 09:00 | 0.018828
WindOnShore | 2018-06-01 10:00 | 0.13628
Solar | 2018-06-01 11:00 | 0.07643
WindOnShore | 2018-06-01 12:00 | 0.10401
Solar | 2018-06-01 13:00 | 0.24086
Solar | 2018-06-01 14:00 | 0.41674
WindOnShore | 2018-06-01 15:00 | 0.067663
WindOnShore | 2018-06-01 16:00 | 0.056319
Solar | 2018-06-01 17:00 | 0.56876
WindOnShore | 2018-06-01 18:00 | 0.050328
Solar | 2018-06-01 19:00 | 0.6431
WindOnShore | 2018-06-01 20:00 | 0.044815
Solar | 2018-06-01 21:00 | 0.67029
Solar | 2018-06-01 22:00 | 0.64895
WindOnShore | 2018-06-01 23:00 | 0.043298
WindOnShore | 2018-06-02 | 0.043378
Solar | 2018-06-02 01:00 | 0.56625
Solar | 2018-06-02 02:00 | 0.45872
WindOnShore | 2018-06-02 03:00 | 0.043457
WindOnShore | 2018-06-02 04:00 | 0.042099
Solar | 2018-06-02 05:00 | 0.30223
Solar | 2018-06-02 06:00 | 0.13682
WindOnShore | 2018-06-02 07:00 | 0.041301
Solar | 2018-06-02 08:00 | 0.038075
WindOnShore | 2018-06-02 09:00 | 0.039783
WindOnShore | 2018-06-02 10:00 | 0.042419
Solar | 2018-06-02 11:00 | 0
WindOnShore | 2018-06-02 12:00 | 0.044256
Solar | 2018-06-02 13:00 | 0
WindOnShore | 2018-06-02 14:00 | 0.044975
Solar | 2018-06-02 15:00 | 0
Solar | 2018-06-02 16:00 | 0
WindOnShore | 2018-06-02 17:00 | 0.043457
Solar | 2018-06-02 18:00 | 0
WindOnShore | 2018-06-02 19:00 | 0.042898
WindOnShore | 2018-06-02 20:00 | 0.04194
Solar | 2018-06-02 21:00 | 0
WindOnShore | 2018-06-02 22:00 | 0.042419
Solar | 2018-06-02 23:00 | 0
WindOnShore | 2018-06-03 | 0.043378
Solar | 2018-06-03 01:00 | 0
Solar | 2018-06-03 02:00 | 0
WindOnShore | 2018-06-03 03:00 | 0.043058
Solar | 2018-06-03 04:00 | 0
WindOnShore | 2018-06-03 05:00 | 0.045375
WindOnShore | 2018-06-03 06:00 | 0.057517
Solar | 2018-06-03 07:00 | 0
Solar | 2018-06-03 08:00 | 0.019107
WindOnShore | 2018-06-03 09:00 | 0.065985
WindOnShore | 2018-06-03 10:00 | 0.073654
Solar | 2018-06-03 11:00 | 0.074756
WindOnShore | 2018-06-03 12:00 | 0.072056
Solar | 2018-06-03 13:00 | 0.22664
WindOnShore | 2018-06-03 14:00 | 0.059275
Solar | 2018-06-03 15:00 | 0.40558
WindOnShore | 2018-06-03 16:00 | 0.056958
Solar | 2018-06-03 17:00 | 0.56444
Solar | 2018-06-03 18:00 | 0.65049
WindOnShore | 2018-06-03 19:00 | 0.081962
Solar | 2018-06-03 20:00 | 0.68633
WindOnShore | 2018-06-03 21:00 | 0.11527
Solar | 2018-06-03 22:00 | 0.69052
WindOnShore | 2018-06-03 23:00 | 0.12758
WindOnShore | 2018-06-04 | 0.13061
Solar | 2018-06-04 01:00 | 0.64435
WindOnShore | 2018-06-04 02:00 | 0.13948
Solar | 2018-06-04 03:00 | 0.53584
Solar | 2018-06-04 04:00 | 0.38298
WindOnShore | 2018-06-04 05:00 | 0.14571
Solar | 2018-06-04 06:00 | 0.1887
WindOnShore | 2018-06-04 07:00 | 0.13397
WindOnShore | 2018-06-04 08:00 | 0.1283
Solar | 2018-06-04 09:00 | 0.044212
WindOnShore | 2018-06-04 10:00 | 0.16416
Solar | 2018-06-04 11:00 | 0
Solar | 2018-06-04 12:00 | 0
WindOnShore | 2018-06-04 13:00 | 0.2248
WindOnShore | 2018-06-04 14:00 | 0.28503
Solar | 2018-06-04 15:00 | 0
WindOnShore | 2018-06-04 16:00 | 0.33775
Solar | 2018-06-04 17:00 | 0
WindOnShore | 2018-06-04 18:00 | 0.38912
Solar | 2018-06-04 19:00 | 0
WindOnShore | 2018-06-04 20:00 | 0.42059
Solar | 2018-06-04 21:00 | 0
Solar | 2018-06-04 22:00 | 0
WindOnShore | 2018-06-04 23:00 | 0.41213
WindOnShore | 2018-06-05 | 0.38584
Solar | 2018-06-05 01:00 | 0
WindOnShore | 2018-06-05 02:00 | 0.36851
Solar | 2018-06-05 03:00 | 0
WindOnShore | 2018-06-05 04:00 | 0.35189
Solar | 2018-06-05 05:00 | 0
Solar | 2018-06-05 06:00 | 0
WindOnShore | 2018-06-05 07:00 | 0.33616
Solar | 2018-06-05 08:00 | 0.01841
WindOnShore | 2018-06-05 09:00 | 0.31275
WindOnShore | 2018-06-05 10:00 | 0.26346
Solar | 2018-06-05 11:00 | 0.071269
Solar | 2018-06-05 12:00 | 0.21925
WindOnShore | 2018-06-05 13:00 | 0.22472
Solar | 2018-06-05 14:00 | 0.37099
WindOnShore | 2018-06-05 15:00 | 0.23958
WindOnShore | 2018-06-05 16:00 | 0.25172
Solar | 2018-06-05 17:00 | 0.49819
Solar | 2018-06-05 18:00 | 0.57155
WindOnShore | 2018-06-05 19:00 | 0.25028
Solar | 2018-06-05 20:00 | 0.59777
WindOnShore | 2018-06-05 21:00 | 0.25707
WindOnShore | 2018-06-05 22:00 | 0.25324
Solar | 2018-06-05 23:00 | 0.59916
Solar | 2018-06-06 | 0.53752
WindOnShore | 2018-06-06 01:00 | 0.24101
Solar | 2018-06-06 02:00 | 0.44296
WindOnShore | 2018-06-06 03:00 | 0.21281
Solar | 2018-06-06 04:00 | 0.29958
WindOnShore | 2018-06-06 05:00 | 0.20714
WindOnShore | 2018-06-06 06:00 | 0.15681
Solar | 2018-06-06 07:00 | 0.15049
WindOnShore | 2018-06-06 08:00 | 0.1088
Solar | 2018-06-06 09:00 | 0.039191
Solar | 2018-06-06 10:00 | 0
WindOnShore | 2018-06-06 11:00 | 0.088433
WindOnShore | 2018-06-06 12:00 | 0.082122
Solar | 2018-06-06 13:00 | 0
WindOnShore | 2018-06-06 14:00 | 0.090669
Solar | 2018-06-06 15:00 | 0
Solar | 2018-06-06 16:00 | 0
WindOnShore | 2018-06-06 17:00 | 0.10026
Solar | 2018-06-06 18:00 | 0
WindOnShore | 2018-06-06 19:00 | 0.11783
Solar | 2018-06-06 20:00 | 0
WindOnShore | 2018-06-06 21:00 | 0.14371
Solar | 2018-06-06 22:00 | 0
WindOnShore | 2018-06-06 23:00 | 0.16001
Solar | 2018-06-07 | 0
WindOnShore | 2018-06-07 01:00 | 0.15514
Solar | 2018-06-07 02:00 | 0
WindOnShore | 2018-06-07 03:00 | 0.14443
Solar | 2018-06-07 04:00 | 0
WindOnShore | 2018-06-07 05:00 | 0.12614
WindOnShore | 2018-06-07 06:00 | 0.1231
Solar | 2018-06-07 07:00 | 0
WindOnShore | 2018-06-07 08:00 | 0.13612
Solar | 2018-06-07 09:00 | 0.018131
Solar | 2018-06-07 10:00 | 0.069456
WindOnShore | 2018-06-07 11:00 | 0.14092
WindOnShore | 2018-06-07 12:00 | 0.12119
Solar | 2018-06-07 13:00 | 0.22873
WindOnShore | 2018-06-07 14:00 | 0.1414
Solar | 2018-06-07 15:00 | 0.42232
WindOnShore | 2018-06-07 16:00 | 0.19915
Solar | 2018-06-07 17:00 | 0.56597
WindOnShore | 2018-06-07 18:00 | 0.2466
Solar | 2018-06-07 19:00 | 0.65509
WindOnShore | 2018-06-07 20:00 | 0.29478
Solar | 2018-06-07 21:00 | 0.67462
Solar | 2018-06-07 22:00 | 0.64477
WindOnShore | 2018-06-07 23:00 | 0.3165
WindOnShore | 2018-06-08 | 0.30524
Solar | 2018-06-08 01:00 | 0.58856
Solar | 2018-06-08 02:00 | 0.50432
WindOnShore | 2018-06-08 03:00 | 0.29166
WindOnShore | 2018-06-08 04:00 | 0.26234
Solar | 2018-06-08 05:00 | 0.36513
Solar | 2018-06-08 06:00 | 0.17364
WindOnShore | 2018-06-08 07:00 | 0.21409
WindOnShore | 2018-06-08 08:00 | 0.15913
Solar | 2018-06-08 09:00 | 0.039191
WindOnShore | 2018-06-08 10:00 | 0.14204
Solar | 2018-06-08 11:00 | 0
Solar | 2018-06-08 12:00 | 0
WindOnShore | 2018-06-08 13:00 | 0.15737
Solar | 2018-06-08 14:00 | 0
WindOnShore | 2018-06-08 15:00 | 0.16736
Solar | 2018-06-08 16:00 | 0
WindOnShore | 2018-06-08 17:00 | 0.15905
WindOnShore | 2018-06-08 18:00 | 0.15066
Solar | 2018-06-08 19:00 | 0
WindOnShore | 2018-06-08 20:00 | 0.15162
Solar | 2018-06-08 21:00 | 0
Solar | 2018-06-08 22:00 | 0
WindOnShore | 2018-06-08 23:00 | 0.16464
Solar | 2018-06-09 | 0
WindOnShore | 2018-06-09 01:00 | 0.17655
WindOnShore | 2018-06-09 02:00 | 0.17726
Solar | 2018-06-09 03:00 | 0
Solar | 2018-06-09 04:00 | 0
WindOnShore | 2018-06-09 05:00 | 0.17591
Solar | 2018-06-09 06:00 | 0
WindOnShore | 2018-06-09 07:00 | 0.17726
Solar | 2018-06-09 08:00 | 0.017713
WindOnShore | 2018-06-09 09:00 | 0.18022
WindOnShore | 2018-06-09 10:00 | 0.16864
Solar | 2018-06-09 11:00 | 0.07629
WindOnShore | 2018-06-09 12:00 | 0.14507
Solar | 2018-06-09 13:00 | 0.25523
Solar | 2018-06-09 14:00 | 0.44658
WindOnShore | 2018-06-09 15:00 | 0.1418
Solar | 2018-06-09 16:00 | 0.58257
WindOnShore | 2018-06-09 17:00 | 0.18086
WindOnShore | 2018-06-09 18:00 | 0.21377
Solar | 2018-06-09 19:00 | 0.66987
Solar | 2018-06-09 20:00 | 0.706
WindOnShore | 2018-06-09 21:00 | 0.22727
WindOnShore | 2018-06-09 22:00 | 0.25004
Solar | 2018-06-09 23:00 | 0.69847
Solar | 2018-06-10 | 0.64533
WindOnShore | 2018-06-10 01:00 | 0.27784
WindOnShore | 2018-06-10 02:00 | 0.30244
Solar | 2018-06-10 03:00 | 0.53752
Solar | 2018-06-10 04:00 | 0.36862
WindOnShore | 2018-06-10 05:00 | 0.31027
WindOnShore | 2018-06-10 06:00 | 0.29238
Solar | 2018-06-10 07:00 | 0.16639
Solar | 2018-06-10 08:00 | 0.035146
WindOnShore | 2018-06-10 09:00 | 0.24892
Solar | 2018-06-10 10:00 | 0
WindOnShore | 2018-06-10 11:00 | 0.26682
WindOnShore | 2018-06-10 12:00 | 0.30668
Solar | 2018-06-10 13:00 | 0
WindOnShore | 2018-06-10 14:00 | 0.34902
Solar | 2018-06-10 15:00 | 0
Solar | 2018-06-10 16:00 | 0
WindOnShore | 2018-06-10 17:00 | 0.37929
Solar | 2018-06-10 18:00 | 0
WindOnShore | 2018-06-10 19:00 | 0.42012
Solar | 2018-06-10 20:00 | 0
WindOnShore | 2018-06-10 21:00 | 0.46861
WindOnShore | 2018-06-10 22:00 | 0.49968
Solar | 2018-06-10 23:00 | 0
Solar | 2018-06-11 | 0
WindOnShore | 2018-06-11 01:00 | 0.52221
WindOnShore | 2018-06-11 02:00 | 0.53962
Solar | 2018-06-11 03:00 | 0
Solar | 2018-06-11 04:00 | 0
WindOnShore | 2018-06-11 05:00 | 0.56926
WindOnShore | 2018-06-11 06:00 | 0.57126
Solar | 2018-06-11 07:00 | 0
Solar | 2018-06-11 08:00 | 0.017155
WindOnShore | 2018-06-11 09:00 | 0.55448
Solar | 2018-06-11 10:00 | 0.058856
WindOnShore | 2018-06-11 11:00 | 0.53707
WindOnShore | 2018-06-11 12:00 | 0.52596
Solar | 2018-06-11 13:00 | 0.16276
Solar | 2018-06-11 14:00 | 0.27671
WindOnShore | 2018-06-11 15:00 | 0.53635
Solar | 2018-06-11 16:00 | 0.36555
WindOnShore | 2018-06-11 17:00 | 0.52277
WindOnShore | 2018-06-11 18:00 | 0.50296
Solar | 2018-06-11 19:00 | 0.42859
Solar | 2018-06-11 20:00 | 0.4643
WindOnShore | 2018-06-11 21:00 | 0.51278
Solar | 2018-06-11 22:00 | 0.45384
WindOnShore | 2018-06-11 23:00 | 0.54074
Solar | 2018-06-12 | 0.39888
WindOnShore | 2018-06-12 01:00 | 0.55824
WindOnShore | 2018-06-12 02:00 | 0.56079
Solar | 2018-06-12 03:00 | 0.3219
WindOnShore | 2018-06-12 04:00 | 0.54721
Solar | 2018-06-12 05:00 | 0.20948
WindOnShore | 2018-06-12 06:00 | 0.49984
Solar | 2018-06-12 07:00 | 0.093026
WindOnShore | 2018-06-12 08:00 | 0.40877
Solar | 2018-06-12 09:00 | 0.028173
WindOnShore | 2018-06-12 10:00 | 0.36268
Solar | 2018-06-12 11:00 | 0
WindOnShore | 2018-06-12 12:00 | 0.35277
Solar | 2018-06-12 13:00 | 0
WindOnShore | 2018-06-12 14:00 | 0.33672
Solar | 2018-06-12 15:00 | 0
Solar | 2018-06-12 16:00 | 0
WindOnShore | 2018-06-12 17:00 | 0.3066
Solar | 2018-06-12 18:00 | 0
WindOnShore | 2018-06-12 19:00 | 0.27377
Solar | 2018-06-12 20:00 | 0
WindOnShore | 2018-06-12 21:00 | 0.25771
Solar | 2018-06-12 22:00 | 0
WindOnShore | 2018-06-12 23:00 | 0.23518
Solar | 2018-06-13 | 0
WindOnShore | 2018-06-13 01:00 | 0.20483
WindOnShore | 2018-06-13 02:00 | 0.17806
Solar | 2018-06-13 03:00 | 0
Solar | 2018-06-13 04:00 | 0
WindOnShore | 2018-06-13 05:00 | 0.16872
Solar | 2018-06-13 06:00 | 0
WindOnShore | 2018-06-13 07:00 | 0.16552
Solar | 2018-06-13 08:00 | 0.017155
WindOnShore | 2018-06-13 09:00 | 0.15681
Solar | 2018-06-13 10:00 | 0.066109
WindOnShore | 2018-06-13 11:00 | 0.15506
WindOnShore | 2018-06-13 12:00 | 0.14228
Solar | 2018-06-13 13:00 | 0.22427
Solar | 2018-06-13 14:00 | 0.41437
WindOnShore | 2018-06-13 15:00 | 0.13437
WindOnShore | 2018-06-13 16:00 | 0.15817
Solar | 2018-06-13 17:00 | 0.55439
WindOnShore | 2018-06-13 18:00 | 0.20562
Solar | 2018-06-13 19:00 | 0.62803
WindOnShore | 2018-06-13 20:00 | 0.2498
Solar | 2018-06-13 21:00 | 0.67378
WindOnShore | 2018-06-13 22:00 | 0.25923
Solar | 2018-06-13 23:00 | 0.64798
WindOnShore | 2018-06-14 | 0.26138
Solar | 2018-06-14 01:00 | 0.58717
Solar | 2018-06-14 02:00 | 0.47629
WindOnShore | 2018-06-14 03:00 | 0.26905
Solar | 2018-06-14 04:00 | 0.32106
WindOnShore | 2018-06-14 05:00 | 0.27456
Solar | 2018-06-14 06:00 | 0.1477
WindOnShore | 2018-06-14 07:00 | 0.27912
WindOnShore | 2018-06-14 08:00 | 0.29549
Solar | 2018-06-14 09:00 | 0.032915
WindOnShore | 2018-06-14 10:00 | 0.35101
Solar | 2018-06-14 11:00 | 0
Solar | 2018-06-14 12:00 | 0
WindOnShore | 2018-06-14 13:00 | 0.41556
Solar | 2018-06-14 14:00 | 0
WindOnShore | 2018-06-14 15:00 | 0.44792
WindOnShore | 2018-06-14 16:00 | 0.44073
Solar | 2018-06-14 17:00 | 0
Solar | 2018-06-14 18:00 | 0
WindOnShore | 2018-06-14 19:00 | 0.45766
WindOnShore | 2018-06-14 20:00 | 0.50024
Solar | 2018-06-14 21:00 | 0
Solar | 2018-06-14 22:00 | 0
WindOnShore | 2018-06-14 23:00 | 0.53523
Solar | 2018-06-15 | 0
WindOnShore | 2018-06-15 01:00 | 0.55664
Solar | 2018-06-15 02:00 | 0
WindOnShore | 2018-06-15 03:00 | 0.55728
WindOnShore | 2018-06-15 04:00 | 0.5286
Solar | 2018-06-15 05:00 | 0
WindOnShore | 2018-06-15 06:00 | 0.50655
Solar | 2018-06-15 07:00 | 0
Solar | 2018-06-15 08:00 | 0.016457
WindOnShore | 2018-06-15 09:00 | 0.51414
WindOnShore | 2018-06-15 10:00 | 0.51646
Solar | 2018-06-15 11:00 | 0.057601
WindOnShore | 2018-06-15 12:00 | 0.52413
Solar | 2018-06-15 13:00 | 0.18298
Solar | 2018-06-15 14:00 | 0.31074
WindOnShore | 2018-06-15 15:00 | 0.55328
Solar | 2018-06-15 16:00 | 0.43096
WindOnShore | 2018-06-15 17:00 | 0.61408
WindOnShore | 2018-06-15 18:00 | 0.67918
Solar | 2018-06-15 19:00 | 0.52817
WindOnShore | 2018-06-15 20:00 | 0.64923
Solar | 2018-06-15 21:00 | 0.57838
WindOnShore | 2018-06-15 22:00 | 0.62318
Solar | 2018-06-15 23:00 | 0.56304
Solar | 2018-06-16 | 0.50391
WindOnShore | 2018-06-16 01:00 | 0.65146
Solar | 2018-06-16 02:00 | 0.40962
WindOnShore | 2018-06-16 03:00 | 0.67359
Solar | 2018-06-16 04:00 | 0.26848
WindOnShore | 2018-06-16 05:00 | 0.64978
WindOnShore | 2018-06-16 06:00 | 0.63924
Solar | 2018-06-16 07:00 | 0.11339
WindOnShore | 2018-06-16 08:00 | 0.57214
Solar | 2018-06-16 09:00 | 0.027057
Solar | 2018-06-16 10:00 | 0
WindOnShore | 2018-06-16 11:00 | 0.5
WindOnShore | 2018-06-16 12:00 | 0.44368
Solar | 2018-06-16 13:00 | 0
WindOnShore | 2018-06-16 14:00 | 0.38401
Solar | 2018-06-16 15:00 | 0
Solar | 2018-06-16 16:00 | 0
WindOnShore | 2018-06-16 17:00 | 0.36252
Solar | 2018-06-16 18:00 | 0
WindOnShore | 2018-06-16 19:00 | 0.33424
Solar | 2018-06-16 20:00 | 0
WindOnShore | 2018-06-16 21:00 | 0.29741
Solar | 2018-06-16 22:00 | 0
WindOnShore | 2018-06-16 23:00 | 0.27321
WindOnShore | 2018-06-17 | 0.25268
Solar | 2018-06-17 01:00 | 0
Solar | 2018-06-17 02:00 | 0
WindOnShore | 2018-06-17 03:00 | 0.24613
WindOnShore | 2018-06-17 04:00 | 0.2514
Solar | 2018-06-17 05:00 | 0
WindOnShore | 2018-06-17 06:00 | 0.26178
Solar | 2018-06-17 07:00 | 0
Solar | 2018-06-17 08:00 | 0.017015
WindOnShore | 2018-06-17 09:00 | 0.2665
WindOnShore | 2018-06-17 10:00 | 0.24605
Solar | 2018-06-17 11:00 | 0.066527
Solar | 2018-06-17 12:00 | 0.23626
WindOnShore | 2018-06-17 13:00 | 0.19292
Solar | 2018-06-17 14:00 | 0.42943
WindOnShore | 2018-06-17 15:00 | 0.16976
Solar | 2018-06-17 16:00 | 0.58815
WindOnShore | 2018-06-17 17:00 | 0.19612
Solar | 2018-06-17 18:00 | 0.68047
WindOnShore | 2018-06-17 19:00 | 0.22
Solar | 2018-06-17 20:00 | 0.71632
WindOnShore | 2018-06-17 21:00 | 0.23981
Solar | 2018-06-17 22:00 | 0.70377
WindOnShore | 2018-06-17 23:00 | 0.25755
Solar | 2018-06-18 | 0.65132
WindOnShore | 2018-06-18 01:00 | 0.27856
Solar | 2018-06-18 02:00 | 0.54296
WindOnShore | 2018-06-18 03:00 | 0.29022
Solar | 2018-06-18 04:00 | 0.37978
WindOnShore | 2018-06-18 05:00 | 0.30236
Solar | 2018-06-18 06:00 | 0.17015
WindOnShore | 2018-06-18 07:00 | 0.29094
WindOnShore | 2018-06-18 08:00 | 0.27257
Solar | 2018-06-18 09:00 | 0.035007
Solar | 2018-06-18 10:00 | 0
WindOnShore | 2018-06-18 11:00 | 0.27225
WindOnShore | 2018-06-18 12:00 | 0.31291
Solar | 2018-06-18 13:00 | 0
Solar | 2018-06-18 14:00 | 0
WindOnShore | 2018-06-18 15:00 | 0.3368
WindOnShore | 2018-06-18 16:00 | 0.34111
Solar | 2018-06-18 17:00 | 0
Solar | 2018-06-18 18:00 | 0
WindOnShore | 2018-06-18 19:00 | 0.33983
Solar | 2018-06-18 20:00 | 0
WindOnShore | 2018-06-18 21:00 | 0.34063
Solar | 2018-06-18 22:00 | 0
WindOnShore | 2018-06-18 23:00 | 0.33648
WindOnShore | 2018-06-19 | 0.31914
Solar | 2018-06-19 01:00 | 0
Solar | 2018-06-19 02:00 | 0
WindOnShore | 2018-06-19 03:00 | 0.303
Solar | 2018-06-19 04:00 | 0
WindOnShore | 2018-06-19 05:00 | 0.29214
WindOnShore | 2018-06-19 06:00 | 0.28743
Solar | 2018-06-19 07:00 | 0
Solar | 2018-06-19 08:00 | 0.016736
WindOnShore | 2018-06-19 09:00 | 0.28878
WindOnShore | 2018-06-19 10:00 | 0.27001
Solar | 2018-06-19 11:00 | 0.070293
WindOnShore | 2018-06-19 12:00 | 0.21082
Solar | 2018-06-19 13:00 | 0.25983
Solar | 2018-06-19 14:00 | 0.46011
WindOnShore | 2018-06-19 15:00 | 0.18837
Solar | 2018-06-19 16:00 | 0.61311
WindOnShore | 2018-06-19 17:00 | 0.2252
Solar | 2018-06-19 18:00 | 0.70307
WindOnShore | 2018-06-19 19:00 | 0.26194
Solar | 2018-06-19 20:00 | 0.75425
WindOnShore | 2018-06-19 21:00 | 0.27145
Solar | 2018-06-19 22:00 | 0.77211
WindOnShore | 2018-06-19 23:00 | 0.29142
Solar | 2018-06-20 | 0.69163
WindOnShore | 2018-06-20 01:00 | 0.29294
Solar | 2018-06-20 02:00 | 0.57266
WindOnShore | 2018-06-20 03:00 | 0.30372
Solar | 2018-06-20 04:00 | 0.38884
WindOnShore | 2018-06-20 05:00 | 0.29701
WindOnShore | 2018-06-20 06:00 | 0.27121
Solar | 2018-06-20 07:00 | 0.16555
Solar | 2018-06-20 08:00 | 0.034031
WindOnShore | 2018-06-20 09:00 | 0.22655
WindOnShore | 2018-06-20 10:00 | 0.26027
Solar | 2018-06-20 11:00 | 0
WindOnShore | 2018-06-20 12:00 | 0.32226
Solar | 2018-06-20 13:00 | 0
WindOnShore | 2018-06-20 14:00 | 0.35413
Solar | 2018-06-20 15:00 | 0
WindOnShore | 2018-06-20 16:00 | 0.36068
Solar | 2018-06-20 17:00 | 0
WindOnShore | 2018-06-20 18:00 | 0.35253
Solar | 2018-06-20 19:00 | 0
Solar | 2018-06-20 20:00 | 0
WindOnShore | 2018-06-20 21:00 | 0.30644
Solar | 2018-06-20 22:00 | 0
WindOnShore | 2018-06-20 23:00 | 0.26546
WindOnShore | 2018-06-21 | 0.22815
Solar | 2018-06-21 01:00 | 0
WindOnShore | 2018-06-21 02:00 | 0.19108
Solar | 2018-06-21 03:00 | 0
WindOnShore | 2018-06-21 04:00 | 0.17183
Solar | 2018-06-21 05:00 | 0
WindOnShore | 2018-06-21 06:00 | 0.18453
Solar | 2018-06-21 07:00 | 0
WindOnShore | 2018-06-21 08:00 | 0.19724
Solar | 2018-06-21 09:00 | 0.016736
WindOnShore | 2018-06-21 10:00 | 0.19268
Solar | 2018-06-21 11:00 | 0.069735
Solar | 2018-06-21 12:00 | 0.26151
WindOnShore | 2018-06-21 13:00 | 0.15346
Solar | 2018-06-21 14:00 | 0.47559
WindOnShore | 2018-06-21 15:00 | 0.10705
WindOnShore | 2018-06-21 16:00 | 0.099936
Solar | 2018-06-21 17:00 | 0.6364
WindOnShore | 2018-06-21 18:00 | 0.11192
Solar | 2018-06-21 19:00 | 0.73975
Solar | 2018-06-21 20:00 | 0.77503
WindOnShore | 2018-06-21 21:00 | 0.11288
WindOnShore | 2018-06-21 22:00 | 0.10329
Solar | 2018-06-21 23:00 | 0.76206
WindOnShore | 2018-06-22 | 0.10249
Solar | 2018-06-22 01:00 | 0.7
Solar | 2018-06-22 02:00 | 0.57671
WindOnShore | 2018-06-22 03:00 | 0.099217
Solar | 2018-06-22 04:00 | 0.38912
WindOnShore | 2018-06-22 05:00 | 0.095383
Solar | 2018-06-22 06:00 | 0.16583
WindOnShore | 2018-06-22 07:00 | 0.090829
Solar | 2018-06-22 08:00 | 0.032915
WindOnShore | 2018-06-22 09:00 | 0.09027
Solar | 2018-06-22 10:00 | 0
WindOnShore | 2018-06-22 11:00 | 0.10872
WindOnShore | 2018-06-22 12:00 | 0.13141
Solar | 2018-06-22 13:00 | 0
Solar | 2018-06-22 14:00 | 0
WindOnShore | 2018-06-22 15:00 | 0.14212
WindOnShore | 2018-06-22 16:00 | 0.14523
Solar | 2018-06-22 17:00 | 0
Solar | 2018-06-22 18:00 | 0
WindOnShore | 2018-06-22 19:00 | 0.14835
WindOnShore | 2018-06-22 20:00 | 0.14291
Solar | 2018-06-22 21:00 | 0
WindOnShore | 2018-06-22 22:00 | 0.13852
Solar | 2018-06-22 23:00 | 0
Solar | 2018-06-23 | 0
WindOnShore | 2018-06-23 01:00 | 0.13341
WindOnShore | 2018-06-23 02:00 | 0.13125
Solar | 2018-06-23 03:00 | 0
Solar | 2018-06-23 04:00 | 0
WindOnShore | 2018-06-23 05:00 | 0.12622
Solar | 2018-06-23 06:00 | 0
WindOnShore | 2018-06-23 07:00 | 0.11919
WindOnShore | 2018-06-23 08:00 | 0.11655
Solar | 2018-06-23 09:00 | 0.017015
WindOnShore | 2018-06-23 10:00 | 0.10465
Solar | 2018-06-23 11:00 | 0.072245
Solar | 2018-06-23 12:00 | 0.27183
WindOnShore | 2018-06-23 13:00 | 0.08324
Solar | 2018-06-23 14:00 | 0.49135
WindOnShore | 2018-06-23 15:00 | 0.056878
Solar | 2018-06-23 16:00 | 0.64868
WindOnShore | 2018-06-23 17:00 | 0.044416
WindOnShore | 2018-06-23 18:00 | 0.038904
Solar | 2018-06-23 19:00 | 0.73877
Solar | 2018-06-23 20:00 | 0.77141
WindOnShore | 2018-06-23 21:00 | 0.037945
WindOnShore | 2018-06-23 22:00 | 0.039703
Solar | 2018-06-23 23:00 | 0.76276
Solar | 2018-06-24 | 0.69847
WindOnShore | 2018-06-24 01:00 | 0.040981
WindOnShore | 2018-06-24 02:00 | 0.040741
Solar | 2018-06-24 03:00 | 0.57225
WindOnShore | 2018-06-24 04:00 | 0.039463
Solar | 2018-06-24 05:00 | 0.38591
Solar | 2018-06-24 06:00 | 0.16137
WindOnShore | 2018-06-24 07:00 | 0.039703
Solar | 2018-06-24 08:00 | 0.031241
WindOnShore | 2018-06-24 09:00 | 0.042179
WindOnShore | 2018-06-24 10:00 | 0.045534
Solar | 2018-06-24 11:00 | 0
WindOnShore | 2018-06-24 12:00 | 0.049848
Solar | 2018-06-24 13:00 | 0
Solar | 2018-06-24 14:00 | 0
WindOnShore | 2018-06-24 15:00 | 0.052884
WindOnShore | 2018-06-24 16:00 | 0.056958
Solar | 2018-06-24 17:00 | 0
WindOnShore | 2018-06-24 18:00 | 0.059115
Solar | 2018-06-24 19:00 | 0
Solar | 2018-06-24 20:00 | 0
WindOnShore | 2018-06-24 21:00 | 0.061991
Solar | 2018-06-24 22:00 | 0
WindOnShore | 2018-06-24 23:00 | 0.06279
WindOnShore | 2018-06-25 | 0.066784
Solar | 2018-06-25 01:00 | 0
WindOnShore | 2018-06-25 02:00 | 0.080205
Solar | 2018-06-25 03:00 | 0
Solar | 2018-06-25 04:00 | 0
WindOnShore | 2018-06-25 05:00 | 0.099377
WindOnShore | 2018-06-25 06:00 | 0.11743
Solar | 2018-06-25 07:00 | 0
WindOnShore | 2018-06-25 08:00 | 0.12853
Solar | 2018-06-25 09:00 | 0.016876
WindOnShore | 2018-06-25 10:00 | 0.14907
Solar | 2018-06-25 11:00 | 0.063738
Solar | 2018-06-25 12:00 | 0.22594
WindOnShore | 2018-06-25 13:00 | 0.14899
Solar | 2018-06-25 14:00 | 0.41478
WindOnShore | 2018-06-25 15:00 | 0.13277
Solar | 2018-06-25 16:00 | 0.57252
WindOnShore | 2018-06-25 17:00 | 0.15506
Solar | 2018-06-25 18:00 | 0.69972
WindOnShore | 2018-06-25 19:00 | 0.19899
WindOnShore | 2018-06-25 20:00 | 0.2466
Solar | 2018-06-25 21:00 | 0.74435
WindOnShore | 2018-06-25 22:00 | 0.30548
Solar | 2018-06-25 23:00 | 0.73152
WindOnShore | 2018-06-26 | 0.36867
Solar | 2018-06-26 01:00 | 0.66444
Solar | 2018-06-26 02:00 | 0.53556
WindOnShore | 2018-06-26 03:00 | 0.42651
Solar | 2018-06-26 04:00 | 0.35202
WindOnShore | 2018-06-26 05:00 | 0.48338
Solar | 2018-06-26 06:00 | 0.14156
WindOnShore | 2018-06-26 07:00 | 0.50288
WindOnShore | 2018-06-26 08:00 | 0.50439
Solar | 2018-06-26 09:00 | 0.02901
WindOnShore | 2018-06-26 10:00 | 0.53291
Solar | 2018-06-26 11:00 | 0
Solar | 2018-06-26 12:00 | 0
WindOnShore | 2018-06-26 13:00 | 0.54058
Solar | 2018-06-26 14:00 | 0
WindOnShore | 2018-06-26 15:00 | 0.51749
Solar | 2018-06-26 16:00 | 0
WindOnShore | 2018-06-26 17:00 | 0.50128
WindOnShore | 2018-06-26 18:00 | 0.46405
Solar | 2018-06-26 19:00 | 0
WindOnShore | 2018-06-26 20:00 | 0.44768
Solar | 2018-06-26 21:00 | 0
Solar | 2018-06-26 22:00 | 0
WindOnShore | 2018-06-26 23:00 | 0.42994
WindOnShore | 2018-06-27 | 0.41053
Solar | 2018-06-27 01:00 | 0
Solar | 2018-06-27 02:00 | 0
WindOnShore | 2018-06-27 03:00 | 0.39591
WindOnShore | 2018-06-27 04:00 | 0.40893
Solar | 2018-06-27 05:00 | 0
WindOnShore | 2018-06-27 06:00 | 0.40845
Solar | 2018-06-27 07:00 | 0
Solar | 2018-06-27 08:00 | 0.016597
WindOnShore | 2018-06-27 09:00 | 0.4055
Solar | 2018-06-27 10:00 | 0.06318
WindOnShore | 2018-06-27 11:00 | 0.38137
Solar | 2018-06-27 12:00 | 0.24533
WindOnShore | 2018-06-27 13:00 | 0.32313
Solar | 2018-06-27 14:00 | 0.4583
WindOnShore | 2018-06-27 15:00 | 0.2939
Solar | 2018-06-27 16:00 | 0.62455
WindOnShore | 2018-06-27 17:00 | 0.28743
Solar | 2018-06-27 18:00 | 0.73152
WindOnShore | 2018-06-27 19:00 | 0.29677
Solar | 2018-06-27 20:00 | 0.77266
WindOnShore | 2018-06-27 21:00 | 0.2899
Solar | 2018-06-27 22:00 | 0.75105
WindOnShore | 2018-06-27 23:00 | 0.24405
WindOnShore | 2018-06-28 | 0.21225
Solar | 2018-06-28 01:00 | 0.66946
WindOnShore | 2018-06-28 02:00 | 0.18789
Solar | 2018-06-28 03:00 | 0.53543
WindOnShore | 2018-06-28 04:00 | 0.17519
Solar | 2018-06-28 05:00 | 0.35077
Solar | 2018-06-28 06:00 | 0.14128
WindOnShore | 2018-06-28 07:00 | 0.17063
WindOnShore | 2018-06-28 08:00 | 0.18653
Solar | 2018-06-28 09:00 | 0.028731
WindOnShore | 2018-06-28 10:00 | 0.24485
Solar | 2018-06-28 11:00 | 0
Solar | 2018-06-28 12:00 | 0
WindOnShore | 2018-06-28 13:00 | 0.27081
Solar | 2018-06-28 14:00 | 0
WindOnShore | 2018-06-28 15:00 | 0.25443
WindOnShore | 2018-06-28 16:00 | 0.22759
Solar | 2018-06-28 17:00 | 0
Solar | 2018-06-28 18:00 | 0
WindOnShore | 2018-06-28 19:00 | 0.18901
Solar | 2018-06-28 20:00 | 0
WindOnShore | 2018-06-28 21:00 | 0.1533
Solar | 2018-06-28 22:00 | 0
WindOnShore | 2018-06-28 23:00 | 0.12135
WindOnShore | 2018-06-29 | 0.10768
Solar | 2018-06-29 01:00 | 0
WindOnShore | 2018-06-29 02:00 | 0.09706
Solar | 2018-06-29 03:00 | 0
WindOnShore | 2018-06-29 04:00 | 0.085317
Solar | 2018-06-29 05:00 | 0
WindOnShore | 2018-06-29 06:00 | 0.083879
Solar | 2018-06-29 07:00 | 0
Solar | 2018-06-29 08:00 | 0.016179
WindOnShore | 2018-06-29 09:00 | 0.077089
Solar | 2018-06-29 10:00 | 0.051604
WindOnShore | 2018-06-29 11:00 | 0.079086
Solar | 2018-06-29 12:00 | 0.20948
WindOnShore | 2018-06-29 13:00 | 0.071657
Solar | 2018-06-29 14:00 | 0.40126
WindOnShore | 2018-06-29 15:00 | 0.053922
WindOnShore | 2018-06-29 16:00 | 0.059834
Solar | 2018-06-29 17:00 | 0.55593
Solar | 2018-06-29 18:00 | 0.62399
WindOnShore | 2018-06-29 19:00 | 0.067663
WindOnShore | 2018-06-29 20:00 | 0.061032
Solar | 2018-06-29 21:00 | 0.63375
WindOnShore | 2018-06-29 22:00 | 0.065346
Solar | 2018-06-29 23:00 | 0.60265
Solar | 2018-06-30 | 0.57001
WindOnShore | 2018-06-30 01:00 | 0.086675
WindOnShore | 2018-06-30 02:00 | 0.1235
Solar | 2018-06-30 03:00 | 0.47015
Solar | 2018-06-30 04:00 | 0.30237
WindOnShore | 2018-06-30 05:00 | 0.16496
Solar | 2018-06-30 06:00 | 0.12385
WindOnShore | 2018-06-30 07:00 | 0.19077
WindOnShore | 2018-06-30 08:00 | 0.21313
Solar | 2018-06-30 09:00 | 0.026081
Solar | 2018-06-30 10:00 | 0
WindOnShore | 2018-06-30 11:00 | 0.24525
Solar | 2018-06-30 12:00 | 0
WindOnShore | 2018-06-30 13:00 | 0.23878
WindOnShore | 2018-06-30 14:00 | 0.22855
Solar | 2018-06-30 15:00 | 0
Solar | 2018-06-30 16:00 | 0
WindOnShore | 2018-06-30 17:00 | 0.2482
Solar | 2018-06-30 18:00 | 0
WindOnShore | 2018-06-30 19:00 | 0.25875
Solar | 2018-06-30 20:00 | 0
WindOnShore | 2018-06-30 21:00 | 0.27377
Solar | 2018-06-30 22:00 | 0
WindOnShore | 2018-06-30 23:00 | 0.26897
WindOnShore | 2018-07-01 | 0.29949
Solar | 2018-07-01 01:00 | 0
Solar | 2018-07-01 02:00 | 0
WindOnShore | 2018-07-01 03:00 | 0.32002
WindOnShore | 2018-07-01 04:00 | 0.32274
Solar | 2018-07-01 05:00 | 0
WindOnShore | 2018-07-01 06:00 | 0.31642
Solar | 2018-07-01 07:00 | 0
WindOnShore | 2018-07-01 08:00 | 0.33616
Solar | 2018-07-01 09:00 | 0.016318
WindOnShore | 2018-07-01 10:00 | 0.35062
Solar | 2018-07-01 11:00 | 0.04728
WindOnShore | 2018-07-01 12:00 | 0.32793
Solar | 2018-07-01 13:00 | 0.18187
Solar | 2018-07-01 14:00 | 0.36388
WindOnShore | 2018-07-01 15:00 | 0.37873
Solar | 2018-07-01 16:00 | 0.45662
WindOnShore | 2018-07-01 17:00 | 0.43402
WindOnShore | 2018-07-01 18:00 | 0.42004
Solar | 2018-07-01 19:00 | 0.49596
Solar | 2018-07-01 20:00 | 0.53933
WindOnShore | 2018-07-01 21:00 | 0.42635
Solar | 2018-07-01 22:00 | 0.55969
WindOnShore | 2018-07-01 23:00 | 0.442
WindOnShore | 2018-07-02 | 0.44879
Solar | 2018-07-02 01:00 | 0.541
WindOnShore | 2018-07-02 02:00 | 0.45926
Solar | 2018-07-02 03:00 | 0.45844
WindOnShore | 2018-07-02 04:00 | 0.45934
Solar | 2018-07-02 05:00 | 0.30753
Solar | 2018-07-02 06:00 | 0.1272
WindOnShore | 2018-07-02 07:00 | 0.3904
WindOnShore | 2018-07-02 08:00 | 0.32274
Solar | 2018-07-02 09:00 | 0.026778
Solar | 2018-07-02 10:00 | 0
WindOnShore | 2018-07-02 11:00 | 0.30228
Solar | 2018-07-02 12:00 | 0
WindOnShore | 2018-07-02 13:00 | 0.27832
WindOnShore | 2018-07-02 14:00 | 0.25076
Solar | 2018-07-02 15:00 | 0
Solar | 2018-07-02 16:00 | 0
WindOnShore | 2018-07-02 17:00 | 0.22112
WindOnShore | 2018-07-02 18:00 | 0.20451
Solar | 2018-07-02 19:00 | 0
WindOnShore | 2018-07-02 20:00 | 0.1962
Solar | 2018-07-02 21:00 | 0
Solar | 2018-07-02 22:00 | 0
WindOnShore | 2018-07-02 23:00 | 0.20083
Solar | 2018-07-03 | 0
WindOnShore | 2018-07-03 01:00 | 0.20778
Solar | 2018-07-03 02:00 | 0
WindOnShore | 2018-07-03 03:00 | 0.22264
WindOnShore | 2018-07-03 04:00 | 0.23015
Solar | 2018-07-03 05:00 | 0
Solar | 2018-07-03 06:00 | 0
WindOnShore | 2018-07-03 07:00 | 0.25763
WindOnShore | 2018-07-03 08:00 | 0.28159
Solar | 2018-07-03 09:00 | 0.016179
Solar | 2018-07-03 10:00 | 0.053975
WindOnShore | 2018-07-03 11:00 | 0.31283
Solar | 2018-07-03 12:00 | 0.20934
WindOnShore | 2018-07-03 13:00 | 0.33967
Solar | 2018-07-03 14:00 | 0.39679
WindOnShore | 2018-07-03 15:00 | 0.34814
WindOnShore | 2018-07-03 16:00 | 0.37706
Solar | 2018-07-03 17:00 | 0.54672
Solar | 2018-07-03 18:00 | 0.63682
WindOnShore | 2018-07-03 19:00 | 0.38648
WindOnShore | 2018-07-03 20:00 | 0.39695
Solar | 2018-07-03 21:00 | 0.66974
Solar | 2018-07-03 22:00 | 0.64226
WindOnShore | 2018-07-03 23:00 | 0.3995
WindOnShore | 2018-07-04 | 0.40534
Solar | 2018-07-04 01:00 | 0.56583
Solar | 2018-07-04 02:00 | 0.44365
WindOnShore | 2018-07-04 03:00 | 0.39208
WindOnShore | 2018-07-04 04:00 | 0.36763
Solar | 2018-07-04 05:00 | 0.28145
WindOnShore | 2018-07-04 06:00 | 0.34207
Solar | 2018-07-04 07:00 | 0.10739
WindOnShore | 2018-07-04 08:00 | 0.31674
Solar | 2018-07-04 09:00 | 0.024128
Solar | 2018-07-04 10:00 | 0
WindOnShore | 2018-07-04 11:00 | 0.29949
WindOnShore | 2018-07-04 12:00 | 0.29525
Solar | 2018-07-04 13:00 | 0
WindOnShore | 2018-07-04 14:00 | 0.29046
Solar | 2018-07-04 15:00 | 0
WindOnShore | 2018-07-04 16:00 | 0.27856
Solar | 2018-07-04 17:00 | 0
WindOnShore | 2018-07-04 18:00 | 0.2665
Solar | 2018-07-04 19:00 | 0
WindOnShore | 2018-07-04 20:00 | 0.25419
Solar | 2018-07-04 21:00 | 0
Solar | 2018-07-04 22:00 | 0
WindOnShore | 2018-07-04 23:00 | 0.24245
Solar | 2018-07-05 | 0
WindOnShore | 2018-07-05 01:00 | 0.23127
Solar | 2018-07-05 02:00 | 0
WindOnShore | 2018-07-05 03:00 | 0.21873
WindOnShore | 2018-07-05 04:00 | 0.19859
Solar | 2018-07-05 05:00 | 0
WindOnShore | 2018-07-05 06:00 | 0.18398
Solar | 2018-07-05 07:00 | 0
WindOnShore | 2018-07-05 08:00 | 0.1664
Solar | 2018-07-05 09:00 | 0.016457
WindOnShore | 2018-07-05 10:00 | 0.1549
Solar | 2018-07-05 11:00 | 0.045607
Solar | 2018-07-05 12:00 | 0.17043
WindOnShore | 2018-07-05 13:00 | 0.13157
Solar | 2018-07-05 14:00 | 0.33738
WindOnShore | 2018-07-05 15:00 | 0.11607
WindOnShore | 2018-07-05 16:00 | 0.12254
Solar | 2018-07-05 17:00 | 0.46555
WindOnShore | 2018-07-05 18:00 | 0.13141
Solar | 2018-07-05 19:00 | 0.56081
Solar | 2018-07-05 20:00 | 0.60879
WindOnShore | 2018-07-05 21:00 | 0.13876
WindOnShore | 2018-07-05 22:00 | 0.14275
Solar | 2018-07-05 23:00 | 0.58563
Solar | 2018-07-06 | 0.52901
WindOnShore | 2018-07-06 01:00 | 0.14547
WindOnShore | 2018-07-06 02:00 | 0.14691
Solar | 2018-07-06 03:00 | 0.45258
WindOnShore | 2018-07-06 04:00 | 0.14563
Solar | 2018-07-06 05:00 | 0.31646
Solar | 2018-07-06 06:00 | 0.12301
WindOnShore | 2018-07-06 07:00 | 0.13972
Solar | 2018-07-06 08:00 | 0.024965
WindOnShore | 2018-07-06 09:00 | 0.12782
WindOnShore | 2018-07-06 10:00 | 0.12933
Solar | 2018-07-06 11:00 | 0
WindOnShore | 2018-07-06 12:00 | 0.13636
Solar | 2018-07-06 13:00 | 0
Solar | 2018-07-06 14:00 | 0
WindOnShore | 2018-07-06 15:00 | 0.13948
WindOnShore | 2018-07-06 16:00 | 0.13804
Solar | 2018-07-06 17:00 | 0
WindOnShore | 2018-07-06 18:00 | 0.13517
Solar | 2018-07-06 19:00 | 0
WindOnShore | 2018-07-06 20:00 | 0.13325
Solar | 2018-07-06 21:00 | 0
WindOnShore | 2018-07-06 22:00 | 0.12933
Solar | 2018-07-06 23:00 | 0
WindOnShore | 2018-07-07 | 0.13021
Solar | 2018-07-07 01:00 | 0
Solar | 2018-07-07 02:00 | 0
WindOnShore | 2018-07-07 03:00 | 0.12973
WindOnShore | 2018-07-07 04:00 | 0.13117
Solar | 2018-07-07 05:00 | 0
WindOnShore | 2018-07-07 06:00 | 0.12925
Solar | 2018-07-07 07:00 | 0
Solar | 2018-07-07 08:00 | 0.015481
WindOnShore | 2018-07-07 09:00 | 0.12494
WindOnShore | 2018-07-07 10:00 | 0.11256
Solar | 2018-07-07 11:00 | 0.1212
Solar | 2018-07-07 12:00 | 0.23849
WindOnShore | 2018-07-07 13:00 | 0.10353
Solar | 2018-07-07 14:00 | 0.46304
WindOnShore | 2018-07-07 15:00 | 0.075332
WindOnShore | 2018-07-07 16:00 | 0.074692
Solar | 2018-07-07 17:00 | 0.62622
Solar | 2018-07-07 18:00 | 0.72273
WindOnShore | 2018-07-07 19:00 | 0.084359
Solar | 2018-07-07 20:00 | 0.76485
WindOnShore | 2018-07-07 21:00 | 0.079725
Solar | 2018-07-07 22:00 | 0.75384
WindOnShore | 2018-07-07 23:00 | 0.078687
WindOnShore | 2018-07-08 | 0.081563
Solar | 2018-07-08 01:00 | 0.68285
Solar | 2018-07-08 02:00 | 0.55132
WindOnShore | 2018-07-08 03:00 | 0.082202
WindOnShore | 2018-07-08 04:00 | 0.087953
Solar | 2018-07-08 05:00 | 0.35425
Solar | 2018-07-08 06:00 | 0.1304
WindOnShore | 2018-07-08 07:00 | 0.095223
WindOnShore | 2018-07-08 08:00 | 0.11456
Solar | 2018-07-08 09:00 | 0.024128
WindOnShore | 2018-07-08 10:00 | 0.16081
Solar | 2018-07-08 11:00 | 0
WindOnShore | 2018-07-08 12:00 | 0.21058
Solar | 2018-07-08 13:00 | 0
Solar | 2018-07-08 14:00 | 0
WindOnShore | 2018-07-08 15:00 | 0.25715
WindOnShore | 2018-07-08 16:00 | 0.26594
Solar | 2018-07-08 17:00 | 0
Solar | 2018-07-08 18:00 | 0
WindOnShore | 2018-07-08 19:00 | 0.26362
WindOnShore | 2018-07-08 20:00 | 0.25587
Solar | 2018-07-08 21:00 | 0
WindOnShore | 2018-07-08 22:00 | 0.25579
Solar | 2018-07-08 23:00 | 0
WindOnShore | 2018-07-09 | 0.24501
Solar | 2018-07-09 01:00 | 0
WindOnShore | 2018-07-09 02:00 | 0.23199
Solar | 2018-07-09 03:00 | 0
WindOnShore | 2018-07-09 04:00 | 0.2244
Solar | 2018-07-09 05:00 | 0
Solar | 2018-07-09 06:00 | 0
WindOnShore | 2018-07-09 07:00 | 0.21425
WindOnShore | 2018-07-09 08:00 | 0.20475
Solar | 2018-07-09 09:00 | 0.0159
Solar | 2018-07-09 10:00 | 0.054951
WindOnShore | 2018-07-09 11:00 | 0.1918
Solar | 2018-07-09 12:00 | 0.2371
WindOnShore | 2018-07-09 13:00 | 0.16544
Solar | 2018-07-09 14:00 | 0.45662
WindOnShore | 2018-07-09 15:00 | 0.11416
Solar | 2018-07-09 16:00 | 0.61604
WindOnShore | 2018-07-09 17:00 | 0.090989
Solar | 2018-07-09 18:00 | 0.70962
WindOnShore | 2018-07-09 19:00 | 0.082681
Solar | 2018-07-09 20:00 | 0.74477
WindOnShore | 2018-07-09 21:00 | 0.077009
WindOnShore | 2018-07-09 22:00 | 0.077568
Solar | 2018-07-09 23:00 | 0.7272
Solar | 2018-07-10 | 0.65565
WindOnShore | 2018-07-10 01:00 | 0.07661
WindOnShore | 2018-07-10 02:00 | 0.075092
Solar | 2018-07-10 03:00 | 0.51548
WindOnShore | 2018-07-10 04:00 | 0.071098
Solar | 2018-07-10 05:00 | 0.31869
Solar | 2018-07-10 06:00 | 0.11562
WindOnShore | 2018-07-10 07:00 | 0.067982
Solar | 2018-07-10 08:00 | 0.022873
WindOnShore | 2018-07-10 09:00 | 0.078926
WindOnShore | 2018-07-10 10:00 | 0.10489
Solar | 2018-07-10 11:00 | 0
Solar | 2018-07-10 12:00 | 0
WindOnShore | 2018-07-10 13:00 | 0.12374
Solar | 2018-07-10 14:00 | 0
WindOnShore | 2018-07-10 15:00 | 0.13636
WindOnShore | 2018-07-10 16:00 | 0.16041
Solar | 2018-07-10 17:00 | 0
Solar | 2018-07-10 18:00 | 0
WindOnShore | 2018-07-10 19:00 | 0.18054
WindOnShore | 2018-07-10 20:00 | 0.20027
Solar | 2018-07-10 21:00 | 0
WindOnShore | 2018-07-10 22:00 | 0.2061
Solar | 2018-07-10 23:00 | 0
WindOnShore | 2018-07-11 | 0.21209
Solar | 2018-07-11 01:00 | 0
Solar | 2018-07-11 02:00 | 0
WindOnShore | 2018-07-11 03:00 | 0.20347
WindOnShore | 2018-07-11 04:00 | 0.20291
Solar | 2018-07-11 05:00 | 0
WindOnShore | 2018-07-11 06:00 | 0.21721
Solar | 2018-07-11 07:00 | 0
WindOnShore | 2018-07-11 08:00 | 0.24381
Solar | 2018-07-11 09:00 | 0.014923
WindOnShore | 2018-07-11 10:00 | 0.25827
Solar | 2018-07-11 11:00 | 0.041841
WindOnShore | 2018-07-11 12:00 | 0.24788
Solar | 2018-07-11 13:00 | 0.16778
WindOnShore | 2018-07-11 14:00 | 0.21896
Solar | 2018-07-11 15:00 | 0.35007
WindOnShore | 2018-07-11 16:00 | 0.23167
Solar | 2018-07-11 17:00 | 0.4887
WindOnShore | 2018-07-11 18:00 | 0.23894
Solar | 2018-07-11 19:00 | 0.54045
WindOnShore | 2018-07-11 20:00 | 0.25763
Solar | 2018-07-11 21:00 | 0.56025
WindOnShore | 2018-07-11 22:00 | 0.25555
Solar | 2018-07-11 23:00 | 0.53236
WindOnShore | 2018-07-12 | 0.24924
Solar | 2018-07-12 01:00 | 0.46862
Solar | 2018-07-12 02:00 | 0.34519
WindOnShore | 2018-07-12 03:00 | 0.23606
WindOnShore | 2018-07-12 04:00 | 0.24988
Solar | 2018-07-12 05:00 | 0.1728
Solar | 2018-07-12 06:00 | 0.059554
WindOnShore | 2018-07-12 07:00 | 0.24876
WindOnShore | 2018-07-12 08:00 | 0.26282
Solar | 2018-07-12 09:00 | 0.019107
Solar | 2018-07-12 10:00 | 0
WindOnShore | 2018-07-12 11:00 | 0.30836
WindOnShore | 2018-07-12 12:00 | 0.35677
Solar | 2018-07-12 13:00 | 0
WindOnShore | 2018-07-12 14:00 | 0.3773
Solar | 2018-07-12 15:00 | 0
Solar | 2018-07-12 16:00 | 0
WindOnShore | 2018-07-12 17:00 | 0.42427
Solar | 2018-07-12 18:00 | 0
WindOnShore | 2018-07-12 19:00 | 0.46845
WindOnShore | 2018-07-12 20:00 | 0.45814
Solar | 2018-07-12 21:00 | 0
WindOnShore | 2018-07-12 22:00 | 0.45806
Solar | 2018-07-12 23:00 | 0
Solar | 2018-07-13 | 0
WindOnShore | 2018-07-13 01:00 | 0.44847
Solar | 2018-07-13 02:00 | 0
WindOnShore | 2018-07-13 03:00 | 0.4464
Solar | 2018-07-13 04:00 | 0
WindOnShore | 2018-07-13 05:00 | 0.45103
Solar | 2018-07-13 06:00 | 0
WindOnShore | 2018-07-13 07:00 | 0.43729
WindOnShore | 2018-07-13 08:00 | 0.42691
Solar | 2018-07-13 09:00 | 0.014784
WindOnShore | 2018-07-13 10:00 | 0.40382
Solar | 2018-07-13 11:00 | 0.023291
WindOnShore | 2018-07-13 12:00 | 0.39423
Solar | 2018-07-13 13:00 | 0.069177
WindOnShore | 2018-07-13 14:00 | 0.38337
Solar | 2018-07-13 15:00 | 0.15872
WindOnShore | 2018-07-13 16:00 | 0.36483
Solar | 2018-07-13 17:00 | 0.24226
WindOnShore | 2018-07-13 18:00 | 0.34734
Solar | 2018-07-13 19:00 | 0.3205
WindOnShore | 2018-07-13 20:00 | 0.31882
Solar | 2018-07-13 21:00 | 0.33668
Solar | 2018-07-13 22:00 | 0.3258
WindOnShore | 2018-07-13 23:00 | 0.28918
Solar | 2018-07-14 | 0.29986
WindOnShore | 2018-07-14 01:00 | 0.25579
Solar | 2018-07-14 02:00 | 0.25202
WindOnShore | 2018-07-14 03:00 | 0.24141
Solar | 2018-07-14 04:00 | 0.15997
WindOnShore | 2018-07-14 05:00 | 0.21617
WindOnShore | 2018-07-14 06:00 | 0.20475
Solar | 2018-07-14 07:00 | 0.063459
WindOnShore | 2018-07-14 08:00 | 0.18997
Solar | 2018-07-14 09:00 | 0.019944
WindOnShore | 2018-07-14 10:00 | 0.1942
Solar | 2018-07-14 11:00 | 0
WindOnShore | 2018-07-14 12:00 | 0.19324
Solar | 2018-07-14 13:00 | 0
WindOnShore | 2018-07-14 14:00 | 0.17623
Solar | 2018-07-14 15:00 | 0
Solar | 2018-07-14 16:00 | 0
WindOnShore | 2018-07-14 17:00 | 0.16528
WindOnShore | 2018-07-14 18:00 | 0.14811
Solar | 2018-07-14 19:00 | 0
WindOnShore | 2018-07-14 20:00 | 0.14579
Solar | 2018-07-14 21:00 | 0
Solar | 2018-07-14 22:00 | 0
WindOnShore | 2018-07-14 23:00 | 0.13317
Solar | 2018-07-15 | 0
WindOnShore | 2018-07-15 01:00 | 0.11448
Solar | 2018-07-15 02:00 | 0
WindOnShore | 2018-07-15 03:00 | 0.10537
WindOnShore | 2018-07-15 04:00 | 0.10529
Solar | 2018-07-15 05:00 | 0
WindOnShore | 2018-07-15 06:00 | 0.095622
Solar | 2018-07-15 07:00 | 0
Solar | 2018-07-15 08:00 | 0
WindOnShore | 2018-07-15 09:00 | 0.09003
WindOnShore | 2018-07-15 10:00 | 0.085557
Solar | 2018-07-15 11:00 | 0.028173
Solar | 2018-07-15 12:00 | 0.088006
WindOnShore | 2018-07-15 13:00 | 0.075971
Solar | 2018-07-15 14:00 | 0.19191
WindOnShore | 2018-07-15 15:00 | 0.061831
Solar | 2018-07-15 16:00 | 0.2781
WindOnShore | 2018-07-15 17:00 | 0.058556
WindOnShore | 2018-07-15 18:00 | 0.059115
Solar | 2018-07-15 19:00 | 0.33654
WindOnShore | 2018-07-15 20:00 | 0.05576
Solar | 2018-07-15 21:00 | 0.38354
Solar | 2018-07-15 22:00 | 0.38494
WindOnShore | 2018-07-15 23:00 | 0.053763
Solar | 2018-07-16 | 0.35579
WindOnShore | 2018-07-16 01:00 | 0.053044
Solar | 2018-07-16 02:00 | 0.29344
WindOnShore | 2018-07-16 03:00 | 0.051046
Solar | 2018-07-16 04:00 | 0.1841
WindOnShore | 2018-07-16 05:00 | 0.046972
WindOnShore | 2018-07-16 06:00 | 0.049848
Solar | 2018-07-16 07:00 | 0.06834
WindOnShore | 2018-07-16 08:00 | 0.055919
Solar | 2018-07-16 09:00 | 0.020363
WindOnShore | 2018-07-16 10:00 | 0.066145
Solar | 2018-07-16 11:00 | 0
Solar | 2018-07-16 12:00 | 0
WindOnShore | 2018-07-16 13:00 | 0.070538
WindOnShore | 2018-07-16 14:00 | 0.073334
Solar | 2018-07-16 15:00 | 0
Solar | 2018-07-16 16:00 | 0
WindOnShore | 2018-07-16 17:00 | 0.079326
WindOnShore | 2018-07-16 18:00 | 0.081243
Solar | 2018-07-16 19:00 | 0
Solar | 2018-07-16 20:00 | 0
WindOnShore | 2018-07-16 21:00 | 0.086595
Solar | 2018-07-16 22:00 | 0
WindOnShore | 2018-07-16 23:00 | 0.092986
Solar | 2018-07-17 | 0
WindOnShore | 2018-07-17 01:00 | 0.095942
WindOnShore | 2018-07-17 02:00 | 0.10145
Solar | 2018-07-17 03:00 | 0
WindOnShore | 2018-07-17 04:00 | 0.11975
Solar | 2018-07-17 05:00 | 0
WindOnShore | 2018-07-17 06:00 | 0.12965
Solar | 2018-07-17 07:00 | 0
Solar | 2018-07-17 08:00 | 0
WindOnShore | 2018-07-17 09:00 | 0.14116
WindOnShore | 2018-07-17 10:00 | 0.1505
Solar | 2018-07-17 11:00 | 0.033891
Solar | 2018-07-17 12:00 | 0.12831
WindOnShore | 2018-07-17 13:00 | 0.13836
WindOnShore | 2018-07-17 14:00 | 0.10561
Solar | 2018-07-17 15:00 | 0.27462
WindOnShore | 2018-07-17 16:00 | 0.089791
Solar | 2018-07-17 17:00 | 0.41729
WindOnShore | 2018-07-17 18:00 | 0.095303
Solar | 2018-07-17 19:00 | 0.50265
Solar | 2018-07-17 20:00 | 0.54463
WindOnShore | 2018-07-17 21:00 | 0.10641
Solar | 2018-07-17 22:00 | 0.55384
WindOnShore | 2018-07-17 23:00 | 0.11456
Solar | 2018-07-18 | 0.53305
WindOnShore | 2018-07-18 01:00 | 0.11871
WindOnShore | 2018-07-18 02:00 | 0.12055
Solar | 2018-07-18 03:00 | 0.43138
WindOnShore | 2018-07-18 04:00 | 0.11871
Solar | 2018-07-18 05:00 | 0.26332
WindOnShore | 2018-07-18 06:00 | 0.11895
Solar | 2018-07-18 07:00 | 0.086332
WindOnShore | 2018-07-18 08:00 | 0.14108
Solar | 2018-07-18 09:00 | 0.020363
WindOnShore | 2018-07-18 10:00 | 0.19085
Solar | 2018-07-18 11:00 | 0
WindOnShore | 2018-07-18 12:00 | 0.24565
Solar | 2018-07-18 13:00 | 0
Solar | 2018-07-18 14:00 | 0
WindOnShore | 2018-07-18 15:00 | 0.27704
Solar | 2018-07-18 16:00 | 0
WindOnShore | 2018-07-18 17:00 | 0.30244
Solar | 2018-07-18 18:00 | 0
WindOnShore | 2018-07-18 19:00 | 0.30484
WindOnShore | 2018-07-18 20:00 | 0.29605
Solar | 2018-07-18 21:00 | 0
WindOnShore | 2018-07-18 22:00 | 0.28431
Solar | 2018-07-18 23:00 | 0
Solar | 2018-07-19 | 0
WindOnShore | 2018-07-19 01:00 | 0.27776
WindOnShore | 2018-07-19 02:00 | 0.26833
Solar | 2018-07-19 03:00 | 0
WindOnShore | 2018-07-19 04:00 | 0.25683
Solar | 2018-07-19 05:00 | 0
Solar | 2018-07-19 06:00 | 0
WindOnShore | 2018-07-19 07:00 | 0.2661
Solar | 2018-07-19 08:00 | 0
WindOnShore | 2018-07-19 09:00 | 0.28327
WindOnShore | 2018-07-19 10:00 | 0.29973
Solar | 2018-07-19 11:00 | 0.02901
WindOnShore | 2018-07-19 12:00 | 0.28711
Solar | 2018-07-19 13:00 | 0.09484
Solar | 2018-07-19 14:00 | 0.20628
WindOnShore | 2018-07-19 15:00 | 0.23406
WindOnShore | 2018-07-19 16:00 | 0.21505
Solar | 2018-07-19 17:00 | 0.30391
WindOnShore | 2018-07-19 18:00 | 0.22679
Solar | 2018-07-19 19:00 | 0.37503
WindOnShore | 2018-07-19 20:00 | 0.25771
Solar | 2018-07-19 21:00 | 0.42022
WindOnShore | 2018-07-19 22:00 | 0.26825
Solar | 2018-07-19 23:00 | 0.41074
WindOnShore | 2018-07-20 | 0.28822
Solar | 2018-07-20 01:00 | 0.34505
Solar | 2018-07-20 02:00 | 0.26402
WindOnShore | 2018-07-20 03:00 | 0.2907
Solar | 2018-07-20 04:00 | 0.1431
WindOnShore | 2018-07-20 05:00 | 0.29845
WindOnShore | 2018-07-20 06:00 | 0.28088
Solar | 2018-07-20 07:00 | 0.054812
Solar | 2018-07-20 08:00 | 0.017713
WindOnShore | 2018-07-20 09:00 | 0.31171
WindOnShore | 2018-07-20 10:00 | 0.37051
Solar | 2018-07-20 11:00 | 0
WindOnShore | 2018-07-20 12:00 | 0.39064
Solar | 2018-07-20 13:00 | 0
Solar | 2018-07-20 14:00 | 0
WindOnShore | 2018-07-20 15:00 | 0.38465
WindOnShore | 2018-07-20 16:00 | 0.38688
Solar | 2018-07-20 17:00 | 0
WindOnShore | 2018-07-20 18:00 | 0.39391
Solar | 2018-07-20 19:00 | 0
Solar | 2018-07-20 20:00 | 0
WindOnShore | 2018-07-20 21:00 | 0.37865
WindOnShore | 2018-07-20 22:00 | 0.38856
Solar | 2018-07-20 23:00 | 0
WindOnShore | 2018-07-21 | 0.39303
Solar | 2018-07-21 01:00 | 0
WindOnShore | 2018-07-21 02:00 | 0.37442
Solar | 2018-07-21 03:00 | 0
WindOnShore | 2018-07-21 04:00 | 0.38656
Solar | 2018-07-21 05:00 | 0
Solar | 2018-07-21 06:00 | 0
WindOnShore | 2018-07-21 07:00 | 0.38864
Solar | 2018-07-21 08:00 | 0
WindOnShore | 2018-07-21 09:00 | 0.42027
Solar | 2018-07-21 10:00 | 0.032915
WindOnShore | 2018-07-21 11:00 | 0.41924
Solar | 2018-07-21 12:00 | 0.13766
WindOnShore | 2018-07-21 13:00 | 0.38688
WindOnShore | 2018-07-21 14:00 | 0.36835
Solar | 2018-07-21 15:00 | 0.26555
WindOnShore | 2018-07-21 16:00 | 0.39279
Solar | 2018-07-21 17:00 | 0.38424
WindOnShore | 2018-07-21 18:00 | 0.42563
Solar | 2018-07-21 19:00 | 0.46318
Solar | 2018-07-21 20:00 | 0.45384
WindOnShore | 2018-07-21 21:00 | 0.42786
WindOnShore | 2018-07-21 22:00 | 0.4154
Solar | 2018-07-21 23:00 | 0.40488
WindOnShore | 2018-07-22 | 0.41628
Solar | 2018-07-22 01:00 | 0.3378
WindOnShore | 2018-07-22 02:00 | 0.38129
Solar | 2018-07-22 03:00 | 0.253
WindOnShore | 2018-07-22 04:00 | 0.33504
Solar | 2018-07-22 05:00 | 0.13668
Solar | 2018-07-22 06:00 | 0.045607
WindOnShore | 2018-07-22 07:00 | 0.30324
WindOnShore | 2018-07-22 08:00 | 0.35022
Solar | 2018-07-22 09:00 | 0.017713
WindOnShore | 2018-07-22 10:00 | 0.41988
Solar | 2018-07-22 11:00 | 0
Solar | 2018-07-22 12:00 | 0
WindOnShore | 2018-07-22 13:00 | 0.43346
Solar | 2018-07-22 14:00 | 0
WindOnShore | 2018-07-22 15:00 | 0.42283
Solar | 2018-07-22 16:00 | 0
WindOnShore | 2018-07-22 17:00 | 0.39703
Solar | 2018-07-22 18:00 | 0
WindOnShore | 2018-07-22 19:00 | 0.35844
Solar | 2018-07-22 20:00 | 0
WindOnShore | 2018-07-22 21:00 | 0.31626
WindOnShore | 2018-07-22 22:00 | 0.28207
Solar | 2018-07-22 23:00 | 0
Solar | 2018-07-23 | 0
WindOnShore | 2018-07-23 01:00 | 0.29733
WindOnShore | 2018-07-23 02:00 | 0.31491
Solar | 2018-07-23 03:00 | 0
Solar | 2018-07-23 04:00 | 0
WindOnShore | 2018-07-23 05:00 | 0.31906
Solar | 2018-07-23 06:00 | 0
WindOnShore | 2018-07-23 07:00 | 0.32873
WindOnShore | 2018-07-23 08:00 | 0.35173
Solar | 2018-07-23 09:00 | 0
Solar | 2018-07-23 10:00 | 0.032636
WindOnShore | 2018-07-23 11:00 | 0.36803
Solar | 2018-07-23 12:00 | 0.13333
WindOnShore | 2018-07-23 13:00 | 0.35876
Solar | 2018-07-23 14:00 | 0.30683
WindOnShore | 2018-07-23 15:00 | 0.33216
Solar | 2018-07-23 16:00 | 0.46276
WindOnShore | 2018-07-23 17:00 | 0.31722
WindOnShore | 2018-07-23 18:00 | 0.33695
Solar | 2018-07-23 19:00 | 0.55119
WindOnShore | 2018-07-23 20:00 | 0.38473
Solar | 2018-07-23 21:00 | 0.58912
WindOnShore | 2018-07-23 22:00 | 0.42355
Solar | 2018-07-23 23:00 | 0.57615
Solar | 2018-07-24 | 0.50976
WindOnShore | 2018-07-24 01:00 | 0.42802
WindOnShore | 2018-07-24 02:00 | 0.41428
Solar | 2018-07-24 03:00 | 0.38508
Solar | 2018-07-24 04:00 | 0.22218
WindOnShore | 2018-07-24 05:00 | 0.36707
Solar | 2018-07-24 06:00 | 0.071967
WindOnShore | 2018-07-24 07:00 | 0.33064
WindOnShore | 2018-07-24 08:00 | 0.34031
Solar | 2018-07-24 09:00 | 0.018689
WindOnShore | 2018-07-24 10:00 | 0.37258
Solar | 2018-07-24 11:00 | 0
Solar | 2018-07-24 12:00 | 0
WindOnShore | 2018-07-24 13:00 | 0.39479
WindOnShore | 2018-07-24 14:00 | 0.39232
Solar | 2018-07-24 15:00 | 0
WindOnShore | 2018-07-24 16:00 | 0.39
Solar | 2018-07-24 17:00 | 0
Solar | 2018-07-24 18:00 | 0
WindOnShore | 2018-07-24 19:00 | 0.37474
Solar | 2018-07-24 20:00 | 0
WindOnShore | 2018-07-24 21:00 | 0.3777
Solar | 2018-07-24 22:00 | 0
WindOnShore | 2018-07-24 23:00 | 0.37474
WindOnShore | 2018-07-25 | 0.37043
Solar | 2018-07-25 01:00 | 0
Solar | 2018-07-25 02:00 | 0
WindOnShore | 2018-07-25 03:00 | 0.3598
WindOnShore | 2018-07-25 04:00 | 0.3614
Solar | 2018-07-25 05:00 | 0
WindOnShore | 2018-07-25 06:00 | 0.37019
Solar | 2018-07-25 07:00 | 0
Solar | 2018-07-25 08:00 | 0
WindOnShore | 2018-07-25 09:00 | 0.38409
Solar | 2018-07-25 10:00 | 0.036123
WindOnShore | 2018-07-25 11:00 | 0.39463
Solar | 2018-07-25 12:00 | 0.17852
WindOnShore | 2018-07-25 13:00 | 0.37474
WindOnShore | 2018-07-25 14:00 | 0.33064
Solar | 2018-07-25 15:00 | 0.36709
Solar | 2018-07-25 16:00 | 0.51199
WindOnShore | 2018-07-25 17:00 | 0.31491
WindOnShore | 2018-07-25 18:00 | 0.32258
Solar | 2018-07-25 19:00 | 0.60307
Solar | 2018-07-25 20:00 | 0.64073
WindOnShore | 2018-07-25 21:00 | 0.34327
Solar | 2018-07-25 22:00 | 0.60767
WindOnShore | 2018-07-25 23:00 | 0.37178
WindOnShore | 2018-07-26 | 0.3868
Solar | 2018-07-26 01:00 | 0.52427
Solar | 2018-07-26 02:00 | 0.39582
WindOnShore | 2018-07-26 03:00 | 0.36723
WindOnShore | 2018-07-26 04:00 | 0.33464
Solar | 2018-07-26 05:00 | 0.20642
WindOnShore | 2018-07-26 06:00 | 0.30716
Solar | 2018-07-26 07:00 | 0.056346
WindOnShore | 2018-07-26 08:00 | 0.32401
Solar | 2018-07-26 09:00 | 0.017155
Solar | 2018-07-26 10:00 | 0
WindOnShore | 2018-07-26 11:00 | 0.34822
Solar | 2018-07-26 12:00 | 0
WindOnShore | 2018-07-26 13:00 | 0.36851
WindOnShore | 2018-07-26 14:00 | 0.36739
Solar | 2018-07-26 15:00 | 0
Solar | 2018-07-26 16:00 | 0
WindOnShore | 2018-07-26 17:00 | 0.36459
WindOnShore | 2018-07-26 18:00 | 0.35469
Solar | 2018-07-26 19:00 | 0
Solar | 2018-07-26 20:00 | 0
WindOnShore | 2018-07-26 21:00 | 0.36931
Solar | 2018-07-26 22:00 | 0
WindOnShore | 2018-07-26 23:00 | 0.39631
WindOnShore | 2018-07-27 | 0.40318
Solar | 2018-07-27 01:00 | 0
WindOnShore | 2018-07-27 02:00 | 0.41364
Solar | 2018-07-27 03:00 | 0
WindOnShore | 2018-07-27 04:00 | 0.43042
Solar | 2018-07-27 05:00 | 0
WindOnShore | 2018-07-27 06:00 | 0.46086
Solar | 2018-07-27 07:00 | 0
WindOnShore | 2018-07-27 08:00 | 0.48866
Solar | 2018-07-27 09:00 | 0
WindOnShore | 2018-07-27 10:00 | 0.51126
Solar | 2018-07-27 11:00 | 0.030683
WindOnShore | 2018-07-27 12:00 | 0.52564
Solar | 2018-07-27 13:00 | 0.14059
Solar | 2018-07-27 14:00 | 0.28661
WindOnShore | 2018-07-27 15:00 | 0.53355
WindOnShore | 2018-07-27 16:00 | 0.55568
Solar | 2018-07-27 17:00 | 0.40056
WindOnShore | 2018-07-27 18:00 | 0.5679
Solar | 2018-07-27 19:00 | 0.46304
Solar | 2018-07-27 20:00 | 0.45439
WindOnShore | 2018-07-27 21:00 | 0.55736
Solar | 2018-07-27 22:00 | 0.39233
WindOnShore | 2018-07-27 23:00 | 0.51638
WindOnShore | 2018-07-28 | 0.46285
Solar | 2018-07-28 01:00 | 0.29972
WindOnShore | 2018-07-28 02:00 | 0.39903
Solar | 2018-07-28 03:00 | 0.22078
WindOnShore | 2018-07-28 04:00 | 0.35796
Solar | 2018-07-28 05:00 | 0.11771
WindOnShore | 2018-07-28 06:00 | 0.34207
Solar | 2018-07-28 07:00 | 0.035565
WindOnShore | 2018-07-28 08:00 | 0.36499
Solar | 2018-07-28 09:00 | 0.016318
Solar | 2018-07-28 10:00 | 0
WindOnShore | 2018-07-28 11:00 | 0.38009
Solar | 2018-07-28 12:00 | 0
WindOnShore | 2018-07-28 13:00 | 0.39136
Solar | 2018-07-28 14:00 | 0
WindOnShore | 2018-07-28 15:00 | 0.39479
WindOnShore | 2018-07-28 16:00 | 0.40478
Solar | 2018-07-28 17:00 | 0
WindOnShore | 2018-07-28 18:00 | 0.41572
Solar | 2018-07-28 19:00 | 0
Solar | 2018-07-28 20:00 | 0
WindOnShore | 2018-07-28 21:00 | 0.41189
Solar | 2018-07-28 22:00 | 0
WindOnShore | 2018-07-28 23:00 | 0.39263
WindOnShore | 2018-07-29 | 0.37945
Solar | 2018-07-29 01:00 | 0
WindOnShore | 2018-07-29 02:00 | 0.3598
Solar | 2018-07-29 03:00 | 0
WindOnShore | 2018-07-29 04:00 | 0.31978
Solar | 2018-07-29 05:00 | 0
WindOnShore | 2018-07-29 06:00 | 0.27864
Solar | 2018-07-29 07:00 | 0
WindOnShore | 2018-07-29 08:00 | 0.25164
Solar | 2018-07-29 09:00 | 0
WindOnShore | 2018-07-29 10:00 | 0.22751
Solar | 2018-07-29 11:00 | 0.02357
Solar | 2018-07-29 12:00 | 0.080614
WindOnShore | 2018-07-29 13:00 | 0.21529
WindOnShore | 2018-07-29 14:00 | 0.18589
Solar | 2018-07-29 15:00 | 0.17099
WindOnShore | 2018-07-29 16:00 | 0.17814
Solar | 2018-07-29 17:00 | 0.25286
WindOnShore | 2018-07-29 18:00 | 0.18861
Solar | 2018-07-29 19:00 | 0.29972
Solar | 2018-07-29 20:00 | 0.34393
WindOnShore | 2018-07-29 21:00 | 0.19628
WindOnShore | 2018-07-29 22:00 | 0.19572
Solar | 2018-07-29 23:00 | 0.32817
WindOnShore | 2018-07-30 | 0.18022
Solar | 2018-07-30 01:00 | 0.27755
WindOnShore | 2018-07-30 02:00 | 0.15146
Solar | 2018-07-30 03:00 | 0.21534
WindOnShore | 2018-07-30 04:00 | 0.13085
Solar | 2018-07-30 05:00 | 0.12622
WindOnShore | 2018-07-30 06:00 | 0.13716
Solar | 2018-07-30 07:00 | 0.04993
Solar | 2018-07-30 08:00 | 0
WindOnShore | 2018-07-30 09:00 | 0.15322
Solar | 2018-07-30 10:00 | 0
WindOnShore | 2018-07-30 11:00 | 0.17591
WindOnShore | 2018-07-30 12:00 | 0.17782
Solar | 2018-07-30 13:00 | 0
WindOnShore | 2018-07-30 14:00 | 0.1795
Solar | 2018-07-30 15:00 | 0
WindOnShore | 2018-07-30 16:00 | 0.18469
Solar | 2018-07-30 17:00 | 0
WindOnShore | 2018-07-30 18:00 | 0.16712
Solar | 2018-07-30 19:00 | 0
Solar | 2018-07-30 20:00 | 0
WindOnShore | 2018-07-30 21:00 | 0.14731
WindOnShore | 2018-07-30 22:00 | 0.13013
Solar | 2018-07-30 23:00 | 0
WindOnShore | 2018-07-31 | 0.11072
Solar | 2018-07-31 01:00 | 0
WindOnShore | 2018-07-31 02:00 | 0.10105
Solar | 2018-07-31 03:00 | 0
WindOnShore | 2018-07-31 04:00 | 0.098818
Solar | 2018-07-31 05:00 | 0
Solar | 2018-07-31 06:00 | 0
WindOnShore | 2018-07-31 07:00 | 0.10129
Solar | 2018-07-31 08:00 | 0
WindOnShore | 2018-07-31 09:00 | 0.099057
WindOnShore | 2018-07-31 10:00 | 0.095303
Solar | 2018-07-31 11:00 | 0.023013
WindOnShore | 2018-07-31 12:00 | 0.086995
Solar | 2018-07-31 13:00 | 0.10558
WindOnShore | 2018-07-31 14:00 | 0.073894
Solar | 2018-07-31 15:00 | 0.24114
WindOnShore | 2018-07-31 16:00 | 0.064387
Solar | 2018-07-31 17:00 | 0.36974
Solar | 2018-07-31 18:00 | 0.45146
WindOnShore | 2018-07-31 19:00 | 0.059994
Solar | 2018-07-31 20:00 | 0.46904
WindOnShore | 2018-07-31 21:00 | 0.056559
WindOnShore | 2018-07-31 22:00 | 0.054402
Solar | 2018-07-31 23:00 | 0.42022
Solar | 2018-08-01 | 0.3516
WindOnShore | 2018-08-01 01:00 | 0.054482
Solar | 2018-08-01 02:00 | 0.25788
WindOnShore | 2018-08-01 03:00 | 0.050807
Solar | 2018-08-01 04:00 | 0.1484
WindOnShore | 2018-08-01 05:00 | 0.049529
Solar | 2018-08-01 06:00 | 0.053696
WindOnShore | 2018-08-01 07:00 | 0.053203
Solar | 2018-08-01 08:00 | 0
WindOnShore | 2018-08-01 09:00 | 0.062949
Solar | 2018-08-01 10:00 | 0
WindOnShore | 2018-08-01 11:00 | 0.069021
Solar | 2018-08-01 12:00 | 0
WindOnShore | 2018-08-01 13:00 | 0.071018
Solar | 2018-08-01 14:00 | 0
WindOnShore | 2018-08-01 15:00 | 0.067742
WindOnShore | 2018-08-01 16:00 | 0.063748
Solar | 2018-08-01 17:00 | 0
Solar | 2018-08-01 18:00 | 0
WindOnShore | 2018-08-01 19:00 | 0.056798
Solar | 2018-08-01 20:00 | 0
WindOnShore | 2018-08-01 21:00 | 0.053443
Solar | 2018-08-01 22:00 | 0
WindOnShore | 2018-08-01 23:00 | 0.049529
Solar | 2018-08-02 | 0
WindOnShore | 2018-08-02 01:00 | 0.049529
Solar | 2018-08-02 02:00 | 0
WindOnShore | 2018-08-02 03:00 | 0.049688
WindOnShore | 2018-08-02 04:00 | 0.046972
Solar | 2018-08-02 05:00 | 0
Solar | 2018-08-02 06:00 | 0
WindOnShore | 2018-08-02 07:00 | 0.046174
WindOnShore | 2018-08-02 08:00 | 0.049369
Solar | 2018-08-02 09:00 | 0
Solar | 2018-08-02 10:00 | 0.022734
WindOnShore | 2018-08-02 11:00 | 0.04865
Solar | 2018-08-02 12:00 | 0.089819
WindOnShore | 2018-08-02 13:00 | 0.045774
Solar | 2018-08-02 14:00 | 0.21046
WindOnShore | 2018-08-02 15:00 | 0.041301
WindOnShore | 2018-08-02 16:00 | 0.037865
Solar | 2018-08-02 17:00 | 0.33403
Solar | 2018-08-02 18:00 | 0.43013
WindOnShore | 2018-08-02 19:00 | 0.037706
WindOnShore | 2018-08-02 20:00 | 0.037706
Solar | 2018-08-02 21:00 | 0.45397
WindOnShore | 2018-08-02 22:00 | 0.039463
Solar | 2018-08-02 23:00 | 0.42636
Solar | 2018-08-03 | 0.3675
WindOnShore | 2018-08-03 01:00 | 0.04154
Solar | 2018-08-03 02:00 | 0.28759
WindOnShore | 2018-08-03 03:00 | 0.045375
Solar | 2018-08-03 04:00 | 0.15244
WindOnShore | 2018-08-03 05:00 | 0.05568
WindOnShore | 2018-08-03 06:00 | 0.08332
Solar | 2018-08-03 07:00 | 0.048257
WindOnShore | 2018-08-03 08:00 | 0.141
Solar | 2018-08-03 09:00 | 0
Solar | 2018-08-03 10:00 | 0
WindOnShore | 2018-08-03 11:00 | 0.19228
Solar | 2018-08-03 12:00 | 0
WindOnShore | 2018-08-03 13:00 | 0.22152
Solar | 2018-08-03 14:00 | 0
WindOnShore | 2018-08-03 15:00 | 0.24093
WindOnShore | 2018-08-03 16:00 | 0.24764
Solar | 2018-08-03 17:00 | 0
Solar | 2018-08-03 18:00 | 0
WindOnShore | 2018-08-03 19:00 | 0.24141
Solar | 2018-08-03 20:00 | 0
WindOnShore | 2018-08-03 21:00 | 0.24013
WindOnShore | 2018-08-03 22:00 | 0.24357
Solar | 2018-08-03 23:00 | 0
WindOnShore | 2018-08-04 | 0.25747
Solar | 2018-08-04 01:00 | 0
WindOnShore | 2018-08-04 02:00 | 0.26905
Solar | 2018-08-04 03:00 | 0
WindOnShore | 2018-08-04 04:00 | 0.27928
Solar | 2018-08-04 05:00 | 0
Solar | 2018-08-04 06:00 | 0
WindOnShore | 2018-08-04 07:00 | 0.29557
WindOnShore | 2018-08-04 08:00 | 0.31227
Solar | 2018-08-04 09:00 | 0
Solar | 2018-08-04 10:00 | 0.024547
WindOnShore | 2018-08-04 11:00 | 0.31523
Solar | 2018-08-04 12:00 | 0.085077
WindOnShore | 2018-08-04 13:00 | 0.27584
WindOnShore | 2018-08-04 14:00 | 0.23039
Solar | 2018-08-04 15:00 | 0.20656
Solar | 2018-08-04 16:00 | 0.33584
WindOnShore | 2018-08-04 17:00 | 0.22416
Solar | 2018-08-04 18:00 | 0.4159
WindOnShore | 2018-08-04 19:00 | 0.2228
WindOnShore | 2018-08-04 20:00 | 0.2339
Solar | 2018-08-04 21:00 | 0.45914
WindOnShore | 2018-08-04 22:00 | 0.25475
Solar | 2018-08-04 23:00 | 0.47587
Solar | 2018-08-05 | 0.42022
WindOnShore | 2018-08-05 01:00 | 0.29414
WindOnShore | 2018-08-05 02:00 | 0.33616
Solar | 2018-08-05 03:00 | 0.30948
WindOnShore | 2018-08-05 04:00 | 0.35956
Solar | 2018-08-05 05:00 | 0.16946
Solar | 2018-08-05 06:00 | 0.049791
WindOnShore | 2018-08-05 07:00 | 0.35597
WindOnShore | 2018-08-05 08:00 | 0.38209
Solar | 2018-08-05 09:00 | 0
WindOnShore | 2018-08-05 10:00 | 0.38848
Solar | 2018-08-05 11:00 | 0
WindOnShore | 2018-08-05 12:00 | 0.37554
Solar | 2018-08-05 13:00 | 0
WindOnShore | 2018-08-05 14:00 | 0.3499
Solar | 2018-08-05 15:00 | 0
Solar | 2018-08-05 16:00 | 0
WindOnShore | 2018-08-05 17:00 | 0.3225
WindOnShore | 2018-08-05 18:00 | 0.28878
Solar | 2018-08-05 19:00 | 0
Solar | 2018-08-05 20:00 | 0
WindOnShore | 2018-08-05 21:00 | 0.26322
Solar | 2018-08-05 22:00 | 0
WindOnShore | 2018-08-05 23:00 | 0.24485
WindOnShore | 2018-08-06 | 0.23638
Solar | 2018-08-06 01:00 | 0
WindOnShore | 2018-08-06 02:00 | 0.21936
Solar | 2018-08-06 03:00 | 0
Solar | 2018-08-06 04:00 | 0
WindOnShore | 2018-08-06 05:00 | 0.20882
Solar | 2018-08-06 06:00 | 0
WindOnShore | 2018-08-06 07:00 | 0.20411
Solar | 2018-08-06 08:00 | 0
WindOnShore | 2018-08-06 09:00 | 0.19772
WindOnShore | 2018-08-06 10:00 | 0.18413
Solar | 2018-08-06 11:00 | 0.025802
WindOnShore | 2018-08-06 12:00 | 0.15665
Solar | 2018-08-06 13:00 | 0.12176
Solar | 2018-08-06 14:00 | 0.29079
WindOnShore | 2018-08-06 15:00 | 0.10593
Solar | 2018-08-06 16:00 | 0.43961
WindOnShore | 2018-08-06 17:00 | 0.081722
WindOnShore | 2018-08-06 18:00 | 0.081003
Solar | 2018-08-06 19:00 | 0.55955
Solar | 2018-08-06 20:00 | 0.62036
WindOnShore | 2018-08-06 21:00 | 0.084438
WindOnShore | 2018-08-06 22:00 | 0.089072
Solar | 2018-08-06 23:00 | 0.61939
Solar | 2018-08-07 | 0.54644
WindOnShore | 2018-08-07 01:00 | 0.095143
WindOnShore | 2018-08-07 02:00 | 0.11048
Solar | 2018-08-07 03:00 | 0.4099
Solar | 2018-08-07 04:00 | 0.21883
WindOnShore | 2018-08-07 05:00 | 0.12838
WindOnShore | 2018-08-07 06:00 | 0.16608
Solar | 2018-08-07 07:00 | 0.055927
WindOnShore | 2018-08-07 08:00 | 0.22639
Solar | 2018-08-07 09:00 | 0
Solar | 2018-08-07 10:00 | 0
WindOnShore | 2018-08-07 11:00 | 0.26913
WindOnShore | 2018-08-07 12:00 | 0.29006
Solar | 2018-08-07 13:00 | 0
Solar | 2018-08-07 14:00 | 0
WindOnShore | 2018-08-07 15:00 | 0.27728
WindOnShore | 2018-08-07 16:00 | 0.26122
Solar | 2018-08-07 17:00 | 0
Solar | 2018-08-07 18:00 | 0
WindOnShore | 2018-08-07 19:00 | 0.24924
Solar | 2018-08-07 20:00 | 0
WindOnShore | 2018-08-07 21:00 | 0.24828
WindOnShore | 2018-08-07 22:00 | 0.23566
Solar | 2018-08-07 23:00 | 0
Solar | 2018-08-08 | 0
WindOnShore | 2018-08-08 01:00 | 0.2335
Solar | 2018-08-08 02:00 | 0
WindOnShore | 2018-08-08 03:00 | 0.22791
WindOnShore | 2018-08-08 04:00 | 0.23095
Solar | 2018-08-08 05:00 | 0
WindOnShore | 2018-08-08 06:00 | 0.2212
Solar | 2018-08-08 07:00 | 0
Solar | 2018-08-08 08:00 | 0
WindOnShore | 2018-08-08 09:00 | 0.20642
Solar | 2018-08-08 10:00 | 0.024547
WindOnShore | 2018-08-08 11:00 | 0.19484
Solar | 2018-08-08 12:00 | 0.11255
WindOnShore | 2018-08-08 13:00 | 0.18286
Solar | 2018-08-08 14:00 | 0.27099
WindOnShore | 2018-08-08 15:00 | 0.13269
Solar | 2018-08-08 16:00 | 0.4166
WindOnShore | 2018-08-08 17:00 | 0.10042
WindOnShore | 2018-08-08 18:00 | 0.09722
Solar | 2018-08-08 19:00 | 0.53933
WindOnShore | 2018-08-08 20:00 | 0.093545
Solar | 2018-08-08 21:00 | 0.60237
Solar | 2018-08-08 22:00 | 0.59805
WindOnShore | 2018-08-08 23:00 | 0.089711
Solar | 2018-08-09 | 0.53989
WindOnShore | 2018-08-09 01:00 | 0.097859
WindOnShore | 2018-08-09 02:00 | 0.11176
Solar | 2018-08-09 03:00 | 0.40934
Solar | 2018-08-09 04:00 | 0.21423
WindOnShore | 2018-08-09 05:00 | 0.11711
WindOnShore | 2018-08-09 06:00 | 0.13556
Solar | 2018-08-09 07:00 | 0.052999
WindOnShore | 2018-08-09 08:00 | 0.18094
Solar | 2018-08-09 09:00 | 0
WindOnShore | 2018-08-09 10:00 | 0.21865
Solar | 2018-08-09 11:00 | 0
WindOnShore | 2018-08-09 12:00 | 0.24269
Solar | 2018-08-09 13:00 | 0
Solar | 2018-08-09 14:00 | 0
WindOnShore | 2018-08-09 15:00 | 0.23191
WindOnShore | 2018-08-09 16:00 | 0.22008
Solar | 2018-08-09 17:00 | 0
Solar | 2018-08-09 18:00 | 0
WindOnShore | 2018-08-09 19:00 | 0.20538
WindOnShore | 2018-08-09 20:00 | 0.18677
Solar | 2018-08-09 21:00 | 0
WindOnShore | 2018-08-09 22:00 | 0.17455
Solar | 2018-08-09 23:00 | 0
WindOnShore | 2018-08-10 | 0.15841
Solar | 2018-08-10 01:00 | 0
WindOnShore | 2018-08-10 02:00 | 0.14611
Solar | 2018-08-10 03:00 | 0
WindOnShore | 2018-08-10 04:00 | 0.13996
Solar | 2018-08-10 05:00 | 0
WindOnShore | 2018-08-10 06:00 | 0.14307
Solar | 2018-08-10 07:00 | 0
Solar | 2018-08-10 08:00 | 0
WindOnShore | 2018-08-10 09:00 | 0.15074
WindOnShore | 2018-08-10 10:00 | 0.15402
Solar | 2018-08-10 11:00 | 0.025105
Solar | 2018-08-10 12:00 | 0.1311
WindOnShore | 2018-08-10 13:00 | 0.13988
Solar | 2018-08-10 14:00 | 0.31729
WindOnShore | 2018-08-10 15:00 | 0.09738
WindOnShore | 2018-08-10 16:00 | 0.073654
Solar | 2018-08-10 17:00 | 0.47573
WindOnShore | 2018-08-10 18:00 | 0.072775
Solar | 2018-08-10 19:00 | 0.59568
Solar | 2018-08-10 20:00 | 0.66234
WindOnShore | 2018-08-10 21:00 | 0.080125
Solar | 2018-08-10 22:00 | 0.66151
WindOnShore | 2018-08-10 23:00 | 0.092986
WindOnShore | 2018-08-11 | 0.10361
Solar | 2018-08-11 01:00 | 0.59791
WindOnShore | 2018-08-11 02:00 | 0.11743
Solar | 2018-08-11 03:00 | 0.46206
WindOnShore | 2018-08-11 04:00 | 0.13868
Solar | 2018-08-11 05:00 | 0.25272
WindOnShore | 2018-08-11 06:00 | 0.17471
Solar | 2018-08-11 07:00 | 0.064575
Solar | 2018-08-11 08:00 | 0
WindOnShore | 2018-08-11 09:00 | 0.24237
Solar | 2018-08-11 10:00 | 0
WindOnShore | 2018-08-11 11:00 | 0.28064
WindOnShore | 2018-08-11 12:00 | 0.2951
Solar | 2018-08-11 13:00 | 0
Solar | 2018-08-11 14:00 | 0
WindOnShore | 2018-08-11 15:00 | 0.28064
WindOnShore | 2018-08-11 16:00 | 0.27353
Solar | 2018-08-11 17:00 | 0
Solar | 2018-08-11 18:00 | 0
WindOnShore | 2018-08-11 19:00 | 0.26138
Solar | 2018-08-11 20:00 | 0
WindOnShore | 2018-08-11 21:00 | 0.25683
Solar | 2018-08-11 22:00 | 0
WindOnShore | 2018-08-11 23:00 | 0.25955
WindOnShore | 2018-08-12 | 0.26378
Solar | 2018-08-12 01:00 | 0
Solar | 2018-08-12 02:00 | 0
WindOnShore | 2018-08-12 03:00 | 0.28399
WindOnShore | 2018-08-12 04:00 | 0.31587
Solar | 2018-08-12 05:00 | 0
Solar | 2018-08-12 06:00 | 0
WindOnShore | 2018-08-12 07:00 | 0.35181
Solar | 2018-08-12 08:00 | 0
WindOnShore | 2018-08-12 09:00 | 0.38385
Solar | 2018-08-12 10:00 | 0.028312
WindOnShore | 2018-08-12 11:00 | 0.38209
WindOnShore | 2018-08-12 12:00 | 0.38864
Solar | 2018-08-12 13:00 | 0.1198
WindOnShore | 2018-08-12 14:00 | 0.38704
Solar | 2018-08-12 15:00 | 0.29261
WindOnShore | 2018-08-12 16:00 | 0.40941
Solar | 2018-08-12 17:00 | 0.45621
Solar | 2018-08-12 18:00 | 0.5689
WindOnShore | 2018-08-12 19:00 | 0.45095
Solar | 2018-08-12 20:00 | 0.61311
WindOnShore | 2018-08-12 21:00 | 0.46956
WindOnShore | 2018-08-12 22:00 | 0.45678
Solar | 2018-08-12 23:00 | 0.59819
WindOnShore | 2018-08-13 | 0.47715
Solar | 2018-08-13 01:00 | 0.54644
WindOnShore | 2018-08-13 02:00 | 0.51023
Solar | 2018-08-13 03:00 | 0.4152
WindOnShore | 2018-08-13 04:00 | 0.49041
Solar | 2018-08-13 05:00 | 0.22552
WindOnShore | 2018-08-13 06:00 | 0.47452
Solar | 2018-08-13 07:00 | 0.057741
WindOnShore | 2018-08-13 08:00 | 0.46237
Solar | 2018-08-13 09:00 | 0
WindOnShore | 2018-08-13 10:00 | 0.45518
Solar | 2018-08-13 11:00 | 0
Solar | 2018-08-13 12:00 | 0
WindOnShore | 2018-08-13 13:00 | 0.43841
Solar | 2018-08-13 14:00 | 0
WindOnShore | 2018-08-13 15:00 | 0.41916
Solar | 2018-08-13 16:00 | 0
WindOnShore | 2018-08-13 17:00 | 0.37857
WindOnShore | 2018-08-13 18:00 | 0.3483
Solar | 2018-08-13 19:00 | 0
Solar | 2018-08-13 20:00 | 0
WindOnShore | 2018-08-13 21:00 | 0.30085
Solar | 2018-08-13 22:00 | 0
WindOnShore | 2018-08-13 23:00 | 0.27193
Solar | 2018-08-14 | 0
WindOnShore | 2018-08-14 01:00 | 0.24125
WindOnShore | 2018-08-14 02:00 | 0.23486
Solar | 2018-08-14 03:00 | 0
WindOnShore | 2018-08-14 04:00 | 0.21249
Solar | 2018-08-14 05:00 | 0
Solar | 2018-08-14 06:00 | 0
WindOnShore | 2018-08-14 07:00 | 0.2053
Solar | 2018-08-14 08:00 | 0
WindOnShore | 2018-08-14 09:00 | 0.21265
WindOnShore | 2018-08-14 10:00 | 0.23055
Solar | 2018-08-14 11:00 | 0.029986
Solar | 2018-08-14 12:00 | 0.14561
WindOnShore | 2018-08-14 13:00 | 0.22016
WindOnShore | 2018-08-14 14:00 | 0.20411
Solar | 2018-08-14 15:00 | 0.34365
Solar | 2018-08-14 16:00 | 0.50586
WindOnShore | 2018-08-14 17:00 | 0.19236
WindOnShore | 2018-08-14 18:00 | 0.23047
Solar | 2018-08-14 19:00 | 0.61395
WindOnShore | 2018-08-14 20:00 | 0.25627
Solar | 2018-08-14 21:00 | 0.66457
Solar | 2018-08-14 22:00 | 0.64128
WindOnShore | 2018-08-14 23:00 | 0.27568
Solar | 2018-08-15 | 0.55886
WindOnShore | 2018-08-15 01:00 | 0.30892
Solar | 2018-08-15 02:00 | 0.42678
WindOnShore | 2018-08-15 03:00 | 0.32737
WindOnShore | 2018-08-15 04:00 | 0.32465
Solar | 2018-08-15 05:00 | 0.22831
WindOnShore | 2018-08-15 06:00 | 0.31107
Solar | 2018-08-15 07:00 | 0.056346
Solar | 2018-08-15 08:00 | 0
WindOnShore | 2018-08-15 09:00 | 0.33112
WindOnShore | 2018-08-15 10:00 | 0.35796
Solar | 2018-08-15 11:00 | 0
WindOnShore | 2018-08-15 12:00 | 0.36132
Solar | 2018-08-15 13:00 | 0
Solar | 2018-08-15 14:00 | 0
WindOnShore | 2018-08-15 15:00 | 0.33648
Solar | 2018-08-15 16:00 | 0
WindOnShore | 2018-08-15 17:00 | 0.29709
Solar | 2018-08-15 18:00 | 0
WindOnShore | 2018-08-15 19:00 | 0.2657
Solar | 2018-08-15 20:00 | 0
WindOnShore | 2018-08-15 21:00 | 0.23486
Solar | 2018-08-15 22:00 | 0
WindOnShore | 2018-08-15 23:00 | 0.22671
WindOnShore | 2018-08-16 | 0.2224
Solar | 2018-08-16 01:00 | 0
Solar | 2018-08-16 02:00 | 0
WindOnShore | 2018-08-16 03:00 | 0.23095
WindOnShore | 2018-08-16 04:00 | 0.22871
Solar | 2018-08-16 05:00 | 0
Solar | 2018-08-16 06:00 | 0
WindOnShore | 2018-08-16 07:00 | 0.21896
WindOnShore | 2018-08-16 08:00 | 0.21753
Solar | 2018-08-16 09:00 | 0
WindOnShore | 2018-08-16 10:00 | 0.20738
Solar | 2018-08-16 11:00 | 0.029289
WindOnShore | 2018-08-16 12:00 | 0.18725
Solar | 2018-08-16 13:00 | 0.13403
WindOnShore | 2018-08-16 14:00 | 0.16496
Solar | 2018-08-16 15:00 | 0.3152
WindOnShore | 2018-08-16 16:00 | 0.14547
Solar | 2018-08-16 17:00 | 0.46555
Solar | 2018-08-16 18:00 | 0.56081
WindOnShore | 2018-08-16 19:00 | 0.13788
Solar | 2018-08-16 20:00 | 0.60809
WindOnShore | 2018-08-16 21:00 | 0.14236
WindOnShore | 2018-08-16 22:00 | 0.14443
Solar | 2018-08-16 23:00 | 0.59833
WindOnShore | 2018-08-17 | 0.1501
Solar | 2018-08-17 01:00 | 0.53375
Solar | 2018-08-17 02:00 | 0.40586
WindOnShore | 2018-08-17 03:00 | 0.1497
WindOnShore | 2018-08-17 04:00 | 0.15306
Solar | 2018-08-17 05:00 | 0.22148
WindOnShore | 2018-08-17 06:00 | 0.15466
Solar | 2018-08-17 07:00 | 0.055509
WindOnShore | 2018-08-17 08:00 | 0.16289
Solar | 2018-08-17 09:00 | 0
WindOnShore | 2018-08-17 10:00 | 0.16648
Solar | 2018-08-17 11:00 | 0
Solar | 2018-08-17 12:00 | 0
WindOnShore | 2018-08-17 13:00 | 0.15745
WindOnShore | 2018-08-17 14:00 | 0.15458
Solar | 2018-08-17 15:00 | 0
WindOnShore | 2018-08-17 16:00 | 0.1497
Solar | 2018-08-17 17:00 | 0
WindOnShore | 2018-08-17 18:00 | 0.13964
Solar | 2018-08-17 19:00 | 0
Solar | 2018-08-17 20:00 | 0
WindOnShore | 2018-08-17 21:00 | 0.13325
WindOnShore | 2018-08-17 22:00 | 0.13564
Solar | 2018-08-17 23:00 | 0
Solar | 2018-08-18 | 0
WindOnShore | 2018-08-18 01:00 | 0.12869
Solar | 2018-08-18 02:00 | 0
WindOnShore | 2018-08-18 03:00 | 0.12143
WindOnShore | 2018-08-18 04:00 | 0.12286
Solar | 2018-08-18 05:00 | 0
WindOnShore | 2018-08-18 06:00 | 0.1235
Solar | 2018-08-18 07:00 | 0
WindOnShore | 2018-08-18 08:00 | 0.12246
Solar | 2018-08-18 09:00 | 0
WindOnShore | 2018-08-18 10:00 | 0.11903
Solar | 2018-08-18 11:00 | 0.028173
Solar | 2018-08-18 12:00 | 0.10934
WindOnShore | 2018-08-18 13:00 | 0.097939
Solar | 2018-08-18 14:00 | 0.24603
WindOnShore | 2018-08-18 15:00 | 0.089232
Solar | 2018-08-18 16:00 | 0.37364
WindOnShore | 2018-08-18 17:00 | 0.088513
Solar | 2018-08-18 18:00 | 0.48368
WindOnShore | 2018-08-18 19:00 | 0.080125
Solar | 2018-08-18 20:00 | 0.53849
WindOnShore | 2018-08-18 21:00 | 0.067822
Solar | 2018-08-18 22:00 | 0.54951
WindOnShore | 2018-08-18 23:00 | 0.059514
Solar | 2018-08-19 | 0.51144
WindOnShore | 2018-08-19 01:00 | 0.056399
WindOnShore | 2018-08-19 02:00 | 0.056798
Solar | 2018-08-19 03:00 | 0.40084
Solar | 2018-08-19 04:00 | 0.21227
WindOnShore | 2018-08-19 05:00 | 0.057996
Solar | 2018-08-19 06:00 | 0.051743
WindOnShore | 2018-08-19 07:00 | 0.063109
Solar | 2018-08-19 08:00 | 0
WindOnShore | 2018-08-19 09:00 | 0.077888
Solar | 2018-08-19 10:00 | 0
WindOnShore | 2018-08-19 11:00 | 0.084598
WindOnShore | 2018-08-19 12:00 | 0.082361
Solar | 2018-08-19 13:00 | 0
WindOnShore | 2018-08-19 14:00 | 0.080844
Solar | 2018-08-19 15:00 | 0
WindOnShore | 2018-08-19 16:00 | 0.074613
Solar | 2018-08-19 17:00 | 0
Solar | 2018-08-19 18:00 | 0
WindOnShore | 2018-08-19 19:00 | 0.073095
Solar | 2018-08-19 20:00 | 0
WindOnShore | 2018-08-19 21:00 | 0.067343
Solar | 2018-08-19 22:00 | 0
WindOnShore | 2018-08-19 23:00 | 0.068382
WindOnShore | 2018-08-20 | 0.077888
Solar | 2018-08-20 01:00 | 0
WindOnShore | 2018-08-20 02:00 | 0.079486
Solar | 2018-08-20 03:00 | 0
Solar | 2018-08-20 04:00 | 0
WindOnShore | 2018-08-20 05:00 | 0.085477
WindOnShore | 2018-08-20 06:00 | 0.099936
Solar | 2018-08-20 07:00 | 0
Solar | 2018-08-20 08:00 | 0
WindOnShore | 2018-08-20 09:00 | 0.10042
WindOnShore | 2018-08-20 10:00 | 0.10784
Solar | 2018-08-20 11:00 | 0.026081
WindOnShore | 2018-08-20 12:00 | 0.10081
Solar | 2018-08-20 13:00 | 0.074756
Solar | 2018-08-20 14:00 | 0.16569
WindOnShore | 2018-08-20 15:00 | 0.087234
Solar | 2018-08-20 16:00 | 0.2477
WindOnShore | 2018-08-20 17:00 | 0.086675
Solar | 2018-08-20 18:00 | 0.3046
WindOnShore | 2018-08-20 19:00 | 0.10705
Solar | 2018-08-20 20:00 | 0.35077
WindOnShore | 2018-08-20 21:00 | 0.13628
Solar | 2018-08-20 22:00 | 0.34379
WindOnShore | 2018-08-20 23:00 | 0.16305
WindOnShore | 2018-08-21 | 0.19013
Solar | 2018-08-21 01:00 | 0.2848
WindOnShore | 2018-08-21 02:00 | 0.19835
Solar | 2018-08-21 03:00 | 0.18243
WindOnShore | 2018-08-21 04:00 | 0.20187
Solar | 2018-08-21 05:00 | 0.083682
Solar | 2018-08-21 06:00 | 0.027336
WindOnShore | 2018-08-21 07:00 | 0.21345
Solar | 2018-08-21 08:00 | 0
WindOnShore | 2018-08-21 09:00 | 0.21561
WindOnShore | 2018-08-21 10:00 | 0.2212
Solar | 2018-08-21 11:00 | 0
Solar | 2018-08-21 12:00 | 0
WindOnShore | 2018-08-21 13:00 | 0.2208
Solar | 2018-08-21 14:00 | 0
WindOnShore | 2018-08-21 15:00 | 0.2093
WindOnShore | 2018-08-21 16:00 | 0.2093
Solar | 2018-08-21 17:00 | 0
Solar | 2018-08-21 18:00 | 0
WindOnShore | 2018-08-21 19:00 | 0.19915
WindOnShore | 2018-08-21 20:00 | 0.18717
Solar | 2018-08-21 21:00 | 0
WindOnShore | 2018-08-21 22:00 | 0.17511
Solar | 2018-08-21 23:00 | 0
Solar | 2018-08-22 | 0
WindOnShore | 2018-08-22 01:00 | 0.17047
WindOnShore | 2018-08-22 02:00 | 0.17806
Solar | 2018-08-22 03:00 | 0
WindOnShore | 2018-08-22 04:00 | 0.1839
Solar | 2018-08-22 05:00 | 0
WindOnShore | 2018-08-22 06:00 | 0.17966
Solar | 2018-08-22 07:00 | 0
WindOnShore | 2018-08-22 08:00 | 0.1775
Solar | 2018-08-22 09:00 | 0
WindOnShore | 2018-08-22 10:00 | 0.16576
Solar | 2018-08-22 11:00 | 0.016597
WindOnShore | 2018-08-22 12:00 | 0.16177
Solar | 2018-08-22 13:00 | 0.038075
WindOnShore | 2018-08-22 14:00 | 0.13445
Solar | 2018-08-22 15:00 | 0.10293
Solar | 2018-08-22 16:00 | 0.19456
WindOnShore | 2018-08-22 17:00 | 0.11719
WindOnShore | 2018-08-22 18:00 | 0.11424
Solar | 2018-08-22 19:00 | 0.27448
Solar | 2018-08-22 20:00 | 0.30391
WindOnShore | 2018-08-22 21:00 | 0.11448
WindOnShore | 2018-08-22 22:00 | 0.13013
Solar | 2018-08-22 23:00 | 0.28731
WindOnShore | 2018-08-23 | 0.13564
Solar | 2018-08-23 01:00 | 0.24296
WindOnShore | 2018-08-23 02:00 | 0.14811
Solar | 2018-08-23 03:00 | 0.19791
Solar | 2018-08-23 04:00 | 0.10767
WindOnShore | 2018-08-23 05:00 | 0.15673
WindOnShore | 2018-08-23 06:00 | 0.16824
Solar | 2018-08-23 07:00 | 0.032078
Solar | 2018-08-23 08:00 | 0
WindOnShore | 2018-08-23 09:00 | 0.20083
WindOnShore | 2018-08-23 10:00 | 0.2367
Solar | 2018-08-23 11:00 | 0
Solar | 2018-08-23 12:00 | 0
WindOnShore | 2018-08-23 13:00 | 0.25044
Solar | 2018-08-23 14:00 | 0
WindOnShore | 2018-08-23 15:00 | 0.25387
WindOnShore | 2018-08-23 16:00 | 0.27688
Solar | 2018-08-23 17:00 | 0
WindOnShore | 2018-08-23 18:00 | 0.29342
Solar | 2018-08-23 19:00 | 0
WindOnShore | 2018-08-23 20:00 | 0.31219
Solar | 2018-08-23 21:00 | 0
Solar | 2018-08-23 22:00 | 0
WindOnShore | 2018-08-23 23:00 | 0.34958
Solar | 2018-08-24 | 0
Solar | 2018-08-24 01:00 | 0
WindOnShore | 2018-08-24 02:00 | 0.35565
WindOnShore | 2018-08-24 03:00 | 0.39895
Solar | 2018-08-24 04:00 | 0
WindOnShore | 2018-08-24 05:00 | 0.44592
Solar | 2018-08-24 06:00 | 0
Solar | 2018-08-24 07:00 | 0
WindOnShore | 2018-08-24 08:00 | 0.49273
Solar | 2018-08-24 09:00 | 0.017015
WindOnShore | 2018-08-24 10:00 | 0.53227
Solar | 2018-08-24 11:00 | 0.045886
WindOnShore | 2018-08-24 12:00 | 0.55864
Solar | 2018-08-24 13:00 | 0.1198
WindOnShore | 2018-08-24 14:00 | 0.58979
Solar | 2018-08-24 15:00 | 0.19596
WindOnShore | 2018-08-24 16:00 | 0.65018
Solar | 2018-08-24 17:00 | 0.22134
WindOnShore | 2018-08-24 18:00 | 0.69612
Solar | 2018-08-24 19:00 | 0.20656
WindOnShore | 2018-08-24 20:00 | 0.71705
Solar | 2018-08-24 21:00 | 0.16374
WindOnShore | 2018-08-24 22:00 | 0.7383
WindOnShore | 2018-08-24 23:00 | 0.75931
Solar | 2018-08-25 | 0.13794
Solar | 2018-08-25 01:00 | 0.1
WindOnShore | 2018-08-25 02:00 | 0.76833
Solar | 2018-08-25 03:00 | 0.054672
WindOnShore | 2018-08-25 04:00 | 0.74341
Solar | 2018-08-25 05:00 | 0.023152
WindOnShore | 2018-08-25 06:00 | 0.74413
WindOnShore | 2018-08-25 07:00 | 0.74996
Solar | 2018-08-25 08:00 | 0
WindOnShore | 2018-08-25 09:00 | 0.74692
Solar | 2018-08-25 10:00 | 0
Solar | 2018-08-25 11:00 | 0
WindOnShore | 2018-08-25 12:00 | 0.73854
Solar | 2018-08-25 13:00 | 0
WindOnShore | 2018-08-25 14:00 | 0.70762
Solar | 2018-08-25 15:00 | 0
WindOnShore | 2018-08-25 16:00 | 0.63117
Solar | 2018-08-25 17:00 | 0
WindOnShore | 2018-08-25 18:00 | 0.57014
Solar | 2018-08-25 19:00 | 0
WindOnShore | 2018-08-25 20:00 | 0.49952
Solar | 2018-08-25 21:00 | 0
WindOnShore | 2018-08-25 22:00 | 0.49537
WindOnShore | 2018-08-25 23:00 | 0.44927
Solar | 2018-08-26 | 0
Solar | 2018-08-26 01:00 | 0
WindOnShore | 2018-08-26 02:00 | 0.40206
Solar | 2018-08-26 03:00 | 0
WindOnShore | 2018-08-26 04:00 | 0.42347
WindOnShore | 2018-08-26 05:00 | 0.41301
Solar | 2018-08-26 06:00 | 0
Solar | 2018-08-26 07:00 | 0
WindOnShore | 2018-08-26 08:00 | 0.37051
WindOnShore | 2018-08-26 09:00 | 0.33983
Solar | 2018-08-26 10:00 | 0.016179
WindOnShore | 2018-08-26 11:00 | 0.34574
Solar | 2018-08-26 12:00 | 0.029707
Solar | 2018-08-26 13:00 | 0.060112
WindOnShore | 2018-08-26 14:00 | 0.33927
WindOnShore | 2018-08-26 15:00 | 0.31347
Solar | 2018-08-26 16:00 | 0.10265
WindOnShore | 2018-08-26 17:00 | 0.31898
Solar | 2018-08-26 18:00 | 0.14393
WindOnShore | 2018-08-26 19:00 | 0.33464
Solar | 2018-08-26 20:00 | 0.15021
Solar | 2018-08-26 21:00 | 0.14533
WindOnShore | 2018-08-26 22:00 | 0.38433
Solar | 2018-08-26 23:00 | 0.12873
WindOnShore | 2018-08-27 | 0.42786
WindOnShore | 2018-08-27 01:00 | 0.43897
Solar | 2018-08-27 02:00 | 0.095258
WindOnShore | 2018-08-27 03:00 | 0.44144
Solar | 2018-08-27 04:00 | 0.056206
WindOnShore | 2018-08-27 05:00 | 0.44192
Solar | 2018-08-27 06:00 | 0.022176
WindOnShore | 2018-08-27 07:00 | 0.46166
Solar | 2018-08-27 08:00 | 0
WindOnShore | 2018-08-27 09:00 | 0.51126
Solar | 2018-08-27 10:00 | 0
Solar | 2018-08-27 11:00 | 0
WindOnShore | 2018-08-27 12:00 | 0.53986
WindOnShore | 2018-08-27 13:00 | 0.50407
Solar | 2018-08-27 14:00 | 0
Solar | 2018-08-27 15:00 | 0
WindOnShore | 2018-08-27 16:00 | 0.42019
Solar | 2018-08-27 17:00 | 0
WindOnShore | 2018-08-27 18:00 | 0.34574
WindOnShore | 2018-08-27 19:00 | 0.30396
Solar | 2018-08-27 20:00 | 0
WindOnShore | 2018-08-27 21:00 | 0.28263
Solar | 2018-08-27 22:00 | 0
Solar | 2018-08-27 23:00 | 0
WindOnShore | 2018-08-28 | 0.24676
WindOnShore | 2018-08-28 01:00 | 0.21433
Solar | 2018-08-28 02:00 | 0
WindOnShore | 2018-08-28 03:00 | 0.22464
Solar | 2018-08-28 04:00 | 0
WindOnShore | 2018-08-28 05:00 | 0.25228
Solar | 2018-08-28 06:00 | 0
Solar | 2018-08-28 07:00 | 0
WindOnShore | 2018-08-28 08:00 | 0.2923
Solar | 2018-08-28 09:00 | 0.018131
WindOnShore | 2018-08-28 10:00 | 0.34814
WindOnShore | 2018-08-28 11:00 | 0.38305
Solar | 2018-08-28 12:00 | 0.087308
Solar | 2018-08-28 13:00 | 0.24784
WindOnShore | 2018-08-28 14:00 | 0.44033
Solar | 2018-08-28 15:00 | 0.38619
WindOnShore | 2018-08-28 16:00 | 0.50136
Solar | 2018-08-28 17:00 | 0.46597
WindOnShore | 2018-08-28 18:00 | 0.54442
WindOnShore | 2018-08-28 19:00 | 0.57086
Solar | 2018-08-28 20:00 | 0.47071
Solar | 2018-08-28 21:00 | 0.44812
WindOnShore | 2018-08-28 22:00 | 0.57693
Solar | 2018-08-28 23:00 | 0.38271
WindOnShore | 2018-08-29 | 0.5719
WindOnShore | 2018-08-29 01:00 | 0.55081
Solar | 2018-08-29 02:00 | 0.29066
WindOnShore | 2018-08-29 03:00 | 0.52708
Solar | 2018-08-29 04:00 | 0.13808
Solar | 2018-08-29 05:00 | 0.030404
WindOnShore | 2018-08-29 06:00 | 0.51134
Solar | 2018-08-29 07:00 | 0
WindOnShore | 2018-08-29 08:00 | 0.50959
WindOnShore | 2018-08-29 09:00 | 0.49161
Solar | 2018-08-29 10:00 | 0
WindOnShore | 2018-08-29 11:00 | 0.44776
Solar | 2018-08-29 12:00 | 0
Solar | 2018-08-29 13:00 | 0
WindOnShore | 2018-08-29 14:00 | 0.43785
Solar | 2018-08-29 15:00 | 0
WindOnShore | 2018-08-29 16:00 | 0.42291
Solar | 2018-08-29 17:00 | 0
WindOnShore | 2018-08-29 18:00 | 0.38433
Solar | 2018-08-29 19:00 | 0
WindOnShore | 2018-08-29 20:00 | 0.34934
Solar | 2018-08-29 21:00 | 0
WindOnShore | 2018-08-29 22:00 | 0.30939
WindOnShore | 2018-08-29 23:00 | 0.28096
Solar | 2018-08-30 | 0
Solar | 2018-08-30 01:00 | 0
WindOnShore | 2018-08-30 02:00 | 0.26793
Solar | 2018-08-30 03:00 | 0
WindOnShore | 2018-08-30 04:00 | 0.26234
Solar | 2018-08-30 05:00 | 0
WindOnShore | 2018-08-30 06:00 | 0.26035
WindOnShore | 2018-08-30 07:00 | 0.26234
Solar | 2018-08-30 08:00 | 0
WindOnShore | 2018-08-30 09:00 | 0.28775
Solar | 2018-08-30 10:00 | 0.014923
WindOnShore | 2018-08-30 11:00 | 0.31658
Solar | 2018-08-30 12:00 | 0.03152
WindOnShore | 2018-08-30 13:00 | 0.31155
Solar | 2018-08-30 14:00 | 0.077406
WindOnShore | 2018-08-30 15:00 | 0.2756
Solar | 2018-08-30 16:00 | 0.12371
Solar | 2018-08-30 17:00 | 0.17336
WindOnShore | 2018-08-30 18:00 | 0.26578
WindOnShore | 2018-08-30 19:00 | 0.24836
Solar | 2018-08-30 20:00 | 0.19986
WindOnShore | 2018-08-30 21:00 | 0.2395
Solar | 2018-08-30 22:00 | 0.20656
WindOnShore | 2018-08-30 23:00 | 0.27393
Solar | 2018-08-31 | 0.15621
WindOnShore | 2018-08-31 01:00 | 0.30852
Solar | 2018-08-31 02:00 | 0.10544
WindOnShore | 2018-08-31 03:00 | 0.33008
Solar | 2018-08-31 04:00 | 0.05258
Solar | 2018-08-31 05:00 | 0.018271
WindOnShore | 2018-08-31 06:00 | 0.33088
Solar | 2018-08-31 07:00 | 0
WindOnShore | 2018-08-31 08:00 | 0.35533
Solar | 2018-08-31 09:00 | 0
WindOnShore | 2018-08-31 10:00 | 0.38409
Solar | 2018-08-31 11:00 | 0
WindOnShore | 2018-08-31 12:00 | 0.39815
Solar | 2018-08-31 13:00 | 0
WindOnShore | 2018-08-31 14:00 | 0.40126
Solar | 2018-08-31 15:00 | 0
WindOnShore | 2018-08-31 16:00 | 0.40454
Solar | 2018-08-31 17:00 | 0
WindOnShore | 2018-08-31 18:00 | 0.40717
WindOnShore | 2018-08-31 19:00 | 0.38449
Solar | 2018-08-31 20:00 | 0
WindOnShore | 2018-08-31 21:00 | 0.34015
Solar | 2018-08-31 22:00 | 0
WindOnShore | 2018-08-31 23:00 | 0.32561
Solar | 2018-09-01 | 0
Solar | 2018-09-01 01:00 | 0
WindOnShore | 2018-09-01 02:00 | 0.3217
WindOnShore | 2018-09-01 03:00 | 0.31858
Solar | 2018-09-01 04:00 | 0
WindOnShore | 2018-09-01 05:00 | 0.34183
Solar | 2018-09-01 06:00 | 0
WindOnShore | 2018-09-01 07:00 | 0.33376
Solar | 2018-09-01 08:00 | 0
Solar | 2018-09-01 09:00 | 0.013389
WindOnShore | 2018-09-01 10:00 | 0.32865
Solar | 2018-09-01 11:00 | 0.041144
WindOnShore | 2018-09-01 12:00 | 0.33831
WindOnShore | 2018-09-01 13:00 | 0.29845
Solar | 2018-09-01 14:00 | 0.11897
Solar | 2018-09-01 15:00 | 0.21437
WindOnShore | 2018-09-01 16:00 | 0.26777
Solar | 2018-09-01 17:00 | 0.3053
WindOnShore | 2018-09-01 18:00 | 0.25555
WindOnShore | 2018-09-01 19:00 | 0.23798
Solar | 2018-09-01 20:00 | 0.33794
WindOnShore | 2018-09-01 21:00 | 0.23742
Solar | 2018-09-01 22:00 | 0.3304
WindOnShore | 2018-09-01 23:00 | 0.24613
Solar | 2018-09-02 | 0.25997
WindOnShore | 2018-09-02 01:00 | 0.23079
Solar | 2018-09-02 02:00 | 0.17057
Solar | 2018-09-02 03:00 | 0.075453
WindOnShore | 2018-09-02 04:00 | 0.23454
WindOnShore | 2018-09-02 05:00 | 0.25475
Solar | 2018-09-02 06:00 | 0.021478
WindOnShore | 2018-09-02 07:00 | 0.25763
Solar | 2018-09-02 08:00 | 0
WindOnShore | 2018-09-02 09:00 | 0.26442
Solar | 2018-09-02 10:00 | 0
Solar | 2018-09-02 11:00 | 0
WindOnShore | 2018-09-02 12:00 | 0.26809
Solar | 2018-09-02 13:00 | 0
WindOnShore | 2018-09-02 14:00 | 0.2629
WindOnShore | 2018-09-02 15:00 | 0.22623
Solar | 2018-09-02 16:00 | 0
WindOnShore | 2018-09-02 17:00 | 0.1795
Solar | 2018-09-02 18:00 | 0
WindOnShore | 2018-09-02 19:00 | 0.14355
Solar | 2018-09-02 20:00 | 0
Solar | 2018-09-02 21:00 | 0
WindOnShore | 2018-09-02 22:00 | 0.11719
Solar | 2018-09-02 23:00 | 0
WindOnShore | 2018-09-03 | 0.098818
WindOnShore | 2018-09-03 01:00 | 0.08348
Solar | 2018-09-03 02:00 | 0
WindOnShore | 2018-09-03 03:00 | 0.072536
Solar | 2018-09-03 04:00 | 0
Solar | 2018-09-03 05:00 | 0
WindOnShore | 2018-09-03 06:00 | 0.065426
Solar | 2018-09-03 07:00 | 0
WindOnShore | 2018-09-03 08:00 | 0.067183
WindOnShore | 2018-09-03 09:00 | 0.066065
Solar | 2018-09-03 10:00 | 0.012273
WindOnShore | 2018-09-03 11:00 | 0.074053
Solar | 2018-09-03 12:00 | 0.041144
WindOnShore | 2018-09-03 13:00 | 0.072456
Solar | 2018-09-03 14:00 | 0.12441
Solar | 2018-09-03 15:00 | 0.2484
WindOnShore | 2018-09-03 16:00 | 0.057917
Solar | 2018-09-03 17:00 | 0.34547
WindOnShore | 2018-09-03 18:00 | 0.061112
Solar | 2018-09-03 19:00 | 0.39512
WindOnShore | 2018-09-03 20:00 | 0.078048
Solar | 2018-09-03 21:00 | 0.39024
WindOnShore | 2018-09-03 22:00 | 0.091468
WindOnShore | 2018-09-03 23:00 | 0.10097
Solar | 2018-09-04 | 0.33947
WindOnShore | 2018-09-04 01:00 | 0.11471
Solar | 2018-09-04 02:00 | 0.24868
Solar | 2018-09-04 03:00 | 0.10725
WindOnShore | 2018-09-04 04:00 | 0.12278
Solar | 2018-09-04 05:00 | 0.025384
WindOnShore | 2018-09-04 06:00 | 0.1378
Solar | 2018-09-04 07:00 | 0
WindOnShore | 2018-09-04 08:00 | 0.15434
WindOnShore | 2018-09-04 09:00 | 0.16928
Solar | 2018-09-04 10:00 | 0
WindOnShore | 2018-09-04 11:00 | 0.1823
Solar | 2018-09-04 12:00 | 0
Solar | 2018-09-04 13:00 | 0
WindOnShore | 2018-09-04 14:00 | 0.18717
Solar | 2018-09-04 15:00 | 0
WindOnShore | 2018-09-04 16:00 | 0.19156
WindOnShore | 2018-09-04 17:00 | 0.18789
Solar | 2018-09-04 18:00 | 0
WindOnShore | 2018-09-04 19:00 | 0.1914
Solar | 2018-09-04 20:00 | 0
WindOnShore | 2018-09-04 21:00 | 0.19875
Solar | 2018-09-04 22:00 | 0
WindOnShore | 2018-09-04 23:00 | 0.21042
Solar | 2018-09-05 | 0
Solar | 2018-09-05 01:00 | 0
WindOnShore | 2018-09-05 02:00 | 0.21952
WindOnShore | 2018-09-05 03:00 | 0.2224
Solar | 2018-09-05 04:00 | 0
WindOnShore | 2018-09-05 05:00 | 0.22911
Solar | 2018-09-05 06:00 | 0
WindOnShore | 2018-09-05 07:00 | 0.22839
Solar | 2018-09-05 08:00 | 0
WindOnShore | 2018-09-05 09:00 | 0.23486
Solar | 2018-09-05 10:00 | 0.013529
WindOnShore | 2018-09-05 11:00 | 0.24029
Solar | 2018-09-05 12:00 | 0.071827
WindOnShore | 2018-09-05 13:00 | 0.21209
Solar | 2018-09-05 14:00 | 0.21255
Solar | 2018-09-05 15:00 | 0.37643
WindOnShore | 2018-09-05 16:00 | 0.17039
WindOnShore | 2018-09-05 17:00 | 0.12726
Solar | 2018-09-05 18:00 | 0.46792
WindOnShore | 2018-09-05 19:00 | 0.11
Solar | 2018-09-05 20:00 | 0.52064
Solar | 2018-09-05 21:00 | 0.52357
WindOnShore | 2018-09-05 22:00 | 0.10433
Solar | 2018-09-05 23:00 | 0.44895
WindOnShore | 2018-09-06 | 0.10625
WindOnShore | 2018-09-06 01:00 | 0.10105
Solar | 2018-09-06 02:00 | 0.32678
WindOnShore | 2018-09-06 03:00 | 0.094264
Solar | 2018-09-06 04:00 | 0.13612
Solar | 2018-09-06 05:00 | 0.026499
WindOnShore | 2018-09-06 06:00 | 0.10225
WindOnShore | 2018-09-06 07:00 | 0.12534
Solar | 2018-09-06 08:00 | 0
Solar | 2018-09-06 09:00 | 0
WindOnShore | 2018-09-06 10:00 | 0.15098
WindOnShore | 2018-09-06 11:00 | 0.17535
Solar | 2018-09-06 12:00 | 0
WindOnShore | 2018-09-06 13:00 | 0.19021
Solar | 2018-09-06 14:00 | 0
Solar | 2018-09-06 15:00 | 0
WindOnShore | 2018-09-06 16:00 | 0.20363
WindOnShore | 2018-09-06 17:00 | 0.20251
Solar | 2018-09-06 18:00 | 0
WindOnShore | 2018-09-06 19:00 | 0.20323
Solar | 2018-09-06 20:00 | 0
Solar | 2018-09-06 21:00 | 0
WindOnShore | 2018-09-06 22:00 | 0.20251
Solar | 2018-09-06 23:00 | 0
WindOnShore | 2018-09-07 | 0.18605
WindOnShore | 2018-09-07 01:00 | 0.16584
Solar | 2018-09-07 02:00 | 0
Solar | 2018-09-07 03:00 | 0
WindOnShore | 2018-09-07 04:00 | 0.14507
WindOnShore | 2018-09-07 05:00 | 0.13644
Solar | 2018-09-07 06:00 | 0
WindOnShore | 2018-09-07 07:00 | 0.13692
Solar | 2018-09-07 08:00 | 0
Solar | 2018-09-07 09:00 | 0.012552
WindOnShore | 2018-09-07 10:00 | 0.13796
Solar | 2018-09-07 11:00 | 0.049372
WindOnShore | 2018-09-07 12:00 | 0.137
Solar | 2018-09-07 13:00 | 0.18828
WindOnShore | 2018-09-07 14:00 | 0.12558
WindOnShore | 2018-09-07 15:00 | 0.096581
Solar | 2018-09-07 16:00 | 0.32524
WindOnShore | 2018-09-07 17:00 | 0.087554
Solar | 2018-09-07 18:00 | 0.41255
Solar | 2018-09-07 19:00 | 0.46471
WindOnShore | 2018-09-07 20:00 | 0.096741
Solar | 2018-09-07 21:00 | 0.44226
WindOnShore | 2018-09-07 22:00 | 0.11064
WindOnShore | 2018-09-07 23:00 | 0.11991
Solar | 2018-09-08 | 0.38968
WindOnShore | 2018-09-08 01:00 | 0.13085
Solar | 2018-09-08 02:00 | 0.27085
WindOnShore | 2018-09-08 03:00 | 0.15106
Solar | 2018-09-08 04:00 | 0.10823
Solar | 2018-09-08 05:00 | 0.021897
WindOnShore | 2018-09-08 06:00 | 0.20722
WindOnShore | 2018-09-08 07:00 | 0.28239
Solar | 2018-09-08 08:00 | 0
Solar | 2018-09-08 09:00 | 0
WindOnShore | 2018-09-08 10:00 | 0.31155
Solar | 2018-09-08 11:00 | 0
WindOnShore | 2018-09-08 12:00 | 0.3344
WindOnShore | 2018-09-08 13:00 | 0.34798
Solar | 2018-09-08 14:00 | 0
WindOnShore | 2018-09-08 15:00 | 0.35054
Solar | 2018-09-08 16:00 | 0
WindOnShore | 2018-09-08 17:00 | 0.35908
Solar | 2018-09-08 18:00 | 0
Solar | 2018-09-08 19:00 | 0
WindOnShore | 2018-09-08 20:00 | 0.37131
WindOnShore | 2018-09-08 21:00 | 0.37019
Solar | 2018-09-08 22:00 | 0
Solar | 2018-09-08 23:00 | 0
WindOnShore | 2018-09-09 | 0.363
Solar | 2018-09-09 01:00 | 0
WindOnShore | 2018-09-09 02:00 | 0.34766
WindOnShore | 2018-09-09 03:00 | 0.32689
Solar | 2018-09-09 04:00 | 0
Solar | 2018-09-09 05:00 | 0
WindOnShore | 2018-09-09 06:00 | 0.30556
WindOnShore | 2018-09-09 07:00 | 0.30468
Solar | 2018-09-09 08:00 | 0
WindOnShore | 2018-09-09 09:00 | 0.30987
Solar | 2018-09-09 10:00 | 0.012692
Solar | 2018-09-09 11:00 | 0.042817
WindOnShore | 2018-09-09 12:00 | 0.30157
Solar | 2018-09-09 13:00 | 0.13278
WindOnShore | 2018-09-09 14:00 | 0.25691
Solar | 2018-09-09 15:00 | 0.20879
WindOnShore | 2018-09-09 16:00 | 0.20403
Solar | 2018-09-09 17:00 | 0.27559
WindOnShore | 2018-09-09 18:00 | 0.18246
Solar | 2018-09-09 19:00 | 0.28438
WindOnShore | 2018-09-09 20:00 | 0.16672
WindOnShore | 2018-09-09 21:00 | 0.16049
Solar | 2018-09-09 22:00 | 0.27043
WindOnShore | 2018-09-09 23:00 | 0.16289
Solar | 2018-09-10 | 0.22594
WindOnShore | 2018-09-10 01:00 | 0.17255
Solar | 2018-09-10 02:00 | 0.13877
Solar | 2018-09-10 03:00 | 0.057601
WindOnShore | 2018-09-10 04:00 | 0.20291
Solar | 2018-09-10 05:00 | 0.020084
WindOnShore | 2018-09-10 06:00 | 0.26833
Solar | 2018-09-10 07:00 | 0
WindOnShore | 2018-09-10 08:00 | 0.32218
Solar | 2018-09-10 09:00 | 0
WindOnShore | 2018-09-10 10:00 | 0.34335
Solar | 2018-09-10 11:00 | 0
WindOnShore | 2018-09-10 12:00 | 0.35157
Solar | 2018-09-10 13:00 | 0
WindOnShore | 2018-09-10 14:00 | 0.36683
Solar | 2018-09-10 15:00 | 0
WindOnShore | 2018-09-10 16:00 | 0.36475
Solar | 2018-09-10 17:00 | 0
WindOnShore | 2018-09-10 18:00 | 0.34998
WindOnShore | 2018-09-10 19:00 | 0.35165
Solar | 2018-09-10 20:00 | 0
WindOnShore | 2018-09-10 21:00 | 0.34414
Solar | 2018-09-10 22:00 | 0
Solar | 2018-09-10 23:00 | 0
WindOnShore | 2018-09-11 | 0.33368
WindOnShore | 2018-09-11 01:00 | 0.32361
Solar | 2018-09-11 02:00 | 0
Solar | 2018-09-11 03:00 | 0
WindOnShore | 2018-09-11 04:00 | 0.31794
WindOnShore | 2018-09-11 05:00 | 0.29022
Solar | 2018-09-11 06:00 | 0
WindOnShore | 2018-09-11 07:00 | 0.26442
Solar | 2018-09-11 08:00 | 0
WindOnShore | 2018-09-11 09:00 | 0.25044
Solar | 2018-09-11 10:00 | 0.014086
Solar | 2018-09-11 11:00 | 0.040446
WindOnShore | 2018-09-11 12:00 | 0.25316
Solar | 2018-09-11 13:00 | 0.10028
WindOnShore | 2018-09-11 14:00 | 0.25571
Solar | 2018-09-11 15:00 | 0.17211
WindOnShore | 2018-09-11 16:00 | 0.25787
Solar | 2018-09-11 17:00 | 0.22859
WindOnShore | 2018-09-11 18:00 | 0.27313
WindOnShore | 2018-09-11 19:00 | 0.31962
Solar | 2018-09-11 20:00 | 0.25774
Solar | 2018-09-11 21:00 | 0.25384
WindOnShore | 2018-09-11 22:00 | 0.39359
Solar | 2018-09-11 23:00 | 0.2198
WindOnShore | 2018-09-12 | 0.41604
WindOnShore | 2018-09-12 01:00 | 0.42627
Solar | 2018-09-12 02:00 | 0.16067
WindOnShore | 2018-09-12 03:00 | 0.42467
Solar | 2018-09-12 04:00 | 0.075453
WindOnShore | 2018-09-12 05:00 | 0.47308
Solar | 2018-09-12 06:00 | 0.022873
Solar | 2018-09-12 07:00 | 0
WindOnShore | 2018-09-12 08:00 | 0.49233
Solar | 2018-09-12 09:00 | 0
WindOnShore | 2018-09-12 10:00 | 0.50543
WindOnShore | 2018-09-12 11:00 | 0.50711
Solar | 2018-09-12 12:00 | 0
Solar | 2018-09-12 13:00 | 0
WindOnShore | 2018-09-12 14:00 | 0.5155
Solar | 2018-09-12 15:00 | 0
WindOnShore | 2018-09-12 16:00 | 0.52221
WindOnShore | 2018-09-12 17:00 | 0.55376
Solar | 2018-09-12 18:00 | 0
Solar | 2018-09-12 19:00 | 0
WindOnShore | 2018-09-12 20:00 | 0.57885
Solar | 2018-09-12 21:00 | 0
WindOnShore | 2018-09-12 22:00 | 0.59674
Solar | 2018-09-12 23:00 | 0
WindOnShore | 2018-09-13 | 0.62925
Solar | 2018-09-13 01:00 | 0
WindOnShore | 2018-09-13 02:00 | 0.65745
WindOnShore | 2018-09-13 03:00 | 0.6787
Solar | 2018-09-13 04:00 | 0
Solar | 2018-09-13 05:00 | 0
WindOnShore | 2018-09-13 06:00 | 0.695
Solar | 2018-09-13 07:00 | 0
WindOnShore | 2018-09-13 08:00 | 0.70123
WindOnShore | 2018-09-13 09:00 | 0.72799
Solar | 2018-09-13 10:00 | 0.017015
WindOnShore | 2018-09-13 11:00 | 0.71345
Solar | 2018-09-13 12:00 | 0.03696
Solar | 2018-09-13 13:00 | 0.087029
WindOnShore | 2018-09-13 14:00 | 0.69053
WindOnShore | 2018-09-13 15:00 | 0.67087
Solar | 2018-09-13 16:00 | 0.14393
Solar | 2018-09-13 17:00 | 0.17782
WindOnShore | 2018-09-13 18:00 | 0.66336
Solar | 2018-09-13 19:00 | 0.19135
WindOnShore | 2018-09-13 20:00 | 0.67766
Solar | 2018-09-13 21:00 | 0.18103
WindOnShore | 2018-09-13 22:00 | 0.64451
WindOnShore | 2018-09-13 23:00 | 0.60657
Solar | 2018-09-14 | 0.16932
Solar | 2018-09-14 01:00 | 0.1311
WindOnShore | 2018-09-14 02:00 | 0.60816
Solar | 2018-09-14 03:00 | 0.071688
WindOnShore | 2018-09-14 04:00 | 0.59035
WindOnShore | 2018-09-14 05:00 | 0.54346
Solar | 2018-09-14 06:00 | 0.024686
WindOnShore | 2018-09-14 07:00 | 0.50663
Solar | 2018-09-14 08:00 | 0
WindOnShore | 2018-09-14 09:00 | 0.49009
Solar | 2018-09-14 10:00 | 0
Solar | 2018-09-14 11:00 | 0
WindOnShore | 2018-09-14 12:00 | 0.45502
Solar | 2018-09-14 13:00 | 0
WindOnShore | 2018-09-14 14:00 | 0.43857
Solar | 2018-09-14 15:00 | 0
WindOnShore | 2018-09-14 16:00 | 0.41548
Solar | 2018-09-14 17:00 | 0
WindOnShore | 2018-09-14 18:00 | 0.38449
Solar | 2018-09-14 19:00 | 0
WindOnShore | 2018-09-14 20:00 | 0.36052
WindOnShore | 2018-09-14 21:00 | 0.32777
Solar | 2018-09-14 22:00 | 0
WindOnShore | 2018-09-14 23:00 | 0.3022
Solar | 2018-09-15 | 0
Solar | 2018-09-15 01:00 | 0
WindOnShore | 2018-09-15 02:00 | 0.27944
WindOnShore | 2018-09-15 03:00 | 0.25347
Solar | 2018-09-15 04:00 | 0
Solar | 2018-09-15 05:00 | 0
WindOnShore | 2018-09-15 06:00 | 0.22623
WindOnShore | 2018-09-15 07:00 | 0.197
Solar | 2018-09-15 08:00 | 0
WindOnShore | 2018-09-15 09:00 | 0.191
Solar | 2018-09-15 10:00 | 0.018689
Solar | 2018-09-15 11:00 | 0.055509
WindOnShore | 2018-09-15 12:00 | 0.1978
WindOnShore | 2018-09-15 13:00 | 0.17415
Solar | 2018-09-15 14:00 | 0.15816
WindOnShore | 2018-09-15 15:00 | 0.14819
Solar | 2018-09-15 16:00 | 0.26611
Solar | 2018-09-15 17:00 | 0.34798
WindOnShore | 2018-09-15 18:00 | 0.14363
WindOnShore | 2018-09-15 19:00 | 0.15482
Solar | 2018-09-15 20:00 | 0.40084
WindOnShore | 2018-09-15 21:00 | 0.16864
Solar | 2018-09-15 22:00 | 0.36276
Solar | 2018-09-15 23:00 | 0.28619
WindOnShore | 2018-09-16 | 0.19244
WindOnShore | 2018-09-16 01:00 | 0.21377
Solar | 2018-09-16 02:00 | 0.19707
Solar | 2018-09-16 03:00 | 0.081729
WindOnShore | 2018-09-16 04:00 | 0.2526
Solar | 2018-09-16 05:00 | 0.023013
WindOnShore | 2018-09-16 06:00 | 0.30524
WindOnShore | 2018-09-16 07:00 | 0.35621
Solar | 2018-09-16 08:00 | 0
Solar | 2018-09-16 09:00 | 0
WindOnShore | 2018-09-16 10:00 | 0.37722
WindOnShore | 2018-09-16 11:00 | 0.37226
Solar | 2018-09-16 12:00 | 0
WindOnShore | 2018-09-16 13:00 | 0.34974
Solar | 2018-09-16 14:00 | 0
WindOnShore | 2018-09-16 15:00 | 0.32689
Solar | 2018-09-16 16:00 | 0
Solar | 2018-09-16 17:00 | 0
WindOnShore | 2018-09-16 18:00 | 0.30252
Solar | 2018-09-16 19:00 | 0
WindOnShore | 2018-09-16 20:00 | 0.2915
Solar | 2018-09-16 21:00 | 0
WindOnShore | 2018-09-16 22:00 | 0.27369
Solar | 2018-09-16 23:00 | 0
WindOnShore | 2018-09-17 | 0.27065
Solar | 2018-09-17 01:00 | 0
WindOnShore | 2018-09-17 02:00 | 0.27257
Solar | 2018-09-17 03:00 | 0
WindOnShore | 2018-09-17 04:00 | 0.26426
Solar | 2018-09-17 05:00 | 0
WindOnShore | 2018-09-17 06:00 | 0.25371
Solar | 2018-09-17 07:00 | 0
WindOnShore | 2018-09-17 08:00 | 0.23478
WindOnShore | 2018-09-17 09:00 | 0.23095
Solar | 2018-09-17 10:00 | 0.0159
WindOnShore | 2018-09-17 11:00 | 0.24149
Solar | 2018-09-17 12:00 | 0.033473
WindOnShore | 2018-09-17 13:00 | 0.249
Solar | 2018-09-17 14:00 | 0.1258
WindOnShore | 2018-09-17 15:00 | 0.24125
Solar | 2018-09-17 16:00 | 0.22483
Solar | 2018-09-17 17:00 | 0.27336
WindOnShore | 2018-09-17 18:00 | 0.24173
Solar | 2018-09-17 19:00 | 0.30432
WindOnShore | 2018-09-17 20:00 | 0.2498
Solar | 2018-09-17 21:00 | 0.30502
WindOnShore | 2018-09-17 22:00 | 0.26801
Solar | 2018-09-17 23:00 | 0.26932
WindOnShore | 2018-09-18 | 0.29078
WindOnShore | 2018-09-18 01:00 | 0.30181
Solar | 2018-09-18 02:00 | 0.1636
Solar | 2018-09-18 03:00 | 0.078382
WindOnShore | 2018-09-18 04:00 | 0.32194
Solar | 2018-09-18 05:00 | 0.022315
WindOnShore | 2018-09-18 06:00 | 0.39096
WindOnShore | 2018-09-18 07:00 | 0.48298
Solar | 2018-09-18 08:00 | 0
WindOnShore | 2018-09-18 09:00 | 0.55896
Solar | 2018-09-18 10:00 | 0
WindOnShore | 2018-09-18 11:00 | 0.62606
Solar | 2018-09-18 12:00 | 0
WindOnShore | 2018-09-18 13:00 | 0.67223
Solar | 2018-09-18 14:00 | 0
Solar | 2018-09-18 15:00 | 0
WindOnShore | 2018-09-18 16:00 | 0.69196
WindOnShore | 2018-09-18 17:00 | 0.70962
Solar | 2018-09-18 18:00 | 0
WindOnShore | 2018-09-18 19:00 | 0.72623
Solar | 2018-09-18 20:00 | 0
WindOnShore | 2018-09-18 21:00 | 0.74301
Solar | 2018-09-18 22:00 | 0
Solar | 2018-09-18 23:00 | 0
WindOnShore | 2018-09-19 | 0.74413
Solar | 2018-09-19 01:00 | 0
WindOnShore | 2018-09-19 02:00 | 0.74429
WindOnShore | 2018-09-19 03:00 | 0.73758
Solar | 2018-09-19 04:00 | 0
Solar | 2018-09-19 05:00 | 0
WindOnShore | 2018-09-19 06:00 | 0.72871
WindOnShore | 2018-09-19 07:00 | 0.70914
Solar | 2018-09-19 08:00 | 0
Solar | 2018-09-19 09:00 | 0.016039
WindOnShore | 2018-09-19 10:00 | 0.67926
Solar | 2018-09-19 11:00 | 0.034589
WindOnShore | 2018-09-19 12:00 | 0.63301
WindOnShore | 2018-09-19 13:00 | 0.60321
Solar | 2018-09-19 14:00 | 0.084658
Solar | 2018-09-19 15:00 | 0.1424
WindOnShore | 2018-09-19 16:00 | 0.59682
Solar | 2018-09-19 17:00 | 0.18773
WindOnShore | 2018-09-19 18:00 | 0.62214
WindOnShore | 2018-09-19 19:00 | 0.64739
Solar | 2018-09-19 20:00 | 0.21102
Solar | 2018-09-19 21:00 | 0.23877
WindOnShore | 2018-09-19 22:00 | 0.60776
WindOnShore | 2018-09-19 23:00 | 0.57469
Solar | 2018-09-20 | 0.25565
Solar | 2018-09-20 01:00 | 0.17531
WindOnShore | 2018-09-20 02:00 | 0.53611
WindOnShore | 2018-09-20 03:00 | 0.52109
Solar | 2018-09-20 04:00 | 0.066667
WindOnShore | 2018-09-20 05:00 | 0.51718
Solar | 2018-09-20 06:00 | 0.02106
WindOnShore | 2018-09-20 07:00 | 0.52988
Solar | 2018-09-20 08:00 | 0
Solar | 2018-09-20 09:00 | 0
WindOnShore | 2018-09-20 10:00 | 0.56143
Solar | 2018-09-20 11:00 | 0
WindOnShore | 2018-09-20 12:00 | 0.59131
Solar | 2018-09-20 13:00 | 0
WindOnShore | 2018-09-20 14:00 | 0.61567
WindOnShore | 2018-09-20 15:00 | 0.61384
Solar | 2018-09-20 16:00 | 0
WindOnShore | 2018-09-20 17:00 | 0.6136
Solar | 2018-09-20 18:00 | 0
Solar | 2018-09-20 19:00 | 0
WindOnShore | 2018-09-20 20:00 | 0.62694
WindOnShore | 2018-09-20 21:00 | 0.61959
Solar | 2018-09-20 22:00 | 0
Solar | 2018-09-20 23:00 | 0
WindOnShore | 2018-09-21 | 0.60161
Solar | 2018-09-21 01:00 | 0
WindOnShore | 2018-09-21 02:00 | 0.61951
WindOnShore | 2018-09-21 03:00 | 0.62861
Solar | 2018-09-21 04:00 | 0
WindOnShore | 2018-09-21 05:00 | 0.62694
Solar | 2018-09-21 06:00 | 0
WindOnShore | 2018-09-21 07:00 | 0.62774
Solar | 2018-09-21 08:00 | 0
Solar | 2018-09-21 09:00 | 0.015621
WindOnShore | 2018-09-21 10:00 | 0.63341
Solar | 2018-09-21 11:00 | 0.04463
WindOnShore | 2018-09-21 12:00 | 0.61951
Solar | 2018-09-21 13:00 | 0.15997
WindOnShore | 2018-09-21 14:00 | 0.58204
Solar | 2018-09-21 15:00 | 0.29428
WindOnShore | 2018-09-21 16:00 | 0.57397
Solar | 2018-09-21 17:00 | 0.359
WindOnShore | 2018-09-21 18:00 | 0.57134
WindOnShore | 2018-09-21 19:00 | 0.54553
Solar | 2018-09-21 20:00 | 0.35411
WindOnShore | 2018-09-21 21:00 | 0.52165
Solar | 2018-09-21 22:00 | 0.347
WindOnShore | 2018-09-21 23:00 | 0.48969
Solar | 2018-09-22 | 0.28968
WindOnShore | 2018-09-22 01:00 | 0.4464
Solar | 2018-09-22 02:00 | 0.18117
Solar | 2018-09-22 03:00 | 0.066388
WindOnShore | 2018-09-22 04:00 | 0.44384
WindOnShore | 2018-09-22 05:00 | 0.44009
Solar | 2018-09-22 06:00 | 0.020363
WindOnShore | 2018-09-22 07:00 | 0.35844
Solar | 2018-09-22 08:00 | 0
Solar | 2018-09-22 09:00 | 0
WindOnShore | 2018-09-22 10:00 | 0.31131
WindOnShore | 2018-09-22 11:00 | 0.28719
Solar | 2018-09-22 12:00 | 0
Solar | 2018-09-22 13:00 | 0
WindOnShore | 2018-09-22 14:00 | 0.26905
Solar | 2018-09-22 15:00 | 0
WindOnShore | 2018-09-22 16:00 | 0.24796
Solar | 2018-09-22 17:00 | 0
WindOnShore | 2018-09-22 18:00 | 0.23942
Solar | 2018-09-22 19:00 | 0
WindOnShore | 2018-09-22 20:00 | 0.23454
WindOnShore | 2018-09-22 21:00 | 0.23414
Solar | 2018-09-22 22:00 | 0
Solar | 2018-09-22 23:00 | 0
WindOnShore | 2018-09-23 | 0.23798
WindOnShore | 2018-09-23 01:00 | 0.23846
Solar | 2018-09-23 02:00 | 0
Solar | 2018-09-23 03:00 | 0
WindOnShore | 2018-09-23 04:00 | 0.24389
WindOnShore | 2018-09-23 05:00 | 0.247
Solar | 2018-09-23 06:00 | 0
Solar | 2018-09-23 07:00 | 0
WindOnShore | 2018-09-23 08:00 | 0.26562
WindOnShore | 2018-09-23 09:00 | 0.29478
Solar | 2018-09-23 10:00 | 0.015481
WindOnShore | 2018-09-23 11:00 | 0.29709
Solar | 2018-09-23 12:00 | 0.040865
WindOnShore | 2018-09-23 13:00 | 0.28982
Solar | 2018-09-23 14:00 | 0.12092
WindOnShore | 2018-09-23 15:00 | 0.28135
Solar | 2018-09-23 16:00 | 0.20265
WindOnShore | 2018-09-23 17:00 | 0.27944
Solar | 2018-09-23 18:00 | 0.24909
Solar | 2018-09-23 19:00 | 0.28382
WindOnShore | 2018-09-23 20:00 | 0.28639
WindOnShore | 2018-09-23 21:00 | 0.27305
Solar | 2018-09-23 22:00 | 0.27211
Solar | 2018-09-23 23:00 | 0.2152
WindOnShore | 2018-09-24 | 0.2776
WindOnShore | 2018-09-24 01:00 | 0.26873
Solar | 2018-09-24 02:00 | 0.13682
Solar | 2018-09-24 03:00 | 0.052859
WindOnShore | 2018-09-24 04:00 | 0.25092
Solar | 2018-09-24 05:00 | 0.019665
WindOnShore | 2018-09-24 06:00 | 0.25204
Solar | 2018-09-24 07:00 | 0
WindOnShore | 2018-09-24 08:00 | 0.2522
WindOnShore | 2018-09-24 09:00 | 0.27089
Solar | 2018-09-24 10:00 | 0
Solar | 2018-09-24 11:00 | 0
WindOnShore | 2018-09-24 12:00 | 0.27936
WindOnShore | 2018-09-24 13:00 | 0.27616
Solar | 2018-09-24 14:00 | 0
Solar | 2018-09-24 15:00 | 0
WindOnShore | 2018-09-24 16:00 | 0.28183
Solar | 2018-09-24 17:00 | 0
WindOnShore | 2018-09-24 18:00 | 0.28279
Solar | 2018-09-24 19:00 | 0
WindOnShore | 2018-09-24 20:00 | 0.29861
WindOnShore | 2018-09-24 21:00 | 0.30844
Solar | 2018-09-24 22:00 | 0
WindOnShore | 2018-09-24 23:00 | 0.30452
Solar | 2018-09-25 | 0
WindOnShore | 2018-09-25 01:00 | 0.30252
Solar | 2018-09-25 02:00 | 0
Solar | 2018-09-25 03:00 | 0
WindOnShore | 2018-09-25 04:00 | 0.29965
Solar | 2018-09-25 05:00 | 0
WindOnShore | 2018-09-25 06:00 | 0.32194
Solar | 2018-09-25 07:00 | 0
WindOnShore | 2018-09-25 08:00 | 0.3356
Solar | 2018-09-25 09:00 | 0.015621
WindOnShore | 2018-09-25 10:00 | 0.33008
Solar | 2018-09-25 11:00 | 0.028731
WindOnShore | 2018-09-25 12:00 | 0.32162
Solar | 2018-09-25 13:00 | 0.09749
WindOnShore | 2018-09-25 14:00 | 0.29877
WindOnShore | 2018-09-25 15:00 | 0.29038
Solar | 2018-09-25 16:00 | 0.20516
WindOnShore | 2018-09-25 17:00 | 0.28287
Solar | 2018-09-25 18:00 | 0.30126
Solar | 2018-09-25 19:00 | 0.35816
WindOnShore | 2018-09-25 20:00 | 0.27201
WindOnShore | 2018-09-25 21:00 | 0.24221
Solar | 2018-09-25 22:00 | 0.37992
Solar | 2018-09-25 23:00 | 0.33487
WindOnShore | 2018-09-26 | 0.1954
WindOnShore | 2018-09-26 01:00 | 0.14891
Solar | 2018-09-26 02:00 | 0.23738
Solar | 2018-09-26 03:00 | 0.097071
WindOnShore | 2018-09-26 04:00 | 0.10681
Solar | 2018-09-26 05:00 | 0.022734
WindOnShore | 2018-09-26 06:00 | 0.10273
Solar | 2018-09-26 07:00 | 0
WindOnShore | 2018-09-26 08:00 | 0.12302
WindOnShore | 2018-09-26 09:00 | 0.15058
Solar | 2018-09-26 10:00 | 0
Solar | 2018-09-26 11:00 | 0
WindOnShore | 2018-09-26 12:00 | 0.17471
Solar | 2018-09-26 13:00 | 0
WindOnShore | 2018-09-26 14:00 | 0.18781
WindOnShore | 2018-09-26 15:00 | 0.18078
Solar | 2018-09-26 16:00 | 0
Solar | 2018-09-26 17:00 | 0
WindOnShore | 2018-09-26 18:00 | 0.17886
WindOnShore | 2018-09-26 19:00 | 0.17215
Solar | 2018-09-26 20:00 | 0
WindOnShore | 2018-09-26 21:00 | 0.15761
Solar | 2018-09-26 22:00 | 0
Solar | 2018-09-26 23:00 | 0
WindOnShore | 2018-09-27 | 0.1509
WindOnShore | 2018-09-27 01:00 | 0.15817
Solar | 2018-09-27 02:00 | 0
WindOnShore | 2018-09-27 03:00 | 0.17407
Solar | 2018-09-27 04:00 | 0
WindOnShore | 2018-09-27 05:00 | 0.20938
Solar | 2018-09-27 06:00 | 0
WindOnShore | 2018-09-27 07:00 | 0.2379
Solar | 2018-09-27 08:00 | 0
Solar | 2018-09-27 09:00 | 0.016039
WindOnShore | 2018-09-27 10:00 | 0.26186
WindOnShore | 2018-09-27 11:00 | 0.26234
Solar | 2018-09-27 12:00 | 0.035704
Solar | 2018-09-27 13:00 | 0.12762
WindOnShore | 2018-09-27 14:00 | 0.23798
Solar | 2018-09-27 15:00 | 0.25662
WindOnShore | 2018-09-27 16:00 | 0.18565
WindOnShore | 2018-09-27 17:00 | 0.14403
Solar | 2018-09-27 18:00 | 0.3537
WindOnShore | 2018-09-27 19:00 | 0.12398
Solar | 2018-09-27 20:00 | 0.38787
Solar | 2018-09-27 21:00 | 0.38452
WindOnShore | 2018-09-27 22:00 | 0.11599
WindOnShore | 2018-09-27 23:00 | 0.11495
Solar | 2018-09-28 | 0.32915
WindOnShore | 2018-09-28 01:00 | 0.12039
Solar | 2018-09-28 02:00 | 0.21213
Solar | 2018-09-28 03:00 | 0.085914
WindOnShore | 2018-09-28 04:00 | 0.1402
Solar | 2018-09-28 05:00 | 0.022036
WindOnShore | 2018-09-28 06:00 | 0.18781
Solar | 2018-09-28 07:00 | 0
WindOnShore | 2018-09-28 08:00 | 0.24021
Solar | 2018-09-28 09:00 | 0
WindOnShore | 2018-09-28 10:00 | 0.27273
WindOnShore | 2018-09-28 11:00 | 0.27672
Solar | 2018-09-28 12:00 | 0
WindOnShore | 2018-09-28 13:00 | 0.28032
Solar | 2018-09-28 14:00 | 0
Solar | 2018-09-28 15:00 | 0
WindOnShore | 2018-09-28 16:00 | 0.26442
Solar | 2018-09-28 17:00 | 0
WindOnShore | 2018-09-28 18:00 | 0.25244
WindOnShore | 2018-09-28 19:00 | 0.23934
Solar | 2018-09-28 20:00 | 0
WindOnShore | 2018-09-28 21:00 | 0.22711
Solar | 2018-09-28 22:00 | 0
WindOnShore | 2018-09-28 23:00 | 0.21857
Solar | 2018-09-29 | 0
WindOnShore | 2018-09-29 01:00 | 0.2117
Solar | 2018-09-29 02:00 | 0
WindOnShore | 2018-09-29 03:00 | 0.20802
Solar | 2018-09-29 04:00 | 0
WindOnShore | 2018-09-29 05:00 | 0.21058
Solar | 2018-09-29 06:00 | 0
WindOnShore | 2018-09-29 07:00 | 0.19947
Solar | 2018-09-29 08:00 | 0
WindOnShore | 2018-09-29 09:00 | 0.19788
Solar | 2018-09-29 10:00 | 0.016457
Solar | 2018-09-29 11:00 | 0.046165
WindOnShore | 2018-09-29 12:00 | 0.19476
WindOnShore | 2018-09-29 13:00 | 0.18198
Solar | 2018-09-29 14:00 | 0.15718
Solar | 2018-09-29 15:00 | 0.28773
WindOnShore | 2018-09-29 16:00 | 0.16352
WindOnShore | 2018-09-29 17:00 | 0.14899
Solar | 2018-09-29 18:00 | 0.37768
Solar | 2018-09-29 19:00 | 0.43877
WindOnShore | 2018-09-29 20:00 | 0.13764
Solar | 2018-09-29 21:00 | 0.41939
WindOnShore | 2018-09-29 22:00 | 0.12366
Solar | 2018-09-29 23:00 | 0.36165
WindOnShore | 2018-09-30 | 0.11567
WindOnShore | 2018-09-30 01:00 | 0.11799
Solar | 2018-09-30 02:00 | 0.23808
Solar | 2018-09-30 03:00 | 0.08954
WindOnShore | 2018-09-30 04:00 | 0.12582
Solar | 2018-09-30 05:00 | 0.022594
WindOnShore | 2018-09-30 06:00 | 0.14699
WindOnShore | 2018-09-30 07:00 | 0.16384
Solar | 2018-09-30 08:00 | 0
Solar | 2018-09-30 09:00 | 0
WindOnShore | 2018-09-30 10:00 | 0.16584
Solar | 2018-09-30 11:00 | 0
WindOnShore | 2018-09-30 12:00 | 0.1537
Solar | 2018-09-30 13:00 | 0
WindOnShore | 2018-09-30 14:00 | 0.14691
WindOnShore | 2018-09-30 15:00 | 0.14228
Solar | 2018-09-30 16:00 | 0
Solar | 2018-09-30 17:00 | 0
WindOnShore | 2018-09-30 18:00 | 0.13564
Solar | 2018-09-30 19:00 | 0
WindOnShore | 2018-09-30 20:00 | 0.12766
Solar | 2018-09-30 21:00 | 0
WindOnShore | 2018-09-30 22:00 | 0.11999
Solar | 2018-09-30 23:00 | 0
WindOnShore | 2018-10-01 | 0.10673
Solar | 2018-10-01 01:00 | 0
WindOnShore | 2018-10-01 02:00 | 0.096421
WindOnShore | 2018-10-01 03:00 | 0.093226
Solar | 2018-10-01 04:00 | 0
Solar | 2018-10-01 05:00 | 0
WindOnShore | 2018-10-01 06:00 | 0.10169
Solar | 2018-10-01 07:00 | 0
WindOnShore | 2018-10-01 08:00 | 0.10137
WindOnShore | 2018-10-01 09:00 | 0.10241
Solar | 2018-10-01 10:00 | 0
WindOnShore | 2018-10-01 11:00 | 0.10673
Solar | 2018-10-01 12:00 | 0.040446
WindOnShore | 2018-10-01 13:00 | 0.10657
Solar | 2018-10-01 14:00 | 0.14421
Solar | 2018-10-01 15:00 | 0.26123
WindOnShore | 2018-10-01 16:00 | 0.10321
WindOnShore | 2018-10-01 17:00 | 0.10433
Solar | 2018-10-01 18:00 | 0.34045
WindOnShore | 2018-10-01 19:00 | 0.10241
Solar | 2018-10-01 20:00 | 0.39135
Solar | 2018-10-01 21:00 | 0.41729
WindOnShore | 2018-10-01 22:00 | 0.099217
Solar | 2018-10-01 23:00 | 0.36179
WindOnShore | 2018-10-02 | 0.095223
WindOnShore | 2018-10-02 01:00 | 0.10002
Solar | 2018-10-02 02:00 | 0.23947
Solar | 2018-10-02 03:00 | 0.088006
WindOnShore | 2018-10-02 04:00 | 0.10944
Solar | 2018-10-02 05:00 | 0.021339
WindOnShore | 2018-10-02 06:00 | 0.12973
Solar | 2018-10-02 07:00 | 0
WindOnShore | 2018-10-02 08:00 | 0.14683
Solar | 2018-10-02 09:00 | 0
WindOnShore | 2018-10-02 10:00 | 0.15713
Solar | 2018-10-02 11:00 | 0
WindOnShore | 2018-10-02 12:00 | 0.16816
Solar | 2018-10-02 13:00 | 0
WindOnShore | 2018-10-02 14:00 | 0.19803
WindOnShore | 2018-10-02 15:00 | 0.20427
Solar | 2018-10-02 16:00 | 0
WindOnShore | 2018-10-02 17:00 | 0.20203
Solar | 2018-10-02 18:00 | 0
Solar | 2018-10-02 19:00 | 0
WindOnShore | 2018-10-02 20:00 | 0.20043
Solar | 2018-10-02 21:00 | 0
WindOnShore | 2018-10-02 22:00 | 0.19843
WindOnShore | 2018-10-02 23:00 | 0.19875
Solar | 2018-10-03 | 0
WindOnShore | 2018-10-03 01:00 | 0.20123
Solar | 2018-10-03 02:00 | 0
WindOnShore | 2018-10-03 03:00 | 0.20435
Solar | 2018-10-03 04:00 | 0
Solar | 2018-10-03 05:00 | 0
WindOnShore | 2018-10-03 06:00 | 0.2089
WindOnShore | 2018-10-03 07:00 | 0.22112
Solar | 2018-10-03 08:00 | 0
WindOnShore | 2018-10-03 09:00 | 0.2478
Solar | 2018-10-03 10:00 | 0
WindOnShore | 2018-10-03 11:00 | 0.26538
Solar | 2018-10-03 12:00 | 0.031102
WindOnShore | 2018-10-03 13:00 | 0.26642
Solar | 2018-10-03 14:00 | 0.10851
WindOnShore | 2018-10-03 15:00 | 0.2486
Solar | 2018-10-03 16:00 | 0.21883
Solar | 2018-10-03 17:00 | 0.29414
WindOnShore | 2018-10-03 18:00 | 0.25531
Solar | 2018-10-03 19:00 | 0.33584
WindOnShore | 2018-10-03 20:00 | 0.27289
Solar | 2018-10-03 21:00 | 0.33347
WindOnShore | 2018-10-03 22:00 | 0.29557
Solar | 2018-10-03 23:00 | 0.27796
WindOnShore | 2018-10-04 | 0.32649
WindOnShore | 2018-10-04 01:00 | 0.3642
Solar | 2018-10-04 02:00 | 0.18061
Solar | 2018-10-04 03:00 | 0.068619
WindOnShore | 2018-10-04 04:00 | 0.40054
Solar | 2018-10-04 05:00 | 0.019944
WindOnShore | 2018-10-04 06:00 | 0.46078
Solar | 2018-10-04 07:00 | 0
WindOnShore | 2018-10-04 08:00 | 0.53475
Solar | 2018-10-04 09:00 | 0
WindOnShore | 2018-10-04 10:00 | 0.56503
Solar | 2018-10-04 11:00 | 0
WindOnShore | 2018-10-04 12:00 | 0.55224
WindOnShore | 2018-10-04 13:00 | 0.53443
Solar | 2018-10-04 14:00 | 0
Solar | 2018-10-04 15:00 | 0
WindOnShore | 2018-10-04 16:00 | 0.51502
Solar | 2018-10-04 17:00 | 0
WindOnShore | 2018-10-04 18:00 | 0.50671
WindOnShore | 2018-10-04 19:00 | 0.48602
Solar | 2018-10-04 20:00 | 0
WindOnShore | 2018-10-04 21:00 | 0.4726
Solar | 2018-10-04 22:00 | 0
WindOnShore | 2018-10-04 23:00 | 0.46453
Solar | 2018-10-05 | 0
WindOnShore | 2018-10-05 01:00 | 0.45247
Solar | 2018-10-05 02:00 | 0
Solar | 2018-10-05 03:00 | 0
WindOnShore | 2018-10-05 04:00 | 0.45974
WindOnShore | 2018-10-05 05:00 | 0.48666
Solar | 2018-10-05 06:00 | 0
Solar | 2018-10-05 07:00 | 0
WindOnShore | 2018-10-05 08:00 | 0.49704
WindOnShore | 2018-10-05 09:00 | 0.48826
Solar | 2018-10-05 10:00 | 0
Solar | 2018-10-05 11:00 | 0.048257
WindOnShore | 2018-10-05 12:00 | 0.48322
WindOnShore | 2018-10-05 13:00 | 0.43777
Solar | 2018-10-05 14:00 | 0.18661
Solar | 2018-10-05 15:00 | 0.34993
WindOnShore | 2018-10-05 16:00 | 0.3733
Solar | 2018-10-05 17:00 | 0.4675
WindOnShore | 2018-10-05 18:00 | 0.34398
Solar | 2018-10-05 19:00 | 0.50558
WindOnShore | 2018-10-05 20:00 | 0.34478
Solar | 2018-10-05 21:00 | 0.48103
WindOnShore | 2018-10-05 22:00 | 0.34319
Solar | 2018-10-05 23:00 | 0.40181
WindOnShore | 2018-10-06 | 0.37682
WindOnShore | 2018-10-06 01:00 | 0.41756
Solar | 2018-10-06 02:00 | 0.2516
Solar | 2018-10-06 03:00 | 0.083682
WindOnShore | 2018-10-06 04:00 | 0.42635
Solar | 2018-10-06 05:00 | 0.020642
WindOnShore | 2018-10-06 06:00 | 0.4567
Solar | 2018-10-06 07:00 | 0
WindOnShore | 2018-10-06 08:00 | 0.50192
WindOnShore | 2018-10-06 09:00 | 0.50312
Solar | 2018-10-06 10:00 | 0
WindOnShore | 2018-10-06 11:00 | 0.50216
Solar | 2018-10-06 12:00 | 0
WindOnShore | 2018-10-06 13:00 | 0.4984
Solar | 2018-10-06 14:00 | 0
WindOnShore | 2018-10-06 15:00 | 0.46677
Solar | 2018-10-06 16:00 | 0
Solar | 2018-10-06 17:00 | 0
WindOnShore | 2018-10-06 18:00 | 0.45606
WindOnShore | 2018-10-06 19:00 | 0.47308
Solar | 2018-10-06 20:00 | 0
Solar | 2018-10-06 21:00 | 0
WindOnShore | 2018-10-06 22:00 | 0.4738
Solar | 2018-10-06 23:00 | 0
WindOnShore | 2018-10-07 | 0.46126
Solar | 2018-10-07 01:00 | 0
WindOnShore | 2018-10-07 02:00 | 0.45806
Solar | 2018-10-07 03:00 | 0
WindOnShore | 2018-10-07 04:00 | 0.45447
WindOnShore | 2018-10-07 05:00 | 0.471
Solar | 2018-10-07 06:00 | 0
Solar | 2018-10-07 07:00 | 0
WindOnShore | 2018-10-07 08:00 | 0.49081
WindOnShore | 2018-10-07 09:00 | 0.5135
Solar | 2018-10-07 10:00 | 0
WindOnShore | 2018-10-07 11:00 | 0.50807
Solar | 2018-10-07 12:00 | 0.046583
Solar | 2018-10-07 13:00 | 0.16471
WindOnShore | 2018-10-07 14:00 | 0.49856
WindOnShore | 2018-10-07 15:00 | 0.49073
Solar | 2018-10-07 16:00 | 0.30335
WindOnShore | 2018-10-07 17:00 | 0.4722
Solar | 2018-10-07 18:00 | 0.38828
Solar | 2018-10-07 19:00 | 0.42329
WindOnShore | 2018-10-07 20:00 | 0.46837
Solar | 2018-10-07 21:00 | 0.39763
WindOnShore | 2018-10-07 22:00 | 0.47228
WindOnShore | 2018-10-07 23:00 | 0.4881
Solar | 2018-10-08 | 0.31883
Solar | 2018-10-08 01:00 | 0.19651
WindOnShore | 2018-10-08 02:00 | 0.49225
Solar | 2018-10-08 03:00 | 0.072803
WindOnShore | 2018-10-08 04:00 | 0.49864
Solar | 2018-10-08 05:00 | 0.020642
WindOnShore | 2018-10-08 06:00 | 0.4734
Solar | 2018-10-08 07:00 | 0
WindOnShore | 2018-10-08 08:00 | 0.4714
WindOnShore | 2018-10-08 09:00 | 0.47587
Solar | 2018-10-08 10:00 | 0
WindOnShore | 2018-10-08 11:00 | 0.46956
Solar | 2018-10-08 12:00 | 0
WindOnShore | 2018-10-08 13:00 | 0.4567
Solar | 2018-10-08 14:00 | 0
Solar | 2018-10-08 15:00 | 0
WindOnShore | 2018-10-08 16:00 | 0.44009
Solar | 2018-10-08 17:00 | 0
WindOnShore | 2018-10-08 18:00 | 0.42874
Solar | 2018-10-08 19:00 | 0
WindOnShore | 2018-10-08 20:00 | 0.40965
Solar | 2018-10-08 21:00 | 0
WindOnShore | 2018-10-08 22:00 | 0.38784
Solar | 2018-10-08 23:00 | 0
WindOnShore | 2018-10-09 | 0.38233
WindOnShore | 2018-10-09 01:00 | 0.38313
Solar | 2018-10-09 02:00 | 0
WindOnShore | 2018-10-09 03:00 | 0.36715
Solar | 2018-10-09 04:00 | 0
WindOnShore | 2018-10-09 05:00 | 0.3475
Solar | 2018-10-09 06:00 | 0
Solar | 2018-10-09 07:00 | 0
WindOnShore | 2018-10-09 08:00 | 0.31387
Solar | 2018-10-09 09:00 | 0
WindOnShore | 2018-10-09 10:00 | 0.30748
WindOnShore | 2018-10-09 11:00 | 0.2927
Solar | 2018-10-09 12:00 | 0.02887
WindOnShore | 2018-10-09 13:00 | 0.26889
Solar | 2018-10-09 14:00 | 0.093445
Solar | 2018-10-09 15:00 | 0.16974
WindOnShore | 2018-10-09 16:00 | 0.24692
WindOnShore | 2018-10-09 17:00 | 0.22328
Solar | 2018-10-09 18:00 | 0.22245
WindOnShore | 2018-10-09 19:00 | 0.20554
Solar | 2018-10-09 20:00 | 0.25676
WindOnShore | 2018-10-09 21:00 | 0.18637
Solar | 2018-10-09 22:00 | 0.2523
WindOnShore | 2018-10-09 23:00 | 0.16305
Solar | 2018-10-10 | 0.21102
WindOnShore | 2018-10-10 01:00 | 0.14891
Solar | 2018-10-10 02:00 | 0.12538
WindOnShore | 2018-10-10 03:00 | 0.12846
Solar | 2018-10-10 04:00 | 0.053696
Solar | 2018-10-10 05:00 | 0.018968
WindOnShore | 2018-10-10 06:00 | 0.1227
Solar | 2018-10-10 07:00 | 0
WindOnShore | 2018-10-10 08:00 | 0.1267
WindOnShore | 2018-10-10 09:00 | 0.11903
Solar | 2018-10-10 10:00 | 0
Solar | 2018-10-10 11:00 | 0
WindOnShore | 2018-10-10 12:00 | 0.11088
Solar | 2018-10-10 13:00 | 0
WindOnShore | 2018-10-10 14:00 | 0.1136
WindOnShore | 2018-10-10 15:00 | 0.10904
Solar | 2018-10-10 16:00 | 0
Solar | 2018-10-10 17:00 | 0
WindOnShore | 2018-10-10 18:00 | 0.10808
Solar | 2018-10-10 19:00 | 0
WindOnShore | 2018-10-10 20:00 | 0.1088
Solar | 2018-10-10 21:00 | 0
WindOnShore | 2018-10-10 22:00 | 0.12174
Solar | 2018-10-10 23:00 | 0
WindOnShore | 2018-10-11 | 0.1243
WindOnShore | 2018-10-11 01:00 | 0.1259
Solar | 2018-10-11 02:00 | 0
Solar | 2018-10-11 03:00 | 0
WindOnShore | 2018-10-11 04:00 | 0.12997
Solar | 2018-10-11 05:00 | 0
WindOnShore | 2018-10-11 06:00 | 0.13245
WindOnShore | 2018-10-11 07:00 | 0.12869
Solar | 2018-10-11 08:00 | 0
WindOnShore | 2018-10-11 09:00 | 0.1227
Solar | 2018-10-11 10:00 | 0
WindOnShore | 2018-10-11 11:00 | 0.11424
Solar | 2018-10-11 12:00 | 0.028033
Solar | 2018-10-11 13:00 | 0.10669
WindOnShore | 2018-10-11 14:00 | 0.1092
WindOnShore | 2018-10-11 15:00 | 0.091229
Solar | 2018-10-11 16:00 | 0.22831
WindOnShore | 2018-10-11 17:00 | 0.078767
Solar | 2018-10-11 18:00 | 0.31925
Solar | 2018-10-11 19:00 | 0.37029
WindOnShore | 2018-10-11 20:00 | 0.069819
Solar | 2018-10-11 21:00 | 0.36583
WindOnShore | 2018-10-11 22:00 | 0.065186
WindOnShore | 2018-10-11 23:00 | 0.067423
Solar | 2018-10-12 | 0.29372
WindOnShore | 2018-10-12 01:00 | 0.0695
Solar | 2018-10-12 02:00 | 0.17894
Solar | 2018-10-12 03:00 | 0.062483
WindOnShore | 2018-10-12 04:00 | 0.075252
Solar | 2018-10-12 05:00 | 0.020084
WindOnShore | 2018-10-12 06:00 | 0.098019
WindOnShore | 2018-10-12 07:00 | 0.14291
Solar | 2018-10-12 08:00 | 0
Solar | 2018-10-12 09:00 | 0
WindOnShore | 2018-10-12 10:00 | 0.16416
Solar | 2018-10-12 11:00 | 0
WindOnShore | 2018-10-12 12:00 | 0.17886
WindOnShore | 2018-10-12 13:00 | 0.18829
Solar | 2018-10-12 14:00 | 0
WindOnShore | 2018-10-12 15:00 | 0.18661
Solar | 2018-10-12 16:00 | 0
WindOnShore | 2018-10-12 17:00 | 0.17695
Solar | 2018-10-12 18:00 | 0
WindOnShore | 2018-10-12 19:00 | 0.17135
Solar | 2018-10-12 20:00 | 0
Solar | 2018-10-12 21:00 | 0
WindOnShore | 2018-10-12 22:00 | 0.1648
Solar | 2018-10-12 23:00 | 0
WindOnShore | 2018-10-13 | 0.16049
Solar | 2018-10-13 01:00 | 0
WindOnShore | 2018-10-13 02:00 | 0.15961
WindOnShore | 2018-10-13 03:00 | 0.1533
Solar | 2018-10-13 04:00 | 0
WindOnShore | 2018-10-13 05:00 | 0.1529
Solar | 2018-10-13 06:00 | 0
Solar | 2018-10-13 07:00 | 0
WindOnShore | 2018-10-13 08:00 | 0.15434
Solar | 2018-10-13 09:00 | 0
WindOnShore | 2018-10-13 10:00 | 0.15554
WindOnShore | 2018-10-13 11:00 | 0.1517
Solar | 2018-10-13 12:00 | 0.033473
WindOnShore | 2018-10-13 13:00 | 0.13724
Solar | 2018-10-13 14:00 | 0.13291
WindOnShore | 2018-10-13 15:00 | 0.12246
Solar | 2018-10-13 16:00 | 0.26778
Solar | 2018-10-13 17:00 | 0.34073
WindOnShore | 2018-10-13 18:00 | 0.10569
WindOnShore | 2018-10-13 19:00 | 0.087873
Solar | 2018-10-13 20:00 | 0.38271
WindOnShore | 2018-10-13 21:00 | 0.087394
Solar | 2018-10-13 22:00 | 0.36527
WindOnShore | 2018-10-13 23:00 | 0.086196
Solar | 2018-10-14 | 0.30014
WindOnShore | 2018-10-14 01:00 | 0.085477
Solar | 2018-10-14 02:00 | 0.18996
WindOnShore | 2018-10-14 03:00 | 0.088592
Solar | 2018-10-14 04:00 | 0.070014
Solar | 2018-10-14 05:00 | 0.019386
WindOnShore | 2018-10-14 06:00 | 0.11024
WindOnShore | 2018-10-14 07:00 | 0.13604
Solar | 2018-10-14 08:00 | 0
WindOnShore | 2018-10-14 09:00 | 0.15889
Solar | 2018-10-14 10:00 | 0
Solar | 2018-10-14 11:00 | 0
WindOnShore | 2018-10-14 12:00 | 0.19372
Solar | 2018-10-14 13:00 | 0
WindOnShore | 2018-10-14 14:00 | 0.21952
WindOnShore | 2018-10-14 15:00 | 0.21992
Solar | 2018-10-14 16:00 | 0
WindOnShore | 2018-10-14 17:00 | 0.21936
Solar | 2018-10-14 18:00 | 0
WindOnShore | 2018-10-14 19:00 | 0.20131
Solar | 2018-10-14 20:00 | 0
Solar | 2018-10-14 21:00 | 0
WindOnShore | 2018-10-14 22:00 | 0.20035
Solar | 2018-10-14 23:00 | 0
WindOnShore | 2018-10-15 | 0.19708
Solar | 2018-10-15 01:00 | 0
WindOnShore | 2018-10-15 02:00 | 0.195
WindOnShore | 2018-10-15 03:00 | 0.20179
Solar | 2018-10-15 04:00 | 0
WindOnShore | 2018-10-15 05:00 | 0.20586
Solar | 2018-10-15 06:00 | 0
Solar | 2018-10-15 07:00 | 0
WindOnShore | 2018-10-15 08:00 | 0.21721
WindOnShore | 2018-10-15 09:00 | 0.24077
Solar | 2018-10-15 10:00 | 0
Solar | 2018-10-15 11:00 | 0.022594
WindOnShore | 2018-10-15 12:00 | 0.24844
Solar | 2018-10-15 13:00 | 0.06053
WindOnShore | 2018-10-15 14:00 | 0.22919
Solar | 2018-10-15 15:00 | 0.1265
WindOnShore | 2018-10-15 16:00 | 0.19029
WindOnShore | 2018-10-15 17:00 | 0.15977
Solar | 2018-10-15 18:00 | 0.1735
Solar | 2018-10-15 19:00 | 0.19024
WindOnShore | 2018-10-15 20:00 | 0.13948
WindOnShore | 2018-10-15 21:00 | 0.13181
Solar | 2018-10-15 22:00 | 0.17476
Solar | 2018-10-15 23:00 | 0.13919
WindOnShore | 2018-10-16 | 0.12877
WindOnShore | 2018-10-16 01:00 | 0.12398
Solar | 2018-10-16 02:00 | 0.090656
WindOnShore | 2018-10-16 03:00 | 0.14172
Solar | 2018-10-16 04:00 | 0.045049
WindOnShore | 2018-10-16 05:00 | 0.15777
Solar | 2018-10-16 06:00 | 0
WindOnShore | 2018-10-16 07:00 | 0.17958
Solar | 2018-10-16 08:00 | 0
WindOnShore | 2018-10-16 09:00 | 0.2061
Solar | 2018-10-16 10:00 | 0
WindOnShore | 2018-10-16 11:00 | 0.20826
Solar | 2018-10-16 12:00 | 0
Solar | 2018-10-16 13:00 | 0
WindOnShore | 2018-10-16 14:00 | 0.20554
WindOnShore | 2018-10-16 15:00 | 0.18997
Solar | 2018-10-16 16:00 | 0
Solar | 2018-10-16 17:00 | 0
WindOnShore | 2018-10-16 18:00 | 0.18429
Solar | 2018-10-16 19:00 | 0
WindOnShore | 2018-10-16 20:00 | 0.18637
Solar | 2018-10-16 21:00 | 0
WindOnShore | 2018-10-16 22:00 | 0.18949
WindOnShore | 2018-10-16 23:00 | 0.20019
Solar | 2018-10-17 | 0
WindOnShore | 2018-10-17 01:00 | 0.20914
Solar | 2018-10-17 02:00 | 0
Solar | 2018-10-17 03:00 | 0
WindOnShore | 2018-10-17 04:00 | 0.21777
Solar | 2018-10-17 05:00 | 0
WindOnShore | 2018-10-17 06:00 | 0.22512
Solar | 2018-10-17 07:00 | 0
WindOnShore | 2018-10-17 08:00 | 0.2256
WindOnShore | 2018-10-17 09:00 | 0.22144
Solar | 2018-10-17 10:00 | 0
Solar | 2018-10-17 11:00 | 0.039052
WindOnShore | 2018-10-17 12:00 | 0.21721
Solar | 2018-10-17 13:00 | 0.15272
WindOnShore | 2018-10-17 14:00 | 0.21066
Solar | 2018-10-17 15:00 | 0.2788
WindOnShore | 2018-10-17 16:00 | 0.19979
Solar | 2018-10-17 17:00 | 0.38675
WindOnShore | 2018-10-17 18:00 | 0.19548
Solar | 2018-10-17 19:00 | 0.41464
WindOnShore | 2018-10-17 20:00 | 0.17958
WindOnShore | 2018-10-17 21:00 | 0.15801
Solar | 2018-10-17 22:00 | 0.38787
WindOnShore | 2018-10-17 23:00 | 0.14611
Solar | 2018-10-18 | 0.33598
WindOnShore | 2018-10-18 01:00 | 0.12798
Solar | 2018-10-18 02:00 | 0.21102
WindOnShore | 2018-10-18 03:00 | 0.11176
Solar | 2018-10-18 04:00 | 0.074198
Solar | 2018-10-18 05:00 | 0
WindOnShore | 2018-10-18 06:00 | 0.10713
WindOnShore | 2018-10-18 07:00 | 0.11136
Solar | 2018-10-18 08:00 | 0
Solar | 2018-10-18 09:00 | 0
WindOnShore | 2018-10-18 10:00 | 0.1092
WindOnShore | 2018-10-18 11:00 | 0.10497
Solar | 2018-10-18 12:00 | 0
WindOnShore | 2018-10-18 13:00 | 0.11168
Solar | 2018-10-18 14:00 | 0
Solar | 2018-10-18 15:00 | 0
WindOnShore | 2018-10-18 16:00 | 0.10792
WindOnShore | 2018-10-18 17:00 | 0.10505
Solar | 2018-10-18 18:00 | 0
Solar | 2018-10-18 19:00 | 0
WindOnShore | 2018-10-18 20:00 | 0.10529
WindOnShore | 2018-10-18 21:00 | 0.11647
Solar | 2018-10-18 22:00 | 0
WindOnShore | 2018-10-18 23:00 | 0.12893
Solar | 2018-10-19 | 0
WindOnShore | 2018-10-19 01:00 | 0.14723
Solar | 2018-10-19 02:00 | 0
Solar | 2018-10-19 03:00 | 0
WindOnShore | 2018-10-19 04:00 | 0.17575
Solar | 2018-10-19 05:00 | 0
WindOnShore | 2018-10-19 06:00 | 0.20419
WindOnShore | 2018-10-19 07:00 | 0.22336
Solar | 2018-10-19 08:00 | 0
Solar | 2018-10-19 09:00 | 0
WindOnShore | 2018-10-19 10:00 | 0.23965
Solar | 2018-10-19 11:00 | 0.032078
WindOnShore | 2018-10-19 12:00 | 0.24437
Solar | 2018-10-19 13:00 | 0.093026
WindOnShore | 2018-10-19 14:00 | 0.25827
WindOnShore | 2018-10-19 15:00 | 0.28727
Solar | 2018-10-19 16:00 | 0.18563
WindOnShore | 2018-10-19 17:00 | 0.30077
Solar | 2018-10-19 18:00 | 0.2152
WindOnShore | 2018-10-19 19:00 | 0.29573
Solar | 2018-10-19 20:00 | 0.22678
Solar | 2018-10-19 21:00 | 0.22566
WindOnShore | 2018-10-19 22:00 | 0.30316
WindOnShore | 2018-10-19 23:00 | 0.28958
Solar | 2018-10-20 | 0.18759
Solar | 2018-10-20 01:00 | 0.13096
WindOnShore | 2018-10-20 02:00 | 0.28199
Solar | 2018-10-20 03:00 | 0.053556
WindOnShore | 2018-10-20 04:00 | 0.26793
WindOnShore | 2018-10-20 05:00 | 0.25723
Solar | 2018-10-20 06:00 | 0
WindOnShore | 2018-10-20 07:00 | 0.25236
Solar | 2018-10-20 08:00 | 0
Solar | 2018-10-20 09:00 | 0
WindOnShore | 2018-10-20 10:00 | 0.24021
Solar | 2018-10-20 11:00 | 0
WindOnShore | 2018-10-20 12:00 | 0.22528
Solar | 2018-10-20 13:00 | 0
WindOnShore | 2018-10-20 14:00 | 0.21721
Solar | 2018-10-20 15:00 | 0
WindOnShore | 2018-10-20 16:00 | 0.19172
WindOnShore | 2018-10-20 17:00 | 0.16936
Solar | 2018-10-20 18:00 | 0
WindOnShore | 2018-10-20 19:00 | 0.15018
Solar | 2018-10-20 20:00 | 0
Solar | 2018-10-20 21:00 | 0
WindOnShore | 2018-10-20 22:00 | 0.13708
Solar | 2018-10-20 23:00 | 0
WindOnShore | 2018-10-21 | 0.13125
Solar | 2018-10-21 01:00 | 0
WindOnShore | 2018-10-21 02:00 | 0.13189
Solar | 2018-10-21 03:00 | 0
WindOnShore | 2018-10-21 04:00 | 0.12366
Solar | 2018-10-21 05:00 | 0
WindOnShore | 2018-10-21 06:00 | 0.11919
Solar | 2018-10-21 07:00 | 0
WindOnShore | 2018-10-21 08:00 | 0.112
WindOnShore | 2018-10-21 09:00 | 0.11232
Solar | 2018-10-21 10:00 | 0
WindOnShore | 2018-10-21 11:00 | 0.11448
Solar | 2018-10-21 12:00 | 0.030544
WindOnShore | 2018-10-21 13:00 | 0.11735
Solar | 2018-10-21 14:00 | 0.093026
WindOnShore | 2018-10-21 15:00 | 0.12238
Solar | 2018-10-21 16:00 | 0.1749
Solar | 2018-10-21 17:00 | 0.21813
WindOnShore | 2018-10-21 18:00 | 0.12422
WindOnShore | 2018-10-21 19:00 | 0.13085
Solar | 2018-10-21 20:00 | 0.23808
WindOnShore | 2018-10-21 21:00 | 0.14124
Solar | 2018-10-21 22:00 | 0.24198
WindOnShore | 2018-10-21 23:00 | 0.14683
Solar | 2018-10-22 | 0.20767
WindOnShore | 2018-10-22 01:00 | 0.15378
Solar | 2018-10-22 02:00 | 0.13556
WindOnShore | 2018-10-22 03:00 | 0.16185
Solar | 2018-10-22 04:00 | 0.052301
WindOnShore | 2018-10-22 05:00 | 0.16344
Solar | 2018-10-22 06:00 | 0
Solar | 2018-10-22 07:00 | 0
WindOnShore | 2018-10-22 08:00 | 0.1696
WindOnShore | 2018-10-22 09:00 | 0.17663
Solar | 2018-10-22 10:00 | 0
WindOnShore | 2018-10-22 11:00 | 0.1771
Solar | 2018-10-22 12:00 | 0
Solar | 2018-10-22 13:00 | 0
WindOnShore | 2018-10-22 14:00 | 0.17423
WindOnShore | 2018-10-22 15:00 | 0.1668
Solar | 2018-10-22 16:00 | 0
Solar | 2018-10-22 17:00 | 0
WindOnShore | 2018-10-22 18:00 | 0.16273
Solar | 2018-10-22 19:00 | 0
WindOnShore | 2018-10-22 20:00 | 0.15809
Solar | 2018-10-22 21:00 | 0
WindOnShore | 2018-10-22 22:00 | 0.15578
Solar | 2018-10-22 23:00 | 0
WindOnShore | 2018-10-23 | 0.16265
WindOnShore | 2018-10-23 01:00 | 0.16057
Solar | 2018-10-23 02:00 | 0
WindOnShore | 2018-10-23 03:00 | 0.1632
Solar | 2018-10-23 04:00 | 0
Solar | 2018-10-23 05:00 | 0
WindOnShore | 2018-10-23 06:00 | 0.17079
Solar | 2018-10-23 07:00 | 0
WindOnShore | 2018-10-23 08:00 | 0.17623
Solar | 2018-10-23 09:00 | 0
WindOnShore | 2018-10-23 10:00 | 0.18485
Solar | 2018-10-23 11:00 | 0.032078
WindOnShore | 2018-10-23 12:00 | 0.18869
Solar | 2018-10-23 13:00 | 0.12873
WindOnShore | 2018-10-23 14:00 | 0.18837
WindOnShore | 2018-10-23 15:00 | 0.1938
Solar | 2018-10-23 16:00 | 0.26039
Solar | 2018-10-23 17:00 | 0.35983
WindOnShore | 2018-10-23 18:00 | 0.19891
Solar | 2018-10-23 19:00 | 0.39805
WindOnShore | 2018-10-23 20:00 | 0.21761
WindOnShore | 2018-10-23 21:00 | 0.23942
Solar | 2018-10-23 22:00 | 0.36109
Solar | 2018-10-23 23:00 | 0.28898
WindOnShore | 2018-10-24 | 0.25587
Solar | 2018-10-24 01:00 | 0.16736
WindOnShore | 2018-10-24 02:00 | 0.28703
Solar | 2018-10-24 03:00 | 0.052162
WindOnShore | 2018-10-24 04:00 | 0.31818
WindOnShore | 2018-10-24 05:00 | 0.35589
Solar | 2018-10-24 06:00 | 0
Solar | 2018-10-24 07:00 | 0
WindOnShore | 2018-10-24 08:00 | 0.40062
WindOnShore | 2018-10-24 09:00 | 0.45199
Solar | 2018-10-24 10:00 | 0
Solar | 2018-10-24 11:00 | 0
WindOnShore | 2018-10-24 12:00 | 0.5
WindOnShore | 2018-10-24 13:00 | 0.52197
Solar | 2018-10-24 14:00 | 0
WindOnShore | 2018-10-24 15:00 | 0.51973
Solar | 2018-10-24 16:00 | 0
WindOnShore | 2018-10-24 17:00 | 0.52253
Solar | 2018-10-24 18:00 | 0
WindOnShore | 2018-10-24 19:00 | 0.52157
Solar | 2018-10-24 20:00 | 0
WindOnShore | 2018-10-24 21:00 | 0.50703
Solar | 2018-10-24 22:00 | 0
Solar | 2018-10-24 23:00 | 0
WindOnShore | 2018-10-25 | 0.49744
Solar | 2018-10-25 01:00 | 0
WindOnShore | 2018-10-25 02:00 | 0.48562
Solar | 2018-10-25 03:00 | 0
WindOnShore | 2018-10-25 04:00 | 0.47036
WindOnShore | 2018-10-25 05:00 | 0.44752
Solar | 2018-10-25 06:00 | 0
WindOnShore | 2018-10-25 07:00 | 0.44576
Solar | 2018-10-25 08:00 | 0
Solar | 2018-10-25 09:00 | 0
WindOnShore | 2018-10-25 10:00 | 0.44336
WindOnShore | 2018-10-25 11:00 | 0.42331
Solar | 2018-10-25 12:00 | 0.029847
WindOnShore | 2018-10-25 13:00 | 0.41452
Solar | 2018-10-25 14:00 | 0.10139
WindOnShore | 2018-10-25 15:00 | 0.4055
Solar | 2018-10-25 16:00 | 0.21102
WindOnShore | 2018-10-25 17:00 | 0.41596
Solar | 2018-10-25 18:00 | 0.27713
WindOnShore | 2018-10-25 19:00 | 0.41085
Solar | 2018-10-25 20:00 | 0.31255
WindOnShore | 2018-10-25 21:00 | 0.41029
Solar | 2018-10-25 22:00 | 0.31409
Solar | 2018-10-25 23:00 | 0.25844
WindOnShore | 2018-10-26 | 0.40813
Solar | 2018-10-26 01:00 | 0.15132
WindOnShore | 2018-10-26 02:00 | 0.41189
WindOnShore | 2018-10-26 03:00 | 0.44879
Solar | 2018-10-26 04:00 | 0.056764
WindOnShore | 2018-10-26 05:00 | 0.49353
Solar | 2018-10-26 06:00 | 0
Solar | 2018-10-26 07:00 | 0
WindOnShore | 2018-10-26 08:00 | 0.50495
WindOnShore | 2018-10-26 09:00 | 0.51238
Solar | 2018-10-26 10:00 | 0
WindOnShore | 2018-10-26 11:00 | 0.5274
Solar | 2018-10-26 12:00 | 0
WindOnShore | 2018-10-26 13:00 | 0.52972
Solar | 2018-10-26 14:00 | 0
WindOnShore | 2018-10-26 15:00 | 0.50839
Solar | 2018-10-26 16:00 | 0
Solar | 2018-10-26 17:00 | 0
WindOnShore | 2018-10-26 18:00 | 0.50871
Solar | 2018-10-26 19:00 | 0
WindOnShore | 2018-10-26 20:00 | 0.49561
WindOnShore | 2018-10-26 21:00 | 0.48842
Solar | 2018-10-26 22:00 | 0
Solar | 2018-10-26 23:00 | 0
WindOnShore | 2018-10-27 | 0.49585
Solar | 2018-10-27 01:00 | 0
WindOnShore | 2018-10-27 02:00 | 0.51869
WindOnShore | 2018-10-27 03:00 | 0.54673
Solar | 2018-10-27 04:00 | 0
WindOnShore | 2018-10-27 05:00 | 0.55081
Solar | 2018-10-27 06:00 | 0
Solar | 2018-10-27 07:00 | 0
WindOnShore | 2018-10-27 08:00 | 0.58116
Solar | 2018-10-27 09:00 | 0
WindOnShore | 2018-10-27 10:00 | 0.64307
Solar | 2018-10-27 11:00 | 0.029986
WindOnShore | 2018-10-27 12:00 | 0.64539
Solar | 2018-10-27 13:00 | 0.11715
WindOnShore | 2018-10-27 14:00 | 0.63932
WindOnShore | 2018-10-27 15:00 | 0.66145
Solar | 2018-10-27 16:00 | 0.23584
Solar | 2018-10-27 17:00 | 0.32664
WindOnShore | 2018-10-27 18:00 | 0.68206
Solar | 2018-10-27 19:00 | 0.40586
WindOnShore | 2018-10-27 20:00 | 0.66928
WindOnShore | 2018-10-27 21:00 | 0.64627
Solar | 2018-10-27 22:00 | 0.39079
Solar | 2018-10-27 23:00 | 0.29805
WindOnShore | 2018-10-28 | 0.61895
WindOnShore | 2018-10-28 01:00 | 0.59235
Solar | 2018-10-28 02:00 | 0.15941
Solar | 2018-10-28 03:00 | 0.048536
WindOnShore | 2018-10-28 04:00 | 0.58835
WindOnShore | 2018-10-28 05:00 | 0.59235
Solar | 2018-10-28 06:00 | 0
Solar | 2018-10-28 07:00 | 0
WindOnShore | 2018-10-28 08:00 | 0.60066
WindOnShore | 2018-10-28 09:00 | 0.59706
Solar | 2018-10-28 10:00 | 0
Solar | 2018-10-28 11:00 | 0
WindOnShore | 2018-10-28 12:00 | 0.59347
WindOnShore | 2018-10-28 13:00 | 0.5866
Solar | 2018-10-28 14:00 | 0
Solar | 2018-10-28 15:00 | 0
WindOnShore | 2018-10-28 16:00 | 0.55296
Solar | 2018-10-28 17:00 | 0
WindOnShore | 2018-10-28 18:00 | 0.50751
Solar | 2018-10-28 19:00 | 0
WindOnShore | 2018-10-28 20:00 | 0.48906
WindOnShore | 2018-10-28 21:00 | 0.4853
Solar | 2018-10-28 22:00 | 0
WindOnShore | 2018-10-28 23:00 | 0.45614
Solar | 2018-10-29 | 0
Solar | 2018-10-29 01:00 | 0
WindOnShore | 2018-10-29 02:00 | 0.42467
Solar | 2018-10-29 03:00 | 0
WindOnShore | 2018-10-29 04:00 | 0.39487
Solar | 2018-10-29 05:00 | 0
WindOnShore | 2018-10-29 06:00 | 0.37498
WindOnShore | 2018-10-29 07:00 | 0.35525
Solar | 2018-10-29 08:00 | 0
WindOnShore | 2018-10-29 09:00 | 0.36036
Solar | 2018-10-29 10:00 | 0
WindOnShore | 2018-10-29 11:00 | 0.33703
Solar | 2018-10-29 12:00 | 0.019665
Solar | 2018-10-29 13:00 | 0.051743
WindOnShore | 2018-10-29 14:00 | 0.32321
Solar | 2018-10-29 15:00 | 0.12859
WindOnShore | 2018-10-29 16:00 | 0.28767
WindOnShore | 2018-10-29 17:00 | 0.26506
Solar | 2018-10-29 18:00 | 0.20265
Solar | 2018-10-29 19:00 | 0.23431
WindOnShore | 2018-10-29 20:00 | 0.26035
Solar | 2018-10-29 21:00 | 0.2424
WindOnShore | 2018-10-29 22:00 | 0.28439
WindOnShore | 2018-10-29 23:00 | 0.28064
Solar | 2018-10-30 | 0.21311
WindOnShore | 2018-10-30 01:00 | 0.26146
Solar | 2018-10-30 02:00 | 0.13556
WindOnShore | 2018-10-30 03:00 | 0.23462
Solar | 2018-10-30 04:00 | 0.049651
WindOnShore | 2018-10-30 05:00 | 0.24421
Solar | 2018-10-30 06:00 | 0
WindOnShore | 2018-10-30 07:00 | 0.27033
Solar | 2018-10-30 08:00 | 0
WindOnShore | 2018-10-30 09:00 | 0.30732
Solar | 2018-10-30 10:00 | 0
Solar | 2018-10-30 11:00 | 0
WindOnShore | 2018-10-30 12:00 | 0.31051
WindOnShore | 2018-10-30 13:00 | 0.31019
Solar | 2018-10-30 14:00 | 0
Solar | 2018-10-30 15:00 | 0
WindOnShore | 2018-10-30 16:00 | 0.29517
Solar | 2018-10-30 17:00 | 0
WindOnShore | 2018-10-30 18:00 | 0.29861
WindOnShore | 2018-10-30 19:00 | 0.3038
Solar | 2018-10-30 20:00 | 0
WindOnShore | 2018-10-30 21:00 | 0.30884
Solar | 2018-10-30 22:00 | 0
WindOnShore | 2018-10-30 23:00 | 0.30133
Solar | 2018-10-31 | 0
Solar | 2018-10-31 01:00 | 0
WindOnShore | 2018-10-31 02:00 | 0.29941
Solar | 2018-10-31 03:00 | 0
WindOnShore | 2018-10-31 04:00 | 0.30077
WindOnShore | 2018-10-31 05:00 | 0.30117
Solar | 2018-10-31 06:00 | 0
Solar | 2018-10-31 07:00 | 0
WindOnShore | 2018-10-31 08:00 | 0.33152
Solar | 2018-10-31 09:00 | 0
WindOnShore | 2018-10-31 10:00 | 0.39184
Solar | 2018-10-31 11:00 | 0.030962
WindOnShore | 2018-10-31 12:00 | 0.43937
Solar | 2018-10-31 13:00 | 0.10404
WindOnShore | 2018-10-31 14:00 | 0.47292
Solar | 2018-10-31 15:00 | 0.1993
WindOnShore | 2018-10-31 16:00 | 0.5159
Solar | 2018-10-31 17:00 | 0.27657
WindOnShore | 2018-10-31 18:00 | 0.56423
Solar | 2018-10-31 19:00 | 0.30098
WindOnShore | 2018-10-31 20:00 | 0.60689
WindOnShore | 2018-10-31 21:00 | 0.63077
Solar | 2018-10-31 22:00 | 0.29414
WindOnShore | 2018-10-31 23:00 | 0.65777
Solar | 2018-11-01 | 0.21409
WindOnShore | 2018-11-01 01:00 | 0.67167
Solar | 2018-11-01 02:00 | 0.12455
WindOnShore | 2018-11-01 03:00 | 0.668
Solar | 2018-11-01 04:00 | 0.042399
WindOnShore | 2018-11-01 05:00 | 0.67303
Solar | 2018-11-01 06:00 | 0
WindOnShore | 2018-11-01 07:00 | 0.67343
Solar | 2018-11-01 08:00 | 0
Solar | 2018-11-01 09:00 | 0
WindOnShore | 2018-11-01 10:00 | 0.68078
Solar | 2018-11-01 11:00 | 0
WindOnShore | 2018-11-01 12:00 | 0.67191
WindOnShore | 2018-11-01 13:00 | 0.664
Solar | 2018-11-01 14:00 | 0
WindOnShore | 2018-11-01 15:00 | 0.66656
Solar | 2018-11-01 16:00 | 0
Solar | 2018-11-01 17:00 | 0
WindOnShore | 2018-11-01 18:00 | 0.67703
Solar | 2018-11-01 19:00 | 0
WindOnShore | 2018-11-01 20:00 | 0.67471
Solar | 2018-11-01 21:00 | 0
WindOnShore | 2018-11-01 22:00 | 0.67327
WindOnShore | 2018-11-01 23:00 | 0.67966
Solar | 2018-11-02 | 0
Solar | 2018-11-02 01:00 | 0
WindOnShore | 2018-11-02 02:00 | 0.69819
Solar | 2018-11-02 03:00 | 0
WindOnShore | 2018-11-02 04:00 | 0.70658
WindOnShore | 2018-11-02 05:00 | 0.7081
Solar | 2018-11-02 06:00 | 0
WindOnShore | 2018-11-02 07:00 | 0.69148
Solar | 2018-11-02 08:00 | 0
WindOnShore | 2018-11-02 09:00 | 0.69915
Solar | 2018-11-02 10:00 | 0
WindOnShore | 2018-11-02 11:00 | 0.71713
Solar | 2018-11-02 12:00 | 0.019944
Solar | 2018-11-02 13:00 | 0.043375
WindOnShore | 2018-11-02 14:00 | 0.70826
WindOnShore | 2018-11-02 15:00 | 0.67918
Solar | 2018-11-02 16:00 | 0.083543
WindOnShore | 2018-11-02 17:00 | 0.66073
Solar | 2018-11-02 18:00 | 0.1304
WindOnShore | 2018-11-02 19:00 | 0.65785
Solar | 2018-11-02 20:00 | 0.14895
Solar | 2018-11-02 21:00 | 0.14059
WindOnShore | 2018-11-02 22:00 | 0.65202
WindOnShore | 2018-11-02 23:00 | 0.64291
Solar | 2018-11-03 | 0.10656
WindOnShore | 2018-11-03 01:00 | 0.61503
Solar | 2018-11-03 02:00 | 0.063738
Solar | 2018-11-03 03:00 | 0.029847
WindOnShore | 2018-11-03 04:00 | 0.58987
Solar | 2018-11-03 05:00 | 0
WindOnShore | 2018-11-03 06:00 | 0.59506
WindOnShore | 2018-11-03 07:00 | 0.59147
Solar | 2018-11-03 08:00 | 0
WindOnShore | 2018-11-03 09:00 | 0.6227
Solar | 2018-11-03 10:00 | 0
WindOnShore | 2018-11-03 11:00 | 0.6934
Solar | 2018-11-03 12:00 | 0
WindOnShore | 2018-11-03 13:00 | 0.69604
Solar | 2018-11-03 14:00 | 0
Solar | 2018-11-03 15:00 | 0
WindOnShore | 2018-11-03 16:00 | 0.66544
Solar | 2018-11-03 17:00 | 0
WindOnShore | 2018-11-03 18:00 | 0.68366
WindOnShore | 2018-11-03 19:00 | 0.69596
Solar | 2018-11-03 20:00 | 0
Solar | 2018-11-03 21:00 | 0
WindOnShore | 2018-11-03 22:00 | 0.71441
WindOnShore | 2018-11-03 23:00 | 0.71026
Solar | 2018-11-04 | 0
Solar | 2018-11-04 01:00 | 0
WindOnShore | 2018-11-04 02:00 | 0.69803
WindOnShore | 2018-11-04 03:00 | 0.66169
Solar | 2018-11-04 04:00 | 0
WindOnShore | 2018-11-04 05:00 | 0.62622
Solar | 2018-11-04 06:00 | 0
Solar | 2018-11-04 07:00 | 0
WindOnShore | 2018-11-04 08:00 | 0.63085
WindOnShore | 2018-11-04 09:00 | 0.64915
Solar | 2018-11-04 10:00 | 0
WindOnShore | 2018-11-04 11:00 | 0.6497
Solar | 2018-11-04 12:00 | 0.025941
Solar | 2018-11-04 13:00 | 0.079777
WindOnShore | 2018-11-04 14:00 | 0.65354
Solar | 2018-11-04 15:00 | 0.15146
WindOnShore | 2018-11-04 16:00 | 0.68238
Solar | 2018-11-04 17:00 | 0.18215
WindOnShore | 2018-11-04 18:00 | 0.71042
WindOnShore | 2018-11-04 19:00 | 0.73534
Solar | 2018-11-04 20:00 | 0.17601
WindOnShore | 2018-11-04 21:00 | 0.74357
Solar | 2018-11-04 22:00 | 0.18522
WindOnShore | 2018-11-04 23:00 | 0.74125
Solar | 2018-11-05 | 0.1484
Solar | 2018-11-05 01:00 | 0.0947
WindOnShore | 2018-11-05 02:00 | 0.76266
WindOnShore | 2018-11-05 03:00 | 0.77504
Solar | 2018-11-05 04:00 | 0.041144
WindOnShore | 2018-11-05 05:00 | 0.7669
Solar | 2018-11-05 06:00 | 0
WindOnShore | 2018-11-05 07:00 | 0.76546
Solar | 2018-11-05 08:00 | 0
WindOnShore | 2018-11-05 09:00 | 0.74684
Solar | 2018-11-05 10:00 | 0
WindOnShore | 2018-11-05 11:00 | 0.71801
Solar | 2018-11-05 12:00 | 0
WindOnShore | 2018-11-05 13:00 | 0.65793
Solar | 2018-11-05 14:00 | 0
Solar | 2018-11-05 15:00 | 0
WindOnShore | 2018-11-05 16:00 | 0.57533
WindOnShore | 2018-11-05 17:00 | 0.51749
Solar | 2018-11-05 18:00 | 0
Solar | 2018-11-05 19:00 | 0
WindOnShore | 2018-11-05 20:00 | 0.45231
Solar | 2018-11-05 21:00 | 0
WindOnShore | 2018-11-05 22:00 | 0.39799
WindOnShore | 2018-11-05 23:00 | 0.34942
Solar | 2018-11-06 | 0
WindOnShore | 2018-11-06 01:00 | 0.3082
Solar | 2018-11-06 02:00 | 0
WindOnShore | 2018-11-06 03:00 | 0.26506
Solar | 2018-11-06 04:00 | 0
WindOnShore | 2018-11-06 05:00 | 0.22999
Solar | 2018-11-06 06:00 | 0
Solar | 2018-11-06 07:00 | 0
WindOnShore | 2018-11-06 08:00 | 0.19859
WindOnShore | 2018-11-06 09:00 | 0.18246
Solar | 2018-11-06 10:00 | 0
Solar | 2018-11-06 11:00 | 0.026778
WindOnShore | 2018-11-06 12:00 | 0.15322
Solar | 2018-11-06 13:00 | 0.096374
WindOnShore | 2018-11-06 14:00 | 0.11727
WindOnShore | 2018-11-06 15:00 | 0.094584
Solar | 2018-11-06 16:00 | 0.20098
Solar | 2018-11-06 17:00 | 0.2841
WindOnShore | 2018-11-06 18:00 | 0.08348
WindOnShore | 2018-11-06 19:00 | 0.077169
Solar | 2018-11-06 20:00 | 0.32176
Solar | 2018-11-06 21:00 | 0.3205
WindOnShore | 2018-11-06 22:00 | 0.073654
Solar | 2018-11-06 23:00 | 0.26569
WindOnShore | 2018-11-07 | 0.070538
WindOnShore | 2018-11-07 01:00 | 0.067663
Solar | 2018-11-07 02:00 | 0.15244
Solar | 2018-11-07 03:00 | 0.05523
WindOnShore | 2018-11-07 04:00 | 0.065665
Solar | 2018-11-07 05:00 | 0
WindOnShore | 2018-11-07 06:00 | 0.067503
Solar | 2018-11-07 07:00 | 0
WindOnShore | 2018-11-07 08:00 | 0.073654
WindOnShore | 2018-11-07 09:00 | 0.079166
Solar | 2018-11-07 10:00 | 0
Solar | 2018-11-07 11:00 | 0
WindOnShore | 2018-11-07 12:00 | 0.09051
WindOnShore | 2018-11-07 13:00 | 0.099617
Solar | 2018-11-07 14:00 | 0
WindOnShore | 2018-11-07 15:00 | 0.10425
Solar | 2018-11-07 16:00 | 0
Solar | 2018-11-07 17:00 | 0
WindOnShore | 2018-11-07 18:00 | 0.11775
Solar | 2018-11-07 19:00 | 0
WindOnShore | 2018-11-07 20:00 | 0.12885
WindOnShore | 2018-11-07 21:00 | 0.14307
Solar | 2018-11-07 22:00 | 0
Solar | 2018-11-07 23:00 | 0
WindOnShore | 2018-11-08 | 0.15322
Solar | 2018-11-08 01:00 | 0
WindOnShore | 2018-11-08 02:00 | 0.16712
Solar | 2018-11-08 03:00 | 0
WindOnShore | 2018-11-08 04:00 | 0.17279
Solar | 2018-11-08 05:00 | 0
WindOnShore | 2018-11-08 06:00 | 0.17231
Solar | 2018-11-08 07:00 | 0
WindOnShore | 2018-11-08 08:00 | 0.17647
WindOnShore | 2018-11-08 09:00 | 0.19029
Solar | 2018-11-08 10:00 | 0
WindOnShore | 2018-11-08 11:00 | 0.20283
Solar | 2018-11-08 12:00 | 0.029289
WindOnShore | 2018-11-08 13:00 | 0.22112
Solar | 2018-11-08 14:00 | 0.11994
WindOnShore | 2018-11-08 15:00 | 0.22472
Solar | 2018-11-08 16:00 | 0.25188
WindOnShore | 2018-11-08 17:00 | 0.20714
Solar | 2018-11-08 18:00 | 0.34128
WindOnShore | 2018-11-08 19:00 | 0.18997
Solar | 2018-11-08 20:00 | 0.36457
Solar | 2018-11-08 21:00 | 0.33584
WindOnShore | 2018-11-08 22:00 | 0.19204
WindOnShore | 2018-11-08 23:00 | 0.20594
Solar | 2018-11-09 | 0.24895
Solar | 2018-11-09 01:00 | 0.13947
WindOnShore | 2018-11-09 02:00 | 0.23247
WindOnShore | 2018-11-09 03:00 | 0.28527
Solar | 2018-11-09 04:00 | 0.047001
Solar | 2018-11-09 05:00 | 0
WindOnShore | 2018-11-09 06:00 | 0.32545
WindOnShore | 2018-11-09 07:00 | 0.36036
Solar | 2018-11-09 08:00 | 0
WindOnShore | 2018-11-09 09:00 | 0.39831
Solar | 2018-11-09 10:00 | 0
WindOnShore | 2018-11-09 11:00 | 0.42467
Solar | 2018-11-09 12:00 | 0
WindOnShore | 2018-11-09 13:00 | 0.43649
Solar | 2018-11-09 14:00 | 0
Solar | 2018-11-09 15:00 | 0
WindOnShore | 2018-11-09 16:00 | 0.43753
Solar | 2018-11-09 17:00 | 0
WindOnShore | 2018-11-09 18:00 | 0.41628
WindOnShore | 2018-11-09 19:00 | 0.41684
Solar | 2018-11-09 20:00 | 0
WindOnShore | 2018-11-09 21:00 | 0.42363
Solar | 2018-11-09 22:00 | 0
WindOnShore | 2018-11-09 23:00 | 0.39839
Solar | 2018-11-10 | 0
WindOnShore | 2018-11-10 01:00 | 0.35637
Solar | 2018-11-10 02:00 | 0
Solar | 2018-11-10 03:00 | 0
WindOnShore | 2018-11-10 04:00 | 0.33624
Solar | 2018-11-10 05:00 | 0
WindOnShore | 2018-11-10 06:00 | 0.3086
WindOnShore | 2018-11-10 07:00 | 0.26913
Solar | 2018-11-10 08:00 | 0
Solar | 2018-11-10 09:00 | 0
WindOnShore | 2018-11-10 10:00 | 0.24613
WindOnShore | 2018-11-10 11:00 | 0.22919
Solar | 2018-11-10 12:00 | 0.024965
WindOnShore | 2018-11-10 13:00 | 0.23742
Solar | 2018-11-10 14:00 | 0.083264
WindOnShore | 2018-11-10 15:00 | 0.25052
Solar | 2018-11-10 16:00 | 0.17713
Solar | 2018-11-10 17:00 | 0.24156
WindOnShore | 2018-11-10 18:00 | 0.26857
WindOnShore | 2018-11-10 19:00 | 0.30364
Solar | 2018-11-10 20:00 | 0.25969
WindOnShore | 2018-11-10 21:00 | 0.32953
Solar | 2018-11-10 22:00 | 0.2484
Solar | 2018-11-10 23:00 | 0.20781
WindOnShore | 2018-11-11 | 0.33999
Solar | 2018-11-11 01:00 | 0.12469
WindOnShore | 2018-11-11 02:00 | 0.36507
WindOnShore | 2018-11-11 03:00 | 0.36907
Solar | 2018-11-11 04:00 | 0.042957
WindOnShore | 2018-11-11 05:00 | 0.37674
Solar | 2018-11-11 06:00 | 0
WindOnShore | 2018-11-11 07:00 | 0.3916
Solar | 2018-11-11 08:00 | 0
Solar | 2018-11-11 09:00 | 0
WindOnShore | 2018-11-11 10:00 | 0.41157
WindOnShore | 2018-11-11 11:00 | 0.43809
Solar | 2018-11-11 12:00 | 0
Solar | 2018-11-11 13:00 | 0
WindOnShore | 2018-11-11 14:00 | 0.46892
Solar | 2018-11-11 15:00 | 0
WindOnShore | 2018-11-11 16:00 | 0.48019
Solar | 2018-11-11 17:00 | 0
WindOnShore | 2018-11-11 18:00 | 0.49137
Solar | 2018-11-11 19:00 | 0
WindOnShore | 2018-11-11 20:00 | 0.50304
WindOnShore | 2018-11-11 21:00 | 0.51526
Solar | 2018-11-11 22:00 | 0
Solar | 2018-11-11 23:00 | 0
WindOnShore | 2018-11-12 | 0.52397
WindOnShore | 2018-11-12 01:00 | 0.55584
Solar | 2018-11-12 02:00 | 0
WindOnShore | 2018-11-12 03:00 | 0.58787
Solar | 2018-11-12 04:00 | 0
WindOnShore | 2018-11-12 05:00 | 0.61591
Solar | 2018-11-12 06:00 | 0
WindOnShore | 2018-11-12 07:00 | 0.64132
Solar | 2018-11-12 08:00 | 0
Solar | 2018-11-12 09:00 | 0
WindOnShore | 2018-11-12 10:00 | 0.68198
Solar | 2018-11-12 11:00 | 0.024128
WindOnShore | 2018-11-12 12:00 | 0.7085
WindOnShore | 2018-11-12 13:00 | 0.76338
Solar | 2018-11-12 14:00 | 0.083682
WindOnShore | 2018-11-12 15:00 | 0.79933
Solar | 2018-11-12 16:00 | 0.17852
WindOnShore | 2018-11-12 17:00 | 0.82497
Solar | 2018-11-12 18:00 | 0.25802
Solar | 2018-11-12 19:00 | 0.30739
WindOnShore | 2018-11-12 20:00 | 0.82313
Solar | 2018-11-12 21:00 | 0.29484
WindOnShore | 2018-11-12 22:00 | 0.82681
Solar | 2018-11-12 23:00 | 0.2318
WindOnShore | 2018-11-13 | 0.82857
WindOnShore | 2018-11-13 01:00 | 0.82609
Solar | 2018-11-13 02:00 | 0.1311
Solar | 2018-11-13 03:00 | 0.042399
WindOnShore | 2018-11-13 04:00 | 0.83
WindOnShore | 2018-11-13 05:00 | 0.81994
Solar | 2018-11-13 06:00 | 0
Solar | 2018-11-13 07:00 | 0
WindOnShore | 2018-11-13 08:00 | 0.79502
WindOnShore | 2018-11-13 09:00 | 0.80548
Solar | 2018-11-13 10:00 | 0
Solar | 2018-11-13 11:00 | 0
WindOnShore | 2018-11-13 12:00 | 0.8074
WindOnShore | 2018-11-13 13:00 | 0.81027
Solar | 2018-11-13 14:00 | 0
Solar | 2018-11-13 15:00 | 0
WindOnShore | 2018-11-13 16:00 | 0.805
Solar | 2018-11-13 17:00 | 0
WindOnShore | 2018-11-13 18:00 | 0.79829
Solar | 2018-11-13 19:00 | 0
WindOnShore | 2018-11-13 20:00 | 0.78503
Solar | 2018-11-13 21:00 | 0
WindOnShore | 2018-11-13 22:00 | 0.79246
WindOnShore | 2018-11-13 23:00 | 0.79773
Solar | 2018-11-14 | 0
Solar | 2018-11-14 01:00 | 0
WindOnShore | 2018-11-14 02:00 | 0.80117
Solar | 2018-11-14 03:00 | 0
WindOnShore | 2018-11-14 04:00 | 0.79358
Solar | 2018-11-14 05:00 | 0
WindOnShore | 2018-11-14 06:00 | 0.80348
Solar | 2018-11-14 07:00 | 0
WindOnShore | 2018-11-14 08:00 | 0.80404
WindOnShore | 2018-11-14 09:00 | 0.83088
Solar | 2018-11-14 10:00 | 0
WindOnShore | 2018-11-14 11:00 | 0.81443
Solar | 2018-11-14 12:00 | 0.025523
Solar | 2018-11-14 13:00 | 0.10446
WindOnShore | 2018-11-14 14:00 | 0.82633
Solar | 2018-11-14 15:00 | 0.22301
WindOnShore | 2018-11-14 16:00 | 0.83927
WindOnShore | 2018-11-14 17:00 | 0.8626
Solar | 2018-11-14 18:00 | 0.29526
WindOnShore | 2018-11-14 19:00 | 0.87977
Solar | 2018-11-14 20:00 | 0.30084
Solar | 2018-11-14 21:00 | 0.2841
WindOnShore | 2018-11-14 22:00 | 0.88289
WindOnShore | 2018-11-14 23:00 | 0.88297
Solar | 2018-11-15 | 0.20921
WindOnShore | 2018-11-15 01:00 | 0.89527
Solar | 2018-11-15 02:00 | 0.12176
Solar | 2018-11-15 03:00 | 0.044073
WindOnShore | 2018-11-15 04:00 | 0.88872
WindOnShore | 2018-11-15 05:00 | 0.89415
Solar | 2018-11-15 06:00 | 0
WindOnShore | 2018-11-15 07:00 | 0.90302
Solar | 2018-11-15 08:00 | 0
WindOnShore | 2018-11-15 09:00 | 0.90382
Solar | 2018-11-15 10:00 | 0
WindOnShore | 2018-11-15 11:00 | 0.88832
Solar | 2018-11-15 12:00 | 0
Solar | 2018-11-15 13:00 | 0
WindOnShore | 2018-11-15 14:00 | 0.89295
Solar | 2018-11-15 15:00 | 0
WindOnShore | 2018-11-15 16:00 | 0.88928
Solar | 2018-11-15 17:00 | 0
WindOnShore | 2018-11-15 18:00 | 0.89607
Solar | 2018-11-15 19:00 | 0
WindOnShore | 2018-11-15 20:00 | 0.8904
WindOnShore | 2018-11-15 21:00 | 0.89311
Solar | 2018-11-15 22:00 | 0
Solar | 2018-11-15 23:00 | 0
WindOnShore | 2018-11-16 | 0.886
WindOnShore | 2018-11-16 01:00 | 0.89048
Solar | 2018-11-16 02:00 | 0
Solar | 2018-11-16 03:00 | 0
WindOnShore | 2018-11-16 04:00 | 0.88481
Solar | 2018-11-16 05:00 | 0
WindOnShore | 2018-11-16 06:00 | 0.88784
WindOnShore | 2018-11-16 07:00 | 0.86963
Solar | 2018-11-16 08:00 | 0
Solar | 2018-11-16 09:00 | 0
WindOnShore | 2018-11-16 10:00 | 0.88137
Solar | 2018-11-16 11:00 | 0.021199
WindOnShore | 2018-11-16 12:00 | 0.88544
Solar | 2018-11-16 13:00 | 0.065551
WindOnShore | 2018-11-16 14:00 | 0.89663
Solar | 2018-11-16 15:00 | 0.14686
WindOnShore | 2018-11-16 16:00 | 0.89783
Solar | 2018-11-16 17:00 | 0.20195
WindOnShore | 2018-11-16 18:00 | 0.90653
WindOnShore | 2018-11-16 19:00 | 0.91348
Solar | 2018-11-16 20:00 | 0.19526
Solar | 2018-11-16 21:00 | 0.20014
WindOnShore | 2018-11-16 22:00 | 0.9142
WindOnShore | 2018-11-16 23:00 | 0.89032
Solar | 2018-11-17 | 0.1795
Solar | 2018-11-17 01:00 | 0.10711
WindOnShore | 2018-11-17 02:00 | 0.85629
WindOnShore | 2018-11-17 03:00 | 0.80947
Solar | 2018-11-17 04:00 | 0.042538
WindOnShore | 2018-11-17 05:00 | 0.74117
Solar | 2018-11-17 06:00 | 0
Solar | 2018-11-17 07:00 | 0
WindOnShore | 2018-11-17 08:00 | 0.68174
Solar | 2018-11-17 09:00 | 0
WindOnShore | 2018-11-17 10:00 | 0.63197
Solar | 2018-11-17 11:00 | 0
WindOnShore | 2018-11-17 12:00 | 0.5993
WindOnShore | 2018-11-17 13:00 | 0.56878
Solar | 2018-11-17 14:00 | 0
Solar | 2018-11-17 15:00 | 0
WindOnShore | 2018-11-17 16:00 | 0.51422
Solar | 2018-11-17 17:00 | 0
WindOnShore | 2018-11-17 18:00 | 0.49177
WindOnShore | 2018-11-17 19:00 | 0.48314
Solar | 2018-11-17 20:00 | 0
Solar | 2018-11-17 21:00 | 0
WindOnShore | 2018-11-17 22:00 | 0.46309
WindOnShore | 2018-11-17 23:00 | 0.4472
Solar | 2018-11-18 | 0
WindOnShore | 2018-11-18 01:00 | 0.43042
Solar | 2018-11-18 02:00 | 0
Solar | 2018-11-18 03:00 | 0
WindOnShore | 2018-11-18 04:00 | 0.4146
Solar | 2018-11-18 05:00 | 0
WindOnShore | 2018-11-18 06:00 | 0.39271
WindOnShore | 2018-11-18 07:00 | 0.37242
Solar | 2018-11-18 08:00 | 0
WindOnShore | 2018-11-18 09:00 | 0.3499
Solar | 2018-11-18 10:00 | 0
WindOnShore | 2018-11-18 11:00 | 0.33432
Solar | 2018-11-18 12:00 | 0.024407
Solar | 2018-11-18 13:00 | 0.092887
WindOnShore | 2018-11-18 14:00 | 0.30612
WindOnShore | 2018-11-18 15:00 | 0.26546
Solar | 2018-11-18 16:00 | 0.2152
Solar | 2018-11-18 17:00 | 0.30753
WindOnShore | 2018-11-18 18:00 | 0.24085
Solar | 2018-11-18 19:00 | 0.34714
WindOnShore | 2018-11-18 20:00 | 0.2498
WindOnShore | 2018-11-18 21:00 | 0.26042
Solar | 2018-11-18 22:00 | 0.33487
Solar | 2018-11-18 23:00 | 0.28801
WindOnShore | 2018-11-19 | 0.25683
WindOnShore | 2018-11-19 01:00 | 0.23558
Solar | 2018-11-19 02:00 | 0.17545
WindOnShore | 2018-11-19 03:00 | 0.22687
Solar | 2018-11-19 04:00 | 0.056625
Solar | 2018-11-19 05:00 | 0
WindOnShore | 2018-11-19 06:00 | 0.21904
Solar | 2018-11-19 07:00 | 0
WindOnShore | 2018-11-19 08:00 | 0.2117
WindOnShore | 2018-11-19 09:00 | 0.20363
Solar | 2018-11-19 10:00 | 0
Solar | 2018-11-19 11:00 | 0
WindOnShore | 2018-11-19 12:00 | 0.18437
WindOnShore | 2018-11-19 13:00 | 0.16201
Solar | 2018-11-19 14:00 | 0
Solar | 2018-11-19 15:00 | 0
WindOnShore | 2018-11-19 16:00 | 0.13197
Solar | 2018-11-19 17:00 | 0
WindOnShore | 2018-11-19 18:00 | 0.11559
Solar | 2018-11-19 19:00 | 0
WindOnShore | 2018-11-19 20:00 | 0.10768
Solar | 2018-11-19 21:00 | 0
WindOnShore | 2018-11-19 22:00 | 0.10249
WindOnShore | 2018-11-19 23:00 | 0.09722
Solar | 2018-11-20 | 0
WindOnShore | 2018-11-20 01:00 | 0.085876
Solar | 2018-11-20 02:00 | 0
WindOnShore | 2018-11-20 03:00 | 0.078207
Solar | 2018-11-20 04:00 | 0
Solar | 2018-11-20 05:00 | 0
WindOnShore | 2018-11-20 06:00 | 0.07613
WindOnShore | 2018-11-20 07:00 | 0.08316
Solar | 2018-11-20 08:00 | 0
Solar | 2018-11-20 09:00 | 0
WindOnShore | 2018-11-20 10:00 | 0.089871
Solar | 2018-11-20 11:00 | 0.025802
WindOnShore | 2018-11-20 12:00 | 0.090749
WindOnShore | 2018-11-20 13:00 | 0.086595
Solar | 2018-11-20 14:00 | 0.11771
Solar | 2018-11-20 15:00 | 0.26695
WindOnShore | 2018-11-20 16:00 | 0.081323
WindOnShore | 2018-11-20 17:00 | 0.071896
Solar | 2018-11-20 18:00 | 0.39289
Solar | 2018-11-20 19:00 | 0.44812
WindOnShore | 2018-11-20 20:00 | 0.065426
WindOnShore | 2018-11-20 21:00 | 0.06231
Solar | 2018-11-20 22:00 | 0.44672
Solar | 2018-11-20 23:00 | 0.35649
WindOnShore | 2018-11-21 | 0.065026
Solar | 2018-11-21 01:00 | 0.21534
WindOnShore | 2018-11-21 02:00 | 0.064467
WindOnShore | 2018-11-21 03:00 | 0.063668
Solar | 2018-11-21 04:00 | 0.060391
Solar | 2018-11-21 05:00 | 0
WindOnShore | 2018-11-21 06:00 | 0.073973
WindOnShore | 2018-11-21 07:00 | 0.092427
Solar | 2018-11-21 08:00 | 0
WindOnShore | 2018-11-21 09:00 | 0.097699
Solar | 2018-11-21 10:00 | 0
Solar | 2018-11-21 11:00 | 0
WindOnShore | 2018-11-21 12:00 | 0.10081
Solar | 2018-11-21 13:00 | 0
WindOnShore | 2018-11-21 14:00 | 0.10561
Solar | 2018-11-21 15:00 | 0
WindOnShore | 2018-11-21 16:00 | 0.10816
Solar | 2018-11-21 17:00 | 0
WindOnShore | 2018-11-21 18:00 | 0.10425
Solar | 2018-11-21 19:00 | 0
WindOnShore | 2018-11-21 20:00 | 0.10593
Solar | 2018-11-21 21:00 | 0
WindOnShore | 2018-11-21 22:00 | 0.10153
WindOnShore | 2018-11-21 23:00 | 0.10201
Solar | 2018-11-22 | 0
Solar | 2018-11-22 01:00 | 0
WindOnShore | 2018-11-22 02:00 | 0.10457
Solar | 2018-11-22 03:00 | 0
WindOnShore | 2018-11-22 04:00 | 0.10768
Solar | 2018-11-22 05:00 | 0
WindOnShore | 2018-11-22 06:00 | 0.1092
WindOnShore | 2018-11-22 07:00 | 0.1132
Solar | 2018-11-22 08:00 | 0
Solar | 2018-11-22 09:00 | 0
WindOnShore | 2018-11-22 10:00 | 0.12135
WindOnShore | 2018-11-22 11:00 | 0.13253
Solar | 2018-11-22 12:00 | 0.022455
Solar | 2018-11-22 13:00 | 0.08675
WindOnShore | 2018-11-22 14:00 | 0.13069
Solar | 2018-11-22 15:00 | 0.20446
WindOnShore | 2018-11-22 16:00 | 0.11695
Solar | 2018-11-22 17:00 | 0.26053
WindOnShore | 2018-11-22 18:00 | 0.10137
Solar | 2018-11-22 19:00 | 0.28731
WindOnShore | 2018-11-22 20:00 | 0.09698
Solar | 2018-11-22 21:00 | 0.28298
WindOnShore | 2018-11-22 22:00 | 0.10465
Solar | 2018-11-22 23:00 | 0.22957
WindOnShore | 2018-11-23 | 0.10912
Solar | 2018-11-23 01:00 | 0.13333
WindOnShore | 2018-11-23 02:00 | 0.11535
Solar | 2018-11-23 03:00 | 0.043236
WindOnShore | 2018-11-23 04:00 | 0.12726
Solar | 2018-11-23 05:00 | 0
WindOnShore | 2018-11-23 06:00 | 0.1505
Solar | 2018-11-23 07:00 | 0
WindOnShore | 2018-11-23 08:00 | 0.19939
WindOnShore | 2018-11-23 09:00 | 0.23438
Solar | 2018-11-23 10:00 | 0
WindOnShore | 2018-11-23 11:00 | 0.25659
Solar | 2018-11-23 12:00 | 0
WindOnShore | 2018-11-23 13:00 | 0.2808
Solar | 2018-11-23 14:00 | 0
WindOnShore | 2018-11-23 15:00 | 0.29741
Solar | 2018-11-23 16:00 | 0
Solar | 2018-11-23 17:00 | 0
WindOnShore | 2018-11-23 18:00 | 0.30468
Solar | 2018-11-23 19:00 | 0
WindOnShore | 2018-11-23 20:00 | 0.32329
WindOnShore | 2018-11-23 21:00 | 0.33927
Solar | 2018-11-23 22:00 | 0
Solar | 2018-11-23 23:00 | 0
WindOnShore | 2018-11-24 | 0.35253
Solar | 2018-11-24 01:00 | 0
WindOnShore | 2018-11-24 02:00 | 0.36763
WindOnShore | 2018-11-24 03:00 | 0.39247
Solar | 2018-11-24 04:00 | 0
WindOnShore | 2018-11-24 05:00 | 0.40685
Solar | 2018-11-24 06:00 | 0
Solar | 2018-11-24 07:00 | 0
WindOnShore | 2018-11-24 08:00 | 0.42075
Solar | 2018-11-24 09:00 | 0
WindOnShore | 2018-11-24 10:00 | 0.44184
Solar | 2018-11-24 11:00 | 0.019386
WindOnShore | 2018-11-24 12:00 | 0.44831
WindOnShore | 2018-11-24 13:00 | 0.4329
Solar | 2018-11-24 14:00 | 0.047001
Solar | 2018-11-24 15:00 | 0.093584
WindOnShore | 2018-11-24 16:00 | 0.41237
WindOnShore | 2018-11-24 17:00 | 0.38552
Solar | 2018-11-24 18:00 | 0.13333
Solar | 2018-11-24 19:00 | 0.14533
WindOnShore | 2018-11-24 20:00 | 0.38537
Solar | 2018-11-24 21:00 | 0.13501
WindOnShore | 2018-11-24 22:00 | 0.39727
Solar | 2018-11-24 23:00 | 0.11172
WindOnShore | 2018-11-25 | 0.39847
WindOnShore | 2018-11-25 01:00 | 0.3904
Solar | 2018-11-25 02:00 | 0.066527
Solar | 2018-11-25 03:00 | 0.028312
WindOnShore | 2018-11-25 04:00 | 0.38121
WindOnShore | 2018-11-25 05:00 | 0.388
Solar | 2018-11-25 06:00 | 0
Solar | 2018-11-25 07:00 | 0
WindOnShore | 2018-11-25 08:00 | 0.39255
Solar | 2018-11-25 09:00 | 0
WindOnShore | 2018-11-25 10:00 | 0.39136
WindOnShore | 2018-11-25 11:00 | 0.37594
Solar | 2018-11-25 12:00 | 0
Solar | 2018-11-25 13:00 | 0
WindOnShore | 2018-11-25 14:00 | 0.34494
Solar | 2018-11-25 15:00 | 0
WindOnShore | 2018-11-25 16:00 | 0.31155
WindOnShore | 2018-11-25 17:00 | 0.29637
Solar | 2018-11-25 18:00 | 0
Solar | 2018-11-25 19:00 | 0
WindOnShore | 2018-11-25 20:00 | 0.27616
WindOnShore | 2018-11-25 21:00 | 0.25555
Solar | 2018-11-25 22:00 | 0
WindOnShore | 2018-11-25 23:00 | 0.24421
Solar | 2018-11-26 | 0
WindOnShore | 2018-11-26 01:00 | 0.23598
Solar | 2018-11-26 02:00 | 0
Solar | 2018-11-26 03:00 | 0
WindOnShore | 2018-11-26 04:00 | 0.22448
Solar | 2018-11-26 05:00 | 0
WindOnShore | 2018-11-26 06:00 | 0.19404
WindOnShore | 2018-11-26 07:00 | 0.19939
Solar | 2018-11-26 08:00 | 0.019805
WindOnShore | 2018-11-26 09:00 | 0.19252
Solar | 2018-11-26 10:00 | 0.06569
WindOnShore | 2018-11-26 11:00 | 0.16145
Solar | 2018-11-26 12:00 | 0.17685
WindOnShore | 2018-11-26 13:00 | 0.14603
Solar | 2018-11-26 14:00 | 0.28006
WindOnShore | 2018-11-26 15:00 | 0.13101
Solar | 2018-11-26 16:00 | 0.33068
Solar | 2018-11-26 17:00 | 0.36276
WindOnShore | 2018-11-26 18:00 | 0.12446
Solar | 2018-11-26 19:00 | 0.29317
WindOnShore | 2018-11-26 20:00 | 0.11615
WindOnShore | 2018-11-26 21:00 | 0.1112
Solar | 2018-11-26 22:00 | 0.16862
WindOnShore | 2018-11-26 23:00 | 0.12822
Solar | 2018-11-27 | 0.055649
WindOnShore | 2018-11-27 01:00 | 0.13173
Solar | 2018-11-27 02:00 | 0
Solar | 2018-11-27 03:00 | 0
WindOnShore | 2018-11-27 04:00 | 0.12534
WindOnShore | 2018-11-27 05:00 | 0.12462
Solar | 2018-11-27 06:00 | 0
Solar | 2018-11-27 07:00 | 0
WindOnShore | 2018-11-27 08:00 | 0.12758
Solar | 2018-11-27 09:00 | 0
WindOnShore | 2018-11-27 10:00 | 0.13373
WindOnShore | 2018-11-27 11:00 | 0.13477
Solar | 2018-11-27 12:00 | 0
WindOnShore | 2018-11-27 13:00 | 0.14347
Solar | 2018-11-27 14:00 | 0
WindOnShore | 2018-11-27 15:00 | 0.15082
Solar | 2018-11-27 16:00 | 0
Solar | 2018-11-27 17:00 | 0
WindOnShore | 2018-11-27 18:00 | 0.15833
WindOnShore | 2018-11-27 19:00 | 0.16193
Solar | 2018-11-27 20:00 | 0
WindOnShore | 2018-11-27 21:00 | 0.16624
Solar | 2018-11-27 22:00 | 0
Solar | 2018-11-27 23:00 | 0
WindOnShore | 2018-11-28 | 0.17974
WindOnShore | 2018-11-28 01:00 | 0.21433
Solar | 2018-11-28 02:00 | 0
WindOnShore | 2018-11-28 03:00 | 0.24828
Solar | 2018-11-28 04:00 | 0
Solar | 2018-11-28 05:00 | 0
WindOnShore | 2018-11-28 06:00 | 0.2772
WindOnShore | 2018-11-28 07:00 | 0.30812
Solar | 2018-11-28 08:00 | 0.024268
Solar | 2018-11-28 09:00 | 0.08424
WindOnShore | 2018-11-28 10:00 | 0.32497
WindOnShore | 2018-11-28 11:00 | 0.35213
Solar | 2018-11-28 12:00 | 0.16946
WindOnShore | 2018-11-28 13:00 | 0.38896
Solar | 2018-11-28 14:00 | 0.22622
Solar | 2018-11-28 15:00 | 0.24616
WindOnShore | 2018-11-28 16:00 | 0.40126
WindOnShore | 2018-11-28 17:00 | 0.41101
Solar | 2018-11-28 18:00 | 0.20446
Solar | 2018-11-28 19:00 | 0.14114
WindOnShore | 2018-11-28 20:00 | 0.44424
Solar | 2018-11-28 21:00 | 0.07643
WindOnShore | 2018-11-28 22:00 | 0.471
Solar | 2018-11-28 23:00 | 0.028591
WindOnShore | 2018-11-29 | 0.50503
WindOnShore | 2018-11-29 01:00 | 0.53683
Solar | 2018-11-29 02:00 | 0
Solar | 2018-11-29 03:00 | 0
WindOnShore | 2018-11-29 04:00 | 0.53715
Solar | 2018-11-29 05:00 | 0
WindOnShore | 2018-11-29 06:00 | 0.5143
Solar | 2018-11-29 07:00 | 0
WindOnShore | 2018-11-29 08:00 | 0.47611
Solar | 2018-11-29 09:00 | 0
WindOnShore | 2018-11-29 10:00 | 0.43769
WindOnShore | 2018-11-29 11:00 | 0.38976
Solar | 2018-11-29 12:00 | 0
WindOnShore | 2018-11-29 13:00 | 0.36084
Solar | 2018-11-29 14:00 | 0
WindOnShore | 2018-11-29 15:00 | 0.32897
Solar | 2018-11-29 16:00 | 0
WindOnShore | 2018-11-29 17:00 | 0.28519
Solar | 2018-11-29 18:00 | 0
Solar | 2018-11-29 19:00 | 0
WindOnShore | 2018-11-29 20:00 | 0.2514
Solar | 2018-11-29 21:00 | 0
WindOnShore | 2018-11-29 22:00 | 0.22863
Solar | 2018-11-29 23:00 | 0
WindOnShore | 2018-11-30 | 0.23031
Solar | 2018-11-30 01:00 | 0
WindOnShore | 2018-11-30 02:00 | 0.21433
Solar | 2018-11-30 03:00 | 0
WindOnShore | 2018-11-30 04:00 | 0.18517
WindOnShore | 2018-11-30 05:00 | 0.17303
Solar | 2018-11-30 06:00 | 0
Solar | 2018-11-30 07:00 | 0.017713
WindOnShore | 2018-11-30 08:00 | 0.17191
WindOnShore | 2018-11-30 09:00 | 0.17479
Solar | 2018-11-30 10:00 | 0.032775
Solar | 2018-11-30 11:00 | 0.069735
WindOnShore | 2018-11-30 12:00 | 0.16936
WindOnShore | 2018-11-30 13:00 | 0.15138
Solar | 2018-11-30 14:00 | 0.10865
WindOnShore | 2018-11-30 15:00 | 0.15745
Solar | 2018-11-30 16:00 | 0.13096
Solar | 2018-11-30 17:00 | 0.13445
WindOnShore | 2018-11-30 18:00 | 0.16856
Solar | 2018-11-30 19:00 | 0.10976
WindOnShore | 2018-11-30 20:00 | 0.16832
Solar | 2018-11-30 21:00 | 0.072803
WindOnShore | 2018-11-30 22:00 | 0.16193
WindOnShore | 2018-11-30 23:00 | 0.17055
Solar | 2018-12-01 | 0.031241
WindOnShore | 2018-12-01 01:00 | 0.18933
Solar | 2018-12-01 02:00 | 0
Solar | 2018-12-01 03:00 | 0
WindOnShore | 2018-12-01 04:00 | 0.22687
Solar | 2018-12-01 05:00 | 0
WindOnShore | 2018-12-01 06:00 | 0.26945
WindOnShore | 2018-12-01 07:00 | 0.30828
Solar | 2018-12-01 08:00 | 0
Solar | 2018-12-01 09:00 | 0
WindOnShore | 2018-12-01 10:00 | 0.33815
WindOnShore | 2018-12-01 11:00 | 0.34718
Solar | 2018-12-01 12:00 | 0
Solar | 2018-12-01 13:00 | 0
WindOnShore | 2018-12-01 14:00 | 0.36755
Solar | 2018-12-01 15:00 | 0
WindOnShore | 2018-12-01 16:00 | 0.38664
WindOnShore | 2018-12-01 17:00 | 0.40438
Solar | 2018-12-01 18:00 | 0
WindOnShore | 2018-12-01 19:00 | 0.39415
Solar | 2018-12-01 20:00 | 0
Solar | 2018-12-01 21:00 | 0
WindOnShore | 2018-12-01 22:00 | 0.38616
Solar | 2018-12-01 23:00 | 0
WindOnShore | 2018-12-02 | 0.39927
Solar | 2018-12-02 01:00 | 0
WindOnShore | 2018-12-02 02:00 | 0.38896
WindOnShore | 2018-12-02 03:00 | 0.37977
Solar | 2018-12-02 04:00 | 0
WindOnShore | 2018-12-02 05:00 | 0.36987
Solar | 2018-12-02 06:00 | 0
WindOnShore | 2018-12-02 07:00 | 0.35038
Solar | 2018-12-02 08:00 | 0.022455
WindOnShore | 2018-12-02 09:00 | 0.3209
Solar | 2018-12-02 10:00 | 0.089261
WindOnShore | 2018-12-02 11:00 | 0.29094
Solar | 2018-12-02 12:00 | 0.23054
WindOnShore | 2018-12-02 13:00 | 0.25739
Solar | 2018-12-02 14:00 | 0.34338
Solar | 2018-12-02 15:00 | 0.3954
WindOnShore | 2018-12-02 16:00 | 0.24277
Solar | 2018-12-02 17:00 | 0.35021
WindOnShore | 2018-12-02 18:00 | 0.24165
WindOnShore | 2018-12-02 19:00 | 0.22991
Solar | 2018-12-02 20:00 | 0.26416
WindOnShore | 2018-12-02 21:00 | 0.20666
Solar | 2018-12-02 22:00 | 0.15063
Solar | 2018-12-02 23:00 | 0.051185
WindOnShore | 2018-12-03 | 0.20075
WindOnShore | 2018-12-03 01:00 | 0.23334
Solar | 2018-12-03 02:00 | 0
WindOnShore | 2018-12-03 03:00 | 0.27273
Solar | 2018-12-03 04:00 | 0
WindOnShore | 2018-12-03 05:00 | 0.31083
Solar | 2018-12-03 06:00 | 0
Solar | 2018-12-03 07:00 | 0
WindOnShore | 2018-12-03 08:00 | 0.32745
WindOnShore | 2018-12-03 09:00 | 0.32266
Solar | 2018-12-03 10:00 | 0
Solar | 2018-12-03 11:00 | 0
WindOnShore | 2018-12-03 12:00 | 0.31331
Solar | 2018-12-03 13:00 | 0
WindOnShore | 2018-12-03 14:00 | 0.30588
WindOnShore | 2018-12-03 15:00 | 0.31371
Solar | 2018-12-03 16:00 | 0
Solar | 2018-12-03 17:00 | 0
WindOnShore | 2018-12-03 18:00 | 0.32417
WindOnShore | 2018-12-03 19:00 | 0.3364
Solar | 2018-12-03 20:00 | 0
Solar | 2018-12-03 21:00 | 0
WindOnShore | 2018-12-03 22:00 | 0.35277
WindOnShore | 2018-12-03 23:00 | 0.36491
Solar | 2018-12-04 | 0
WindOnShore | 2018-12-04 01:00 | 0.37282
Solar | 2018-12-04 02:00 | 0
Solar | 2018-12-04 03:00 | 0
WindOnShore | 2018-12-04 04:00 | 0.40622
Solar | 2018-12-04 05:00 | 0
WindOnShore | 2018-12-04 06:00 | 0.46213
WindOnShore | 2018-12-04 07:00 | 0.50727
Solar | 2018-12-04 08:00 | 0.018689
WindOnShore | 2018-12-04 09:00 | 0.53898
Solar | 2018-12-04 10:00 | 0.076848
Solar | 2018-12-04 11:00 | 0.19163
WindOnShore | 2018-12-04 12:00 | 0.56159
Solar | 2018-12-04 13:00 | 0.25049
WindOnShore | 2018-12-04 14:00 | 0.5695
Solar | 2018-12-04 15:00 | 0.2788
WindOnShore | 2018-12-04 16:00 | 0.59075
WindOnShore | 2018-12-04 17:00 | 0.59906
Solar | 2018-12-04 18:00 | 0.25077
WindOnShore | 2018-12-04 19:00 | 0.62726
Solar | 2018-12-04 20:00 | 0.19819
Solar | 2018-12-04 21:00 | 0.12873
WindOnShore | 2018-12-04 22:00 | 0.62614
Solar | 2018-12-04 23:00 | 0.031799
WindOnShore | 2018-12-05 | 0.65418
Solar | 2018-12-05 01:00 | 0
WindOnShore | 2018-12-05 02:00 | 0.6914
WindOnShore | 2018-12-05 03:00 | 0.6942
Solar | 2018-12-05 04:00 | 0
WindOnShore | 2018-12-05 05:00 | 0.68086
Solar | 2018-12-05 06:00 | 0
Solar | 2018-12-05 07:00 | 0
WindOnShore | 2018-12-05 08:00 | 0.64859
WindOnShore | 2018-12-05 09:00 | 0.64172
Solar | 2018-12-05 10:00 | 0
WindOnShore | 2018-12-05 11:00 | 0.63501
Solar | 2018-12-05 12:00 | 0
Solar | 2018-12-05 13:00 | 0
WindOnShore | 2018-12-05 14:00 | 0.63716
WindOnShore | 2018-12-05 15:00 | 0.61551
Solar | 2018-12-05 16:00 | 0
WindOnShore | 2018-12-05 17:00 | 0.59626
Solar | 2018-12-05 18:00 | 0
Solar | 2018-12-05 19:00 | 0
WindOnShore | 2018-12-05 20:00 | 0.58604
Solar | 2018-12-05 21:00 | 0
WindOnShore | 2018-12-05 22:00 | 0.56543
WindOnShore | 2018-12-05 23:00 | 0.53347
Solar | 2018-12-06 | 0
WindOnShore | 2018-12-06 01:00 | 0.49361
Solar | 2018-12-06 02:00 | 0
Solar | 2018-12-06 03:00 | 0
WindOnShore | 2018-12-06 04:00 | 0.48075
Solar | 2018-12-06 05:00 | 0
WindOnShore | 2018-12-06 06:00 | 0.47635
WindOnShore | 2018-12-06 07:00 | 0.46613
Solar | 2018-12-06 08:00 | 0.01841
Solar | 2018-12-06 09:00 | 0.059414
WindOnShore | 2018-12-06 10:00 | 0.45015
WindOnShore | 2018-12-06 11:00 | 0.41764
Solar | 2018-12-06 12:00 | 0.15969
WindOnShore | 2018-12-06 13:00 | 0.3904
Solar | 2018-12-06 14:00 | 0.24226
WindOnShore | 2018-12-06 15:00 | 0.37426
Solar | 2018-12-06 16:00 | 0.24603
WindOnShore | 2018-12-06 17:00 | 0.35325
Solar | 2018-12-06 18:00 | 0.23849
WindOnShore | 2018-12-06 19:00 | 0.30915
Solar | 2018-12-06 20:00 | 0.21102
WindOnShore | 2018-12-06 21:00 | 0.28287
Solar | 2018-12-06 22:00 | 0.13654
Solar | 2018-12-06 23:00 | 0.049372
WindOnShore | 2018-12-07 | 0.28615
WindOnShore | 2018-12-07 01:00 | 0.3304
Solar | 2018-12-07 02:00 | 0
Solar | 2018-12-07 03:00 | 0
WindOnShore | 2018-12-07 04:00 | 0.38417
Solar | 2018-12-07 05:00 | 0
WindOnShore | 2018-12-07 06:00 | 0.41109
WindOnShore | 2018-12-07 07:00 | 0.4456
Solar | 2018-12-07 08:00 | 0
WindOnShore | 2018-12-07 09:00 | 0.46541
Solar | 2018-12-07 10:00 | 0
Solar | 2018-12-07 11:00 | 0
WindOnShore | 2018-12-07 12:00 | 0.46948
Solar | 2018-12-07 13:00 | 0
WindOnShore | 2018-12-07 14:00 | 0.46988
WindOnShore | 2018-12-07 15:00 | 0.48227
Solar | 2018-12-07 16:00 | 0
WindOnShore | 2018-12-07 17:00 | 0.50535
Solar | 2018-12-07 18:00 | 0
Solar | 2018-12-07 19:00 | 0
WindOnShore | 2018-12-07 20:00 | 0.50783
WindOnShore | 2018-12-07 21:00 | 0.5147
Solar | 2018-12-07 22:00 | 0
Solar | 2018-12-07 23:00 | 0
WindOnShore | 2018-12-08 | 0.53251
WindOnShore | 2018-12-08 01:00 | 0.54234
Solar | 2018-12-08 02:00 | 0
Solar | 2018-12-08 03:00 | 0
WindOnShore | 2018-12-08 04:00 | 0.53906
Solar | 2018-12-08 05:00 | 0
WindOnShore | 2018-12-08 06:00 | 0.57038
WindOnShore | 2018-12-08 07:00 | 0.56223
Solar | 2018-12-08 08:00 | 0.023013
Solar | 2018-12-08 09:00 | 0.077964
WindOnShore | 2018-12-08 10:00 | 0.5397
Solar | 2018-12-08 11:00 | 0.18591
WindOnShore | 2018-12-08 12:00 | 0.51965
Solar | 2018-12-08 13:00 | 0.29275
WindOnShore | 2018-12-08 14:00 | 0.51158
Solar | 2018-12-08 15:00 | 0.33194
WindOnShore | 2018-12-08 16:00 | 0.51326
WindOnShore | 2018-12-08 17:00 | 0.50671
Solar | 2018-12-08 18:00 | 0.33403
WindOnShore | 2018-12-08 19:00 | 0.49057
Solar | 2018-12-08 20:00 | 0.25244
WindOnShore | 2018-12-08 21:00 | 0.47276
Solar | 2018-12-08 22:00 | 0.15286
WindOnShore | 2018-12-08 23:00 | 0.46741
Solar | 2018-12-09 | 0.047141
Solar | 2018-12-09 01:00 | 0
WindOnShore | 2018-12-09 02:00 | 0.47252
Solar | 2018-12-09 03:00 | 0
WindOnShore | 2018-12-09 04:00 | 0.51726
WindOnShore | 2018-12-09 05:00 | 0.59482
Solar | 2018-12-09 06:00 | 0
Solar | 2018-12-09 07:00 | 0
WindOnShore | 2018-12-09 08:00 | 0.65673
Solar | 2018-12-09 09:00 | 0
WindOnShore | 2018-12-09 10:00 | 0.69843
Solar | 2018-12-09 11:00 | 0
WindOnShore | 2018-12-09 12:00 | 0.70882
Solar | 2018-12-09 13:00 | 0
WindOnShore | 2018-12-09 14:00 | 0.73175
Solar | 2018-12-09 15:00 | 0
WindOnShore | 2018-12-09 16:00 | 0.75092
WindOnShore | 2018-12-09 17:00 | 0.78655
Solar | 2018-12-09 18:00 | 0
WindOnShore | 2018-12-09 19:00 | 0.82929
Solar | 2018-12-09 20:00 | 0
Solar | 2018-12-09 21:00 | 0
WindOnShore | 2018-12-09 22:00 | 0.85253
Solar | 2018-12-09 23:00 | 0
WindOnShore | 2018-12-10 | 0.861
Solar | 2018-12-10 01:00 | 0
WindOnShore | 2018-12-10 02:00 | 0.87546
Solar | 2018-12-10 03:00 | 0
WindOnShore | 2018-12-10 04:00 | 0.8884
WindOnShore | 2018-12-10 05:00 | 0.9055
Solar | 2018-12-10 06:00 | 0
Solar | 2018-12-10 07:00 | 0.020363
WindOnShore | 2018-12-10 08:00 | 0.89958
Solar | 2018-12-10 09:00 | 0.053417
WindOnShore | 2018-12-10 10:00 | 0.89503
Solar | 2018-12-10 11:00 | 0.11227
WindOnShore | 2018-12-10 12:00 | 0.89136
WindOnShore | 2018-12-10 13:00 | 0.88105
Solar | 2018-12-10 14:00 | 0.15328
Solar | 2018-12-10 15:00 | 0.16904
WindOnShore | 2018-12-10 16:00 | 0.87842
WindOnShore | 2018-12-10 17:00 | 0.8769
Solar | 2018-12-10 18:00 | 0.16764
Solar | 2018-12-10 19:00 | 0.12413
WindOnShore | 2018-12-10 20:00 | 0.86068
Solar | 2018-12-10 21:00 | 0.076709
WindOnShore | 2018-12-10 22:00 | 0.84247
Solar | 2018-12-10 23:00 | 0.03152
WindOnShore | 2018-12-11 | 0.81051
Solar | 2018-12-11 01:00 | 0
WindOnShore | 2018-12-11 02:00 | 0.78974
WindOnShore | 2018-12-11 03:00 | 0.76346
Solar | 2018-12-11 04:00 | 0
Solar | 2018-12-11 05:00 | 0
WindOnShore | 2018-12-11 06:00 | 0.74868
WindOnShore | 2018-12-11 07:00 | 0.71281
Solar | 2018-12-11 08:00 | 0
Solar | 2018-12-11 09:00 | 0
WindOnShore | 2018-12-11 10:00 | 0.67431
WindOnShore | 2018-12-11 11:00 | 0.67439
Solar | 2018-12-11 12:00 | 0
WindOnShore | 2018-12-11 13:00 | 0.69029
Solar | 2018-12-11 14:00 | 0
Solar | 2018-12-11 15:00 | 0
WindOnShore | 2018-12-11 16:00 | 0.72887
Solar | 2018-12-11 17:00 | 0
WindOnShore | 2018-12-11 18:00 | 0.76442
WindOnShore | 2018-12-11 19:00 | 0.78407
Solar | 2018-12-11 20:00 | 0
WindOnShore | 2018-12-11 21:00 | 0.78815
Solar | 2018-12-11 22:00 | 0
Solar | 2018-12-11 23:00 | 0
WindOnShore | 2018-12-12 | 0.77089
Solar | 2018-12-12 01:00 | 0
WindOnShore | 2018-12-12 02:00 | 0.74764
Solar | 2018-12-12 03:00 | 0
WindOnShore | 2018-12-12 04:00 | 0.7101
Solar | 2018-12-12 05:00 | 0
WindOnShore | 2018-12-12 06:00 | 0.67439
WindOnShore | 2018-12-12 07:00 | 0.63684
Solar | 2018-12-12 08:00 | 0.019944
WindOnShore | 2018-12-12 09:00 | 0.60792
Solar | 2018-12-12 10:00 | 0.052162
WindOnShore | 2018-12-12 11:00 | 0.58476
Solar | 2018-12-12 12:00 | 0.12622
WindOnShore | 2018-12-12 13:00 | 0.57749
Solar | 2018-12-12 14:00 | 0.17322
WindOnShore | 2018-12-12 15:00 | 0.58883
Solar | 2018-12-12 16:00 | 0.18926
Solar | 2018-12-12 17:00 | 0.19219
WindOnShore | 2018-12-12 18:00 | 0.56447
WindOnShore | 2018-12-12 19:00 | 0.531
Solar | 2018-12-12 20:00 | 0.17071
Solar | 2018-12-12 21:00 | 0.095955
WindOnShore | 2018-12-12 22:00 | 0.50655
Solar | 2018-12-12 23:00 | 0.036402
WindOnShore | 2018-12-13 | 0.45079
Solar | 2018-12-13 01:00 | 0
WindOnShore | 2018-12-13 02:00 | 0.41772
WindOnShore | 2018-12-13 03:00 | 0.38473
Solar | 2018-12-13 04:00 | 0
Solar | 2018-12-13 05:00 | 0
WindOnShore | 2018-12-13 06:00 | 0.36148
Solar | 2018-12-13 07:00 | 0
WindOnShore | 2018-12-13 08:00 | 0.34742
Solar | 2018-12-13 09:00 | 0
WindOnShore | 2018-12-13 10:00 | 0.33951
Solar | 2018-12-13 11:00 | 0
WindOnShore | 2018-12-13 12:00 | 0.32178
Solar | 2018-12-13 13:00 | 0
WindOnShore | 2018-12-13 14:00 | 0.29573
WindOnShore | 2018-12-13 15:00 | 0.2768
Solar | 2018-12-13 16:00 | 0
WindOnShore | 2018-12-13 17:00 | 0.25507
Solar | 2018-12-13 18:00 | 0
Solar | 2018-12-13 19:00 | 0
WindOnShore | 2018-12-13 20:00 | 0.25571
WindOnShore | 2018-12-13 21:00 | 0.25204
Solar | 2018-12-13 22:00 | 0
WindOnShore | 2018-12-13 23:00 | 0.27385
Solar | 2018-12-14 | 0
WindOnShore | 2018-12-14 01:00 | 0.29054
Solar | 2018-12-14 02:00 | 0
WindOnShore | 2018-12-14 03:00 | 0.30931
Solar | 2018-12-14 04:00 | 0
Solar | 2018-12-14 05:00 | 0
WindOnShore | 2018-12-14 06:00 | 0.34574
Solar | 2018-12-14 07:00 | 0.021618
WindOnShore | 2018-12-14 08:00 | 0.37378
Solar | 2018-12-14 09:00 | 0.065551
WindOnShore | 2018-12-14 10:00 | 0.41436
WindOnShore | 2018-12-14 11:00 | 0.47763
Solar | 2018-12-14 12:00 | 0.14547
Solar | 2018-12-14 13:00 | 0.20683
WindOnShore | 2018-12-14 14:00 | 0.55344
WindOnShore | 2018-12-14 15:00 | 0.64451
Solar | 2018-12-14 16:00 | 0.23501
WindOnShore | 2018-12-14 17:00 | 0.72232
Solar | 2018-12-14 18:00 | 0.24128
WindOnShore | 2018-12-14 19:00 | 0.7387
Solar | 2018-12-14 20:00 | 0.19344
WindOnShore | 2018-12-14 21:00 | 0.73127
Solar | 2018-12-14 22:00 | 0.11241
WindOnShore | 2018-12-14 23:00 | 0.70986
Solar | 2018-12-15 | 0.039191
Solar | 2018-12-15 01:00 | 0
WindOnShore | 2018-12-15 02:00 | 0.69827
WindOnShore | 2018-12-15 03:00 | 0.68621
Solar | 2018-12-15 04:00 | 0
Solar | 2018-12-15 05:00 | 0
WindOnShore | 2018-12-15 06:00 | 0.67974
WindOnShore | 2018-12-15 07:00 | 0.6771
Solar | 2018-12-15 08:00 | 0
WindOnShore | 2018-12-15 09:00 | 0.66105
Solar | 2018-12-15 10:00 | 0
Solar | 2018-12-15 11:00 | 0
WindOnShore | 2018-12-15 12:00 | 0.62838
Solar | 2018-12-15 13:00 | 0
WindOnShore | 2018-12-15 14:00 | 0.60904
WindOnShore | 2018-12-15 15:00 | 0.5667
Solar | 2018-12-15 16:00 | 0
WindOnShore | 2018-12-15 17:00 | 0.5016
Solar | 2018-12-15 18:00 | 0
Solar | 2018-12-15 19:00 | 0
WindOnShore | 2018-12-15 20:00 | 0.45534
WindOnShore | 2018-12-15 21:00 | 0.38393
Solar | 2018-12-15 22:00 | 0
Solar | 2018-12-15 23:00 | 0
WindOnShore | 2018-12-16 | 0.29861
WindOnShore | 2018-12-16 01:00 | 0.26019
Solar | 2018-12-16 02:00 | 0
Solar | 2018-12-16 03:00 | 0
WindOnShore | 2018-12-16 04:00 | 0.22504
Solar | 2018-12-16 05:00 | 0
WindOnShore | 2018-12-16 06:00 | 0.19843
Solar | 2018-12-16 07:00 | 0.020921
WindOnShore | 2018-12-16 08:00 | 0.16616
Solar | 2018-12-16 09:00 | 0.072106
WindOnShore | 2018-12-16 10:00 | 0.13812
WindOnShore | 2018-12-16 11:00 | 0.13509
Solar | 2018-12-16 12:00 | 0.16527
Solar | 2018-12-16 13:00 | 0.22817
WindOnShore | 2018-12-16 14:00 | 0.12502
Solar | 2018-12-16 15:00 | 0.26416
WindOnShore | 2018-12-16 16:00 | 0.1235
Solar | 2018-12-16 17:00 | 0.26067
WindOnShore | 2018-12-16 18:00 | 0.12214
WindOnShore | 2018-12-16 19:00 | 0.12846
Solar | 2018-12-16 20:00 | 0.20907
WindOnShore | 2018-12-16 21:00 | 0.12973
Solar | 2018-12-16 22:00 | 0.12483
WindOnShore | 2018-12-16 23:00 | 0.1271
Solar | 2018-12-17 | 0.043375
WindOnShore | 2018-12-17 01:00 | 0.13357
Solar | 2018-12-17 02:00 | 0
WindOnShore | 2018-12-17 03:00 | 0.14611
Solar | 2018-12-17 04:00 | 0
Solar | 2018-12-17 05:00 | 0
WindOnShore | 2018-12-17 06:00 | 0.15745
WindOnShore | 2018-12-17 07:00 | 0.1636
Solar | 2018-12-17 08:00 | 0
Solar | 2018-12-17 09:00 | 0
WindOnShore | 2018-12-17 10:00 | 0.17247
Solar | 2018-12-17 11:00 | 0
WindOnShore | 2018-12-17 12:00 | 0.17127
WindOnShore | 2018-12-17 13:00 | 0.17623
Solar | 2018-12-17 14:00 | 0
Solar | 2018-12-17 15:00 | 0
WindOnShore | 2018-12-17 16:00 | 0.16384
WindOnShore | 2018-12-17 17:00 | 0.15194
Solar | 2018-12-17 18:00 | 0
WindOnShore | 2018-12-17 19:00 | 0.14291
Solar | 2018-12-17 20:00 | 0
WindOnShore | 2018-12-17 21:00 | 0.14499
Solar | 2018-12-17 22:00 | 0
WindOnShore | 2018-12-17 23:00 | 0.141
Solar | 2018-12-18 | 0
WindOnShore | 2018-12-18 01:00 | 0.13924
Solar | 2018-12-18 02:00 | 0
Solar | 2018-12-18 03:00 | 0
WindOnShore | 2018-12-18 04:00 | 0.1414
WindOnShore | 2018-12-18 05:00 | 0.14132
Solar | 2018-12-18 06:00 | 0
WindOnShore | 2018-12-18 07:00 | 0.13053
Solar | 2018-12-18 08:00 | 0.022594
WindOnShore | 2018-12-18 09:00 | 0.11296
Solar | 2018-12-18 10:00 | 0.094282
Solar | 2018-12-18 11:00 | 0.2325
WindOnShore | 2018-12-18 12:00 | 0.10513
Solar | 2018-12-18 13:00 | 0.35091
WindOnShore | 2018-12-18 14:00 | 0.085876
WindOnShore | 2018-12-18 15:00 | 0.064867
Solar | 2018-12-18 16:00 | 0.40098
Solar | 2018-12-18 17:00 | 0.39916
WindOnShore | 2018-12-18 18:00 | 0.050727
Solar | 2018-12-18 19:00 | 0.33584
WindOnShore | 2018-12-18 20:00 | 0.052005
Solar | 2018-12-18 21:00 | 0.20377
WindOnShore | 2018-12-18 22:00 | 0.060473
WindOnShore | 2018-12-18 23:00 | 0.072935
Solar | 2018-12-19 | 0.062901
Solar | 2018-12-19 01:00 | 0
WindOnShore | 2018-12-19 02:00 | 0.10249
Solar | 2018-12-19 03:00 | 0
WindOnShore | 2018-12-19 04:00 | 0.1418
WindOnShore | 2018-12-19 05:00 | 0.16728
Solar | 2018-12-19 06:00 | 0
Solar | 2018-12-19 07:00 | 0
WindOnShore | 2018-12-19 08:00 | 0.17742
WindOnShore | 2018-12-19 09:00 | 0.16752
Solar | 2018-12-19 10:00 | 0
Solar | 2018-12-19 11:00 | 0
WindOnShore | 2018-12-19 12:00 | 0.15114
Solar | 2018-12-19 13:00 | 0
WindOnShore | 2018-12-19 14:00 | 0.13421
WindOnShore | 2018-12-19 15:00 | 0.12566
Solar | 2018-12-19 16:00 | 0
Solar | 2018-12-19 17:00 | 0
WindOnShore | 2018-12-19 18:00 | 0.11695
Solar | 2018-12-19 19:00 | 0
WindOnShore | 2018-12-19 20:00 | 0.10816
Solar | 2018-12-19 21:00 | 0
WindOnShore | 2018-12-19 22:00 | 0.10201
Solar | 2018-12-19 23:00 | 0
WindOnShore | 2018-12-20 | 0.09722
WindOnShore | 2018-12-20 01:00 | 0.089551
Solar | 2018-12-20 02:00 | 0
Solar | 2018-12-20 03:00 | 0
WindOnShore | 2018-12-20 04:00 | 0.088992
Solar | 2018-12-20 05:00 | 0
WindOnShore | 2018-12-20 06:00 | 0.091948
Solar | 2018-12-20 07:00 | 0.021757
WindOnShore | 2018-12-20 08:00 | 0.091149
Solar | 2018-12-20 09:00 | 0.09219
WindOnShore | 2018-12-20 10:00 | 0.089711
WindOnShore | 2018-12-20 11:00 | 0.086915
Solar | 2018-12-20 12:00 | 0.23026
WindOnShore | 2018-12-20 13:00 | 0.074852
Solar | 2018-12-20 14:00 | 0.3516
Solar | 2018-12-20 15:00 | 0.40516
WindOnShore | 2018-12-20 16:00 | 0.058476
WindOnShore | 2018-12-20 17:00 | 0.054162
Solar | 2018-12-20 18:00 | 0.40516
WindOnShore | 2018-12-20 19:00 | 0.051286
Solar | 2018-12-20 20:00 | 0.33068
WindOnShore | 2018-12-20 21:00 | 0.057278
Solar | 2018-12-20 22:00 | 0.19554
WindOnShore | 2018-12-20 23:00 | 0.067423
Solar | 2018-12-21 | 0.059135
WindOnShore | 2018-12-21 01:00 | 0.088752
Solar | 2018-12-21 02:00 | 0
WindOnShore | 2018-12-21 03:00 | 0.11583
Solar | 2018-12-21 04:00 | 0
WindOnShore | 2018-12-21 05:00 | 0.12742
Solar | 2018-12-21 06:00 | 0
WindOnShore | 2018-12-21 07:00 | 0.13293
Solar | 2018-12-21 08:00 | 0
WindOnShore | 2018-12-21 09:00 | 0.13461
Solar | 2018-12-21 10:00 | 0
WindOnShore | 2018-12-21 11:00 | 0.13708
Solar | 2018-12-21 12:00 | 0
WindOnShore | 2018-12-21 13:00 | 0.13445
Solar | 2018-12-21 14:00 | 0
Solar | 2018-12-21 15:00 | 0
WindOnShore | 2018-12-21 16:00 | 0.12654
Solar | 2018-12-21 17:00 | 0
WindOnShore | 2018-12-21 18:00 | 0.11432
Solar | 2018-12-21 19:00 | 0
WindOnShore | 2018-12-21 20:00 | 0.10665
WindOnShore | 2018-12-21 21:00 | 0.099217
Solar | 2018-12-21 22:00 | 0
WindOnShore | 2018-12-21 23:00 | 0.093545
Solar | 2018-12-22 | 0
WindOnShore | 2018-12-22 01:00 | 0.098019
Solar | 2018-12-22 02:00 | 0
Solar | 2018-12-22 03:00 | 0
WindOnShore | 2018-12-22 04:00 | 0.10169
WindOnShore | 2018-12-22 05:00 | 0.096102
Solar | 2018-12-22 06:00 | 0
Solar | 2018-12-22 07:00 | 0.022455
WindOnShore | 2018-12-22 08:00 | 0.086755
WindOnShore | 2018-12-22 09:00 | 0.086276
Solar | 2018-12-22 10:00 | 0.083124
WindOnShore | 2018-12-22 11:00 | 0.079805
Solar | 2018-12-22 12:00 | 0.20028
WindOnShore | 2018-12-22 13:00 | 0.065506
Solar | 2018-12-22 14:00 | 0.29177
Solar | 2018-12-22 15:00 | 0.33068
WindOnShore | 2018-12-22 16:00 | 0.054801
WindOnShore | 2018-12-22 17:00 | 0.044656
Solar | 2018-12-22 18:00 | 0.31534
Solar | 2018-12-22 19:00 | 0.25021
WindOnShore | 2018-12-22 20:00 | 0.040661
Solar | 2018-12-22 21:00 | 0.14993
WindOnShore | 2018-12-22 22:00 | 0.040022
WindOnShore | 2018-12-22 23:00 | 0.040741
Solar | 2018-12-23 | 0.050349
WindOnShore | 2018-12-23 01:00 | 0.044336
Solar | 2018-12-23 02:00 | 0
WindOnShore | 2018-12-23 03:00 | 0.050168
Solar | 2018-12-23 04:00 | 0
WindOnShore | 2018-12-23 05:00 | 0.054002
Solar | 2018-12-23 06:00 | 0
WindOnShore | 2018-12-23 07:00 | 0.053523
Solar | 2018-12-23 08:00 | 0
Solar | 2018-12-23 09:00 | 0
WindOnShore | 2018-12-23 10:00 | 0.054801
Solar | 2018-12-23 11:00 | 0
WindOnShore | 2018-12-23 12:00 | 0.057118
WindOnShore | 2018-12-23 13:00 | 0.059594
Solar | 2018-12-23 14:00 | 0
WindOnShore | 2018-12-23 15:00 | 0.064148
Solar | 2018-12-23 16:00 | 0
WindOnShore | 2018-12-23 17:00 | 0.06271
Solar | 2018-12-23 18:00 | 0
WindOnShore | 2018-12-23 19:00 | 0.066305
Solar | 2018-12-23 20:00 | 0
Solar | 2018-12-23 21:00 | 0
WindOnShore | 2018-12-23 22:00 | 0.072216
WindOnShore | 2018-12-23 23:00 | 0.081003
Solar | 2018-12-24 | 0
WindOnShore | 2018-12-24 01:00 | 0.086515
Solar | 2018-12-24 02:00 | 0
WindOnShore | 2018-12-24 03:00 | 0.092267
Solar | 2018-12-24 04:00 | 0
WindOnShore | 2018-12-24 05:00 | 0.092347
Solar | 2018-12-24 06:00 | 0
Solar | 2018-12-24 07:00 | 0.021199
WindOnShore | 2018-12-24 08:00 | 0.094104
Solar | 2018-12-24 09:00 | 0.067643
WindOnShore | 2018-12-24 10:00 | 0.093226
WindOnShore | 2018-12-24 11:00 | 0.0969
Solar | 2018-12-24 12:00 | 0.15551
Solar | 2018-12-24 13:00 | 0.2311
WindOnShore | 2018-12-24 14:00 | 0.098338
Solar | 2018-12-24 15:00 | 0.27029
WindOnShore | 2018-12-24 16:00 | 0.10018
Solar | 2018-12-24 17:00 | 0.2675
WindOnShore | 2018-12-24 18:00 | 0.098898
Solar | 2018-12-24 19:00 | 0.23835
WindOnShore | 2018-12-24 20:00 | 0.10401
Solar | 2018-12-24 21:00 | 0.15509
WindOnShore | 2018-12-24 22:00 | 0.10673
WindOnShore | 2018-12-24 23:00 | 0.10697
Solar | 2018-12-25 | 0.059135
WindOnShore | 2018-12-25 01:00 | 0.10737
Solar | 2018-12-25 02:00 | 0
Solar | 2018-12-25 03:00 | 0
WindOnShore | 2018-12-25 04:00 | 0.11184
Solar | 2018-12-25 05:00 | 0
WindOnShore | 2018-12-25 06:00 | 0.11599
WindOnShore | 2018-12-25 07:00 | 0.12166
Solar | 2018-12-25 08:00 | 0
WindOnShore | 2018-12-25 09:00 | 0.11479
Solar | 2018-12-25 10:00 | 0
Solar | 2018-12-25 11:00 | 0
WindOnShore | 2018-12-25 12:00 | 0.10832
Solar | 2018-12-25 13:00 | 0
WindOnShore | 2018-12-25 14:00 | 0.10808
WindOnShore | 2018-12-25 15:00 | 0.10609
Solar | 2018-12-25 16:00 | 0
WindOnShore | 2018-12-25 17:00 | 0.10761
Solar | 2018-12-25 18:00 | 0
WindOnShore | 2018-12-25 19:00 | 0.10481
Solar | 2018-12-25 20:00 | 0
WindOnShore | 2018-12-25 21:00 | 0.10593
Solar | 2018-12-25 22:00 | 0
WindOnShore | 2018-12-25 23:00 | 0.10297
Solar | 2018-12-26 | 0
Solar | 2018-12-26 01:00 | 0
WindOnShore | 2018-12-26 02:00 | 0.10185
WindOnShore | 2018-12-26 03:00 | 0.10233
Solar | 2018-12-26 04:00 | 0
Solar | 2018-12-26 05:00 | 0
WindOnShore | 2018-12-26 06:00 | 0.10816
WindOnShore | 2018-12-26 07:00 | 0.1239
Solar | 2018-12-26 08:00 | 0.021757
WindOnShore | 2018-12-26 09:00 | 0.14092
Solar | 2018-12-26 10:00 | 0.075453
WindOnShore | 2018-12-26 11:00 | 0.1517
Solar | 2018-12-26 12:00 | 0.17936
WindOnShore | 2018-12-26 13:00 | 0.15761
Solar | 2018-12-26 14:00 | 0.25746
Solar | 2018-12-26 15:00 | 0.29596
WindOnShore | 2018-12-26 16:00 | 0.19069
Solar | 2018-12-26 17:00 | 0.29986
WindOnShore | 2018-12-26 18:00 | 0.20866
WindOnShore | 2018-12-26 19:00 | 0.21697
Solar | 2018-12-26 20:00 | 0.24128
WindOnShore | 2018-12-26 21:00 | 0.23318
Solar | 2018-12-26 22:00 | 0.15119
WindOnShore | 2018-12-26 23:00 | 0.25284
Solar | 2018-12-27 | 0.053417
Solar | 2018-12-27 01:00 | 0
WindOnShore | 2018-12-27 02:00 | 0.26841
WindOnShore | 2018-12-27 03:00 | 0.24549
Solar | 2018-12-27 04:00 | 0
Solar | 2018-12-27 05:00 | 0
WindOnShore | 2018-12-27 06:00 | 0.25052
WindOnShore | 2018-12-27 07:00 | 0.25859
Solar | 2018-12-27 08:00 | 0
WindOnShore | 2018-12-27 09:00 | 0.26482
Solar | 2018-12-27 10:00 | 0
Solar | 2018-12-27 11:00 | 0
WindOnShore | 2018-12-27 12:00 | 0.24716
Solar | 2018-12-27 13:00 | 0
WindOnShore | 2018-12-27 14:00 | 0.22599
WindOnShore | 2018-12-27 15:00 | 0.20738
Solar | 2018-12-27 16:00 | 0
WindOnShore | 2018-12-27 17:00 | 0.18933
Solar | 2018-12-27 18:00 | 0
WindOnShore | 2018-12-27 19:00 | 0.16952
Solar | 2018-12-27 20:00 | 0
Solar | 2018-12-27 21:00 | 0
WindOnShore | 2018-12-27 22:00 | 0.1557
WindOnShore | 2018-12-27 23:00 | 0.14148
Solar | 2018-12-28 | 0
Solar | 2018-12-28 01:00 | 0
WindOnShore | 2018-12-28 02:00 | 0.1259
WindOnShore | 2018-12-28 03:00 | 0.11703
Solar | 2018-12-28 04:00 | 0
WindOnShore | 2018-12-28 05:00 | 0.1112
Solar | 2018-12-28 06:00 | 0
Solar | 2018-12-28 07:00 | 0.018968
WindOnShore | 2018-12-28 08:00 | 0.11032
WindOnShore | 2018-12-28 09:00 | 0.10944
Solar | 2018-12-28 10:00 | 0.073501
Solar | 2018-12-28 11:00 | 0.17029
WindOnShore | 2018-12-28 12:00 | 0.1104
WindOnShore | 2018-12-28 13:00 | 0.11503
Solar | 2018-12-28 14:00 | 0.23082
WindOnShore | 2018-12-28 15:00 | 0.11775
Solar | 2018-12-28 16:00 | 0.28145
WindOnShore | 2018-12-28 17:00 | 0.12502
Solar | 2018-12-28 18:00 | 0.27071
WindOnShore | 2018-12-28 19:00 | 0.1362
Solar | 2018-12-28 20:00 | 0.22873
WindOnShore | 2018-12-28 21:00 | 0.14363
Solar | 2018-12-28 22:00 | 0.14086
WindOnShore | 2018-12-28 23:00 | 0.15482
Solar | 2018-12-29 | 0.048117
Solar | 2018-12-29 01:00 | 0.015342
WindOnShore | 2018-12-29 02:00 | 0.15857
Solar | 2018-12-29 03:00 | 0
WindOnShore | 2018-12-29 04:00 | 0.15178
Solar | 2018-12-29 05:00 | 0
WindOnShore | 2018-12-29 06:00 | 0.14915
WindOnShore | 2018-12-29 07:00 | 0.14387
Solar | 2018-12-29 08:00 | 0
WindOnShore | 2018-12-29 09:00 | 0.14403
Solar | 2018-12-29 10:00 | 0
Solar | 2018-12-29 11:00 | 0
WindOnShore | 2018-12-29 12:00 | 0.14172
Solar | 2018-12-29 13:00 | 0
WindOnShore | 2018-12-29 14:00 | 0.14907
WindOnShore | 2018-12-29 15:00 | 0.14819
Solar | 2018-12-29 16:00 | 0
WindOnShore | 2018-12-29 17:00 | 0.15138
Solar | 2018-12-29 18:00 | 0
Solar | 2018-12-29 19:00 | 0
WindOnShore | 2018-12-29 20:00 | 0.15218
WindOnShore | 2018-12-29 21:00 | 0.14899
Solar | 2018-12-29 22:00 | 0
Solar | 2018-12-29 23:00 | 0
WindOnShore | 2018-12-30 | 0.15713
Solar | 2018-12-30 01:00 | 0
WindOnShore | 2018-12-30 02:00 | 0.15258
WindOnShore | 2018-12-30 03:00 | 0.14395
Solar | 2018-12-30 04:00 | 0
WindOnShore | 2018-12-30 05:00 | 0.14307
Solar | 2018-12-30 06:00 | 0
WindOnShore | 2018-12-30 07:00 | 0.14052
Solar | 2018-12-30 08:00 | 0.01841
Solar | 2018-12-30 09:00 | 0.065272
WindOnShore | 2018-12-30 10:00 | 0.13828
Solar | 2018-12-30 11:00 | 0.15914
WindOnShore | 2018-12-30 12:00 | 0.13197
WindOnShore | 2018-12-30 13:00 | 0.1271
Solar | 2018-12-30 14:00 | 0.23487
WindOnShore | 2018-12-30 15:00 | 0.1231
Solar | 2018-12-30 16:00 | 0.2742
Solar | 2018-12-30 17:00 | 0.28424
WindOnShore | 2018-12-30 18:00 | 0.12462
WindOnShore | 2018-12-30 19:00 | 0.11839
Solar | 2018-12-30 20:00 | 0.25941
WindOnShore | 2018-12-30 21:00 | 0.11559
Solar | 2018-12-30 22:00 | 0.17169
Solar | 2018-12-30 23:00 | 0.059693
WindOnShore | 2018-12-31 | 0.12486
Solar | 2018-12-31 01:00 | 0.015202
WindOnShore | 2018-12-31 02:00 | 0.13421
WindOnShore | 2018-12-31 03:00 | 0.13373
Solar | 2018-12-31 04:00 | 0
WindOnShore | 2018-12-31 05:00 | 0.1267
Solar | 2018-12-31 06:00 | 0
WindOnShore | 2018-12-31 07:00 | 0.12366
Solar | 2018-12-31 08:00 | 0
Solar | 2018-12-31 09:00 | 0
WindOnShore | 2018-12-31 10:00 | 0.12262
Solar | 2018-12-31 11:00 | 0
WindOnShore | 2018-12-31 12:00 | 0.12877
WindOnShore | 2018-12-31 13:00 | 0.12558
Solar | 2018-12-31 14:00 | 0
Solar | 2018-12-31 15:00 | 0
WindOnShore | 2018-12-31 16:00 | 0.12957
Solar | 2018-12-31 17:00 | 0.1565
Solar | 2018-12-31 18:00 | 0
Solar | 2018-12-31 19:00 | 0
WindOnShore | 2018-12-31 20:00 | 0.0951
WindOnShore | 2018-12-31 21:00 | 0.2747
WindOnShore | 2018-12-31 22:00 | 0.1575
WindOnShore | 2018-12-31 23:00 | 0.1495
WindOffShore | 2018-01-01 | 0.9545
WindOffShore | 2018-01-01 01:00 | 0.9486
WindOffShore | 2018-01-01 02:00 | 0.9475
WindOffShore | 2018-01-01 03:00 | 0.9478
WindOffShore | 2018-01-01 04:00 | 0.952
WindOffShore | 2018-01-01 05:00 | 0.9695
WindOffShore | 2018-01-01 06:00 | 0.9826
WindOffShore | 2018-01-01 07:00 | 0.9851
WindOffShore | 2018-01-01 08:00 | 0.9475
WindOffShore | 2018-01-01 09:00 | 0.9028
WindOffShore | 2018-01-01 10:00 | 0.9142
WindOffShore | 2018-01-01 11:00 | 0.9527
WindOffShore | 2018-01-01 12:00 | 0.9719
WindOffShore | 2018-01-01 13:00 | 0.9904
WindOffShore | 2018-01-01 14:00 | 0.9852
WindOffShore | 2018-01-01 15:00 | 0.9856
WindOffShore | 2018-01-01 16:00 | 0.983
WindOffShore | 2018-01-01 17:00 | 0.9707
WindOffShore | 2018-01-01 18:00 | 0.9525
WindOffShore | 2018-01-01 19:00 | 0.9229
WindOffShore | 2018-01-01 20:00 | 0.9074
WindOffShore | 2018-01-01 21:00 | 0.8668
WindOffShore | 2018-01-01 22:00 | 0.7958
WindOffShore | 2018-01-01 23:00 | 0.7578
WindOffShore | 2018-01-02 | 0.7375
WindOffShore | 2018-01-02 01:00 | 0.6718
WindOffShore | 2018-01-02 02:00 | 0.6035
WindOffShore | 2018-01-02 03:00 | 0.5926
WindOffShore | 2018-01-02 04:00 | 0.6169
WindOffShore | 2018-01-02 05:00 | 0.6656
WindOffShore | 2018-01-02 06:00 | 0.6443
WindOffShore | 2018-01-02 07:00 | 0.7559
WindOffShore | 2018-01-02 08:00 | 0.7354
WindOffShore | 2018-01-02 09:00 | 0.6814
WindOffShore | 2018-01-02 10:00 | 0.7676
WindOffShore | 2018-01-02 11:00 | 0.8588
WindOffShore | 2018-01-02 12:00 | 0.8858
WindOffShore | 2018-01-02 13:00 | 0.865
WindOffShore | 2018-01-02 14:00 | 0.8575
WindOffShore | 2018-01-02 15:00 | 0.8805
WindOffShore | 2018-01-02 16:00 | 0.915
WindOffShore | 2018-01-02 17:00 | 0.9158
WindOffShore | 2018-01-02 18:00 | 0.9217
WindOffShore | 2018-01-02 19:00 | 0.9571
WindOffShore | 2018-01-02 20:00 | 0.9782
WindOffShore | 2018-01-02 21:00 | 0.9887
WindOffShore | 2018-01-02 22:00 | 0.9909
WindOffShore | 2018-01-02 23:00 | 0.9908
WindOffShore | 2018-01-03 | 0.9856
WindOffShore | 2018-01-03 01:00 | 0.9721
WindOffShore | 2018-01-03 02:00 | 0.9619
WindOffShore | 2018-01-03 03:00 | 0.9614
WindOffShore | 2018-01-03 04:00 | 0.9774
WindOffShore | 2018-01-03 05:00 | 0.9875
WindOffShore | 2018-01-03 06:00 | 0.9875
WindOffShore | 2018-01-03 07:00 | 0.9889
WindOffShore | 2018-01-03 08:00 | 0.9896
WindOffShore | 2018-01-03 09:00 | 0.9907
WindOffShore | 2018-01-03 10:00 | 0.984
WindOffShore | 2018-01-03 11:00 | 0.978
WindOffShore | 2018-01-03 12:00 | 0.9705
WindOffShore | 2018-01-03 13:00 | 0.9594
WindOffShore | 2018-01-03 14:00 | 0.9396
WindOffShore | 2018-01-03 15:00 | 0.9232
WindOffShore | 2018-01-03 16:00 | 0.9244
WindOffShore | 2018-01-03 17:00 | 0.9129
WindOffShore | 2018-01-03 18:00 | 0.8805
WindOffShore | 2018-01-03 19:00 | 0.7879
WindOffShore | 2018-01-03 20:00 | 0.5775
WindOffShore | 2018-01-03 21:00 | 0.6932
WindOffShore | 2018-01-03 22:00 | 0.945
WindOffShore | 2018-01-03 23:00 | 0.9909
WindOffShore | 2018-01-04 | 0.9902
WindOffShore | 2018-01-04 01:00 | 0.9869
WindOffShore | 2018-01-04 02:00 | 0.9878
WindOffShore | 2018-01-04 03:00 | 0.9897
WindOffShore | 2018-01-04 04:00 | 0.9905
WindOffShore | 2018-01-04 05:00 | 0.9909
WindOffShore | 2018-01-04 06:00 | 0.9909
WindOffShore | 2018-01-04 07:00 | 0.9909
WindOffShore | 2018-01-04 08:00 | 0.9909
WindOffShore | 2018-01-04 09:00 | 0.9908
WindOffShore | 2018-01-04 10:00 | 0.9909
WindOffShore | 2018-01-04 11:00 | 0.9909
WindOffShore | 2018-01-04 12:00 | 0.9908
WindOffShore | 2018-01-04 13:00 | 0.9908
WindOffShore | 2018-01-04 14:00 | 0.9908
WindOffShore | 2018-01-04 15:00 | 0.99
WindOffShore | 2018-01-04 16:00 | 0.9908
WindOffShore | 2018-01-04 17:00 | 0.9847
WindOffShore | 2018-01-04 18:00 | 0.9368
WindOffShore | 2018-01-04 19:00 | 0.8409
WindOffShore | 2018-01-04 20:00 | 0.7843
WindOffShore | 2018-01-04 21:00 | 0.8211
WindOffShore | 2018-01-04 22:00 | 0.8444
WindOffShore | 2018-01-04 23:00 | 0.8402
WindOffShore | 2018-01-05 | 0.8338
WindOffShore | 2018-01-05 01:00 | 0.8395
WindOffShore | 2018-01-05 02:00 | 0.8517
WindOffShore | 2018-01-05 03:00 | 0.8395
WindOffShore | 2018-01-05 04:00 | 0.7714
WindOffShore | 2018-01-05 05:00 | 0.6693
WindOffShore | 2018-01-05 06:00 | 0.6129
WindOffShore | 2018-01-05 07:00 | 0.679
WindOffShore | 2018-01-05 08:00 | 0.7104
WindOffShore | 2018-01-05 09:00 | 0.6532
WindOffShore | 2018-01-05 10:00 | 0.6275
WindOffShore | 2018-01-05 11:00 | 0.7714
WindOffShore | 2018-01-05 12:00 | 0.8148
WindOffShore | 2018-01-05 13:00 | 0.7834
WindOffShore | 2018-01-05 14:00 | 0.6814
WindOffShore | 2018-01-05 15:00 | 0.6669
WindOffShore | 2018-01-05 16:00 | 0.7258
WindOffShore | 2018-01-05 17:00 | 0.7343
WindOffShore | 2018-01-05 18:00 | 0.728
WindOffShore | 2018-01-05 19:00 | 0.7081
WindOffShore | 2018-01-05 20:00 | 0.685
WindOffShore | 2018-01-05 21:00 | 0.6569
WindOffShore | 2018-01-05 22:00 | 0.6327
WindOffShore | 2018-01-05 23:00 | 0.6169
WindOffShore | 2018-01-06 | 0.5926
WindOffShore | 2018-01-06 01:00 | 0.5621
WindOffShore | 2018-01-06 02:00 | 0.4975
WindOffShore | 2018-01-06 03:00 | 0.4114
WindOffShore | 2018-01-06 04:00 | 0.3347
WindOffShore | 2018-01-06 05:00 | 0.2491
WindOffShore | 2018-01-06 06:00 | 0.1576
WindOffShore | 2018-01-06 07:00 | 0.0923
WindOffShore | 2018-01-06 08:00 | 0.0498
WindOffShore | 2018-01-06 09:00 | 0.0265
WindOffShore | 2018-01-06 10:00 | 0.0108
WindOffShore | 2018-01-06 11:00 | 0.002
WindOffShore | 2018-01-06 12:00 | 0.0004
WindOffShore | 2018-01-06 13:00 | 0.003
WindOffShore | 2018-01-06 14:00 | 0.0425
WindOffShore | 2018-01-06 15:00 | 0.1209
WindOffShore | 2018-01-06 16:00 | 0.2841
WindOffShore | 2018-01-06 17:00 | 0.4361
WindOffShore | 2018-01-06 18:00 | 0.4932
WindOffShore | 2018-01-06 19:00 | 0.48
WindOffShore | 2018-01-06 20:00 | 0.4683
WindOffShore | 2018-01-06 21:00 | 0.4961
WindOffShore | 2018-01-06 22:00 | 0.5816
WindOffShore | 2018-01-06 23:00 | 0.6443
WindOffShore | 2018-01-07 | 0.7081
WindOffShore | 2018-01-07 01:00 | 0.8017
WindOffShore | 2018-01-07 02:00 | 0.8968
WindOffShore | 2018-01-07 03:00 | 0.9393
WindOffShore | 2018-01-07 04:00 | 0.9728
WindOffShore | 2018-01-07 05:00 | 0.9838
WindOffShore | 2018-01-07 06:00 | 0.9843
WindOffShore | 2018-01-07 07:00 | 0.9843
WindOffShore | 2018-01-07 08:00 | 0.9823
WindOffShore | 2018-01-07 09:00 | 0.9759
WindOffShore | 2018-01-07 10:00 | 0.9704
WindOffShore | 2018-01-07 11:00 | 0.9693
WindOffShore | 2018-01-07 12:00 | 0.9745
WindOffShore | 2018-01-07 13:00 | 0.9761
WindOffShore | 2018-01-07 14:00 | 0.9739
WindOffShore | 2018-01-07 15:00 | 0.9673
WindOffShore | 2018-01-07 16:00 | 0.9637
WindOffShore | 2018-01-07 17:00 | 0.9432
WindOffShore | 2018-01-07 18:00 | 0.9355
WindOffShore | 2018-01-07 19:00 | 0.9142
WindOffShore | 2018-01-07 20:00 | 0.8853
WindOffShore | 2018-01-07 21:00 | 0.8582
WindOffShore | 2018-01-07 22:00 | 0.8437
WindOffShore | 2018-01-07 23:00 | 0.8272
WindOffShore | 2018-01-08 | 0.8234
WindOffShore | 2018-01-08 01:00 | 0.8457
WindOffShore | 2018-01-08 02:00 | 0.8464
WindOffShore | 2018-01-08 03:00 | 0.8498
WindOffShore | 2018-01-08 04:00 | 0.8067
WindOffShore | 2018-01-08 05:00 | 0.7816
WindOffShore | 2018-01-08 06:00 | 0.7751
WindOffShore | 2018-01-08 07:00 | 0.7714
WindOffShore | 2018-01-08 08:00 | 0.8067
WindOffShore | 2018-01-08 09:00 | 0.7949
WindOffShore | 2018-01-08 10:00 | 0.7888
WindOffShore | 2018-01-08 11:00 | 0.7215
WindOffShore | 2018-01-08 12:00 | 0.6506
WindOffShore | 2018-01-08 13:00 | 0.5437
WindOffShore | 2018-01-08 14:00 | 0.4464
WindOffShore | 2018-01-08 15:00 | 0.4172
WindOffShore | 2018-01-08 16:00 | 0.4873
WindOffShore | 2018-01-08 17:00 | 0.5279
WindOffShore | 2018-01-08 18:00 | 0.5365
WindOffShore | 2018-01-08 19:00 | 0.439
WindOffShore | 2018-01-08 20:00 | 0.3854
WindOffShore | 2018-01-08 21:00 | 0.3444
WindOffShore | 2018-01-08 22:00 | 0.2945
WindOffShore | 2018-01-08 23:00 | 0.2279
WindOffShore | 2018-01-09 | 0.1652
WindOffShore | 2018-01-09 01:00 | 0.1258
WindOffShore | 2018-01-09 02:00 | 0.1283
WindOffShore | 2018-01-09 03:00 | 0.1936
WindOffShore | 2018-01-09 04:00 | 0.3037
WindOffShore | 2018-01-09 05:00 | 0.3598
WindOffShore | 2018-01-09 06:00 | 0.3458
WindOffShore | 2018-01-09 07:00 | 0.3403
WindOffShore | 2018-01-09 08:00 | 0.3626
WindOffShore | 2018-01-09 09:00 | 0.3626
WindOffShore | 2018-01-09 10:00 | 0.3655
WindOffShore | 2018-01-09 11:00 | 0.4434
WindOffShore | 2018-01-09 12:00 | 0.5691
WindOffShore | 2018-01-09 13:00 | 0.5885
WindOffShore | 2018-01-09 14:00 | 0.5761
WindOffShore | 2018-01-09 15:00 | 0.6532
WindOffShore | 2018-01-09 16:00 | 0.6826
WindOffShore | 2018-01-09 17:00 | 0.7258
WindOffShore | 2018-01-09 18:00 | 0.8381
WindOffShore | 2018-01-09 19:00 | 0.7906
WindOffShore | 2018-01-09 20:00 | 0.8026
WindOffShore | 2018-01-09 21:00 | 0.6862
WindOffShore | 2018-01-09 22:00 | 0.6594
WindOffShore | 2018-01-09 23:00 | 0.8491
WindOffShore | 2018-01-10 | 0.8195
WindOffShore | 2018-01-10 01:00 | 0.7627
WindOffShore | 2018-01-10 02:00 | 0.6802
WindOffShore | 2018-01-10 03:00 | 0.5885
WindOffShore | 2018-01-10 04:00 | 0.4932
WindOffShore | 2018-01-10 05:00 | 0.4274
WindOffShore | 2018-01-10 06:00 | 0.4215
WindOffShore | 2018-01-10 07:00 | 0.4508
WindOffShore | 2018-01-10 08:00 | 0.3983
WindOffShore | 2018-01-10 09:00 | 0.2589
WindOffShore | 2018-01-10 10:00 | 0.1781
WindOffShore | 2018-01-10 11:00 | 0.229
WindOffShore | 2018-01-10 12:00 | 0.2676
WindOffShore | 2018-01-10 13:00 | 0.3024
WindOffShore | 2018-01-10 14:00 | 0.2777
WindOffShore | 2018-01-10 15:00 | 0.3854
WindOffShore | 2018-01-10 16:00 | 0.5607
WindOffShore | 2018-01-10 17:00 | 0.6754
WindOffShore | 2018-01-10 18:00 | 0.7761
WindOffShore | 2018-01-10 19:00 | 0.7992
WindOffShore | 2018-01-10 20:00 | 0.7215
WindOffShore | 2018-01-10 21:00 | 0.6506
WindOffShore | 2018-01-10 22:00 | 0.5775
WindOffShore | 2018-01-10 23:00 | 0.5236
WindOffShore | 2018-01-11 | 0.4917
WindOffShore | 2018-01-11 01:00 | 0.5365
WindOffShore | 2018-01-11 02:00 | 0.6557
WindOffShore | 2018-01-11 03:00 | 0.6142
WindOffShore | 2018-01-11 04:00 | 0.4902
WindOffShore | 2018-01-11 05:00 | 0.3024
WindOffShore | 2018-01-11 06:00 | 0.1585
WindOffShore | 2018-01-11 07:00 | 0.0685
WindOffShore | 2018-01-11 08:00 | 0.0246
WindOffShore | 2018-01-11 09:00 | 0.0148
WindOffShore | 2018-01-11 10:00 | 0.0099
WindOffShore | 2018-01-11 11:00 | 0.0411
WindOffShore | 2018-01-11 12:00 | 0.0816
WindOffShore | 2018-01-11 13:00 | 0.1122
WindOffShore | 2018-01-11 14:00 | 0.1368
WindOffShore | 2018-01-11 15:00 | 0.2043
WindOffShore | 2018-01-11 16:00 | 0.2971
WindOffShore | 2018-01-11 17:00 | 0.3655
WindOffShore | 2018-01-11 18:00 | 0.4186
WindOffShore | 2018-01-11 19:00 | 0.4143
WindOffShore | 2018-01-11 20:00 | 0.3669
WindOffShore | 2018-01-11 21:00 | 0.3334
WindOffShore | 2018-01-11 22:00 | 0.2726
WindOffShore | 2018-01-11 23:00 | 0.1801
WindOffShore | 2018-01-12 | 0.1054
WindOffShore | 2018-01-12 01:00 | 0.074
WindOffShore | 2018-01-12 02:00 | 0.0758
WindOffShore | 2018-01-12 03:00 | 0.0862
WindOffShore | 2018-01-12 04:00 | 0.1031
WindOffShore | 2018-01-12 05:00 | 0.1091
WindOffShore | 2018-01-12 06:00 | 0.091
WindOffShore | 2018-01-12 07:00 | 0.0721
WindOffShore | 2018-01-12 08:00 | 0.0638
WindOffShore | 2018-01-12 09:00 | 0.0703
WindOffShore | 2018-01-12 10:00 | 0.0709
WindOffShore | 2018-01-12 11:00 | 0.0679
WindOffShore | 2018-01-12 12:00 | 0.0662
WindOffShore | 2018-01-12 13:00 | 0.0685
WindOffShore | 2018-01-12 14:00 | 0.074
WindOffShore | 2018-01-12 15:00 | 0.1039
WindOffShore | 2018-01-12 16:00 | 0.1946
WindOffShore | 2018-01-12 17:00 | 0.2958
WindOffShore | 2018-01-12 18:00 | 0.3883
WindOffShore | 2018-01-12 19:00 | 0.4683
WindOffShore | 2018-01-12 20:00 | 0.5033
WindOffShore | 2018-01-12 21:00 | 0.499
WindOffShore | 2018-01-12 22:00 | 0.5004
WindOffShore | 2018-01-12 23:00 | 0.5019
WindOffShore | 2018-01-13 | 0.4946
WindOffShore | 2018-01-13 01:00 | 0.5048
WindOffShore | 2018-01-13 02:00 | 0.5265
WindOffShore | 2018-01-13 03:00 | 0.5621
WindOffShore | 2018-01-13 04:00 | 0.5733
WindOffShore | 2018-01-13 05:00 | 0.5479
WindOffShore | 2018-01-13 06:00 | 0.5033
WindOffShore | 2018-01-13 07:00 | 0.4902
WindOffShore | 2018-01-13 08:00 | 0.423
WindOffShore | 2018-01-13 09:00 | 0.4376
WindOffShore | 2018-01-13 10:00 | 0.4288
WindOffShore | 2018-01-13 11:00 | 0.3797
WindOffShore | 2018-01-13 12:00 | 0.3347
WindOffShore | 2018-01-13 13:00 | 0.3224
WindOffShore | 2018-01-13 14:00 | 0.2764
WindOffShore | 2018-01-13 15:00 | 0.3077
WindOffShore | 2018-01-13 16:00 | 0.4405
WindOffShore | 2018-01-13 17:00 | 0.48
WindOffShore | 2018-01-13 18:00 | 0.4581
WindOffShore | 2018-01-13 19:00 | 0.4172
WindOffShore | 2018-01-13 20:00 | 0.3782
WindOffShore | 2018-01-13 21:00 | 0.3184
WindOffShore | 2018-01-13 22:00 | 0.2713
WindOffShore | 2018-01-13 23:00 | 0.2325
WindOffShore | 2018-01-14 | 0.1978
WindOffShore | 2018-01-14 01:00 | 0.212
WindOffShore | 2018-01-14 02:00 | 0.2419
WindOffShore | 2018-01-14 03:00 | 0.2503
WindOffShore | 2018-01-14 04:00 | 0.236
WindOffShore | 2018-01-14 05:00 | 0.2267
WindOffShore | 2018-01-14 06:00 | 0.2221
WindOffShore | 2018-01-14 07:00 | 0.2302
WindOffShore | 2018-01-14 08:00 | 0.1831
WindOffShore | 2018-01-14 09:00 | 0.0916
WindOffShore | 2018-01-14 10:00 | 0.0555
WindOffShore | 2018-01-14 11:00 | 0.0524
WindOffShore | 2018-01-14 12:00 | 0.0323
WindOffShore | 2018-01-14 13:00 | 0.0132
WindOffShore | 2018-01-14 14:00 | 0.0101
WindOffShore | 2018-01-14 15:00 | 0.0212
WindOffShore | 2018-01-14 16:00 | 0.0272
WindOffShore | 2018-01-14 17:00 | 0.0291
WindOffShore | 2018-01-14 18:00 | 0.0434
WindOffShore | 2018-01-14 19:00 | 0.0829
WindOffShore | 2018-01-14 20:00 | 0.0973
WindOffShore | 2018-01-14 21:00 | 0.1242
WindOffShore | 2018-01-14 22:00 | 0.1791
WindOffShore | 2018-01-14 23:00 | 0.2
WindOffShore | 2018-01-15 | 0.3347
WindOffShore | 2018-01-15 01:00 | 0.5004
WindOffShore | 2018-01-15 02:00 | 0.6196
WindOffShore | 2018-01-15 03:00 | 0.6443
WindOffShore | 2018-01-15 04:00 | 0.7149
WindOffShore | 2018-01-15 05:00 | 0.7914
WindOffShore | 2018-01-15 06:00 | 0.8257
WindOffShore | 2018-01-15 07:00 | 0.8531
WindOffShore | 2018-01-15 08:00 | 0.8721
WindOffShore | 2018-01-15 09:00 | 0.9467
WindOffShore | 2018-01-15 10:00 | 0.9866
WindOffShore | 2018-01-15 11:00 | 0.9905
WindOffShore | 2018-01-15 12:00 | 0.9903
WindOffShore | 2018-01-15 13:00 | 0.9905
WindOffShore | 2018-01-15 14:00 | 0.9712
WindOffShore | 2018-01-15 15:00 | 0.9455
WindOffShore | 2018-01-15 16:00 | 0.9298
WindOffShore | 2018-01-15 17:00 | 0.9287
WindOffShore | 2018-01-15 18:00 | 0.9142
WindOffShore | 2018-01-15 19:00 | 0.8831
WindOffShore | 2018-01-15 20:00 | 0.8783
WindOffShore | 2018-01-15 21:00 | 0.902
WindOffShore | 2018-01-15 22:00 | 0.9298
WindOffShore | 2018-01-15 23:00 | 0.951
WindOffShore | 2018-01-16 | 0.9626
WindOffShore | 2018-01-16 01:00 | 0.9654
WindOffShore | 2018-01-16 02:00 | 0.963
WindOffShore | 2018-01-16 03:00 | 0.9626
WindOffShore | 2018-01-16 04:00 | 0.9633
WindOffShore | 2018-01-16 05:00 | 0.9599
WindOffShore | 2018-01-16 06:00 | 0.9523
WindOffShore | 2018-01-16 07:00 | 0.9424
WindOffShore | 2018-01-16 08:00 | 0.9291
WindOffShore | 2018-01-16 09:00 | 0.9298
WindOffShore | 2018-01-16 10:00 | 0.9438
WindOffShore | 2018-01-16 11:00 | 0.9662
WindOffShore | 2018-01-16 12:00 | 0.9737
WindOffShore | 2018-01-16 13:00 | 0.9778
WindOffShore | 2018-01-16 14:00 | 0.979
WindOffShore | 2018-01-16 15:00 | 0.9766
WindOffShore | 2018-01-16 16:00 | 0.9778
WindOffShore | 2018-01-16 17:00 | 0.9795
WindOffShore | 2018-01-16 18:00 | 0.9847
WindOffShore | 2018-01-16 19:00 | 0.9848
WindOffShore | 2018-01-16 20:00 | 0.9844
WindOffShore | 2018-01-16 21:00 | 0.9864
WindOffShore | 2018-01-16 22:00 | 0.9894
WindOffShore | 2018-01-16 23:00 | 0.9901
WindOffShore | 2018-01-17 | 0.9909
WindOffShore | 2018-01-17 01:00 | 0.9906
WindOffShore | 2018-01-17 02:00 | 0.9908
WindOffShore | 2018-01-17 03:00 | 0.9906
WindOffShore | 2018-01-17 04:00 | 0.9857
WindOffShore | 2018-01-17 05:00 | 0.9728
WindOffShore | 2018-01-17 06:00 | 0.9438
WindOffShore | 2018-01-17 07:00 | 0.9129
WindOffShore | 2018-01-17 08:00 | 0.8543
WindOffShore | 2018-01-17 09:00 | 0.7182
WindOffShore | 2018-01-17 10:00 | 0.8264
WindOffShore | 2018-01-17 11:00 | 0.915
WindOffShore | 2018-01-17 12:00 | 0.9225
WindOffShore | 2018-01-17 13:00 | 0.917
WindOffShore | 2018-01-17 14:00 | 0.865
WindOffShore | 2018-01-17 15:00 | 0.7816
WindOffShore | 2018-01-17 16:00 | 0.7647
WindOffShore | 2018-01-17 17:00 | 0.777
WindOffShore | 2018-01-17 18:00 | 0.7647
WindOffShore | 2018-01-17 19:00 | 0.7458
WindOffShore | 2018-01-17 20:00 | 0.7733
WindOffShore | 2018-01-17 21:00 | 0.8556
WindOffShore | 2018-01-17 22:00 | 0.9112
WindOffShore | 2018-01-17 23:00 | 0.9603
WindOffShore | 2018-01-18 | 0.979
WindOffShore | 2018-01-18 01:00 | 0.9854
WindOffShore | 2018-01-18 02:00 | 0.989
WindOffShore | 2018-01-18 03:00 | 0.9905
WindOffShore | 2018-01-18 04:00 | 0.9901
WindOffShore | 2018-01-18 05:00 | 0.988
WindOffShore | 2018-01-18 06:00 | 0.985
WindOffShore | 2018-01-18 07:00 | 0.9792
WindOffShore | 2018-01-18 08:00 | 0.9769
WindOffShore | 2018-01-18 09:00 | 0.9772
WindOffShore | 2018-01-18 10:00 | 0.9749
WindOffShore | 2018-01-18 11:00 | 0.9739
WindOffShore | 2018-01-18 12:00 | 0.973
WindOffShore | 2018-01-18 13:00 | 0.9616
WindOffShore | 2018-01-18 14:00 | 0.9322
WindOffShore | 2018-01-18 15:00 | 0.8973
WindOffShore | 2018-01-18 16:00 | 0.8726
WindOffShore | 2018-01-18 17:00 | 0.8272
WindOffShore | 2018-01-18 18:00 | 0.7852
WindOffShore | 2018-01-18 19:00 | 0.7508
WindOffShore | 2018-01-18 20:00 | 0.7396
WindOffShore | 2018-01-18 21:00 | 0.7126
WindOffShore | 2018-01-18 22:00 | 0.6944
WindOffShore | 2018-01-18 23:00 | 0.6909
WindOffShore | 2018-01-19 | 0.6681
WindOffShore | 2018-01-19 01:00 | 0.6967
WindOffShore | 2018-01-19 02:00 | 0.7025
WindOffShore | 2018-01-19 03:00 | 0.6506
WindOffShore | 2018-01-19 04:00 | 0.643
WindOffShore | 2018-01-19 05:00 | 0.6417
WindOffShore | 2018-01-19 06:00 | 0.634
WindOffShore | 2018-01-19 07:00 | 0.5913
WindOffShore | 2018-01-19 08:00 | 0.5649
WindOffShore | 2018-01-19 09:00 | 0.4639
WindOffShore | 2018-01-19 10:00 | 0.4742
WindOffShore | 2018-01-19 11:00 | 0.6468
WindOffShore | 2018-01-19 12:00 | 0.814
WindOffShore | 2018-01-19 13:00 | 0.8257
WindOffShore | 2018-01-19 14:00 | 0.7036
WindOffShore | 2018-01-19 15:00 | 0.5536
WindOffShore | 2018-01-19 16:00 | 0.6262
WindOffShore | 2018-01-19 17:00 | 0.6826
WindOffShore | 2018-01-19 18:00 | 0.7013
WindOffShore | 2018-01-19 19:00 | 0.7375
WindOffShore | 2018-01-19 20:00 | 0.7498
WindOffShore | 2018-01-19 21:00 | 0.7193
WindOffShore | 2018-01-19 22:00 | 0.7059
WindOffShore | 2018-01-19 23:00 | 0.6862
WindOffShore | 2018-01-20 | 0.673
WindOffShore | 2018-01-20 01:00 | 0.685
WindOffShore | 2018-01-20 02:00 | 0.7742
WindOffShore | 2018-01-20 03:00 | 0.8588
WindOffShore | 2018-01-20 04:00 | 0.9056
WindOffShore | 2018-01-20 05:00 | 0.9291
WindOffShore | 2018-01-20 06:00 | 0.945
WindOffShore | 2018-01-20 07:00 | 0.987
WindOffShore | 2018-01-20 08:00 | 0.9909
WindOffShore | 2018-01-20 09:00 | 0.9873
WindOffShore | 2018-01-20 10:00 | 0.9871
WindOffShore | 2018-01-20 11:00 | 0.9884
WindOffShore | 2018-01-20 12:00 | 0.9871
WindOffShore | 2018-01-20 13:00 | 0.9863
WindOffShore | 2018-01-20 14:00 | 0.9823
WindOffShore | 2018-01-20 15:00 | 0.9797
WindOffShore | 2018-01-20 16:00 | 0.9781
WindOffShore | 2018-01-20 17:00 | 0.9795
WindOffShore | 2018-01-20 18:00 | 0.9778
WindOffShore | 2018-01-20 19:00 | 0.9718
WindOffShore | 2018-01-20 20:00 | 0.9599
WindOffShore | 2018-01-20 21:00 | 0.951
WindOffShore | 2018-01-20 22:00 | 0.9244
WindOffShore | 2018-01-20 23:00 | 0.8692
WindOffShore | 2018-01-21 | 0.7733
WindOffShore | 2018-01-21 01:00 | 0.5913
WindOffShore | 2018-01-21 02:00 | 0.4844
WindOffShore | 2018-01-21 03:00 | 0.4376
WindOffShore | 2018-01-21 04:00 | 0.4742
WindOffShore | 2018-01-21 05:00 | 0.4566
WindOffShore | 2018-01-21 06:00 | 0.5691
WindOffShore | 2018-01-21 07:00 | 0.6718
WindOffShore | 2018-01-21 08:00 | 0.8517
WindOffShore | 2018-01-21 09:00 | 0.9104
WindOffShore | 2018-01-21 10:00 | 0.8934
WindOffShore | 2018-01-21 11:00 | 0.8715
WindOffShore | 2018-01-21 12:00 | 0.8968
WindOffShore | 2018-01-21 13:00 | 0.91
WindOffShore | 2018-01-21 14:00 | 0.9213
WindOffShore | 2018-01-21 15:00 | 0.9221
WindOffShore | 2018-01-21 16:00 | 0.9142
WindOffShore | 2018-01-21 17:00 | 0.9078
WindOffShore | 2018-01-21 18:00 | 0.9087
WindOffShore | 2018-01-21 19:00 | 0.9091
WindOffShore | 2018-01-21 20:00 | 0.9217
WindOffShore | 2018-01-21 21:00 | 0.9255
WindOffShore | 2018-01-21 22:00 | 0.9396
WindOffShore | 2018-01-21 23:00 | 0.9438
WindOffShore | 2018-01-22 | 0.9455
WindOffShore | 2018-01-22 01:00 | 0.9447
WindOffShore | 2018-01-22 02:00 | 0.9464
WindOffShore | 2018-01-22 03:00 | 0.945
WindOffShore | 2018-01-22 04:00 | 0.9533
WindOffShore | 2018-01-22 05:00 | 0.9726
WindOffShore | 2018-01-22 06:00 | 0.9816
WindOffShore | 2018-01-22 07:00 | 0.9875
WindOffShore | 2018-01-22 08:00 | 0.9896
WindOffShore | 2018-01-22 09:00 | 0.9882
WindOffShore | 2018-01-22 10:00 | 0.9824
WindOffShore | 2018-01-22 11:00 | 0.9818
WindOffShore | 2018-01-22 12:00 | 0.9695
WindOffShore | 2018-01-22 13:00 | 0.9393
WindOffShore | 2018-01-22 14:00 | 0.8437
WindOffShore | 2018-01-22 15:00 | 0.6142
WindOffShore | 2018-01-22 16:00 | 0.4873
WindOffShore | 2018-01-22 17:00 | 0.4712
WindOffShore | 2018-01-22 18:00 | 0.4698
WindOffShore | 2018-01-22 19:00 | 0.4712
WindOffShore | 2018-01-22 20:00 | 0.4508
WindOffShore | 2018-01-22 21:00 | 0.4288
WindOffShore | 2018-01-22 22:00 | 0.4085
WindOffShore | 2018-01-22 23:00 | 0.3825
WindOffShore | 2018-01-23 | 0.4259
WindOffShore | 2018-01-23 01:00 | 0.5236
WindOffShore | 2018-01-23 02:00 | 0.6035
WindOffShore | 2018-01-23 03:00 | 0.6116
WindOffShore | 2018-01-23 04:00 | 0.6196
WindOffShore | 2018-01-23 05:00 | 0.7002
WindOffShore | 2018-01-23 06:00 | 0.6956
WindOffShore | 2018-01-23 07:00 | 0.6494
WindOffShore | 2018-01-23 08:00 | 0.6182
WindOffShore | 2018-01-23 09:00 | 0.5733
WindOffShore | 2018-01-23 10:00 | 0.5536
WindOffShore | 2018-01-23 11:00 | 0.7236
WindOffShore | 2018-01-23 12:00 | 0.7751
WindOffShore | 2018-01-23 13:00 | 0.8051
WindOffShore | 2018-01-23 14:00 | 0.8234
WindOffShore | 2018-01-23 15:00 | 0.8409
WindOffShore | 2018-01-23 16:00 | 0.8381
WindOffShore | 2018-01-23 17:00 | 0.8471
WindOffShore | 2018-01-23 18:00 | 0.8588
WindOffShore | 2018-01-23 19:00 | 0.8569
WindOffShore | 2018-01-23 20:00 | 0.843
WindOffShore | 2018-01-23 21:00 | 0.8302
WindOffShore | 2018-01-23 22:00 | 0.865
WindOffShore | 2018-01-23 23:00 | 0.8749
WindOffShore | 2018-01-24 | 0.8924
WindOffShore | 2018-01-24 01:00 | 0.8949
WindOffShore | 2018-01-24 02:00 | 0.9069
WindOffShore | 2018-01-24 03:00 | 0.9142
WindOffShore | 2018-01-24 04:00 | 0.9125
WindOffShore | 2018-01-24 05:00 | 0.9158
WindOffShore | 2018-01-24 06:00 | 0.9276
WindOffShore | 2018-01-24 07:00 | 0.9381
WindOffShore | 2018-01-24 08:00 | 0.9258
WindOffShore | 2018-01-24 09:00 | 0.9112
WindOffShore | 2018-01-24 10:00 | 0.9704
WindOffShore | 2018-01-24 11:00 | 0.9848
WindOffShore | 2018-01-24 12:00 | 0.988
WindOffShore | 2018-01-24 13:00 | 0.9847
WindOffShore | 2018-01-24 14:00 | 0.9798
WindOffShore | 2018-01-24 15:00 | 0.9731
WindOffShore | 2018-01-24 16:00 | 0.9656
WindOffShore | 2018-01-24 17:00 | 0.9497
WindOffShore | 2018-01-24 18:00 | 0.8953
WindOffShore | 2018-01-24 19:00 | 0.8264
WindOffShore | 2018-01-24 20:00 | 0.7025
WindOffShore | 2018-01-24 21:00 | 0.6897
WindOffShore | 2018-01-24 22:00 | 0.7322
WindOffShore | 2018-01-24 23:00 | 0.7247
WindOffShore | 2018-01-25 | 0.707
WindOffShore | 2018-01-25 01:00 | 0.728
WindOffShore | 2018-01-25 02:00 | 0.7013
WindOffShore | 2018-01-25 03:00 | 0.7406
WindOffShore | 2018-01-25 04:00 | 0.7258
WindOffShore | 2018-01-25 05:00 | 0.6742
WindOffShore | 2018-01-25 06:00 | 0.6169
WindOffShore | 2018-01-25 07:00 | 0.5913
WindOffShore | 2018-01-25 08:00 | 0.5236
WindOffShore | 2018-01-25 09:00 | 0.4508
WindOffShore | 2018-01-25 10:00 | 0.3655
WindOffShore | 2018-01-25 11:00 | 0.3444
WindOffShore | 2018-01-25 12:00 | 0.3626
WindOffShore | 2018-01-25 13:00 | 0.3854
WindOffShore | 2018-01-25 14:00 | 0.384
WindOffShore | 2018-01-25 15:00 | 0.3955
WindOffShore | 2018-01-25 16:00 | 0.461
WindOffShore | 2018-01-25 17:00 | 0.538
WindOffShore | 2018-01-25 18:00 | 0.5733
WindOffShore | 2018-01-25 19:00 | 0.6022
WindOffShore | 2018-01-25 20:00 | 0.634
WindOffShore | 2018-01-25 21:00 | 0.6468
WindOffShore | 2018-01-25 22:00 | 0.6222
WindOffShore | 2018-01-25 23:00 | 0.5844
WindOffShore | 2018-01-26 | 0.5677
WindOffShore | 2018-01-26 01:00 | 0.5522
WindOffShore | 2018-01-26 02:00 | 0.5522
WindOffShore | 2018-01-26 03:00 | 0.5967
WindOffShore | 2018-01-26 04:00 | 0.6022
WindOffShore | 2018-01-26 05:00 | 0.5536
WindOffShore | 2018-01-26 06:00 | 0.4975
WindOffShore | 2018-01-26 07:00 | 0.4128
WindOffShore | 2018-01-26 08:00 | 0.317
WindOffShore | 2018-01-26 09:00 | 0.2713
WindOffShore | 2018-01-26 10:00 | 0.4317
WindOffShore | 2018-01-26 11:00 | 0.4742
WindOffShore | 2018-01-26 12:00 | 0.4654
WindOffShore | 2018-01-26 13:00 | 0.4712
WindOffShore | 2018-01-26 14:00 | 0.4961
WindOffShore | 2018-01-26 15:00 | 0.4128
WindOffShore | 2018-01-26 16:00 | 0.4756
WindOffShore | 2018-01-26 17:00 | 0.6142
WindOffShore | 2018-01-26 18:00 | 0.6742
WindOffShore | 2018-01-26 19:00 | 0.6288
WindOffShore | 2018-01-26 20:00 | 0.5437
WindOffShore | 2018-01-26 21:00 | 0.5635
WindOffShore | 2018-01-26 22:00 | 0.4961
WindOffShore | 2018-01-26 23:00 | 0.3472
WindOffShore | 2018-01-27 | 0.2419
WindOffShore | 2018-01-27 01:00 | 0.1801
WindOffShore | 2018-01-27 02:00 | 0.1325
WindOffShore | 2018-01-27 03:00 | 0.0822
WindOffShore | 2018-01-27 04:00 | 0.0406
WindOffShore | 2018-01-27 05:00 | 0.0135
WindOffShore | 2018-01-27 06:00 | 0.0002
WindOffShore | 2018-01-27 07:00 | 0.0003
WindOffShore | 2018-01-27 08:00 | 0.009
WindOffShore | 2018-01-27 09:00 | 0.0388
WindOffShore | 2018-01-27 10:00 | 0.0816
WindOffShore | 2018-01-27 11:00 | 0.1394
WindOffShore | 2018-01-27 12:00 | 0.2165
WindOffShore | 2018-01-27 13:00 | 0.3024
WindOffShore | 2018-01-27 14:00 | 0.3782
WindOffShore | 2018-01-27 15:00 | 0.4099
WindOffShore | 2018-01-27 16:00 | 0.5508
WindOffShore | 2018-01-27 17:00 | 0.5981
WindOffShore | 2018-01-27 18:00 | 0.5885
WindOffShore | 2018-01-27 19:00 | 0.594
WindOffShore | 2018-01-27 20:00 | 0.6142
WindOffShore | 2018-01-27 21:00 | 0.6468
WindOffShore | 2018-01-27 22:00 | 0.6481
WindOffShore | 2018-01-27 23:00 | 0.6142
WindOffShore | 2018-01-28 | 0.5663
WindOffShore | 2018-01-28 01:00 | 0.5479
WindOffShore | 2018-01-28 02:00 | 0.512
WindOffShore | 2018-01-28 03:00 | 0.4873
WindOffShore | 2018-01-28 04:00 | 0.4215
WindOffShore | 2018-01-28 05:00 | 0.3768
WindOffShore | 2018-01-28 06:00 | 0.3458
WindOffShore | 2018-01-28 07:00 | 0.2919
WindOffShore | 2018-01-28 08:00 | 0.2198
WindOffShore | 2018-01-28 09:00 | 0.1403
WindOffShore | 2018-01-28 10:00 | 0.0944
WindOffShore | 2018-01-28 11:00 | 0.0855
WindOffShore | 2018-01-28 12:00 | 0.0869
WindOffShore | 2018-01-28 13:00 | 0.0842
WindOffShore | 2018-01-28 14:00 | 0.0869
WindOffShore | 2018-01-28 15:00 | 0.0952
WindOffShore | 2018-01-28 16:00 | 0.125
WindOffShore | 2018-01-28 17:00 | 0.1456
WindOffShore | 2018-01-28 18:00 | 0.1567
WindOffShore | 2018-01-28 19:00 | 0.1633
WindOffShore | 2018-01-28 20:00 | 0.1493
WindOffShore | 2018-01-28 21:00 | 0.1258
WindOffShore | 2018-01-28 22:00 | 0.1114
WindOffShore | 2018-01-28 23:00 | 0.1114
WindOffShore | 2018-01-29 | 0.13
WindOffShore | 2018-01-29 01:00 | 0.1633
WindOffShore | 2018-01-29 02:00 | 0.2076
WindOffShore | 2018-01-29 03:00 | 0.2491
WindOffShore | 2018-01-29 04:00 | 0.2867
WindOffShore | 2018-01-29 05:00 | 0.3252
WindOffShore | 2018-01-29 06:00 | 0.3458
WindOffShore | 2018-01-29 07:00 | 0.3598
WindOffShore | 2018-01-29 08:00 | 0.3197
WindOffShore | 2018-01-29 09:00 | 0.2739
WindOffShore | 2018-01-29 10:00 | 0.2479
WindOffShore | 2018-01-29 11:00 | 0.2455
WindOffShore | 2018-01-29 12:00 | 0.2713
WindOffShore | 2018-01-29 13:00 | 0.2867
WindOffShore | 2018-01-29 14:00 | 0.3063
WindOffShore | 2018-01-29 15:00 | 0.3306
WindOffShore | 2018-01-29 16:00 | 0.3754
WindOffShore | 2018-01-29 17:00 | 0.4143
WindOffShore | 2018-01-29 18:00 | 0.4215
WindOffShore | 2018-01-29 19:00 | 0.4201
WindOffShore | 2018-01-29 20:00 | 0.4303
WindOffShore | 2018-01-29 21:00 | 0.4172
WindOffShore | 2018-01-29 22:00 | 0.4128
WindOffShore | 2018-01-29 23:00 | 0.3825
WindOffShore | 2018-01-30 | 0.4056
WindOffShore | 2018-01-30 01:00 | 0.3983
WindOffShore | 2018-01-30 02:00 | 0.3998
WindOffShore | 2018-01-30 03:00 | 0.3612
WindOffShore | 2018-01-30 04:00 | 0.3528
WindOffShore | 2018-01-30 05:00 | 0.3655
WindOffShore | 2018-01-30 06:00 | 0.3926
WindOffShore | 2018-01-30 07:00 | 0.3983
WindOffShore | 2018-01-30 08:00 | 0.3897
WindOffShore | 2018-01-30 09:00 | 0.3252
WindOffShore | 2018-01-30 10:00 | 0.2713
WindOffShore | 2018-01-30 11:00 | 0.288
WindOffShore | 2018-01-30 12:00 | 0.2828
WindOffShore | 2018-01-30 13:00 | 0.2984
WindOffShore | 2018-01-30 14:00 | 0.2932
WindOffShore | 2018-01-30 15:00 | 0.2893
WindOffShore | 2018-01-30 16:00 | 0.301
WindOffShore | 2018-01-30 17:00 | 0.3037
WindOffShore | 2018-01-30 18:00 | 0.3238
WindOffShore | 2018-01-30 19:00 | 0.3926
WindOffShore | 2018-01-30 20:00 | 0.4742
WindOffShore | 2018-01-30 21:00 | 0.5536
WindOffShore | 2018-01-30 22:00 | 0.5954
WindOffShore | 2018-01-30 23:00 | 0.6076
WindOffShore | 2018-01-31 | 0.634
WindOffShore | 2018-01-31 01:00 | 0.6874
WindOffShore | 2018-01-31 02:00 | 0.7036
WindOffShore | 2018-01-31 03:00 | 0.7059
WindOffShore | 2018-01-31 04:00 | 0.707
WindOffShore | 2018-01-31 05:00 | 0.7834
WindOffShore | 2018-01-31 06:00 | 0.8148
WindOffShore | 2018-01-31 07:00 | 0.8662
WindOffShore | 2018-01-31 08:00 | 0.8847
WindOffShore | 2018-01-31 09:00 | 0.9001
WindOffShore | 2018-01-31 10:00 | 0.9262
WindOffShore | 2018-01-31 11:00 | 0.9345
WindOffShore | 2018-01-31 12:00 | 0.9194
WindOffShore | 2018-01-31 13:00 | 0.8973
WindOffShore | 2018-01-31 14:00 | 0.8638
WindOffShore | 2018-01-31 15:00 | 0.8563
WindOffShore | 2018-01-31 16:00 | 0.8331
WindOffShore | 2018-01-31 17:00 | 0.818
WindOffShore | 2018-01-31 18:00 | 0.8108
WindOffShore | 2018-01-31 19:00 | 0.7992
WindOffShore | 2018-01-31 20:00 | 0.7647
WindOffShore | 2018-01-31 21:00 | 0.8017
WindOffShore | 2018-01-31 22:00 | 0.8395
WindOffShore | 2018-01-31 23:00 | 0.7529
WindOffShore | 2018-02-01 | 0.7568
WindOffShore | 2018-02-01 01:00 | 0.7975
WindOffShore | 2018-02-01 02:00 | 0.7992
WindOffShore | 2018-02-01 03:00 | 0.8264
WindOffShore | 2018-02-01 04:00 | 0.8156
WindOffShore | 2018-02-01 05:00 | 0.7923
WindOffShore | 2018-02-01 06:00 | 0.8148
WindOffShore | 2018-02-01 07:00 | 0.7427
WindOffShore | 2018-02-01 08:00 | 0.6814
WindOffShore | 2018-02-01 09:00 | 0.5775
WindOffShore | 2018-02-01 10:00 | 0.5207
WindOffShore | 2018-02-01 11:00 | 0.4376
WindOffShore | 2018-02-01 12:00 | 0.3655
WindOffShore | 2018-02-01 13:00 | 0.3037
WindOffShore | 2018-02-01 14:00 | 0.288
WindOffShore | 2018-02-01 15:00 | 0.3143
WindOffShore | 2018-02-01 16:00 | 0.3926
WindOffShore | 2018-02-01 17:00 | 0.4829
WindOffShore | 2018-02-01 18:00 | 0.5593
WindOffShore | 2018-02-01 19:00 | 0.5913
WindOffShore | 2018-02-01 20:00 | 0.5885
WindOffShore | 2018-02-01 21:00 | 0.5885
WindOffShore | 2018-02-01 22:00 | 0.5995
WindOffShore | 2018-02-01 23:00 | 0.6102
WindOffShore | 2018-02-02 | 0.5899
WindOffShore | 2018-02-02 01:00 | 0.5322
WindOffShore | 2018-02-02 02:00 | 0.4274
WindOffShore | 2018-02-02 03:00 | 0.35
WindOffShore | 2018-02-02 04:00 | 0.3157
WindOffShore | 2018-02-02 05:00 | 0.3361
WindOffShore | 2018-02-02 06:00 | 0.4114
WindOffShore | 2018-02-02 07:00 | 0.4114
WindOffShore | 2018-02-02 08:00 | 0.3472
WindOffShore | 2018-02-02 09:00 | 0.3103
WindOffShore | 2018-02-02 10:00 | 0.4961
WindOffShore | 2018-02-02 11:00 | 0.5048
WindOffShore | 2018-02-02 12:00 | 0.5265
WindOffShore | 2018-02-02 13:00 | 0.5508
WindOffShore | 2018-02-02 14:00 | 0.5803
WindOffShore | 2018-02-02 15:00 | 0.4844
WindOffShore | 2018-02-02 16:00 | 0.4873
WindOffShore | 2018-02-02 17:00 | 0.5337
WindOffShore | 2018-02-02 18:00 | 0.5135
WindOffShore | 2018-02-02 19:00 | 0.4712
WindOffShore | 2018-02-02 20:00 | 0.4288
WindOffShore | 2018-02-02 21:00 | 0.4405
WindOffShore | 2018-02-02 22:00 | 0.4683
WindOffShore | 2018-02-02 23:00 | 0.4508
WindOffShore | 2018-02-03 | 0.3883
WindOffShore | 2018-02-03 01:00 | 0.2828
WindOffShore | 2018-02-03 02:00 | 0.221
WindOffShore | 2018-02-03 03:00 | 0.1852
WindOffShore | 2018-02-03 04:00 | 0.1852
WindOffShore | 2018-02-03 05:00 | 0.2109
WindOffShore | 2018-02-03 06:00 | 0.2467
WindOffShore | 2018-02-03 07:00 | 0.3184
WindOffShore | 2018-02-03 08:00 | 0.423
WindOffShore | 2018-02-03 09:00 | 0.4215
WindOffShore | 2018-02-03 10:00 | 0.4114
WindOffShore | 2018-02-03 11:00 | 0.2764
WindOffShore | 2018-02-03 12:00 | 0.332
WindOffShore | 2018-02-03 13:00 | 0.7657
WindOffShore | 2018-02-03 14:00 | 0.8755
WindOffShore | 2018-02-03 15:00 | 0.8709
WindOffShore | 2018-02-03 16:00 | 0.8632
WindOffShore | 2018-02-03 17:00 | 0.8067
WindOffShore | 2018-02-03 18:00 | 0.7269
WindOffShore | 2018-02-03 19:00 | 0.6506
WindOffShore | 2018-02-03 20:00 | 0.7322
WindOffShore | 2018-02-03 21:00 | 0.6468
WindOffShore | 2018-02-03 22:00 | 0.5967
WindOffShore | 2018-02-03 23:00 | 0.499
WindOffShore | 2018-02-04 | 0.4946
WindOffShore | 2018-02-04 01:00 | 0.4844
WindOffShore | 2018-02-04 02:00 | 0.4771
WindOffShore | 2018-02-04 03:00 | 0.5536
WindOffShore | 2018-02-04 04:00 | 0.6288
WindOffShore | 2018-02-04 05:00 | 0.6944
WindOffShore | 2018-02-04 06:00 | 0.6754
WindOffShore | 2018-02-04 07:00 | 0.728
WindOffShore | 2018-02-04 08:00 | 0.7676
WindOffShore | 2018-02-04 09:00 | 0.8478
WindOffShore | 2018-02-04 10:00 | 0.8958
WindOffShore | 2018-02-04 11:00 | 0.9229
WindOffShore | 2018-02-04 12:00 | 0.9312
WindOffShore | 2018-02-04 13:00 | 0.9355
WindOffShore | 2018-02-04 14:00 | 0.9365
WindOffShore | 2018-02-04 15:00 | 0.9284
WindOffShore | 2018-02-04 16:00 | 0.9091
WindOffShore | 2018-02-04 17:00 | 0.881
WindOffShore | 2018-02-04 18:00 | 0.8324
WindOffShore | 2018-02-04 19:00 | 0.8234
WindOffShore | 2018-02-04 20:00 | 0.7975
WindOffShore | 2018-02-04 21:00 | 0.7798
WindOffShore | 2018-02-04 22:00 | 0.7578
WindOffShore | 2018-02-04 23:00 | 0.7417
WindOffShore | 2018-02-05 | 0.7385
WindOffShore | 2018-02-05 01:00 | 0.7406
WindOffShore | 2018-02-05 02:00 | 0.6862
WindOffShore | 2018-02-05 03:00 | 0.6909
WindOffShore | 2018-02-05 04:00 | 0.6874
WindOffShore | 2018-02-05 05:00 | 0.6814
WindOffShore | 2018-02-05 06:00 | 0.6766
WindOffShore | 2018-02-05 07:00 | 0.6979
WindOffShore | 2018-02-05 08:00 | 0.6644
WindOffShore | 2018-02-05 09:00 | 0.728
WindOffShore | 2018-02-05 10:00 | 0.7637
WindOffShore | 2018-02-05 11:00 | 0.7627
WindOffShore | 2018-02-05 12:00 | 0.7549
WindOffShore | 2018-02-05 13:00 | 0.7406
WindOffShore | 2018-02-05 14:00 | 0.7225
WindOffShore | 2018-02-05 15:00 | 0.6909
WindOffShore | 2018-02-05 16:00 | 0.6248
WindOffShore | 2018-02-05 17:00 | 0.6129
WindOffShore | 2018-02-05 18:00 | 0.5691
WindOffShore | 2018-02-05 19:00 | 0.5077
WindOffShore | 2018-02-05 20:00 | 0.4786
WindOffShore | 2018-02-05 21:00 | 0.4829
WindOffShore | 2018-02-05 22:00 | 0.512
WindOffShore | 2018-02-05 23:00 | 0.5337
WindOffShore | 2018-02-06 | 0.5265
WindOffShore | 2018-02-06 01:00 | 0.5236
WindOffShore | 2018-02-06 02:00 | 0.5494
WindOffShore | 2018-02-06 03:00 | 0.5635
WindOffShore | 2018-02-06 04:00 | 0.5885
WindOffShore | 2018-02-06 05:00 | 0.5816
WindOffShore | 2018-02-06 06:00 | 0.5593
WindOffShore | 2018-02-06 07:00 | 0.5365
WindOffShore | 2018-02-06 08:00 | 0.5365
WindOffShore | 2018-02-06 09:00 | 0.5635
WindOffShore | 2018-02-06 10:00 | 0.5607
WindOffShore | 2018-02-06 11:00 | 0.6062
WindOffShore | 2018-02-06 12:00 | 0.6314
WindOffShore | 2018-02-06 13:00 | 0.6049
WindOffShore | 2018-02-06 14:00 | 0.5479
WindOffShore | 2018-02-06 15:00 | 0.5308
WindOffShore | 2018-02-06 16:00 | 0.6301
WindOffShore | 2018-02-06 17:00 | 0.7312
WindOffShore | 2018-02-06 18:00 | 0.7704
WindOffShore | 2018-02-06 19:00 | 0.814
WindOffShore | 2018-02-06 20:00 | 0.7816
WindOffShore | 2018-02-06 21:00 | 0.7508
WindOffShore | 2018-02-06 22:00 | 0.7269
WindOffShore | 2018-02-06 23:00 | 0.716
WindOffShore | 2018-02-07 | 0.6838
WindOffShore | 2018-02-07 01:00 | 0.6766
WindOffShore | 2018-02-07 02:00 | 0.7093
WindOffShore | 2018-02-07 03:00 | 0.6826
WindOffShore | 2018-02-07 04:00 | 0.6569
WindOffShore | 2018-02-07 05:00 | 0.6392
WindOffShore | 2018-02-07 06:00 | 0.6142
WindOffShore | 2018-02-07 07:00 | 0.5775
WindOffShore | 2018-02-07 08:00 | 0.4727
WindOffShore | 2018-02-07 09:00 | 0.4317
WindOffShore | 2018-02-07 10:00 | 0.6022
WindOffShore | 2018-02-07 11:00 | 0.6008
WindOffShore | 2018-02-07 12:00 | 0.643
WindOffShore | 2018-02-07 13:00 | 0.707
WindOffShore | 2018-02-07 14:00 | 0.728
WindOffShore | 2018-02-07 15:00 | 0.6494
WindOffShore | 2018-02-07 16:00 | 0.5981
WindOffShore | 2018-02-07 17:00 | 0.6314
WindOffShore | 2018-02-07 18:00 | 0.6116
WindOffShore | 2018-02-07 19:00 | 0.5719
WindOffShore | 2018-02-07 20:00 | 0.5437
WindOffShore | 2018-02-07 21:00 | 0.4902
WindOffShore | 2018-02-07 22:00 | 0.4085
WindOffShore | 2018-02-07 23:00 | 0.309
WindOffShore | 2018-02-08 | 0.1989
WindOffShore | 2018-02-08 01:00 | 0.1308
WindOffShore | 2018-02-08 02:00 | 0.0784
WindOffShore | 2018-02-08 03:00 | 0.0458
WindOffShore | 2018-02-08 04:00 | 0.0291
WindOffShore | 2018-02-08 05:00 | 0.0154
WindOffShore | 2018-02-08 06:00 | 0.0117
WindOffShore | 2018-02-08 07:00 | 0.0086
WindOffShore | 2018-02-08 08:00 | 0.0034
WindOffShore | 2018-02-08 09:00 | 0.0002
WindOffShore | 2018-02-08 10:00 | 0.0001
WindOffShore | 2018-02-08 11:00 | 0
WindOffShore | 2018-02-08 12:00 | 0.0011
WindOffShore | 2018-02-08 13:00 | 0.0122
WindOffShore | 2018-02-08 14:00 | 0.0299
WindOffShore | 2018-02-08 15:00 | 0.0621
WindOffShore | 2018-02-08 16:00 | 0.1242
WindOffShore | 2018-02-08 17:00 | 0.1914
WindOffShore | 2018-02-08 18:00 | 0.2984
WindOffShore | 2018-02-08 19:00 | 0.4493
WindOffShore | 2018-02-08 20:00 | 0.5816
WindOffShore | 2018-02-08 21:00 | 0.6582
WindOffShore | 2018-02-08 22:00 | 0.7047
WindOffShore | 2018-02-08 23:00 | 0.7498
WindOffShore | 2018-02-09 | 0.7714
WindOffShore | 2018-02-09 01:00 | 0.7685
WindOffShore | 2018-02-09 02:00 | 0.7949
WindOffShore | 2018-02-09 03:00 | 0.7897
WindOffShore | 2018-02-09 04:00 | 0.787
WindOffShore | 2018-02-09 05:00 | 0.7897
WindOffShore | 2018-02-09 06:00 | 0.7733
WindOffShore | 2018-02-09 07:00 | 0.594
WindOffShore | 2018-02-09 08:00 | 0.7789
WindOffShore | 2018-02-09 09:00 | 0.9082
WindOffShore | 2018-02-09 10:00 | 0.9435
WindOffShore | 2018-02-09 11:00 | 0.9358
WindOffShore | 2018-02-09 12:00 | 0.9276
WindOffShore | 2018-02-09 13:00 | 0.9247
WindOffShore | 2018-02-09 14:00 | 0.902
WindOffShore | 2018-02-09 15:00 | 0.8517
WindOffShore | 2018-02-09 16:00 | 0.81
WindOffShore | 2018-02-09 17:00 | 0.8034
WindOffShore | 2018-02-09 18:00 | 0.7247
WindOffShore | 2018-02-09 19:00 | 0.7059
WindOffShore | 2018-02-09 20:00 | 0.6921
WindOffShore | 2018-02-09 21:00 | 0.6644
WindOffShore | 2018-02-09 22:00 | 0.6353
WindOffShore | 2018-02-09 23:00 | 0.5803
WindOffShore | 2018-02-10 | 0.5337
WindOffShore | 2018-02-10 01:00 | 0.4537
WindOffShore | 2018-02-10 02:00 | 0.357
WindOffShore | 2018-02-10 03:00 | 0.2431
WindOffShore | 2018-02-10 04:00 | 0.1308
WindOffShore | 2018-02-10 05:00 | 0.0577
WindOffShore | 2018-02-10 06:00 | 0.0186
WindOffShore | 2018-02-10 07:00 | 0.0106
WindOffShore | 2018-02-10 08:00 | 0.0803
WindOffShore | 2018-02-10 09:00 | 0.1483
WindOffShore | 2018-02-10 10:00 | 0.2713
WindOffShore | 2018-02-10 11:00 | 0.3897
WindOffShore | 2018-02-10 12:00 | 0.5164
WindOffShore | 2018-02-10 13:00 | 0.6022
WindOffShore | 2018-02-10 14:00 | 0.6519
WindOffShore | 2018-02-10 15:00 | 0.6569
WindOffShore | 2018-02-10 16:00 | 0.7013
WindOffShore | 2018-02-10 17:00 | 0.7354
WindOffShore | 2018-02-10 18:00 | 0.7657
WindOffShore | 2018-02-10 19:00 | 0.8108
WindOffShore | 2018-02-10 20:00 | 0.8195
WindOffShore | 2018-02-10 21:00 | 0.8067
WindOffShore | 2018-02-10 22:00 | 0.8026
WindOffShore | 2018-02-10 23:00 | 0.81
WindOffShore | 2018-02-11 | 0.8374
WindOffShore | 2018-02-11 01:00 | 0.9015
WindOffShore | 2018-02-11 02:00 | 0.8889
WindOffShore | 2018-02-11 03:00 | 0.8674
WindOffShore | 2018-02-11 04:00 | 0.8294
WindOffShore | 2018-02-11 05:00 | 0.7047
WindOffShore | 2018-02-11 06:00 | 0.6814
WindOffShore | 2018-02-11 07:00 | 0.6909
WindOffShore | 2018-02-11 08:00 | 0.5719
WindOffShore | 2018-02-11 09:00 | 0.4099
WindOffShore | 2018-02-11 10:00 | 0.5178
WindOffShore | 2018-02-11 11:00 | 0.6235
WindOffShore | 2018-02-11 12:00 | 0.6862
WindOffShore | 2018-02-11 13:00 | 0.7354
WindOffShore | 2018-02-11 14:00 | 0.777
WindOffShore | 2018-02-11 15:00 | 0.7529
WindOffShore | 2018-02-11 16:00 | 0.7427
WindOffShore | 2018-02-11 17:00 | 0.7568
WindOffShore | 2018-02-11 18:00 | 0.7385
WindOffShore | 2018-02-11 19:00 | 0.7047
WindOffShore | 2018-02-11 20:00 | 0.6327
WindOffShore | 2018-02-11 21:00 | 0.6275
WindOffShore | 2018-02-11 22:00 | 0.6089
WindOffShore | 2018-02-11 23:00 | 0.583
WindOffShore | 2018-02-12 | 0.5691
WindOffShore | 2018-02-12 01:00 | 0.5351
WindOffShore | 2018-02-12 02:00 | 0.5019
WindOffShore | 2018-02-12 03:00 | 0.4537
WindOffShore | 2018-02-12 04:00 | 0.4012
WindOffShore | 2018-02-12 05:00 | 0.3514
WindOffShore | 2018-02-12 06:00 | 0.2945
WindOffShore | 2018-02-12 07:00 | 0.2337
WindOffShore | 2018-02-12 08:00 | 0.1368
WindOffShore | 2018-02-12 09:00 | 0.0973
WindOffShore | 2018-02-12 10:00 | 0.1233
WindOffShore | 2018-02-12 11:00 | 0.1138
WindOffShore | 2018-02-12 12:00 | 0.1438
WindOffShore | 2018-02-12 13:00 | 0.1904
WindOffShore | 2018-02-12 14:00 | 0.2443
WindOffShore | 2018-02-12 15:00 | 0.2726
WindOffShore | 2018-02-12 16:00 | 0.3293
WindOffShore | 2018-02-12 17:00 | 0.4201
WindOffShore | 2018-02-12 18:00 | 0.4742
WindOffShore | 2018-02-12 19:00 | 0.5308
WindOffShore | 2018-02-12 20:00 | 0.5761
WindOffShore | 2018-02-12 21:00 | 0.6327
WindOffShore | 2018-02-12 22:00 | 0.685
WindOffShore | 2018-02-12 23:00 | 0.7417
WindOffShore | 2018-02-13 | 0.8172
WindOffShore | 2018-02-13 01:00 | 0.8788
WindOffShore | 2018-02-13 02:00 | 0.921
WindOffShore | 2018-02-13 03:00 | 0.951
WindOffShore | 2018-02-13 04:00 | 0.97
WindOffShore | 2018-02-13 05:00 | 0.9838
WindOffShore | 2018-02-13 06:00 | 0.9899
WindOffShore | 2018-02-13 07:00 | 0.9909
WindOffShore | 2018-02-13 08:00 | 0.9905
WindOffShore | 2018-02-13 09:00 | 0.9362
WindOffShore | 2018-02-13 10:00 | 0.8944
WindOffShore | 2018-02-13 11:00 | 0.9269
WindOffShore | 2018-02-13 12:00 | 0.9402
WindOffShore | 2018-02-13 13:00 | 0.9308
WindOffShore | 2018-02-13 14:00 | 0.8963
WindOffShore | 2018-02-13 15:00 | 0.8504
WindOffShore | 2018-02-13 16:00 | 0.7958
WindOffShore | 2018-02-13 17:00 | 0.7825
WindOffShore | 2018-02-13 18:00 | 0.7375
WindOffShore | 2018-02-13 19:00 | 0.7025
WindOffShore | 2018-02-13 20:00 | 0.6909
WindOffShore | 2018-02-13 21:00 | 0.6209
WindOffShore | 2018-02-13 22:00 | 0.4027
WindOffShore | 2018-02-13 23:00 | 0.174
WindOffShore | 2018-02-14 | 0.0319
WindOffShore | 2018-02-14 01:00 | 0.0135
WindOffShore | 2018-02-14 02:00 | 0.1185
WindOffShore | 2018-02-14 03:00 | 0.407
WindOffShore | 2018-02-14 04:00 | 0.6594
WindOffShore | 2018-02-14 05:00 | 0.707
WindOffShore | 2018-02-14 06:00 | 0.7458
WindOffShore | 2018-02-14 07:00 | 0.7825
WindOffShore | 2018-02-14 08:00 | 0.8148
WindOffShore | 2018-02-14 09:00 | 0.8939
WindOffShore | 2018-02-14 10:00 | 0.9405
WindOffShore | 2018-02-14 11:00 | 0.9656
WindOffShore | 2018-02-14 12:00 | 0.9679
WindOffShore | 2018-02-14 13:00 | 0.9269
WindOffShore | 2018-02-14 14:00 | 0.8108
WindOffShore | 2018-02-14 15:00 | 0.699
WindOffShore | 2018-02-14 16:00 | 0.6076
WindOffShore | 2018-02-14 17:00 | 0.6619
WindOffShore | 2018-02-14 18:00 | 0.7002
WindOffShore | 2018-02-14 19:00 | 0.7559
WindOffShore | 2018-02-14 20:00 | 0.8625
WindOffShore | 2018-02-14 21:00 | 0.8821
WindOffShore | 2018-02-14 22:00 | 0.939
WindOffShore | 2018-02-14 23:00 | 0.9432
WindOffShore | 2018-02-15 | 0.9435
WindOffShore | 2018-02-15 01:00 | 0.954
WindOffShore | 2018-02-15 02:00 | 0.9435
WindOffShore | 2018-02-15 03:00 | 0.9342
WindOffShore | 2018-02-15 04:00 | 0.8619
WindOffShore | 2018-02-15 05:00 | 0.7825
WindOffShore | 2018-02-15 06:00 | 0.7385
WindOffShore | 2018-02-15 07:00 | 0.6681
WindOffShore | 2018-02-15 08:00 | 0.5775
WindOffShore | 2018-02-15 09:00 | 0.4829
WindOffShore | 2018-02-15 10:00 | 0.4727
WindOffShore | 2018-02-15 11:00 | 0.4056
WindOffShore | 2018-02-15 12:00 | 0.35
WindOffShore | 2018-02-15 13:00 | 0.2945
WindOffShore | 2018-02-15 14:00 | 0.221
WindOffShore | 2018-02-15 15:00 | 0.1474
WindOffShore | 2018-02-15 16:00 | 0.1412
WindOffShore | 2018-02-15 17:00 | 0.174
WindOffShore | 2018-02-15 18:00 | 0.1831
WindOffShore | 2018-02-15 19:00 | 0.1925
WindOffShore | 2018-02-15 20:00 | 0.2663
WindOffShore | 2018-02-15 21:00 | 0.332
WindOffShore | 2018-02-15 22:00 | 0.3797
WindOffShore | 2018-02-15 23:00 | 0.3998
WindOffShore | 2018-02-16 | 0.3926
WindOffShore | 2018-02-16 01:00 | 0.3825
WindOffShore | 2018-02-16 02:00 | 0.3782
WindOffShore | 2018-02-16 03:00 | 0.384
WindOffShore | 2018-02-16 04:00 | 0.394
WindOffShore | 2018-02-16 05:00 | 0.4085
WindOffShore | 2018-02-16 06:00 | 0.4259
WindOffShore | 2018-02-16 07:00 | 0.3969
WindOffShore | 2018-02-16 08:00 | 0.2479
WindOffShore | 2018-02-16 09:00 | 0.1681
WindOffShore | 2018-02-16 10:00 | 0.1831
WindOffShore | 2018-02-16 11:00 | 0.3347
WindOffShore | 2018-02-16 12:00 | 0.3514
WindOffShore | 2018-02-16 13:00 | 0.3811
WindOffShore | 2018-02-16 14:00 | 0.3472
WindOffShore | 2018-02-16 15:00 | 0.288
WindOffShore | 2018-02-16 16:00 | 0.3697
WindOffShore | 2018-02-16 17:00 | 0.5621
WindOffShore | 2018-02-16 18:00 | 0.5967
WindOffShore | 2018-02-16 19:00 | 0.4317
WindOffShore | 2018-02-16 20:00 | 0.3697
WindOffShore | 2018-02-16 21:00 | 0.3347
WindOffShore | 2018-02-16 22:00 | 0.2688
WindOffShore | 2018-02-16 23:00 | 0.1852
WindOffShore | 2018-02-17 | 0.1325
WindOffShore | 2018-02-17 01:00 | 0.0571
WindOffShore | 2018-02-17 02:00 | 0.0061
WindOffShore | 2018-02-17 03:00 | 0.0545
WindOffShore | 2018-02-17 04:00 | 0.1701
WindOffShore | 2018-02-17 05:00 | 0.279
WindOffShore | 2018-02-17 06:00 | 0.3224
WindOffShore | 2018-02-17 07:00 | 0.2958
WindOffShore | 2018-02-17 08:00 | 0.254
WindOffShore | 2018-02-17 09:00 | 0.2663
WindOffShore | 2018-02-17 10:00 | 0.2651
WindOffShore | 2018-02-17 11:00 | 0.2372
WindOffShore | 2018-02-17 12:00 | 0.236
WindOffShore | 2018-02-17 13:00 | 0.2419
WindOffShore | 2018-02-17 14:00 | 0.2419
WindOffShore | 2018-02-17 15:00 | 0.229
WindOffShore | 2018-02-17 16:00 | 0.2455
WindOffShore | 2018-02-17 17:00 | 0.2777
WindOffShore | 2018-02-17 18:00 | 0.2971
WindOffShore | 2018-02-17 19:00 | 0.2751
WindOffShore | 2018-02-17 20:00 | 0.2131
WindOffShore | 2018-02-17 21:00 | 0.1483
WindOffShore | 2018-02-17 22:00 | 0.1069
WindOffShore | 2018-02-17 23:00 | 0.1291
WindOffShore | 2018-02-18 | 0.2187
WindOffShore | 2018-02-18 01:00 | 0.3403
WindOffShore | 2018-02-18 02:00 | 0.4332
WindOffShore | 2018-02-18 03:00 | 0.4829
WindOffShore | 2018-02-18 04:00 | 0.4859
WindOffShore | 2018-02-18 05:00 | 0.4551
WindOffShore | 2018-02-18 06:00 | 0.4114
WindOffShore | 2018-02-18 07:00 | 0.3238
WindOffShore | 2018-02-18 08:00 | 0.2021
WindOffShore | 2018-02-18 09:00 | 0.0966
WindOffShore | 2018-02-18 10:00 | 0.0503
WindOffShore | 2018-02-18 11:00 | 0.0375
WindOffShore | 2018-02-18 12:00 | 0.0225
WindOffShore | 2018-02-18 13:00 | 0.0135
WindOffShore | 2018-02-18 14:00 | 0.0094
WindOffShore | 2018-02-18 15:00 | 0.011
WindOffShore | 2018-02-18 16:00 | 0.0196
WindOffShore | 2018-02-18 17:00 | 0.0205
WindOffShore | 2018-02-18 18:00 | 0.0254
WindOffShore | 2018-02-18 19:00 | 0.0383
WindOffShore | 2018-02-18 20:00 | 0.0458
WindOffShore | 2018-02-18 21:00 | 0.0434
WindOffShore | 2018-02-18 22:00 | 0.0392
WindOffShore | 2018-02-18 23:00 | 0.0307
WindOffShore | 2018-02-19 | 0.0311
WindOffShore | 2018-02-19 01:00 | 0.0254
WindOffShore | 2018-02-19 02:00 | 0.014
WindOffShore | 2018-02-19 03:00 | 0.0033
WindOffShore | 2018-02-19 04:00 | 0.0003
WindOffShore | 2018-02-19 05:00 | 0
WindOffShore | 2018-02-19 06:00 | 0
WindOffShore | 2018-02-19 07:00 | 0.0003
WindOffShore | 2018-02-19 08:00 | 0.0033
WindOffShore | 2018-02-19 09:00 | 0.0148
WindOffShore | 2018-02-19 10:00 | 0.042
WindOffShore | 2018-02-19 11:00 | 0.0923
WindOffShore | 2018-02-19 12:00 | 0.1731
WindOffShore | 2018-02-19 13:00 | 0.2701
WindOffShore | 2018-02-19 14:00 | 0.343
WindOffShore | 2018-02-19 15:00 | 0.3584
WindOffShore | 2018-02-19 16:00 | 0.4274
WindOffShore | 2018-02-19 17:00 | 0.5926
WindOffShore | 2018-02-19 18:00 | 0.6288
WindOffShore | 2018-02-19 19:00 | 0.6468
WindOffShore | 2018-02-19 20:00 | 0.6062
WindOffShore | 2018-02-19 21:00 | 0.5885
WindOffShore | 2018-02-19 22:00 | 0.555
WindOffShore | 2018-02-19 23:00 | 0.5479
WindOffShore | 2018-02-20 | 0.5279
WindOffShore | 2018-02-20 01:00 | 0.512
WindOffShore | 2018-02-20 02:00 | 0.5422
WindOffShore | 2018-02-20 03:00 | 0.5789
WindOffShore | 2018-02-20 04:00 | 0.6862
WindOffShore | 2018-02-20 05:00 | 0.7914
WindOffShore | 2018-02-20 06:00 | 0.7897
WindOffShore | 2018-02-20 07:00 | 0.7013
WindOffShore | 2018-02-20 08:00 | 0.5437
WindOffShore | 2018-02-20 09:00 | 0.7149
WindOffShore | 2018-02-20 10:00 | 0.7627
WindOffShore | 2018-02-20 11:00 | 0.7685
WindOffShore | 2018-02-20 12:00 | 0.8172
WindOffShore | 2018-02-20 13:00 | 0.8498
WindOffShore | 2018-02-20 14:00 | 0.8478
WindOffShore | 2018-02-20 15:00 | 0.8219
WindOffShore | 2018-02-20 16:00 | 0.7704
WindOffShore | 2018-02-20 17:00 | 0.7949
WindOffShore | 2018-02-20 18:00 | 0.7695
WindOffShore | 2018-02-20 19:00 | 0.7081
WindOffShore | 2018-02-20 20:00 | 0.699
WindOffShore | 2018-02-20 21:00 | 0.8001
WindOffShore | 2018-02-20 22:00 | 0.7406
WindOffShore | 2018-02-20 23:00 | 0.6909
WindOffShore | 2018-02-21 | 0.7104
WindOffShore | 2018-02-21 01:00 | 0.7081
WindOffShore | 2018-02-21 02:00 | 0.6885
WindOffShore | 2018-02-21 03:00 | 0.6885
WindOffShore | 2018-02-21 04:00 | 0.6705
WindOffShore | 2018-02-21 05:00 | 0.6778
WindOffShore | 2018-02-21 06:00 | 0.6705
WindOffShore | 2018-02-21 07:00 | 0.5967
WindOffShore | 2018-02-21 08:00 | 0.5565
WindOffShore | 2018-02-21 09:00 | 0.6062
WindOffShore | 2018-02-21 10:00 | 0.6182
WindOffShore | 2018-02-21 11:00 | 0.6182
WindOffShore | 2018-02-21 12:00 | 0.5954
WindOffShore | 2018-02-21 13:00 | 0.5967
WindOffShore | 2018-02-21 14:00 | 0.6301
WindOffShore | 2018-02-21 15:00 | 0.6644
WindOffShore | 2018-02-21 16:00 | 0.6392
WindOffShore | 2018-02-21 17:00 | 0.7047
WindOffShore | 2018-02-21 18:00 | 0.7559
WindOffShore | 2018-02-21 19:00 | 0.7333
WindOffShore | 2018-02-21 20:00 | 0.7025
WindOffShore | 2018-02-21 21:00 | 0.6693
WindOffShore | 2018-02-21 22:00 | 0.6314
WindOffShore | 2018-02-21 23:00 | 0.594
WindOffShore | 2018-02-22 | 0.5593
WindOffShore | 2018-02-22 01:00 | 0.5351
WindOffShore | 2018-02-22 02:00 | 0.5106
WindOffShore | 2018-02-22 03:00 | 0.4669
WindOffShore | 2018-02-22 04:00 | 0.4027
WindOffShore | 2018-02-22 05:00 | 0.3683
WindOffShore | 2018-02-22 06:00 | 0.357
WindOffShore | 2018-02-22 07:00 | 0.3334
WindOffShore | 2018-02-22 08:00 | 0.305
WindOffShore | 2018-02-22 09:00 | 0.3825
WindOffShore | 2018-02-22 10:00 | 0.4742
WindOffShore | 2018-02-22 11:00 | 0.48
WindOffShore | 2018-02-22 12:00 | 0.4888
WindOffShore | 2018-02-22 13:00 | 0.5207
WindOffShore | 2018-02-22 14:00 | 0.5621
WindOffShore | 2018-02-22 15:00 | 0.5967
WindOffShore | 2018-02-22 16:00 | 0.5761
WindOffShore | 2018-02-22 17:00 | 0.6814
WindOffShore | 2018-02-22 18:00 | 0.7375
WindOffShore | 2018-02-22 19:00 | 0.7322
WindOffShore | 2018-02-22 20:00 | 0.7036
WindOffShore | 2018-02-22 21:00 | 0.6693
WindOffShore | 2018-02-22 22:00 | 0.6327
WindOffShore | 2018-02-22 23:00 | 0.5995
WindOffShore | 2018-02-23 | 0.5705
WindOffShore | 2018-02-23 01:00 | 0.5536
WindOffShore | 2018-02-23 02:00 | 0.538
WindOffShore | 2018-02-23 03:00 | 0.5178
WindOffShore | 2018-02-23 04:00 | 0.4888
WindOffShore | 2018-02-23 05:00 | 0.4639
WindOffShore | 2018-02-23 06:00 | 0.4464
WindOffShore | 2018-02-23 07:00 | 0.3998
WindOffShore | 2018-02-23 08:00 | 0.384
WindOffShore | 2018-02-23 09:00 | 0.4712
WindOffShore | 2018-02-23 10:00 | 0.5091
WindOffShore | 2018-02-23 11:00 | 0.5193
WindOffShore | 2018-02-23 12:00 | 0.5164
WindOffShore | 2018-02-23 13:00 | 0.5365
WindOffShore | 2018-02-23 14:00 | 0.5621
WindOffShore | 2018-02-23 15:00 | 0.5747
WindOffShore | 2018-02-23 16:00 | 0.5733
WindOffShore | 2018-02-23 17:00 | 0.6404
WindOffShore | 2018-02-23 18:00 | 0.6979
WindOffShore | 2018-02-23 19:00 | 0.7047
WindOffShore | 2018-02-23 20:00 | 0.6932
WindOffShore | 2018-02-23 21:00 | 0.6669
WindOffShore | 2018-02-23 22:00 | 0.5913
WindOffShore | 2018-02-23 23:00 | 0.5451
WindOffShore | 2018-02-24 | 0.512
WindOffShore | 2018-02-24 01:00 | 0.4698
WindOffShore | 2018-02-24 02:00 | 0.4347
WindOffShore | 2018-02-24 03:00 | 0.3955
WindOffShore | 2018-02-24 04:00 | 0.343
WindOffShore | 2018-02-24 05:00 | 0.3063
WindOffShore | 2018-02-24 06:00 | 0.3252
WindOffShore | 2018-02-24 07:00 | 0.3252
WindOffShore | 2018-02-24 08:00 | 0.3306
WindOffShore | 2018-02-24 09:00 | 0.4756
WindOffShore | 2018-02-24 10:00 | 0.4698
WindOffShore | 2018-02-24 11:00 | 0.4361
WindOffShore | 2018-02-24 12:00 | 0.4027
WindOffShore | 2018-02-24 13:00 | 0.4085
WindOffShore | 2018-02-24 14:00 | 0.4347
WindOffShore | 2018-02-24 15:00 | 0.4654
WindOffShore | 2018-02-24 16:00 | 0.4888
WindOffShore | 2018-02-24 17:00 | 0.5872
WindOffShore | 2018-02-24 18:00 | 0.6456
WindOffShore | 2018-02-24 19:00 | 0.6288
WindOffShore | 2018-02-24 20:00 | 0.5981
WindOffShore | 2018-02-24 21:00 | 0.5899
WindOffShore | 2018-02-24 22:00 | 0.5858
WindOffShore | 2018-02-24 23:00 | 0.5803
WindOffShore | 2018-02-25 | 0.555
WindOffShore | 2018-02-25 01:00 | 0.5451
WindOffShore | 2018-02-25 02:00 | 0.5508
WindOffShore | 2018-02-25 03:00 | 0.5705
WindOffShore | 2018-02-25 04:00 | 0.5913
WindOffShore | 2018-02-25 05:00 | 0.5885
WindOffShore | 2018-02-25 06:00 | 0.6142
WindOffShore | 2018-02-25 07:00 | 0.5899
WindOffShore | 2018-02-25 08:00 | 0.7013
WindOffShore | 2018-02-25 09:00 | 0.7761
WindOffShore | 2018-02-25 10:00 | 0.7906
WindOffShore | 2018-02-25 11:00 | 0.8264
WindOffShore | 2018-02-25 12:00 | 0.8367
WindOffShore | 2018-02-25 13:00 | 0.8471
WindOffShore | 2018-02-25 14:00 | 0.8531
WindOffShore | 2018-02-25 15:00 | 0.8287
WindOffShore | 2018-02-25 16:00 | 0.7666
WindOffShore | 2018-02-25 17:00 | 0.814
WindOffShore | 2018-02-25 18:00 | 0.8172
WindOffShore | 2018-02-25 19:00 | 0.7761
WindOffShore | 2018-02-25 20:00 | 0.7519
WindOffShore | 2018-02-25 21:00 | 0.7343
WindOffShore | 2018-02-25 22:00 | 0.7104
WindOffShore | 2018-02-25 23:00 | 0.6874
WindOffShore | 2018-02-26 | 0.6632
WindOffShore | 2018-02-26 01:00 | 0.6468
WindOffShore | 2018-02-26 02:00 | 0.6456
WindOffShore | 2018-02-26 03:00 | 0.6532
WindOffShore | 2018-02-26 04:00 | 0.6632
WindOffShore | 2018-02-26 05:00 | 0.6778
WindOffShore | 2018-02-26 06:00 | 0.6932
WindOffShore | 2018-02-26 07:00 | 0.6802
WindOffShore | 2018-02-26 08:00 | 0.8316
WindOffShore | 2018-02-26 09:00 | 0.8821
WindOffShore | 2018-02-26 10:00 | 0.8788
WindOffShore | 2018-02-26 11:00 | 0.8709
WindOffShore | 2018-02-26 12:00 | 0.8738
WindOffShore | 2018-02-26 13:00 | 0.8853
WindOffShore | 2018-02-26 14:00 | 0.8929
WindOffShore | 2018-02-26 15:00 | 0.8992
WindOffShore | 2018-02-26 16:00 | 0.8904
WindOffShore | 2018-02-26 17:00 | 0.8777
WindOffShore | 2018-02-26 18:00 | 0.8582
WindOffShore | 2018-02-26 19:00 | 0.8569
WindOffShore | 2018-02-26 20:00 | 0.8409
WindOffShore | 2018-02-26 21:00 | 0.8034
WindOffShore | 2018-02-26 22:00 | 0.7559
WindOffShore | 2018-02-26 23:00 | 0.7322
WindOffShore | 2018-02-27 | 0.7258
WindOffShore | 2018-02-27 01:00 | 0.6778
WindOffShore | 2018-02-27 02:00 | 0.6156
WindOffShore | 2018-02-27 03:00 | 0.6275
WindOffShore | 2018-02-27 04:00 | 0.6288
WindOffShore | 2018-02-27 05:00 | 0.6035
WindOffShore | 2018-02-27 06:00 | 0.594
WindOffShore | 2018-02-27 07:00 | 0.643
WindOffShore | 2018-02-27 08:00 | 0.7036
WindOffShore | 2018-02-27 09:00 | 0.7269
WindOffShore | 2018-02-27 10:00 | 0.7364
WindOffShore | 2018-02-27 11:00 | 0.7322
WindOffShore | 2018-02-27 12:00 | 0.7215
WindOffShore | 2018-02-27 13:00 | 0.7059
WindOffShore | 2018-02-27 14:00 | 0.6681
WindOffShore | 2018-02-27 15:00 | 0.6456
WindOffShore | 2018-02-27 16:00 | 0.6022
WindOffShore | 2018-02-27 17:00 | 0.5494
WindOffShore | 2018-02-27 18:00 | 0.5437
WindOffShore | 2018-02-27 19:00 | 0.5048
WindOffShore | 2018-02-27 20:00 | 0.4595
WindOffShore | 2018-02-27 21:00 | 0.439
WindOffShore | 2018-02-27 22:00 | 0.4347
WindOffShore | 2018-02-27 23:00 | 0.4172
WindOffShore | 2018-02-28 | 0.4128
WindOffShore | 2018-02-28 01:00 | 0.4114
WindOffShore | 2018-02-28 02:00 | 0.4405
WindOffShore | 2018-02-28 03:00 | 0.5004
WindOffShore | 2018-02-28 04:00 | 0.5635
WindOffShore | 2018-02-28 05:00 | 0.6897
WindOffShore | 2018-02-28 06:00 | 0.7458
WindOffShore | 2018-02-28 07:00 | 0.8195
WindOffShore | 2018-02-28 08:00 | 0.9001
WindOffShore | 2018-02-28 09:00 | 0.9342
WindOffShore | 2018-02-28 10:00 | 0.9301
WindOffShore | 2018-02-28 11:00 | 0.9469
WindOffShore | 2018-02-28 12:00 | 0.9475
WindOffShore | 2018-02-28 13:00 | 0.945
WindOffShore | 2018-02-28 14:00 | 0.9483
WindOffShore | 2018-02-28 15:00 | 0.955
WindOffShore | 2018-02-28 16:00 | 0.9592
WindOffShore | 2018-02-28 17:00 | 0.9628
WindOffShore | 2018-02-28 18:00 | 0.9569
WindOffShore | 2018-02-28 19:00 | 0.9435
WindOffShore | 2018-02-28 20:00 | 0.9464
WindOffShore | 2018-02-28 21:00 | 0.9574
WindOffShore | 2018-02-28 22:00 | 0.9438
WindOffShore | 2018-02-28 23:00 | 0.9298
WindOffShore | 2018-03-01 | 0.9095
WindOffShore | 2018-03-01 01:00 | 0.8632
WindOffShore | 2018-03-01 02:00 | 0.7992
WindOffShore | 2018-03-01 03:00 | 0.7529
WindOffShore | 2018-03-01 04:00 | 0.7354
WindOffShore | 2018-03-01 05:00 | 0.7182
WindOffShore | 2018-03-01 06:00 | 0.7215
WindOffShore | 2018-03-01 07:00 | 0.7047
WindOffShore | 2018-03-01 08:00 | 0.699
WindOffShore | 2018-03-01 09:00 | 0.7685
WindOffShore | 2018-03-01 10:00 | 0.7816
WindOffShore | 2018-03-01 11:00 | 0.7618
WindOffShore | 2018-03-01 12:00 | 0.7984
WindOffShore | 2018-03-01 13:00 | 0.8132
WindOffShore | 2018-03-01 14:00 | 0.8464
WindOffShore | 2018-03-01 15:00 | 0.8662
WindOffShore | 2018-03-01 16:00 | 0.9001
WindOffShore | 2018-03-01 17:00 | 0.921
WindOffShore | 2018-03-01 18:00 | 0.9325
WindOffShore | 2018-03-01 19:00 | 0.9262
WindOffShore | 2018-03-01 20:00 | 0.9358
WindOffShore | 2018-03-01 21:00 | 0.9262
WindOffShore | 2018-03-01 22:00 | 0.9182
WindOffShore | 2018-03-01 23:00 | 0.9287
WindOffShore | 2018-03-02 | 0.8588
WindOffShore | 2018-03-02 01:00 | 0.7478
WindOffShore | 2018-03-02 02:00 | 0.6607
WindOffShore | 2018-03-02 03:00 | 0.8821
WindOffShore | 2018-03-02 04:00 | 0.9837
WindOffShore | 2018-03-02 05:00 | 0.9908
WindOffShore | 2018-03-02 06:00 | 0.9904
WindOffShore | 2018-03-02 07:00 | 0.9866
WindOffShore | 2018-03-02 08:00 | 0.9812
WindOffShore | 2018-03-02 09:00 | 0.9766
WindOffShore | 2018-03-02 10:00 | 0.9766
WindOffShore | 2018-03-02 11:00 | 0.9808
WindOffShore | 2018-03-02 12:00 | 0.9764
WindOffShore | 2018-03-02 13:00 | 0.9578
WindOffShore | 2018-03-02 14:00 | 0.9266
WindOffShore | 2018-03-02 15:00 | 0.8996
WindOffShore | 2018-03-02 16:00 | 0.8847
WindOffShore | 2018-03-02 17:00 | 0.8491
WindOffShore | 2018-03-02 18:00 | 0.843
WindOffShore | 2018-03-02 19:00 | 0.7666
WindOffShore | 2018-03-02 20:00 | 0.5775
WindOffShore | 2018-03-02 21:00 | 0.5135
WindOffShore | 2018-03-02 22:00 | 0.6182
WindOffShore | 2018-03-02 23:00 | 0.673
WindOffShore | 2018-03-03 | 0.6196
WindOffShore | 2018-03-03 01:00 | 0.525
WindOffShore | 2018-03-03 02:00 | 0.4493
WindOffShore | 2018-03-03 03:00 | 0.4537
WindOffShore | 2018-03-03 04:00 | 0.4215
WindOffShore | 2018-03-03 05:00 | 0.6456
WindOffShore | 2018-03-03 06:00 | 0.8904
WindOffShore | 2018-03-03 07:00 | 0.9315
WindOffShore | 2018-03-03 08:00 | 0.902
WindOffShore | 2018-03-03 09:00 | 0.8831
WindOffShore | 2018-03-03 10:00 | 0.9332
WindOffShore | 2018-03-03 11:00 | 0.9358
WindOffShore | 2018-03-03 12:00 | 0.9581
WindOffShore | 2018-03-03 13:00 | 0.9564
WindOffShore | 2018-03-03 14:00 | 0.9429
WindOffShore | 2018-03-03 15:00 | 0.906
WindOffShore | 2018-03-03 16:00 | 0.8556
WindOffShore | 2018-03-03 17:00 | 0.8249
WindOffShore | 2018-03-03 18:00 | 0.7861
WindOffShore | 2018-03-03 19:00 | 0.7852
WindOffShore | 2018-03-03 20:00 | 0.7816
WindOffShore | 2018-03-03 21:00 | 0.7723
WindOffShore | 2018-03-03 22:00 | 0.7301
WindOffShore | 2018-03-03 23:00 | 0.6619
WindOffShore | 2018-03-04 | 0.6314
WindOffShore | 2018-03-04 01:00 | 0.6392
WindOffShore | 2018-03-04 02:00 | 0.5926
WindOffShore | 2018-03-04 03:00 | 0.4859
WindOffShore | 2018-03-04 04:00 | 0.3444
WindOffShore | 2018-03-04 05:00 | 0.3252
WindOffShore | 2018-03-04 06:00 | 0.4114
WindOffShore | 2018-03-04 07:00 | 0.3911
WindOffShore | 2018-03-04 08:00 | 0.4172
WindOffShore | 2018-03-04 09:00 | 0.5422
WindOffShore | 2018-03-04 10:00 | 0.8124
WindOffShore | 2018-03-04 11:00 | 0.9069
WindOffShore | 2018-03-04 12:00 | 0.91
WindOffShore | 2018-03-04 13:00 | 0.8944
WindOffShore | 2018-03-04 14:00 | 0.8619
WindOffShore | 2018-03-04 15:00 | 0.7843
WindOffShore | 2018-03-04 16:00 | 0.6102
WindOffShore | 2018-03-04 17:00 | 0.6392
WindOffShore | 2018-03-04 18:00 | 0.6557
WindOffShore | 2018-03-04 19:00 | 0.5761
WindOffShore | 2018-03-04 20:00 | 0.4712
WindOffShore | 2018-03-04 21:00 | 0.4128
WindOffShore | 2018-03-04 22:00 | 0.4376
WindOffShore | 2018-03-04 23:00 | 0.4932
WindOffShore | 2018-03-05 | 0.5479
WindOffShore | 2018-03-05 01:00 | 0.5816
WindOffShore | 2018-03-05 02:00 | 0.538
WindOffShore | 2018-03-05 03:00 | 0.4654
WindOffShore | 2018-03-05 04:00 | 0.3768
WindOffShore | 2018-03-05 05:00 | 0.3238
WindOffShore | 2018-03-05 06:00 | 0.35
WindOffShore | 2018-03-05 07:00 | 0.4405
WindOffShore | 2018-03-05 08:00 | 0.5733
WindOffShore | 2018-03-05 09:00 | 0.7059
WindOffShore | 2018-03-05 10:00 | 0.7468
WindOffShore | 2018-03-05 11:00 | 0.8402
WindOffShore | 2018-03-05 12:00 | 0.9051
WindOffShore | 2018-03-05 13:00 | 0.928
WindOffShore | 2018-03-05 14:00 | 0.9458
WindOffShore | 2018-03-05 15:00 | 0.9146
WindOffShore | 2018-03-05 16:00 | 0.7333
WindOffShore | 2018-03-05 17:00 | 0.6956
WindOffShore | 2018-03-05 18:00 | 0.7115
WindOffShore | 2018-03-05 19:00 | 0.6456
WindOffShore | 2018-03-05 20:00 | 0.5789
WindOffShore | 2018-03-05 21:00 | 0.5494
WindOffShore | 2018-03-05 22:00 | 0.4975
WindOffShore | 2018-03-05 23:00 | 0.4859
WindOffShore | 2018-03-06 | 0.4493
WindOffShore | 2018-03-06 01:00 | 0.3998
WindOffShore | 2018-03-06 02:00 | 0.3612
WindOffShore | 2018-03-06 03:00 | 0.3556
WindOffShore | 2018-03-06 04:00 | 0.3711
WindOffShore | 2018-03-06 05:00 | 0.3897
WindOffShore | 2018-03-06 06:00 | 0.4099
WindOffShore | 2018-03-06 07:00 | 0.3811
WindOffShore | 2018-03-06 08:00 | 0.2726
WindOffShore | 2018-03-06 09:00 | 0.3197
WindOffShore | 2018-03-06 10:00 | 0.4961
WindOffShore | 2018-03-06 11:00 | 0.6619
WindOffShore | 2018-03-06 12:00 | 0.7093
WindOffShore | 2018-03-06 13:00 | 0.6754
WindOffShore | 2018-03-06 14:00 | 0.5649
WindOffShore | 2018-03-06 15:00 | 0.4712
WindOffShore | 2018-03-06 16:00 | 0.423
WindOffShore | 2018-03-06 17:00 | 0.5649
WindOffShore | 2018-03-06 18:00 | 0.6582
WindOffShore | 2018-03-06 19:00 | 0.7247
WindOffShore | 2018-03-06 20:00 | 0.7036
WindOffShore | 2018-03-06 21:00 | 0.6353
WindOffShore | 2018-03-06 22:00 | 0.5981
WindOffShore | 2018-03-06 23:00 | 0.6129
WindOffShore | 2018-03-07 | 0.6248
WindOffShore | 2018-03-07 01:00 | 0.6129
WindOffShore | 2018-03-07 02:00 | 0.5885
WindOffShore | 2018-03-07 03:00 | 0.6022
WindOffShore | 2018-03-07 04:00 | 0.6443
WindOffShore | 2018-03-07 05:00 | 0.6644
WindOffShore | 2018-03-07 06:00 | 0.6089
WindOffShore | 2018-03-07 07:00 | 0.5265
WindOffShore | 2018-03-07 08:00 | 0.5394
WindOffShore | 2018-03-07 09:00 | 0.7236
WindOffShore | 2018-03-07 10:00 | 0.7798
WindOffShore | 2018-03-07 11:00 | 0.7992
WindOffShore | 2018-03-07 12:00 | 0.8156
WindOffShore | 2018-03-07 13:00 | 0.8338
WindOffShore | 2018-03-07 14:00 | 0.8464
WindOffShore | 2018-03-07 15:00 | 0.7975
WindOffShore | 2018-03-07 16:00 | 0.6235
WindOffShore | 2018-03-07 17:00 | 0.6035
WindOffShore | 2018-03-07 18:00 | 0.7081
WindOffShore | 2018-03-07 19:00 | 0.7204
WindOffShore | 2018-03-07 20:00 | 0.7396
WindOffShore | 2018-03-07 21:00 | 0.7704
WindOffShore | 2018-03-07 22:00 | 0.777
WindOffShore | 2018-03-07 23:00 | 0.7742
WindOffShore | 2018-03-08 | 0.777
WindOffShore | 2018-03-08 01:00 | 0.7807
WindOffShore | 2018-03-08 02:00 | 0.7685
WindOffShore | 2018-03-08 03:00 | 0.7608
WindOffShore | 2018-03-08 04:00 | 0.7578
WindOffShore | 2018-03-08 05:00 | 0.7568
WindOffShore | 2018-03-08 06:00 | 0.7498
WindOffShore | 2018-03-08 07:00 | 0.6742
WindOffShore | 2018-03-08 08:00 | 0.5733
WindOffShore | 2018-03-08 09:00 | 0.6874
WindOffShore | 2018-03-08 10:00 | 0.7478
WindOffShore | 2018-03-08 11:00 | 0.7354
WindOffShore | 2018-03-08 12:00 | 0.6967
WindOffShore | 2018-03-08 13:00 | 0.6235
WindOffShore | 2018-03-08 14:00 | 0.5236
WindOffShore | 2018-03-08 15:00 | 0.3825
WindOffShore | 2018-03-08 16:00 | 0.212
WindOffShore | 2018-03-08 17:00 | 0.1359
WindOffShore | 2018-03-08 18:00 | 0.0869
WindOffShore | 2018-03-08 19:00 | 0.0882
WindOffShore | 2018-03-08 20:00 | 0.1511
WindOffShore | 2018-03-08 21:00 | 0.2337
WindOffShore | 2018-03-08 22:00 | 0.2854
WindOffShore | 2018-03-08 23:00 | 0.3334
WindOffShore | 2018-03-09 | 0.4012
WindOffShore | 2018-03-09 01:00 | 0.4464
WindOffShore | 2018-03-09 02:00 | 0.4566
WindOffShore | 2018-03-09 03:00 | 0.4815
WindOffShore | 2018-03-09 04:00 | 0.4902
WindOffShore | 2018-03-09 05:00 | 0.525
WindOffShore | 2018-03-09 06:00 | 0.555
WindOffShore | 2018-03-09 07:00 | 0.5593
WindOffShore | 2018-03-09 08:00 | 0.5579
WindOffShore | 2018-03-09 09:00 | 0.5019
WindOffShore | 2018-03-09 10:00 | 0.461
WindOffShore | 2018-03-09 11:00 | 0.7258
WindOffShore | 2018-03-09 12:00 | 0.8894
WindOffShore | 2018-03-09 13:00 | 0.8992
WindOffShore | 2018-03-09 14:00 | 0.8582
WindOffShore | 2018-03-09 15:00 | 0.8388
WindOffShore | 2018-03-09 16:00 | 0.8076
WindOffShore | 2018-03-09 17:00 | 0.7427
WindOffShore | 2018-03-09 18:00 | 0.7182
WindOffShore | 2018-03-09 19:00 | 0.7364
WindOffShore | 2018-03-09 20:00 | 0.8381
WindOffShore | 2018-03-09 21:00 | 0.9174
WindOffShore | 2018-03-09 22:00 | 0.8968
WindOffShore | 2018-03-09 23:00 | 0.9042
WindOffShore | 2018-03-10 | 0.7834
WindOffShore | 2018-03-10 01:00 | 0.7549
WindOffShore | 2018-03-10 02:00 | 0.8338
WindOffShore | 2018-03-10 03:00 | 0.7975
WindOffShore | 2018-03-10 04:00 | 0.7984
WindOffShore | 2018-03-10 05:00 | 0.8234
WindOffShore | 2018-03-10 06:00 | 0.7932
WindOffShore | 2018-03-10 07:00 | 0.7427
WindOffShore | 2018-03-10 08:00 | 0.8234
WindOffShore | 2018-03-10 09:00 | 0.7966
WindOffShore | 2018-03-10 10:00 | 0.7888
WindOffShore | 2018-03-10 11:00 | 0.728
WindOffShore | 2018-03-10 12:00 | 0.6235
WindOffShore | 2018-03-10 13:00 | 0.4771
WindOffShore | 2018-03-10 14:00 | 0.3293
WindOffShore | 2018-03-10 15:00 | 0.2198
WindOffShore | 2018-03-10 16:00 | 0.1474
WindOffShore | 2018-03-10 17:00 | 0.1359
WindOffShore | 2018-03-10 18:00 | 0.125
WindOffShore | 2018-03-10 19:00 | 0.1039
WindOffShore | 2018-03-10 20:00 | 0.1069
WindOffShore | 2018-03-10 21:00 | 0.1672
WindOffShore | 2018-03-10 22:00 | 0.3211
WindOffShore | 2018-03-10 23:00 | 0.538
WindOffShore | 2018-03-11 | 0.6967
WindOffShore | 2018-03-11 01:00 | 0.7427
WindOffShore | 2018-03-11 02:00 | 0.7861
WindOffShore | 2018-03-11 03:00 | 0.8084
WindOffShore | 2018-03-11 04:00 | 0.81
WindOffShore | 2018-03-11 05:00 | 0.8132
WindOffShore | 2018-03-11 06:00 | 0.8374
WindOffShore | 2018-03-11 07:00 | 0.81
WindOffShore | 2018-03-11 08:00 | 0.8156
WindOffShore | 2018-03-11 09:00 | 0.9666
WindOffShore | 2018-03-11 10:00 | 0.9628
WindOffShore | 2018-03-11 11:00 | 0.9587
WindOffShore | 2018-03-11 12:00 | 0.9432
WindOffShore | 2018-03-11 13:00 | 0.9438
WindOffShore | 2018-03-11 14:00 | 0.9358
WindOffShore | 2018-03-11 15:00 | 0.9142
WindOffShore | 2018-03-11 16:00 | 0.9178
WindOffShore | 2018-03-11 17:00 | 0.9455
WindOffShore | 2018-03-11 18:00 | 0.9633
WindOffShore | 2018-03-11 19:00 | 0.974
WindOffShore | 2018-03-11 20:00 | 0.9808
WindOffShore | 2018-03-11 21:00 | 0.9796
WindOffShore | 2018-03-11 22:00 | 0.9622
WindOffShore | 2018-03-11 23:00 | 0.948
WindOffShore | 2018-03-12 | 0.9567
WindOffShore | 2018-03-12 01:00 | 0.9714
WindOffShore | 2018-03-12 02:00 | 0.9823
WindOffShore | 2018-03-12 03:00 | 0.9867
WindOffShore | 2018-03-12 04:00 | 0.9837
WindOffShore | 2018-03-12 05:00 | 0.972
WindOffShore | 2018-03-12 06:00 | 0.9464
WindOffShore | 2018-03-12 07:00 | 0.915
WindOffShore | 2018-03-12 08:00 | 0.8909
WindOffShore | 2018-03-12 09:00 | 0.9146
WindOffShore | 2018-03-12 10:00 | 0.948
WindOffShore | 2018-03-12 11:00 | 0.9722
WindOffShore | 2018-03-12 12:00 | 0.9858
WindOffShore | 2018-03-12 13:00 | 0.9905
WindOffShore | 2018-03-12 14:00 | 0.9908
WindOffShore | 2018-03-12 15:00 | 0.9898
WindOffShore | 2018-03-12 16:00 | 0.9882
WindOffShore | 2018-03-12 17:00 | 0.985
WindOffShore | 2018-03-12 18:00 | 0.9782
WindOffShore | 2018-03-12 19:00 | 0.9693
WindOffShore | 2018-03-12 20:00 | 0.9571
WindOffShore | 2018-03-12 21:00 | 0.9435
WindOffShore | 2018-03-12 22:00 | 0.9365
WindOffShore | 2018-03-12 23:00 | 0.921
WindOffShore | 2018-03-13 | 0.9006
WindOffShore | 2018-03-13 01:00 | 0.8588
WindOffShore | 2018-03-13 02:00 | 0.7354
WindOffShore | 2018-03-13 03:00 | 0.6718
WindOffShore | 2018-03-13 04:00 | 0.5954
WindOffShore | 2018-03-13 05:00 | 0.4815
WindOffShore | 2018-03-13 06:00 | 0.3514
WindOffShore | 2018-03-13 07:00 | 0.2267
WindOffShore | 2018-03-13 08:00 | 0.176
WindOffShore | 2018-03-13 09:00 | 0.1721
WindOffShore | 2018-03-13 10:00 | 0.1662
WindOffShore | 2018-03-13 11:00 | 0.1781
WindOffShore | 2018-03-13 12:00 | 0.1989
WindOffShore | 2018-03-13 13:00 | 0.2142
WindOffShore | 2018-03-13 14:00 | 0.2601
WindOffShore | 2018-03-13 15:00 | 0.3063
WindOffShore | 2018-03-13 16:00 | 0.305
WindOffShore | 2018-03-13 17:00 | 0.313
WindOffShore | 2018-03-13 18:00 | 0.3584
WindOffShore | 2018-03-13 19:00 | 0.4012
WindOffShore | 2018-03-13 20:00 | 0.4595
WindOffShore | 2018-03-13 21:00 | 0.5149
WindOffShore | 2018-03-13 22:00 | 0.5677
WindOffShore | 2018-03-13 23:00 | 0.6327
WindOffShore | 2018-03-14 | 0.6826
WindOffShore | 2018-03-14 01:00 | 0.6802
WindOffShore | 2018-03-14 02:00 | 0.6619
WindOffShore | 2018-03-14 03:00 | 0.6979
WindOffShore | 2018-03-14 04:00 | 0.7618
WindOffShore | 2018-03-14 05:00 | 0.7932
WindOffShore | 2018-03-14 06:00 | 0.8279
WindOffShore | 2018-03-14 07:00 | 0.7666
WindOffShore | 2018-03-14 08:00 | 0.7385
WindOffShore | 2018-03-14 09:00 | 0.8582
WindOffShore | 2018-03-14 10:00 | 0.9236
WindOffShore | 2018-03-14 11:00 | 0.9352
WindOffShore | 2018-03-14 12:00 | 0.9464
WindOffShore | 2018-03-14 13:00 | 0.9596
WindOffShore | 2018-03-14 14:00 | 0.966
WindOffShore | 2018-03-14 15:00 | 0.9654
WindOffShore | 2018-03-14 16:00 | 0.97
WindOffShore | 2018-03-14 17:00 | 0.9841
WindOffShore | 2018-03-14 18:00 | 0.9869
WindOffShore | 2018-03-14 19:00 | 0.9756
WindOffShore | 2018-03-14 20:00 | 0.9047
WindOffShore | 2018-03-14 21:00 | 0.7637
WindOffShore | 2018-03-14 22:00 | 0.5844
WindOffShore | 2018-03-14 23:00 | 0.5607
WindOffShore | 2018-03-15 | 0.6209
WindOffShore | 2018-03-15 01:00 | 0.6392
WindOffShore | 2018-03-15 02:00 | 0.6417
WindOffShore | 2018-03-15 03:00 | 0.6248
WindOffShore | 2018-03-15 04:00 | 0.6417
WindOffShore | 2018-03-15 05:00 | 0.6456
WindOffShore | 2018-03-15 06:00 | 0.6102
WindOffShore | 2018-03-15 07:00 | 0.594
WindOffShore | 2018-03-15 08:00 | 0.5885
WindOffShore | 2018-03-15 09:00 | 0.6909
WindOffShore | 2018-03-15 10:00 | 0.7834
WindOffShore | 2018-03-15 11:00 | 0.8556
WindOffShore | 2018-03-15 12:00 | 0.9276
WindOffShore | 2018-03-15 13:00 | 0.9666
WindOffShore | 2018-03-15 14:00 | 0.9396
WindOffShore | 2018-03-15 15:00 | 0.8324
WindOffShore | 2018-03-15 16:00 | 0.8367
WindOffShore | 2018-03-15 17:00 | 0.8345
WindOffShore | 2018-03-15 18:00 | 0.7742
WindOffShore | 2018-03-15 19:00 | 0.707
WindOffShore | 2018-03-15 20:00 | 0.7081
WindOffShore | 2018-03-15 21:00 | 0.7149
WindOffShore | 2018-03-15 22:00 | 0.7013
WindOffShore | 2018-03-15 23:00 | 0.7171
WindOffShore | 2018-03-16 | 0.729
WindOffShore | 2018-03-16 01:00 | 0.7002
WindOffShore | 2018-03-16 02:00 | 0.6778
WindOffShore | 2018-03-16 03:00 | 0.6644
WindOffShore | 2018-03-16 04:00 | 0.6182
WindOffShore | 2018-03-16 05:00 | 0.6049
WindOffShore | 2018-03-16 06:00 | 0.6468
WindOffShore | 2018-03-16 07:00 | 0.5593
WindOffShore | 2018-03-16 08:00 | 0.4317
WindOffShore | 2018-03-16 09:00 | 0.5508
WindOffShore | 2018-03-16 10:00 | 0.6235
WindOffShore | 2018-03-16 11:00 | 0.6519
WindOffShore | 2018-03-16 12:00 | 0.6607
WindOffShore | 2018-03-16 13:00 | 0.6353
WindOffShore | 2018-03-16 14:00 | 0.5967
WindOffShore | 2018-03-16 15:00 | 0.5193
WindOffShore | 2018-03-16 16:00 | 0.3542
WindOffShore | 2018-03-16 17:00 | 0.2503
WindOffShore | 2018-03-16 18:00 | 0.2313
WindOffShore | 2018-03-16 19:00 | 0.2348
WindOffShore | 2018-03-16 20:00 | 0.2854
WindOffShore | 2018-03-16 21:00 | 0.3683
WindOffShore | 2018-03-16 22:00 | 0.4186
WindOffShore | 2018-03-16 23:00 | 0.4201
WindOffShore | 2018-03-17 | 0.3969
WindOffShore | 2018-03-17 01:00 | 0.3768
WindOffShore | 2018-03-17 02:00 | 0.3754
WindOffShore | 2018-03-17 03:00 | 0.3768
WindOffShore | 2018-03-17 04:00 | 0.3184
WindOffShore | 2018-03-17 05:00 | 0.2279
WindOffShore | 2018-03-17 06:00 | 0.1711
WindOffShore | 2018-03-17 07:00 | 0.1342
WindOffShore | 2018-03-17 08:00 | 0.1031
WindOffShore | 2018-03-17 09:00 | 0.0966
WindOffShore | 2018-03-17 10:00 | 0.0937
WindOffShore | 2018-03-17 11:00 | 0.0604
WindOffShore | 2018-03-17 12:00 | 0.0272
WindOffShore | 2018-03-17 13:00 | 0.0122
WindOffShore | 2018-03-17 14:00 | 0.0084
WindOffShore | 2018-03-17 15:00 | 0.0209
WindOffShore | 2018-03-17 16:00 | 0.0332
WindOffShore | 2018-03-17 17:00 | 0.0627
WindOffShore | 2018-03-17 18:00 | 0.1138
WindOffShore | 2018-03-17 19:00 | 0.1883
WindOffShore | 2018-03-17 20:00 | 0.2651
WindOffShore | 2018-03-17 21:00 | 0.3528
WindOffShore | 2018-03-17 22:00 | 0.407
WindOffShore | 2018-03-17 23:00 | 0.4303
WindOffShore | 2018-03-18 | 0.4157
WindOffShore | 2018-03-18 01:00 | 0.3782
WindOffShore | 2018-03-18 02:00 | 0.3211
WindOffShore | 2018-03-18 03:00 | 0.2516
WindOffShore | 2018-03-18 04:00 | 0.2198
WindOffShore | 2018-03-18 05:00 | 0.2098
WindOffShore | 2018-03-18 06:00 | 0.1771
WindOffShore | 2018-03-18 07:00 | 0.0987
WindOffShore | 2018-03-18 08:00 | 0.0498
WindOffShore | 2018-03-18 09:00 | 0.0236
WindOffShore | 2018-03-18 10:00 | 0.0291
WindOffShore | 2018-03-18 11:00 | 0.0855
WindOffShore | 2018-03-18 12:00 | 0.1904
WindOffShore | 2018-03-18 13:00 | 0.317
WindOffShore | 2018-03-18 14:00 | 0.4434
WindOffShore | 2018-03-18 15:00 | 0.5106
WindOffShore | 2018-03-18 16:00 | 0.5135
WindOffShore | 2018-03-18 17:00 | 0.5265
WindOffShore | 2018-03-18 18:00 | 0.594
WindOffShore | 2018-03-18 19:00 | 0.5579
WindOffShore | 2018-03-18 20:00 | 0.4625
WindOffShore | 2018-03-18 21:00 | 0.394
WindOffShore | 2018-03-18 22:00 | 0.2971
WindOffShore | 2018-03-18 23:00 | 0.1904
WindOffShore | 2018-03-19 | 0.1233
WindOffShore | 2018-03-19 01:00 | 0.0855
WindOffShore | 2018-03-19 02:00 | 0.0621
WindOffShore | 2018-03-19 03:00 | 0.0425
WindOffShore | 2018-03-19 04:00 | 0.0375
WindOffShore | 2018-03-19 05:00 | 0.0679
WindOffShore | 2018-03-19 06:00 | 0.1614
WindOffShore | 2018-03-19 07:00 | 0.1511
WindOffShore | 2018-03-19 08:00 | 0.0995
WindOffShore | 2018-03-19 09:00 | 0.1016
WindOffShore | 2018-03-19 10:00 | 0.1114
WindOffShore | 2018-03-19 11:00 | 0.1325
WindOffShore | 2018-03-19 12:00 | 0.1873
WindOffShore | 2018-03-19 13:00 | 0.2905
WindOffShore | 2018-03-19 14:00 | 0.4493
WindOffShore | 2018-03-19 15:00 | 0.6314
WindOffShore | 2018-03-19 16:00 | 0.7417
WindOffShore | 2018-03-19 17:00 | 0.7941
WindOffShore | 2018-03-19 18:00 | 0.8331
WindOffShore | 2018-03-19 19:00 | 0.7852
WindOffShore | 2018-03-19 20:00 | 0.8316
WindOffShore | 2018-03-19 21:00 | 0.8226
WindOffShore | 2018-03-19 22:00 | 0.7992
WindOffShore | 2018-03-19 23:00 | 0.7816
WindOffShore | 2018-03-20 | 0.7488
WindOffShore | 2018-03-20 01:00 | 0.729
WindOffShore | 2018-03-20 02:00 | 0.7258
WindOffShore | 2018-03-20 03:00 | 0.7093
WindOffShore | 2018-03-20 04:00 | 0.6582
WindOffShore | 2018-03-20 05:00 | 0.707
WindOffShore | 2018-03-20 06:00 | 0.7354
WindOffShore | 2018-03-20 07:00 | 0.7322
WindOffShore | 2018-03-20 08:00 | 0.8794
WindOffShore | 2018-03-20 09:00 | 0.8837
WindOffShore | 2018-03-20 10:00 | 0.8738
WindOffShore | 2018-03-20 11:00 | 0.8471
WindOffShore | 2018-03-20 12:00 | 0.8242
WindOffShore | 2018-03-20 13:00 | 0.8067
WindOffShore | 2018-03-20 14:00 | 0.8219
WindOffShore | 2018-03-20 15:00 | 0.855
WindOffShore | 2018-03-20 16:00 | 0.8607
WindOffShore | 2018-03-20 17:00 | 0.8531
WindOffShore | 2018-03-20 18:00 | 0.8302
WindOffShore | 2018-03-20 19:00 | 0.7519
WindOffShore | 2018-03-20 20:00 | 0.7182
WindOffShore | 2018-03-20 21:00 | 0.6944
WindOffShore | 2018-03-20 22:00 | 0.6718
WindOffShore | 2018-03-20 23:00 | 0.6506
WindOffShore | 2018-03-21 | 0.6262
WindOffShore | 2018-03-21 01:00 | 0.5899
WindOffShore | 2018-03-21 02:00 | 0.5465
WindOffShore | 2018-03-21 03:00 | 0.5294
WindOffShore | 2018-03-21 04:00 | 0.4844
WindOffShore | 2018-03-21 05:00 | 0.4201
WindOffShore | 2018-03-21 06:00 | 0.3361
WindOffShore | 2018-03-21 07:00 | 0.1614
WindOffShore | 2018-03-21 08:00 | 0.1567
WindOffShore | 2018-03-21 09:00 | 0.3184
WindOffShore | 2018-03-21 10:00 | 0.3117
WindOffShore | 2018-03-21 11:00 | 0.3024
WindOffShore | 2018-03-21 12:00 | 0.2893
WindOffShore | 2018-03-21 13:00 | 0.2893
WindOffShore | 2018-03-21 14:00 | 0.317
WindOffShore | 2018-03-21 15:00 | 0.357
WindOffShore | 2018-03-21 16:00 | 0.3969
WindOffShore | 2018-03-21 17:00 | 0.4522
WindOffShore | 2018-03-21 18:00 | 0.525
WindOffShore | 2018-03-21 19:00 | 0.5508
WindOffShore | 2018-03-21 20:00 | 0.5394
WindOffShore | 2018-03-21 21:00 | 0.5033
WindOffShore | 2018-03-21 22:00 | 0.4259
WindOffShore | 2018-03-21 23:00 | 0.3103
WindOffShore | 2018-03-22 | 0.1811
WindOffShore | 2018-03-22 01:00 | 0.1009
WindOffShore | 2018-03-22 02:00 | 0.0829
WindOffShore | 2018-03-22 03:00 | 0.079
WindOffShore | 2018-03-22 04:00 | 0.0966
WindOffShore | 2018-03-22 05:00 | 0.1334
WindOffShore | 2018-03-22 06:00 | 0.1731
WindOffShore | 2018-03-22 07:00 | 0.1138
WindOffShore | 2018-03-22 08:00 | 0.125
WindOffShore | 2018-03-22 09:00 | 0.1377
WindOffShore | 2018-03-22 10:00 | 0.1325
WindOffShore | 2018-03-22 11:00 | 0.1567
WindOffShore | 2018-03-22 12:00 | 0.2054
WindOffShore | 2018-03-22 13:00 | 0.2726
WindOffShore | 2018-03-22 14:00 | 0.3528
WindOffShore | 2018-03-22 15:00 | 0.4012
WindOffShore | 2018-03-22 16:00 | 0.407
WindOffShore | 2018-03-22 17:00 | 0.3458
WindOffShore | 2018-03-22 18:00 | 0.3184
WindOffShore | 2018-03-22 19:00 | 0.279
WindOffShore | 2018-03-22 20:00 | 0.2777
WindOffShore | 2018-03-22 21:00 | 0.3782
WindOffShore | 2018-03-22 22:00 | 0.5422
WindOffShore | 2018-03-22 23:00 | 0.6417
WindOffShore | 2018-03-23 | 0.7013
WindOffShore | 2018-03-23 01:00 | 0.7468
WindOffShore | 2018-03-23 02:00 | 0.7396
WindOffShore | 2018-03-23 03:00 | 0.6862
WindOffShore | 2018-03-23 04:00 | 0.7322
WindOffShore | 2018-03-23 05:00 | 0.7204
WindOffShore | 2018-03-23 06:00 | 0.6754
WindOffShore | 2018-03-23 07:00 | 0.6288
WindOffShore | 2018-03-23 08:00 | 0.5365
WindOffShore | 2018-03-23 09:00 | 0.3998
WindOffShore | 2018-03-23 10:00 | 0.3063
WindOffShore | 2018-03-23 11:00 | 0.305
WindOffShore | 2018-03-23 12:00 | 0.3347
WindOffShore | 2018-03-23 13:00 | 0.3211
WindOffShore | 2018-03-23 14:00 | 0.2419
WindOffShore | 2018-03-23 15:00 | 0.174
WindOffShore | 2018-03-23 16:00 | 0.2419
WindOffShore | 2018-03-23 17:00 | 0.4493
WindOffShore | 2018-03-23 18:00 | 0.6262
WindOffShore | 2018-03-23 19:00 | 0.7036
WindOffShore | 2018-03-23 20:00 | 0.7447
WindOffShore | 2018-03-23 21:00 | 0.8226
WindOffShore | 2018-03-23 22:00 | 0.8132
WindOffShore | 2018-03-23 23:00 | 0.7676
WindOffShore | 2018-03-24 | 0.7025
WindOffShore | 2018-03-24 01:00 | 0.6062
WindOffShore | 2018-03-24 02:00 | 0.5048
WindOffShore | 2018-03-24 03:00 | 0.4625
WindOffShore | 2018-03-24 04:00 | 0.4771
WindOffShore | 2018-03-24 05:00 | 0.4902
WindOffShore | 2018-03-24 06:00 | 0.4961
WindOffShore | 2018-03-24 07:00 | 0.4683
WindOffShore | 2018-03-24 08:00 | 0.3868
WindOffShore | 2018-03-24 09:00 | 0.3683
WindOffShore | 2018-03-24 10:00 | 0.3279
WindOffShore | 2018-03-24 11:00 | 0.3584
WindOffShore | 2018-03-24 12:00 | 0.3669
WindOffShore | 2018-03-24 13:00 | 0.3252
WindOffShore | 2018-03-24 14:00 | 0.2688
WindOffShore | 2018-03-24 15:00 | 0.2032
WindOffShore | 2018-03-24 16:00 | 0.1493
WindOffShore | 2018-03-24 17:00 | 0.1781
WindOffShore | 2018-03-24 18:00 | 0.279
WindOffShore | 2018-03-24 19:00 | 0.3472
WindOffShore | 2018-03-24 20:00 | 0.3683
WindOffShore | 2018-03-24 21:00 | 0.3854
WindOffShore | 2018-03-24 22:00 | 0.3811
WindOffShore | 2018-03-24 23:00 | 0.3556
WindOffShore | 2018-03-25 | 0.3224
WindOffShore | 2018-03-25 01:00 | 0.2971
WindOffShore | 2018-03-25 02:00 | 0.2893
WindOffShore | 2018-03-25 03:00 | 0.2919
WindOffShore | 2018-03-25 04:00 | 0.313
WindOffShore | 2018-03-25 05:00 | 0.3472
WindOffShore | 2018-03-25 06:00 | 0.3417
WindOffShore | 2018-03-25 07:00 | 0.2651
WindOffShore | 2018-03-25 08:00 | 0.2764
WindOffShore | 2018-03-25 09:00 | 0.2945
WindOffShore | 2018-03-25 10:00 | 0.2601
WindOffShore | 2018-03-25 11:00 | 0.2348
WindOffShore | 2018-03-25 12:00 | 0.2279
WindOffShore | 2018-03-25 13:00 | 0.229
WindOffShore | 2018-03-25 14:00 | 0.2638
WindOffShore | 2018-03-25 15:00 | 0.3306
WindOffShore | 2018-03-25 16:00 | 0.3854
WindOffShore | 2018-03-25 17:00 | 0.5106
WindOffShore | 2018-03-25 18:00 | 0.6456
WindOffShore | 2018-03-25 19:00 | 0.6544
WindOffShore | 2018-03-25 20:00 | 0.6468
WindOffShore | 2018-03-25 21:00 | 0.6076
WindOffShore | 2018-03-25 22:00 | 0.5322
WindOffShore | 2018-03-25 23:00 | 0.4683
WindOffShore | 2018-03-26 | 0.3969
WindOffShore | 2018-03-26 01:00 | 0.313
WindOffShore | 2018-03-26 02:00 | 0.2467
WindOffShore | 2018-03-26 03:00 | 0.2431
WindOffShore | 2018-03-26 04:00 | 0.2325
WindOffShore | 2018-03-26 05:00 | 0.2153
WindOffShore | 2018-03-26 06:00 | 0.2054
WindOffShore | 2018-03-26 07:00 | 0.229
WindOffShore | 2018-03-26 08:00 | 0.2726
WindOffShore | 2018-03-26 09:00 | 0.2713
WindOffShore | 2018-03-26 10:00 | 0.2419
WindOffShore | 2018-03-26 11:00 | 0.1883
WindOffShore | 2018-03-26 12:00 | 0.1662
WindOffShore | 2018-03-26 13:00 | 0.221
WindOffShore | 2018-03-26 14:00 | 0.3211
WindOffShore | 2018-03-26 15:00 | 0.3825
WindOffShore | 2018-03-26 16:00 | 0.3926
WindOffShore | 2018-03-26 17:00 | 0.3868
WindOffShore | 2018-03-26 18:00 | 0.3811
WindOffShore | 2018-03-26 19:00 | 0.3725
WindOffShore | 2018-03-26 20:00 | 0.3514
WindOffShore | 2018-03-26 21:00 | 0.407
WindOffShore | 2018-03-26 22:00 | 0.4669
WindOffShore | 2018-03-26 23:00 | 0.6022
WindOffShore | 2018-03-27 | 0.679
WindOffShore | 2018-03-27 01:00 | 0.6921
WindOffShore | 2018-03-27 02:00 | 0.6301
WindOffShore | 2018-03-27 03:00 | 0.6248
WindOffShore | 2018-03-27 04:00 | 0.6494
WindOffShore | 2018-03-27 05:00 | 0.7115
WindOffShore | 2018-03-27 06:00 | 0.7984
WindOffShore | 2018-03-27 07:00 | 0.8272
WindOffShore | 2018-03-27 08:00 | 0.7949
WindOffShore | 2018-03-27 09:00 | 0.8338
WindOffShore | 2018-03-27 10:00 | 0.8944
WindOffShore | 2018-03-27 11:00 | 0.919
WindOffShore | 2018-03-27 12:00 | 0.9276
WindOffShore | 2018-03-27 13:00 | 0.9345
WindOffShore | 2018-03-27 14:00 | 0.9362
WindOffShore | 2018-03-27 15:00 | 0.9298
WindOffShore | 2018-03-27 16:00 | 0.8662
WindOffShore | 2018-03-27 17:00 | 0.7816
WindOffShore | 2018-03-27 18:00 | 0.7588
WindOffShore | 2018-03-27 19:00 | 0.6619
WindOffShore | 2018-03-27 20:00 | 0.583
WindOffShore | 2018-03-27 21:00 | 0.5803
WindOffShore | 2018-03-27 22:00 | 0.5365
WindOffShore | 2018-03-27 23:00 | 0.499
WindOffShore | 2018-03-28 | 0.5761
WindOffShore | 2018-03-28 01:00 | 0.729
WindOffShore | 2018-03-28 02:00 | 0.8395
WindOffShore | 2018-03-28 03:00 | 0.8919
WindOffShore | 2018-03-28 04:00 | 0.8743
WindOffShore | 2018-03-28 05:00 | 0.8437
WindOffShore | 2018-03-28 06:00 | 0.8531
WindOffShore | 2018-03-28 07:00 | 0.8674
WindOffShore | 2018-03-28 08:00 | 0.9206
WindOffShore | 2018-03-28 09:00 | 0.9571
WindOffShore | 2018-03-28 10:00 | 0.9381
WindOffShore | 2018-03-28 11:00 | 0.8949
WindOffShore | 2018-03-28 12:00 | 0.836
WindOffShore | 2018-03-28 13:00 | 0.8132
WindOffShore | 2018-03-28 14:00 | 0.8316
WindOffShore | 2018-03-28 15:00 | 0.7816
WindOffShore | 2018-03-28 16:00 | 0.7258
WindOffShore | 2018-03-28 17:00 | 0.6327
WindOffShore | 2018-03-28 18:00 | 0.6404
WindOffShore | 2018-03-28 19:00 | 0.6544
WindOffShore | 2018-03-28 20:00 | 0.6116
WindOffShore | 2018-03-28 21:00 | 0.5135
WindOffShore | 2018-03-28 22:00 | 0.4288
WindOffShore | 2018-03-28 23:00 | 0.3037
WindOffShore | 2018-03-29 | 0.2198
WindOffShore | 2018-03-29 01:00 | 0.2348
WindOffShore | 2018-03-29 02:00 | 0.3293
WindOffShore | 2018-03-29 03:00 | 0.5135
WindOffShore | 2018-03-29 04:00 | 0.6519
WindOffShore | 2018-03-29 05:00 | 0.7322
WindOffShore | 2018-03-29 06:00 | 0.7204
WindOffShore | 2018-03-29 07:00 | 0.6766
WindOffShore | 2018-03-29 08:00 | 0.7182
WindOffShore | 2018-03-29 09:00 | 0.9121
WindOffShore | 2018-03-29 10:00 | 0.9435
WindOffShore | 2018-03-29 11:00 | 0.9284
WindOffShore | 2018-03-29 12:00 | 0.8794
WindOffShore | 2018-03-29 13:00 | 0.8367
WindOffShore | 2018-03-29 14:00 | 0.8009
WindOffShore | 2018-03-29 15:00 | 0.7906
WindOffShore | 2018-03-29 16:00 | 0.7258
WindOffShore | 2018-03-29 17:00 | 0.6619
WindOffShore | 2018-03-29 18:00 | 0.7059
WindOffShore | 2018-03-29 19:00 | 0.6885
WindOffShore | 2018-03-29 20:00 | 0.6532
WindOffShore | 2018-03-29 21:00 | 0.499
WindOffShore | 2018-03-29 22:00 | 0.4581
WindOffShore | 2018-03-29 23:00 | 0.4566
WindOffShore | 2018-03-30 | 0.4449
WindOffShore | 2018-03-30 01:00 | 0.5279
WindOffShore | 2018-03-30 02:00 | 0.461
WindOffShore | 2018-03-30 03:00 | 0.2893
WindOffShore | 2018-03-30 04:00 | 0.3472
WindOffShore | 2018-03-30 05:00 | 0.2165
WindOffShore | 2018-03-30 06:00 | 0.0566
WindOffShore | 2018-03-30 07:00 | 0.018
WindOffShore | 2018-03-30 08:00 | 0.4157
WindOffShore | 2018-03-30 09:00 | 0.7269
WindOffShore | 2018-03-30 10:00 | 0.8619
WindOffShore | 2018-03-30 11:00 | 0.9078
WindOffShore | 2018-03-30 12:00 | 0.8996
WindOffShore | 2018-03-30 13:00 | 0.8478
WindOffShore | 2018-03-30 14:00 | 0.7647
WindOffShore | 2018-03-30 15:00 | 0.6353
WindOffShore | 2018-03-30 16:00 | 0.4712
WindOffShore | 2018-03-30 17:00 | 0.3514
WindOffShore | 2018-03-30 18:00 | 0.3403
WindOffShore | 2018-03-30 19:00 | 0.3252
WindOffShore | 2018-03-30 20:00 | 0.2552
WindOffShore | 2018-03-30 21:00 | 0.1894
WindOffShore | 2018-03-30 22:00 | 0.1291
WindOffShore | 2018-03-30 23:00 | 0.0588
WindOffShore | 2018-03-31 | 0.0056
WindOffShore | 2018-03-31 01:00 | 0.0171
WindOffShore | 2018-03-31 02:00 | 0.1721
WindOffShore | 2018-03-31 03:00 | 0.3983
WindOffShore | 2018-03-31 04:00 | 0.461
WindOffShore | 2018-03-31 05:00 | 0.442
WindOffShore | 2018-03-31 06:00 | 0.4157
WindOffShore | 2018-03-31 07:00 | 0.4551
WindOffShore | 2018-03-31 08:00 | 0.7437
WindOffShore | 2018-03-31 09:00 | 0.8017
WindOffShore | 2018-03-31 10:00 | 0.8257
WindOffShore | 2018-03-31 11:00 | 0.8575
WindOffShore | 2018-03-31 12:00 | 0.8788
WindOffShore | 2018-03-31 13:00 | 0.8924
WindOffShore | 2018-03-31 14:00 | 0.8909
WindOffShore | 2018-03-31 15:00 | 0.8944
WindOffShore | 2018-03-31 16:00 | 0.8904
WindOffShore | 2018-03-31 17:00 | 0.8471
WindOffShore | 2018-03-31 18:00 | 0.8067
WindOffShore | 2018-03-31 19:00 | 0.7519
WindOffShore | 2018-03-31 20:00 | 0.728
WindOffShore | 2018-03-31 21:00 | 0.7104
WindOffShore | 2018-03-31 22:00 | 0.6594
WindOffShore | 2018-03-31 23:00 | 0.6049
WindOffShore | 2018-04-01 | 0.538
WindOffShore | 2018-04-01 01:00 | 0.4245
WindOffShore | 2018-04-01 02:00 | 0.2187
WindOffShore | 2018-04-01 03:00 | 0.098
WindOffShore | 2018-04-01 04:00 | 0.0448
WindOffShore | 2018-04-01 05:00 | 0.0261
WindOffShore | 2018-04-01 06:00 | 0.0379
WindOffShore | 2018-04-01 07:00 | 0.0679
WindOffShore | 2018-04-01 08:00 | 0.0995
WindOffShore | 2018-04-01 09:00 | 0.1672
WindOffShore | 2018-04-01 10:00 | 0.2491
WindOffShore | 2018-04-01 11:00 | 0.3444
WindOffShore | 2018-04-01 12:00 | 0.4551
WindOffShore | 2018-04-01 13:00 | 0.5691
WindOffShore | 2018-04-01 14:00 | 0.6035
WindOffShore | 2018-04-01 15:00 | 0.5885
WindOffShore | 2018-04-01 16:00 | 0.5844
WindOffShore | 2018-04-01 17:00 | 0.6089
WindOffShore | 2018-04-01 18:00 | 0.6142
WindOffShore | 2018-04-01 19:00 | 0.6062
WindOffShore | 2018-04-01 20:00 | 0.6909
WindOffShore | 2018-04-01 21:00 | 0.7081
WindOffShore | 2018-04-01 22:00 | 0.7779
WindOffShore | 2018-04-01 23:00 | 0.8124
WindOffShore | 2018-04-02 | 0.7923
WindOffShore | 2018-04-02 01:00 | 0.81
WindOffShore | 2018-04-02 02:00 | 0.7984
WindOffShore | 2018-04-02 03:00 | 0.8034
WindOffShore | 2018-04-02 04:00 | 0.8504
WindOffShore | 2018-04-02 05:00 | 0.7406
WindOffShore | 2018-04-02 06:00 | 0.5279
WindOffShore | 2018-04-02 07:00 | 0.4522
WindOffShore | 2018-04-02 08:00 | 0.4522
WindOffShore | 2018-04-02 09:00 | 0.5522
WindOffShore | 2018-04-02 10:00 | 0.6766
WindOffShore | 2018-04-02 11:00 | 0.6956
WindOffShore | 2018-04-02 12:00 | 0.7013
WindOffShore | 2018-04-02 13:00 | 0.7013
WindOffShore | 2018-04-02 14:00 | 0.6705
WindOffShore | 2018-04-02 15:00 | 0.6443
WindOffShore | 2018-04-02 16:00 | 0.6116
WindOffShore | 2018-04-02 17:00 | 0.5479
WindOffShore | 2018-04-02 18:00 | 0.5677
WindOffShore | 2018-04-02 19:00 | 0.6557
WindOffShore | 2018-04-02 20:00 | 0.7322
WindOffShore | 2018-04-02 21:00 | 0.7637
WindOffShore | 2018-04-02 22:00 | 0.7081
WindOffShore | 2018-04-02 23:00 | 0.7225
WindOffShore | 2018-04-03 | 0.707
WindOffShore | 2018-04-03 01:00 | 0.6778
WindOffShore | 2018-04-03 02:00 | 0.8059
WindOffShore | 2018-04-03 03:00 | 0.8511
WindOffShore | 2018-04-03 04:00 | 0.8026
WindOffShore | 2018-04-03 05:00 | 0.7666
WindOffShore | 2018-04-03 06:00 | 0.6826
WindOffShore | 2018-04-03 07:00 | 0.5394
WindOffShore | 2018-04-03 08:00 | 0.5351
WindOffShore | 2018-04-03 09:00 | 0.6569
WindOffShore | 2018-04-03 10:00 | 0.8309
WindOffShore | 2018-04-03 11:00 | 0.7888
WindOffShore | 2018-04-03 12:00 | 0.8524
WindOffShore | 2018-04-03 13:00 | 0.8987
WindOffShore | 2018-04-03 14:00 | 0.8919
WindOffShore | 2018-04-03 15:00 | 0.8563
WindOffShore | 2018-04-03 16:00 | 0.7396
WindOffShore | 2018-04-03 17:00 | 0.5691
WindOffShore | 2018-04-03 18:00 | 0.6814
WindOffShore | 2018-04-03 19:00 | 0.7975
WindOffShore | 2018-04-03 20:00 | 0.8582
WindOffShore | 2018-04-03 21:00 | 0.8799
WindOffShore | 2018-04-03 22:00 | 0.9424
WindOffShore | 2018-04-03 23:00 | 0.915
WindOffShore | 2018-04-04 | 0.9287
WindOffShore | 2018-04-04 01:00 | 0.9467
WindOffShore | 2018-04-04 02:00 | 0.9612
WindOffShore | 2018-04-04 03:00 | 0.9742
WindOffShore | 2018-04-04 04:00 | 0.9731
WindOffShore | 2018-04-04 05:00 | 0.9695
WindOffShore | 2018-04-04 06:00 | 0.9596
WindOffShore | 2018-04-04 07:00 | 0.9402
WindOffShore | 2018-04-04 08:00 | 0.9312
WindOffShore | 2018-04-04 09:00 | 0.9585
WindOffShore | 2018-04-04 10:00 | 0.9733
WindOffShore | 2018-04-04 11:00 | 0.9728
WindOffShore | 2018-04-04 12:00 | 0.9639
WindOffShore | 2018-04-04 13:00 | 0.9502
WindOffShore | 2018-04-04 14:00 | 0.9491
WindOffShore | 2018-04-04 15:00 | 0.9438
WindOffShore | 2018-04-04 16:00 | 0.9146
WindOffShore | 2018-04-04 17:00 | 0.8092
WindOffShore | 2018-04-04 18:00 | 0.7559
WindOffShore | 2018-04-04 19:00 | 0.7193
WindOffShore | 2018-04-04 20:00 | 0.6392
WindOffShore | 2018-04-04 21:00 | 0.643
WindOffShore | 2018-04-04 22:00 | 0.729
WindOffShore | 2018-04-04 23:00 | 0.6778
WindOffShore | 2018-04-05 | 0.6494
WindOffShore | 2018-04-05 01:00 | 0.5967
WindOffShore | 2018-04-05 02:00 | 0.5365
WindOffShore | 2018-04-05 03:00 | 0.4551
WindOffShore | 2018-04-05 04:00 | 0.3897
WindOffShore | 2018-04-05 05:00 | 0.3403
WindOffShore | 2018-04-05 06:00 | 0.2221
WindOffShore | 2018-04-05 07:00 | 0.1334
WindOffShore | 2018-04-05 08:00 | 0.1061
WindOffShore | 2018-04-05 09:00 | 0.0715
WindOffShore | 2018-04-05 10:00 | 0.0869
WindOffShore | 2018-04-05 11:00 | 0.1201
WindOffShore | 2018-04-05 12:00 | 0.1474
WindOffShore | 2018-04-05 13:00 | 0.1691
WindOffShore | 2018-04-05 14:00 | 0.1925
WindOffShore | 2018-04-05 15:00 | 0.2087
WindOffShore | 2018-04-05 16:00 | 0.2176
WindOffShore | 2018-04-05 17:00 | 0.221
WindOffShore | 2018-04-05 18:00 | 0.2601
WindOffShore | 2018-04-05 19:00 | 0.3472
WindOffShore | 2018-04-05 20:00 | 0.5408
WindOffShore | 2018-04-05 21:00 | 0.729
WindOffShore | 2018-04-05 22:00 | 0.7834
WindOffShore | 2018-04-05 23:00 | 0.7914
WindOffShore | 2018-04-06 | 0.7879
WindOffShore | 2018-04-06 01:00 | 0.7685
WindOffShore | 2018-04-06 02:00 | 0.7343
WindOffShore | 2018-04-06 03:00 | 0.7385
WindOffShore | 2018-04-06 04:00 | 0.8331
WindOffShore | 2018-04-06 05:00 | 0.8388
WindOffShore | 2018-04-06 06:00 | 0.7627
WindOffShore | 2018-04-06 07:00 | 0.5635
WindOffShore | 2018-04-06 08:00 | 0.6754
WindOffShore | 2018-04-06 09:00 | 0.7002
WindOffShore | 2018-04-06 10:00 | 0.6607
WindOffShore | 2018-04-06 11:00 | 0.5635
WindOffShore | 2018-04-06 12:00 | 0.439
WindOffShore | 2018-04-06 13:00 | 0.3347
WindOffShore | 2018-04-06 14:00 | 0.279
WindOffShore | 2018-04-06 15:00 | 0.2589
WindOffShore | 2018-04-06 16:00 | 0.2065
WindOffShore | 2018-04-06 17:00 | 0.1138
WindOffShore | 2018-04-06 18:00 | 0.0627
WindOffShore | 2018-04-06 19:00 | 0.0771
WindOffShore | 2018-04-06 20:00 | 0.1957
WindOffShore | 2018-04-06 21:00 | 0.5004
WindOffShore | 2018-04-06 22:00 | 0.7733
WindOffShore | 2018-04-06 23:00 | 0.787
WindOffShore | 2018-04-07 | 0.6519
WindOffShore | 2018-04-07 01:00 | 0.6353
WindOffShore | 2018-04-07 02:00 | 0.7115
WindOffShore | 2018-04-07 03:00 | 0.8402
WindOffShore | 2018-04-07 04:00 | 0.7685
WindOffShore | 2018-04-07 05:00 | 0.6404
WindOffShore | 2018-04-07 06:00 | 0.499
WindOffShore | 2018-04-07 07:00 | 0.4056
WindOffShore | 2018-04-07 08:00 | 0.313
WindOffShore | 2018-04-07 09:00 | 0.2348
WindOffShore | 2018-04-07 10:00 | 0.1474
WindOffShore | 2018-04-07 11:00 | 0.0771
WindOffShore | 2018-04-07 12:00 | 0.0448
WindOffShore | 2018-04-07 13:00 | 0.0291
WindOffShore | 2018-04-07 14:00 | 0.0193
WindOffShore | 2018-04-07 15:00 | 0.0115
WindOffShore | 2018-04-07 16:00 | 0.0022
WindOffShore | 2018-04-07 17:00 | 0.0058
WindOffShore | 2018-04-07 18:00 | 0.0186
WindOffShore | 2018-04-07 19:00 | 0.0388
WindOffShore | 2018-04-07 20:00 | 0.0582
WindOffShore | 2018-04-07 21:00 | 0.0869
WindOffShore | 2018-04-07 22:00 | 0.1474
WindOffShore | 2018-04-07 23:00 | 0.1904
WindOffShore | 2018-04-08 | 0.2054
WindOffShore | 2018-04-08 01:00 | 0.2528
WindOffShore | 2018-04-08 02:00 | 0.2905
WindOffShore | 2018-04-08 03:00 | 0.3024
WindOffShore | 2018-04-08 04:00 | 0.3184
WindOffShore | 2018-04-08 05:00 | 0.3612
WindOffShore | 2018-04-08 06:00 | 0.3197
WindOffShore | 2018-04-08 07:00 | 0.2431
WindOffShore | 2018-04-08 08:00 | 0.2325
WindOffShore | 2018-04-08 09:00 | 0.2552
WindOffShore | 2018-04-08 10:00 | 0.2491
WindOffShore | 2018-04-08 11:00 | 0.1701
WindOffShore | 2018-04-08 12:00 | 0.0758
WindOffShore | 2018-04-08 13:00 | 0.0721
WindOffShore | 2018-04-08 14:00 | 0.1681
WindOffShore | 2018-04-08 15:00 | 0.3037
WindOffShore | 2018-04-08 16:00 | 0.3472
WindOffShore | 2018-04-08 17:00 | 0.3711
WindOffShore | 2018-04-08 18:00 | 0.384
WindOffShore | 2018-04-08 19:00 | 0.364
WindOffShore | 2018-04-08 20:00 | 0.2893
WindOffShore | 2018-04-08 21:00 | 0.2372
WindOffShore | 2018-04-08 22:00 | 0.2054
WindOffShore | 2018-04-08 23:00 | 0.1502
WindOffShore | 2018-04-09 | 0.1169
WindOffShore | 2018-04-09 01:00 | 0.0411
WindOffShore | 2018-04-09 02:00 | 0.0117
WindOffShore | 2018-04-09 03:00 | 0.0056
WindOffShore | 2018-04-09 04:00 | 0.0099
WindOffShore | 2018-04-09 05:00 | 0.014
WindOffShore | 2018-04-09 06:00 | 0.0215
WindOffShore | 2018-04-09 07:00 | 0.0276
WindOffShore | 2018-04-09 08:00 | 0.0463
WindOffShore | 2018-04-09 09:00 | 0.0803
WindOffShore | 2018-04-09 10:00 | 0.1031
WindOffShore | 2018-04-09 11:00 | 0.1046
WindOffShore | 2018-04-09 12:00 | 0.0822
WindOffShore | 2018-04-09 13:00 | 0.0453
WindOffShore | 2018-04-09 14:00 | 0.0193
WindOffShore | 2018-04-09 15:00 | 0.0117
WindOffShore | 2018-04-09 16:00 | 0.0291
WindOffShore | 2018-04-09 17:00 | 0.0758
WindOffShore | 2018-04-09 18:00 | 0.1662
WindOffShore | 2018-04-09 19:00 | 0.2528
WindOffShore | 2018-04-09 20:00 | 0.2651
WindOffShore | 2018-04-09 21:00 | 0.2431
WindOffShore | 2018-04-09 22:00 | 0.2142
WindOffShore | 2018-04-09 23:00 | 0.2279
WindOffShore | 2018-04-10 | 0.2701
WindOffShore | 2018-04-10 01:00 | 0.2676
WindOffShore | 2018-04-10 02:00 | 0.2098
WindOffShore | 2018-04-10 03:00 | 0.113
WindOffShore | 2018-04-10 04:00 | 0.0411
WindOffShore | 2018-04-10 05:00 | 0.0246
WindOffShore | 2018-04-10 06:00 | 0.0703
WindOffShore | 2018-04-10 07:00 | 0.0889
WindOffShore | 2018-04-10 08:00 | 0.125
WindOffShore | 2018-04-10 09:00 | 0.1904
WindOffShore | 2018-04-10 10:00 | 0.2372
WindOffShore | 2018-04-10 11:00 | 0.2564
WindOffShore | 2018-04-10 12:00 | 0.2479
WindOffShore | 2018-04-10 13:00 | 0.2479
WindOffShore | 2018-04-10 14:00 | 0.2676
WindOffShore | 2018-04-10 15:00 | 0.2815
WindOffShore | 2018-04-10 16:00 | 0.2267
WindOffShore | 2018-04-10 17:00 | 0.1672
WindOffShore | 2018-04-10 18:00 | 0.1852
WindOffShore | 2018-04-10 19:00 | 0.2932
WindOffShore | 2018-04-10 20:00 | 0.4844
WindOffShore | 2018-04-10 21:00 | 0.6049
WindOffShore | 2018-04-10 22:00 | 0.6196
WindOffShore | 2018-04-10 23:00 | 0.6262
WindOffShore | 2018-04-11 | 0.6569
WindOffShore | 2018-04-11 01:00 | 0.6557
WindOffShore | 2018-04-11 02:00 | 0.6182
WindOffShore | 2018-04-11 03:00 | 0.5775
WindOffShore | 2018-04-11 04:00 | 0.5077
WindOffShore | 2018-04-11 05:00 | 0.4493
WindOffShore | 2018-04-11 06:00 | 0.384
WindOffShore | 2018-04-11 07:00 | 0.2984
WindOffShore | 2018-04-11 08:00 | 0.2467
WindOffShore | 2018-04-11 09:00 | 0.2443
WindOffShore | 2018-04-11 10:00 | 0.2267
WindOffShore | 2018-04-11 11:00 | 0.2256
WindOffShore | 2018-04-11 12:00 | 0.2131
WindOffShore | 2018-04-11 13:00 | 0.1883
WindOffShore | 2018-04-11 14:00 | 0.1701
WindOffShore | 2018-04-11 15:00 | 0.1633
WindOffShore | 2018-04-11 16:00 | 0.1474
WindOffShore | 2018-04-11 17:00 | 0.1185
WindOffShore | 2018-04-11 18:00 | 0.113
WindOffShore | 2018-04-11 19:00 | 0.1061
WindOffShore | 2018-04-11 20:00 | 0.0944
WindOffShore | 2018-04-11 21:00 | 0.1091
WindOffShore | 2018-04-11 22:00 | 0.1614
WindOffShore | 2018-04-11 23:00 | 0.2165
WindOffShore | 2018-04-12 | 0.2638
WindOffShore | 2018-04-12 01:00 | 0.3037
WindOffShore | 2018-04-12 02:00 | 0.332
WindOffShore | 2018-04-12 03:00 | 0.3361
WindOffShore | 2018-04-12 04:00 | 0.2997
WindOffShore | 2018-04-12 05:00 | 0.2256
WindOffShore | 2018-04-12 06:00 | 0.1225
WindOffShore | 2018-04-12 07:00 | 0.0402
WindOffShore | 2018-04-12 08:00 | 0.0268
WindOffShore | 2018-04-12 09:00 | 0.0344
WindOffShore | 2018-04-12 10:00 | 0.0212
WindOffShore | 2018-04-12 11:00 | 0.0097
WindOffShore | 2018-04-12 12:00 | 0.0058
WindOffShore | 2018-04-12 13:00 | 0.0082
WindOffShore | 2018-04-12 14:00 | 0.0132
WindOffShore | 2018-04-12 15:00 | 0.0236
WindOffShore | 2018-04-12 16:00 | 0.0411
WindOffShore | 2018-04-12 17:00 | 0.0566
WindOffShore | 2018-04-12 18:00 | 0.0889
WindOffShore | 2018-04-12 19:00 | 0.1266
WindOffShore | 2018-04-12 20:00 | 0.1447
WindOffShore | 2018-04-12 21:00 | 0.1145
WindOffShore | 2018-04-12 22:00 | 0.0703
WindOffShore | 2018-04-12 23:00 | 0.0473
WindOffShore | 2018-04-13 | 0.0483
WindOffShore | 2018-04-13 01:00 | 0.0604
WindOffShore | 2018-04-13 02:00 | 0.0752
WindOffShore | 2018-04-13 03:00 | 0.093
WindOffShore | 2018-04-13 04:00 | 0.1069
WindOffShore | 2018-04-13 05:00 | 0.1039
WindOffShore | 2018-04-13 06:00 | 0.0662
WindOffShore | 2018-04-13 07:00 | 0.0261
WindOffShore | 2018-04-13 08:00 | 0.0125
WindOffShore | 2018-04-13 09:00 | 0.0106
WindOffShore | 2018-04-13 10:00 | 0.0101
WindOffShore | 2018-04-13 11:00 | 0.0063
WindOffShore | 2018-04-13 12:00 | 0.002
WindOffShore | 2018-04-13 13:00 | 0.0003
WindOffShore | 2018-04-13 14:00 | 0.0004
WindOffShore | 2018-04-13 15:00 | 0.0007
WindOffShore | 2018-04-13 16:00 | 0.0025
WindOffShore | 2018-04-13 17:00 | 0.0088
WindOffShore | 2018-04-13 18:00 | 0.0225
WindOffShore | 2018-04-13 19:00 | 0.0508
WindOffShore | 2018-04-13 20:00 | 0.0849
WindOffShore | 2018-04-13 21:00 | 0.13
WindOffShore | 2018-04-13 22:00 | 0.1821
WindOffShore | 2018-04-13 23:00 | 0.2165
WindOffShore | 2018-04-14 | 0.1904
WindOffShore | 2018-04-14 01:00 | 0.1403
WindOffShore | 2018-04-14 02:00 | 0.0937
WindOffShore | 2018-04-14 03:00 | 0.074
WindOffShore | 2018-04-14 04:00 | 0.0765
WindOffShore | 2018-04-14 05:00 | 0.0923
WindOffShore | 2018-04-14 06:00 | 0.1031
WindOffShore | 2018-04-14 07:00 | 0.0691
WindOffShore | 2018-04-14 08:00 | 0.0561
WindOffShore | 2018-04-14 09:00 | 0.065
WindOffShore | 2018-04-14 10:00 | 0.079
WindOffShore | 2018-04-14 11:00 | 0.1024
WindOffShore | 2018-04-14 12:00 | 0.1412
WindOffShore | 2018-04-14 13:00 | 0.1831
WindOffShore | 2018-04-14 14:00 | 0.229
WindOffShore | 2018-04-14 15:00 | 0.2764
WindOffShore | 2018-04-14 16:00 | 0.2815
WindOffShore | 2018-04-14 17:00 | 0.2244
WindOffShore | 2018-04-14 18:00 | 0.229
WindOffShore | 2018-04-14 19:00 | 0.2431
WindOffShore | 2018-04-14 20:00 | 0.305
WindOffShore | 2018-04-14 21:00 | 0.3782
WindOffShore | 2018-04-14 22:00 | 0.4317
WindOffShore | 2018-04-14 23:00 | 0.4639
WindOffShore | 2018-04-15 | 0.5135
WindOffShore | 2018-04-15 01:00 | 0.5649
WindOffShore | 2018-04-15 02:00 | 0.5775
WindOffShore | 2018-04-15 03:00 | 0.5451
WindOffShore | 2018-04-15 04:00 | 0.5149
WindOffShore | 2018-04-15 05:00 | 0.4625
WindOffShore | 2018-04-15 06:00 | 0.4844
WindOffShore | 2018-04-15 07:00 | 0.4669
WindOffShore | 2018-04-15 08:00 | 0.4888
WindOffShore | 2018-04-15 09:00 | 0.6314
WindOffShore | 2018-04-15 10:00 | 0.7647
WindOffShore | 2018-04-15 11:00 | 0.8132
WindOffShore | 2018-04-15 12:00 | 0.8264
WindOffShore | 2018-04-15 13:00 | 0.8309
WindOffShore | 2018-04-15 14:00 | 0.8437
WindOffShore | 2018-04-15 15:00 | 0.8491
WindOffShore | 2018-04-15 16:00 | 0.8211
WindOffShore | 2018-04-15 17:00 | 0.728
WindOffShore | 2018-04-15 18:00 | 0.6008
WindOffShore | 2018-04-15 19:00 | 0.538
WindOffShore | 2018-04-15 20:00 | 0.5106
WindOffShore | 2018-04-15 21:00 | 0.4946
WindOffShore | 2018-04-15 22:00 | 0.4917
WindOffShore | 2018-04-15 23:00 | 0.4961
WindOffShore | 2018-04-16 | 0.4829
WindOffShore | 2018-04-16 01:00 | 0.4405
WindOffShore | 2018-04-16 02:00 | 0.3911
WindOffShore | 2018-04-16 03:00 | 0.3211
WindOffShore | 2018-04-16 04:00 | 0.2552
WindOffShore | 2018-04-16 05:00 | 0.1989
WindOffShore | 2018-04-16 06:00 | 0.1291
WindOffShore | 2018-04-16 07:00 | 0.0987
WindOffShore | 2018-04-16 08:00 | 0.1076
WindOffShore | 2018-04-16 09:00 | 0.1153
WindOffShore | 2018-04-16 10:00 | 0.1465
WindOffShore | 2018-04-16 11:00 | 0.2279
WindOffShore | 2018-04-16 12:00 | 0.3375
WindOffShore | 2018-04-16 13:00 | 0.423
WindOffShore | 2018-04-16 14:00 | 0.4522
WindOffShore | 2018-04-16 15:00 | 0.4376
WindOffShore | 2018-04-16 16:00 | 0.4332
WindOffShore | 2018-04-16 17:00 | 0.3514
WindOffShore | 2018-04-16 18:00 | 0.2552
WindOffShore | 2018-04-16 19:00 | 0.2739
WindOffShore | 2018-04-16 20:00 | 0.3389
WindOffShore | 2018-04-16 21:00 | 0.4186
WindOffShore | 2018-04-16 22:00 | 0.4815
WindOffShore | 2018-04-16 23:00 | 0.5394
WindOffShore | 2018-04-17 | 0.5899
WindOffShore | 2018-04-17 01:00 | 0.6301
WindOffShore | 2018-04-17 02:00 | 0.6754
WindOffShore | 2018-04-17 03:00 | 0.6826
WindOffShore | 2018-04-17 04:00 | 0.6705
WindOffShore | 2018-04-17 05:00 | 0.6669
WindOffShore | 2018-04-17 06:00 | 0.5178
WindOffShore | 2018-04-17 07:00 | 0.4128
WindOffShore | 2018-04-17 08:00 | 0.5479
WindOffShore | 2018-04-17 09:00 | 0.5522
WindOffShore | 2018-04-17 10:00 | 0.5193
WindOffShore | 2018-04-17 11:00 | 0.4756
WindOffShore | 2018-04-17 12:00 | 0.4434
WindOffShore | 2018-04-17 13:00 | 0.4085
WindOffShore | 2018-04-17 14:00 | 0.357
WindOffShore | 2018-04-17 15:00 | 0.2854
WindOffShore | 2018-04-17 16:00 | 0.2054
WindOffShore | 2018-04-17 17:00 | 0.1377
WindOffShore | 2018-04-17 18:00 | 0.1039
WindOffShore | 2018-04-17 19:00 | 0.065
WindOffShore | 2018-04-17 20:00 | 0.0212
WindOffShore | 2018-04-17 21:00 | 0.0049
WindOffShore | 2018-04-17 22:00 | 0.0035
WindOffShore | 2018-04-17 23:00 | 0.0498
WindOffShore | 2018-04-18 | 0.1801
WindOffShore | 2018-04-18 01:00 | 0.3754
WindOffShore | 2018-04-18 02:00 | 0.5451
WindOffShore | 2018-04-18 03:00 | 0.6392
WindOffShore | 2018-04-18 04:00 | 0.6814
WindOffShore | 2018-04-18 05:00 | 0.716
WindOffShore | 2018-04-18 06:00 | 0.5981
WindOffShore | 2018-04-18 07:00 | 0.4085
WindOffShore | 2018-04-18 08:00 | 0.4186
WindOffShore | 2018-04-18 09:00 | 0.707
WindOffShore | 2018-04-18 10:00 | 0.7834
WindOffShore | 2018-04-18 11:00 | 0.787
WindOffShore | 2018-04-18 12:00 | 0.7637
WindOffShore | 2018-04-18 13:00 | 0.7059
WindOffShore | 2018-04-18 14:00 | 0.5995
WindOffShore | 2018-04-18 15:00 | 0.4478
WindOffShore | 2018-04-18 16:00 | 0.2958
WindOffShore | 2018-04-18 17:00 | 0.279
WindOffShore | 2018-04-18 18:00 | 0.2893
WindOffShore | 2018-04-18 19:00 | 0.3197
WindOffShore | 2018-04-18 20:00 | 0.3375
WindOffShore | 2018-04-18 21:00 | 0.3184
WindOffShore | 2018-04-18 22:00 | 0.2552
WindOffShore | 2018-04-18 23:00 | 0.1652
WindOffShore | 2018-04-19 | 0.0966
WindOffShore | 2018-04-19 01:00 | 0.0733
WindOffShore | 2018-04-19 02:00 | 0.1061
WindOffShore | 2018-04-19 03:00 | 0.1904
WindOffShore | 2018-04-19 04:00 | 0.2638
WindOffShore | 2018-04-19 05:00 | 0.301
WindOffShore | 2018-04-19 06:00 | 0.2233
WindOffShore | 2018-04-19 07:00 | 0.0842
WindOffShore | 2018-04-19 08:00 | 0.0388
WindOffShore | 2018-04-19 09:00 | 0.0599
WindOffShore | 2018-04-19 10:00 | 0.0829
WindOffShore | 2018-04-19 11:00 | 0.1153
WindOffShore | 2018-04-19 12:00 | 0.1614
WindOffShore | 2018-04-19 13:00 | 0.2087
WindOffShore | 2018-04-19 14:00 | 0.2384
WindOffShore | 2018-04-19 15:00 | 0.2221
WindOffShore | 2018-04-19 16:00 | 0.1801
WindOffShore | 2018-04-19 17:00 | 0.1438
WindOffShore | 2018-04-19 18:00 | 0.0896
WindOffShore | 2018-04-19 19:00 | 0.0524
WindOffShore | 2018-04-19 20:00 | 0.0205
WindOffShore | 2018-04-19 21:00 | 0.0236
WindOffShore | 2018-04-19 22:00 | 0.0571
WindOffShore | 2018-04-19 23:00 | 0.1024
WindOffShore | 2018-04-20 | 0.1801
WindOffShore | 2018-04-20 01:00 | 0.2313
WindOffShore | 2018-04-20 02:00 | 0.2601
WindOffShore | 2018-04-20 03:00 | 0.2503
WindOffShore | 2018-04-20 04:00 | 0.2348
WindOffShore | 2018-04-20 05:00 | 0.2601
WindOffShore | 2018-04-20 06:00 | 0.2984
WindOffShore | 2018-04-20 07:00 | 0.1914
WindOffShore | 2018-04-20 08:00 | 0.1091
WindOffShore | 2018-04-20 09:00 | 0.1225
WindOffShore | 2018-04-20 10:00 | 0.1852
WindOffShore | 2018-04-20 11:00 | 0.2419
WindOffShore | 2018-04-20 12:00 | 0.2777
WindOffShore | 2018-04-20 13:00 | 0.2777
WindOffShore | 2018-04-20 14:00 | 0.236
WindOffShore | 2018-04-20 15:00 | 0.1731
WindOffShore | 2018-04-20 16:00 | 0.1283
WindOffShore | 2018-04-20 17:00 | 0.0771
WindOffShore | 2018-04-20 18:00 | 0.0061
WindOffShore | 2018-04-20 19:00 | 0
WindOffShore | 2018-04-20 20:00 | 0.0299
WindOffShore | 2018-04-20 21:00 | 0.1412
WindOffShore | 2018-04-20 22:00 | 0.2516
WindOffShore | 2018-04-20 23:00 | 0.3458
WindOffShore | 2018-04-21 | 0.4625
WindOffShore | 2018-04-21 01:00 | 0.5479
WindOffShore | 2018-04-21 02:00 | 0.5705
WindOffShore | 2018-04-21 03:00 | 0.525
WindOffShore | 2018-04-21 04:00 | 0.4493
WindOffShore | 2018-04-21 05:00 | 0.3825
WindOffShore | 2018-04-21 06:00 | 0.2867
WindOffShore | 2018-04-21 07:00 | 0.1662
WindOffShore | 2018-04-21 08:00 | 0.1351
WindOffShore | 2018-04-21 09:00 | 0.1957
WindOffShore | 2018-04-21 10:00 | 0.2564
WindOffShore | 2018-04-21 11:00 | 0.2802
WindOffShore | 2018-04-21 12:00 | 0.2713
WindOffShore | 2018-04-21 13:00 | 0.2815
WindOffShore | 2018-04-21 14:00 | 0.2997
WindOffShore | 2018-04-21 15:00 | 0.3077
WindOffShore | 2018-04-21 16:00 | 0.2777
WindOffShore | 2018-04-21 17:00 | 0.2176
WindOffShore | 2018-04-21 18:00 | 0.1633
WindOffShore | 2018-04-21 19:00 | 0.1138
WindOffShore | 2018-04-21 20:00 | 0.0875
WindOffShore | 2018-04-21 21:00 | 0.1099
WindOffShore | 2018-04-21 22:00 | 0.1925
WindOffShore | 2018-04-21 23:00 | 0.3238
WindOffShore | 2018-04-22 | 0.4157
WindOffShore | 2018-04-22 01:00 | 0.4347
WindOffShore | 2018-04-22 02:00 | 0.4215
WindOffShore | 2018-04-22 03:00 | 0.4493
WindOffShore | 2018-04-22 04:00 | 0.4581
WindOffShore | 2018-04-22 05:00 | 0.4727
WindOffShore | 2018-04-22 06:00 | 0.35
WindOffShore | 2018-04-22 07:00 | 0.2098
WindOffShore | 2018-04-22 08:00 | 0.2841
WindOffShore | 2018-04-22 09:00 | 0.3725
WindOffShore | 2018-04-22 10:00 | 0.384
WindOffShore | 2018-04-22 11:00 | 0.3725
WindOffShore | 2018-04-22 12:00 | 0.4143
WindOffShore | 2018-04-22 13:00 | 0.4085
WindOffShore | 2018-04-22 14:00 | 0.3334
WindOffShore | 2018-04-22 15:00 | 0.3528
WindOffShore | 2018-04-22 16:00 | 0.5062
WindOffShore | 2018-04-22 17:00 | 0.4727
WindOffShore | 2018-04-22 18:00 | 0.2905
WindOffShore | 2018-04-22 19:00 | 0.1831
WindOffShore | 2018-04-22 20:00 | 0.1842
WindOffShore | 2018-04-22 21:00 | 0.2614
WindOffShore | 2018-04-22 22:00 | 0.305
WindOffShore | 2018-04-22 23:00 | 0.2867
WindOffShore | 2018-04-23 | 0.2676
WindOffShore | 2018-04-23 01:00 | 0.2932
WindOffShore | 2018-04-23 02:00 | 0.332
WindOffShore | 2018-04-23 03:00 | 0.3514
WindOffShore | 2018-04-23 04:00 | 0.3143
WindOffShore | 2018-04-23 05:00 | 0.2233
WindOffShore | 2018-04-23 06:00 | 0.0995
WindOffShore | 2018-04-23 07:00 | 0.0571
WindOffShore | 2018-04-23 08:00 | 0.0448
WindOffShore | 2018-04-23 09:00 | 0.0468
WindOffShore | 2018-04-23 10:00 | 0.0439
WindOffShore | 2018-04-23 11:00 | 0.0336
WindOffShore | 2018-04-23 12:00 | 0.0488
WindOffShore | 2018-04-23 13:00 | 0.1002
WindOffShore | 2018-04-23 14:00 | 0.1721
WindOffShore | 2018-04-23 15:00 | 0.2267
WindOffShore | 2018-04-23 16:00 | 0.2455
WindOffShore | 2018-04-23 17:00 | 0.254
WindOffShore | 2018-04-23 18:00 | 0.2945
WindOffShore | 2018-04-23 19:00 | 0.3797
WindOffShore | 2018-04-23 20:00 | 0.3983
WindOffShore | 2018-04-23 21:00 | 0.3486
WindOffShore | 2018-04-23 22:00 | 0.2919
WindOffShore | 2018-04-23 23:00 | 0.2764
WindOffShore | 2018-04-24 | 0.2589
WindOffShore | 2018-04-24 01:00 | 0.2131
WindOffShore | 2018-04-24 02:00 | 0.1377
WindOffShore | 2018-04-24 03:00 | 0.0727
WindOffShore | 2018-04-24 04:00 | 0.034
WindOffShore | 2018-04-24 05:00 | 0.0097
WindOffShore | 2018-04-24 06:00 | 0.0001
WindOffShore | 2018-04-24 07:00 | 0.0002
WindOffShore | 2018-04-24 08:00 | 0.009
WindOffShore | 2018-04-24 09:00 | 0.0257
WindOffShore | 2018-04-24 10:00 | 0.0463
WindOffShore | 2018-04-24 11:00 | 0.0816
WindOffShore | 2018-04-24 12:00 | 0.1421
WindOffShore | 2018-04-24 13:00 | 0.2131
WindOffShore | 2018-04-24 14:00 | 0.2828
WindOffShore | 2018-04-24 15:00 | 0.3528
WindOffShore | 2018-04-24 16:00 | 0.407
WindOffShore | 2018-04-24 17:00 | 0.4434
WindOffShore | 2018-04-24 18:00 | 0.4522
WindOffShore | 2018-04-24 19:00 | 0.512
WindOffShore | 2018-04-24 20:00 | 0.525
WindOffShore | 2018-04-24 21:00 | 0.5193
WindOffShore | 2018-04-24 22:00 | 0.5279
WindOffShore | 2018-04-24 23:00 | 0.5422
WindOffShore | 2018-04-25 | 0.5981
WindOffShore | 2018-04-25 01:00 | 0.6262
WindOffShore | 2018-04-25 02:00 | 0.6766
WindOffShore | 2018-04-25 03:00 | 0.6826
WindOffShore | 2018-04-25 04:00 | 0.6506
WindOffShore | 2018-04-25 05:00 | 0.5649
WindOffShore | 2018-04-25 06:00 | 0.4128
WindOffShore | 2018-04-25 07:00 | 0.3157
WindOffShore | 2018-04-25 08:00 | 0.2638
WindOffShore | 2018-04-25 09:00 | 0.2893
WindOffShore | 2018-04-25 10:00 | 0.4041
WindOffShore | 2018-04-25 11:00 | 0.5593
WindOffShore | 2018-04-25 12:00 | 0.6582
WindOffShore | 2018-04-25 13:00 | 0.7247
WindOffShore | 2018-04-25 14:00 | 0.7618
WindOffShore | 2018-04-25 15:00 | 0.7888
WindOffShore | 2018-04-25 16:00 | 0.8051
WindOffShore | 2018-04-25 17:00 | 0.7949
WindOffShore | 2018-04-25 18:00 | 0.7247
WindOffShore | 2018-04-25 19:00 | 0.6897
WindOffShore | 2018-04-25 20:00 | 0.6569
WindOffShore | 2018-04-25 21:00 | 0.6392
WindOffShore | 2018-04-25 22:00 | 0.6619
WindOffShore | 2018-04-25 23:00 | 0.6049
WindOffShore | 2018-04-26 | 0.5422
WindOffShore | 2018-04-26 01:00 | 0.5164
WindOffShore | 2018-04-26 02:00 | 0.4332
WindOffShore | 2018-04-26 03:00 | 0.3157
WindOffShore | 2018-04-26 04:00 | 0.2516
WindOffShore | 2018-04-26 05:00 | 0.1936
WindOffShore | 2018-04-26 06:00 | 0.1351
WindOffShore | 2018-04-26 07:00 | 0.1511
WindOffShore | 2018-04-26 08:00 | 0.1447
WindOffShore | 2018-04-26 09:00 | 0.1539
WindOffShore | 2018-04-26 10:00 | 0.1821
WindOffShore | 2018-04-26 11:00 | 0.2054
WindOffShore | 2018-04-26 12:00 | 0.2153
WindOffShore | 2018-04-26 13:00 | 0.1978
WindOffShore | 2018-04-26 14:00 | 0.174
WindOffShore | 2018-04-26 15:00 | 0.1643
WindOffShore | 2018-04-26 16:00 | 0.1557
WindOffShore | 2018-04-26 17:00 | 0.1394
WindOffShore | 2018-04-26 18:00 | 0.1317
WindOffShore | 2018-04-26 19:00 | 0.1054
WindOffShore | 2018-04-26 20:00 | 0.061
WindOffShore | 2018-04-26 21:00 | 0.0299
WindOffShore | 2018-04-26 22:00 | 0.0257
WindOffShore | 2018-04-26 23:00 | 0.0539
WindOffShore | 2018-04-27 | 0.1266
WindOffShore | 2018-04-27 01:00 | 0.2601
WindOffShore | 2018-04-27 02:00 | 0.4288
WindOffShore | 2018-04-27 03:00 | 0.5422
WindOffShore | 2018-04-27 04:00 | 0.6116
WindOffShore | 2018-04-27 05:00 | 0.6814
WindOffShore | 2018-04-27 06:00 | 0.6766
WindOffShore | 2018-04-27 07:00 | 0.777
WindOffShore | 2018-04-27 08:00 | 0.9405
WindOffShore | 2018-04-27 09:00 | 0.9755
WindOffShore | 2018-04-27 10:00 | 0.9854
WindOffShore | 2018-04-27 11:00 | 0.9858
WindOffShore | 2018-04-27 12:00 | 0.989
WindOffShore | 2018-04-27 13:00 | 0.9906
WindOffShore | 2018-04-27 14:00 | 0.9905
WindOffShore | 2018-04-27 15:00 | 0.989
WindOffShore | 2018-04-27 16:00 | 0.9855
WindOffShore | 2018-04-27 17:00 | 0.9731
WindOffShore | 2018-04-27 18:00 | 0.9393
WindOffShore | 2018-04-27 19:00 | 0.9095
WindOffShore | 2018-04-27 20:00 | 0.8766
WindOffShore | 2018-04-27 21:00 | 0.8437
WindOffShore | 2018-04-27 22:00 | 0.8287
WindOffShore | 2018-04-27 23:00 | 0.7861
WindOffShore | 2018-04-28 | 0.729
WindOffShore | 2018-04-28 01:00 | 0.6681
WindOffShore | 2018-04-28 02:00 | 0.6116
WindOffShore | 2018-04-28 03:00 | 0.5677
WindOffShore | 2018-04-28 04:00 | 0.5033
WindOffShore | 2018-04-28 05:00 | 0.3983
WindOffShore | 2018-04-28 06:00 | 0.229
WindOffShore | 2018-04-28 07:00 | 0.1325
WindOffShore | 2018-04-28 08:00 | 0.0673
WindOffShore | 2018-04-28 09:00 | 0.0332
WindOffShore | 2018-04-28 10:00 | 0.0265
WindOffShore | 2018-04-28 11:00 | 0.0303
WindOffShore | 2018-04-28 12:00 | 0.037
WindOffShore | 2018-04-28 13:00 | 0.0344
WindOffShore | 2018-04-28 14:00 | 0.0284
WindOffShore | 2018-04-28 15:00 | 0.0254
WindOffShore | 2018-04-28 16:00 | 0.0222
WindOffShore | 2018-04-28 17:00 | 0.0246
WindOffShore | 2018-04-28 18:00 | 0.0627
WindOffShore | 2018-04-28 19:00 | 0.1465
WindOffShore | 2018-04-28 20:00 | 0.2997
WindOffShore | 2018-04-28 21:00 | 0.4317
WindOffShore | 2018-04-28 22:00 | 0.4654
WindOffShore | 2018-04-28 23:00 | 0.4478
WindOffShore | 2018-04-29 | 0.4683
WindOffShore | 2018-04-29 01:00 | 0.4654
WindOffShore | 2018-04-29 02:00 | 0.4537
WindOffShore | 2018-04-29 03:00 | 0.4917
WindOffShore | 2018-04-29 04:00 | 0.4844
WindOffShore | 2018-04-29 05:00 | 0.4844
WindOffShore | 2018-04-29 06:00 | 0.4932
WindOffShore | 2018-04-29 07:00 | 0.5394
WindOffShore | 2018-04-29 08:00 | 0.5635
WindOffShore | 2018-04-29 09:00 | 0.5775
WindOffShore | 2018-04-29 10:00 | 0.6327
WindOffShore | 2018-04-29 11:00 | 0.6669
WindOffShore | 2018-04-29 12:00 | 0.6874
WindOffShore | 2018-04-29 13:00 | 0.6967
WindOffShore | 2018-04-29 14:00 | 0.6742
WindOffShore | 2018-04-29 15:00 | 0.6956
WindOffShore | 2018-04-29 16:00 | 0.7025
WindOffShore | 2018-04-29 17:00 | 0.6669
WindOffShore | 2018-04-29 18:00 | 0.6314
WindOffShore | 2018-04-29 19:00 | 0.5649
WindOffShore | 2018-04-29 20:00 | 0.5062
WindOffShore | 2018-04-29 21:00 | 0.512
WindOffShore | 2018-04-29 22:00 | 0.4946
WindOffShore | 2018-04-29 23:00 | 0.5077
WindOffShore | 2018-04-30 | 0.5294
WindOffShore | 2018-04-30 01:00 | 0.5322
WindOffShore | 2018-04-30 02:00 | 0.5422
WindOffShore | 2018-04-30 03:00 | 0.5337
WindOffShore | 2018-04-30 04:00 | 0.5019
WindOffShore | 2018-04-30 05:00 | 0.4522
WindOffShore | 2018-04-30 06:00 | 0.3926
WindOffShore | 2018-04-30 07:00 | 0.4449
WindOffShore | 2018-04-30 08:00 | 0.4786
WindOffShore | 2018-04-30 09:00 | 0.4786
WindOffShore | 2018-04-30 10:00 | 0.4654
WindOffShore | 2018-04-30 11:00 | 0.4317
WindOffShore | 2018-04-30 12:00 | 0.374
WindOffShore | 2018-04-30 13:00 | 0.3211
WindOffShore | 2018-04-30 14:00 | 0.2932
WindOffShore | 2018-04-30 15:00 | 0.2726
WindOffShore | 2018-04-30 16:00 | 0.2564
WindOffShore | 2018-04-30 17:00 | 0.2384
WindOffShore | 2018-04-30 18:00 | 0.2455
WindOffShore | 2018-04-30 19:00 | 0.2384
WindOffShore | 2018-04-30 20:00 | 0.1811
WindOffShore | 2018-04-30 21:00 | 0.1385
WindOffShore | 2018-04-30 22:00 | 0.1069
WindOffShore | 2018-04-30 23:00 | 0.0869
WindOffShore | 2018-05-01 | 0.1031
WindOffShore | 2018-05-01 01:00 | 0.1403
WindOffShore | 2018-05-01 02:00 | 0.1831
WindOffShore | 2018-05-01 03:00 | 0.2325
WindOffShore | 2018-05-01 04:00 | 0.254
WindOffShore | 2018-05-01 05:00 | 0.201
WindOffShore | 2018-05-01 06:00 | 0.0923
WindOffShore | 2018-05-01 07:00 | 0.0809
WindOffShore | 2018-05-01 08:00 | 0.0593
WindOffShore | 2018-05-01 09:00 | 0.0439
WindOffShore | 2018-05-01 10:00 | 0.0571
WindOffShore | 2018-05-01 11:00 | 0.1145
WindOffShore | 2018-05-01 12:00 | 0.2131
WindOffShore | 2018-05-01 13:00 | 0.309
WindOffShore | 2018-05-01 14:00 | 0.3868
WindOffShore | 2018-05-01 15:00 | 0.4434
WindOffShore | 2018-05-01 16:00 | 0.4873
WindOffShore | 2018-05-01 17:00 | 0.5033
WindOffShore | 2018-05-01 18:00 | 0.4698
WindOffShore | 2018-05-01 19:00 | 0.5308
WindOffShore | 2018-05-01 20:00 | 0.5858
WindOffShore | 2018-05-01 21:00 | 0.6275
WindOffShore | 2018-05-01 22:00 | 0.6544
WindOffShore | 2018-05-01 23:00 | 0.699
WindOffShore | 2018-05-02 | 0.7059
WindOffShore | 2018-05-02 01:00 | 0.7137
WindOffShore | 2018-05-02 02:00 | 0.7447
WindOffShore | 2018-05-02 03:00 | 0.7437
WindOffShore | 2018-05-02 04:00 | 0.7193
WindOffShore | 2018-05-02 05:00 | 0.7115
WindOffShore | 2018-05-02 06:00 | 0.6644
WindOffShore | 2018-05-02 07:00 | 0.7468
WindOffShore | 2018-05-02 08:00 | 0.8973
WindOffShore | 2018-05-02 09:00 | 0.9269
WindOffShore | 2018-05-02 10:00 | 0.928
WindOffShore | 2018-05-02 11:00 | 0.9202
WindOffShore | 2018-05-02 12:00 | 0.9033
WindOffShore | 2018-05-02 13:00 | 0.8732
WindOffShore | 2018-05-02 14:00 | 0.8084
WindOffShore | 2018-05-02 15:00 | 0.6129
WindOffShore | 2018-05-02 16:00 | 0.2098
WindOffShore | 2018-05-02 17:00 | 0.0662
WindOffShore | 2018-05-02 18:00 | 0.2751
WindOffShore | 2018-05-02 19:00 | 0.6921
WindOffShore | 2018-05-02 20:00 | 0.7647
WindOffShore | 2018-05-02 21:00 | 0.6862
WindOffShore | 2018-05-02 22:00 | 0.5872
WindOffShore | 2018-05-02 23:00 | 0.5844
WindOffShore | 2018-05-03 | 0.5954
WindOffShore | 2018-05-03 01:00 | 0.5479
WindOffShore | 2018-05-03 02:00 | 0.5494
WindOffShore | 2018-05-03 03:00 | 0.5149
WindOffShore | 2018-05-03 04:00 | 0.4361
WindOffShore | 2018-05-03 05:00 | 0.3472
WindOffShore | 2018-05-03 06:00 | 0.2491
WindOffShore | 2018-05-03 07:00 | 0.2945
WindOffShore | 2018-05-03 08:00 | 0.3024
WindOffShore | 2018-05-03 09:00 | 0.2491
WindOffShore | 2018-05-03 10:00 | 0.2021
WindOffShore | 2018-05-03 11:00 | 0.1978
WindOffShore | 2018-05-03 12:00 | 0.2098
WindOffShore | 2018-05-03 13:00 | 0.1946
WindOffShore | 2018-05-03 14:00 | 0.212
WindOffShore | 2018-05-03 15:00 | 0.229
WindOffShore | 2018-05-03 16:00 | 0.2443
WindOffShore | 2018-05-03 17:00 | 0.2396
WindOffShore | 2018-05-03 18:00 | 0.309
WindOffShore | 2018-05-03 19:00 | 0.4639
WindOffShore | 2018-05-03 20:00 | 0.6379
WindOffShore | 2018-05-03 21:00 | 0.6644
WindOffShore | 2018-05-03 22:00 | 0.6301
WindOffShore | 2018-05-03 23:00 | 0.5789
WindOffShore | 2018-05-04 | 0.5437
WindOffShore | 2018-05-04 01:00 | 0.4932
WindOffShore | 2018-05-04 02:00 | 0.4099
WindOffShore | 2018-05-04 03:00 | 0.3458
WindOffShore | 2018-05-04 04:00 | 0.2828
WindOffShore | 2018-05-04 05:00 | 0.2176
WindOffShore | 2018-05-04 06:00 | 0.1325
WindOffShore | 2018-05-04 07:00 | 0.1493
WindOffShore | 2018-05-04 08:00 | 0.1711
WindOffShore | 2018-05-04 09:00 | 0.1576
WindOffShore | 2018-05-04 10:00 | 0.1623
WindOffShore | 2018-05-04 11:00 | 0.1862
WindOffShore | 2018-05-04 12:00 | 0.2221
WindOffShore | 2018-05-04 13:00 | 0.2701
WindOffShore | 2018-05-04 14:00 | 0.3197
WindOffShore | 2018-05-04 15:00 | 0.374
WindOffShore | 2018-05-04 16:00 | 0.439
WindOffShore | 2018-05-04 17:00 | 0.4434
WindOffShore | 2018-05-04 18:00 | 0.5308
WindOffShore | 2018-05-04 19:00 | 0.6956
WindOffShore | 2018-05-04 20:00 | 0.7549
WindOffShore | 2018-05-04 21:00 | 0.7247
WindOffShore | 2018-05-04 22:00 | 0.6705
WindOffShore | 2018-05-04 23:00 | 0.6327
WindOffShore | 2018-05-05 | 0.5967
WindOffShore | 2018-05-05 01:00 | 0.5747
WindOffShore | 2018-05-05 02:00 | 0.5607
WindOffShore | 2018-05-05 03:00 | 0.5365
WindOffShore | 2018-05-05 04:00 | 0.512
WindOffShore | 2018-05-05 05:00 | 0.3955
WindOffShore | 2018-05-05 06:00 | 0.2176
WindOffShore | 2018-05-05 07:00 | 0.1493
WindOffShore | 2018-05-05 08:00 | 0.2198
WindOffShore | 2018-05-05 09:00 | 0.2638
WindOffShore | 2018-05-05 10:00 | 0.301
WindOffShore | 2018-05-05 11:00 | 0.2867
WindOffShore | 2018-05-05 12:00 | 0.2528
WindOffShore | 2018-05-05 13:00 | 0.2244
WindOffShore | 2018-05-05 14:00 | 0.2109
WindOffShore | 2018-05-05 15:00 | 0.2187
WindOffShore | 2018-05-05 16:00 | 0.2431
WindOffShore | 2018-05-05 17:00 | 0.2701
WindOffShore | 2018-05-05 18:00 | 0.4012
WindOffShore | 2018-05-05 19:00 | 0.6248
WindOffShore | 2018-05-05 20:00 | 0.7193
WindOffShore | 2018-05-05 21:00 | 0.716
WindOffShore | 2018-05-05 22:00 | 0.6619
WindOffShore | 2018-05-05 23:00 | 0.5954
WindOffShore | 2018-05-06 | 0.5494
WindOffShore | 2018-05-06 01:00 | 0.5236
WindOffShore | 2018-05-06 02:00 | 0.5106
WindOffShore | 2018-05-06 03:00 | 0.5019
WindOffShore | 2018-05-06 04:00 | 0.4829
WindOffShore | 2018-05-06 05:00 | 0.374
WindOffShore | 2018-05-06 06:00 | 0.1711
WindOffShore | 2018-05-06 07:00 | 0.0835
WindOffShore | 2018-05-06 08:00 | 0.0715
WindOffShore | 2018-05-06 09:00 | 0.0842
WindOffShore | 2018-05-06 10:00 | 0.0952
WindOffShore | 2018-05-06 11:00 | 0.0862
WindOffShore | 2018-05-06 12:00 | 0.0588
WindOffShore | 2018-05-06 13:00 | 0.0332
WindOffShore | 2018-05-06 14:00 | 0.0146
WindOffShore | 2018-05-06 15:00 | 0.0072
WindOffShore | 2018-05-06 16:00 | 0.0031
WindOffShore | 2018-05-06 17:00 | 0.0038
WindOffShore | 2018-05-06 18:00 | 0.0049
WindOffShore | 2018-05-06 19:00 | 0.0101
WindOffShore | 2018-05-06 20:00 | 0.0209
WindOffShore | 2018-05-06 21:00 | 0.0383
WindOffShore | 2018-05-06 22:00 | 0.0656
WindOffShore | 2018-05-06 23:00 | 0.1002
WindOffShore | 2018-05-07 | 0.1334
WindOffShore | 2018-05-07 01:00 | 0.1623
WindOffShore | 2018-05-07 02:00 | 0.1801
WindOffShore | 2018-05-07 03:00 | 0.1811
WindOffShore | 2018-05-07 04:00 | 0.1711
WindOffShore | 2018-05-07 05:00 | 0.1511
WindOffShore | 2018-05-07 06:00 | 0.0662
WindOffShore | 2018-05-07 07:00 | 0.0146
WindOffShore | 2018-05-07 08:00 | 0.0117
WindOffShore | 2018-05-07 09:00 | 0.0246
WindOffShore | 2018-05-07 10:00 | 0.0261
WindOffShore | 2018-05-07 11:00 | 0.0186
WindOffShore | 2018-05-07 12:00 | 0.0113
WindOffShore | 2018-05-07 13:00 | 0.0067
WindOffShore | 2018-05-07 14:00 | 0.0054
WindOffShore | 2018-05-07 15:00 | 0.0099
WindOffShore | 2018-05-07 16:00 | 0.025
WindOffShore | 2018-05-07 17:00 | 0.0599
WindOffShore | 2018-05-07 18:00 | 0.1138
WindOffShore | 2018-05-07 19:00 | 0.2176
WindOffShore | 2018-05-07 20:00 | 0.2854
WindOffShore | 2018-05-07 21:00 | 0.2828
WindOffShore | 2018-05-07 22:00 | 0.2528
WindOffShore | 2018-05-07 23:00 | 0.2187
WindOffShore | 2018-05-08 | 0.2
WindOffShore | 2018-05-08 01:00 | 0.2076
WindOffShore | 2018-05-08 02:00 | 0.2267
WindOffShore | 2018-05-08 03:00 | 0.2577
WindOffShore | 2018-05-08 04:00 | 0.2676
WindOffShore | 2018-05-08 05:00 | 0.236
WindOffShore | 2018-05-08 06:00 | 0.1334
WindOffShore | 2018-05-08 07:00 | 0.1447
WindOffShore | 2018-05-08 08:00 | 0.2221
WindOffShore | 2018-05-08 09:00 | 0.317
WindOffShore | 2018-05-08 10:00 | 0.374
WindOffShore | 2018-05-08 11:00 | 0.3998
WindOffShore | 2018-05-08 12:00 | 0.4449
WindOffShore | 2018-05-08 13:00 | 0.5207
WindOffShore | 2018-05-08 14:00 | 0.5607
WindOffShore | 2018-05-08 15:00 | 0.5394
WindOffShore | 2018-05-08 16:00 | 0.4361
WindOffShore | 2018-05-08 17:00 | 0.3486
WindOffShore | 2018-05-08 18:00 | 0.4245
WindOffShore | 2018-05-08 19:00 | 0.5649
WindOffShore | 2018-05-08 20:00 | 0.6008
WindOffShore | 2018-05-08 21:00 | 0.5803
WindOffShore | 2018-05-08 22:00 | 0.538
WindOffShore | 2018-05-08 23:00 | 0.4186
WindOffShore | 2018-05-09 | 0.3252
WindOffShore | 2018-05-09 01:00 | 0.2726
WindOffShore | 2018-05-09 02:00 | 0.2713
WindOffShore | 2018-05-09 03:00 | 0.2701
WindOffShore | 2018-05-09 04:00 | 0.2589
WindOffShore | 2018-05-09 05:00 | 0.1831
WindOffShore | 2018-05-09 06:00 | 0.1153
WindOffShore | 2018-05-09 07:00 | 0.0599
WindOffShore | 2018-05-09 08:00 | 0.0366
WindOffShore | 2018-05-09 09:00 | 0.0349
WindOffShore | 2018-05-09 10:00 | 0.0633
WindOffShore | 2018-05-09 11:00 | 0.1217
WindOffShore | 2018-05-09 12:00 | 0.176
WindOffShore | 2018-05-09 13:00 | 0.201
WindOffShore | 2018-05-09 14:00 | 0.2233
WindOffShore | 2018-05-09 15:00 | 0.2997
WindOffShore | 2018-05-09 16:00 | 0.4347
WindOffShore | 2018-05-09 17:00 | 0.5536
WindOffShore | 2018-05-09 18:00 | 0.6049
WindOffShore | 2018-05-09 19:00 | 0.5593
WindOffShore | 2018-05-09 20:00 | 0.4742
WindOffShore | 2018-05-09 21:00 | 0.4274
WindOffShore | 2018-05-09 22:00 | 0.384
WindOffShore | 2018-05-09 23:00 | 0.3528
WindOffShore | 2018-05-10 | 0.4099
WindOffShore | 2018-05-10 01:00 | 0.5091
WindOffShore | 2018-05-10 02:00 | 0.6156
WindOffShore | 2018-05-10 03:00 | 0.6693
WindOffShore | 2018-05-10 04:00 | 0.5899
WindOffShore | 2018-05-10 05:00 | 0.4829
WindOffShore | 2018-05-10 06:00 | 0.4595
WindOffShore | 2018-05-10 07:00 | 0.6076
WindOffShore | 2018-05-10 08:00 | 0.5062
WindOffShore | 2018-05-10 09:00 | 0.3854
WindOffShore | 2018-05-10 10:00 | 0.279
WindOffShore | 2018-05-10 11:00 | 0.1978
WindOffShore | 2018-05-10 12:00 | 0.1334
WindOffShore | 2018-05-10 13:00 | 0.0849
WindOffShore | 2018-05-10 14:00 | 0.0566
WindOffShore | 2018-05-10 15:00 | 0.0357
WindOffShore | 2018-05-10 16:00 | 0.0243
WindOffShore | 2018-05-10 17:00 | 0.0246
WindOffShore | 2018-05-10 18:00 | 0.0458
WindOffShore | 2018-05-10 19:00 | 0.0727
WindOffShore | 2018-05-10 20:00 | 0.0829
WindOffShore | 2018-05-10 21:00 | 0.0862
WindOffShore | 2018-05-10 22:00 | 0.1557
WindOffShore | 2018-05-10 23:00 | 0.3077
WindOffShore | 2018-05-11 | 0.4873
WindOffShore | 2018-05-11 01:00 | 0.6353
WindOffShore | 2018-05-11 02:00 | 0.6885
WindOffShore | 2018-05-11 03:00 | 0.6644
WindOffShore | 2018-05-11 04:00 | 0.6456
WindOffShore | 2018-05-11 05:00 | 0.6049
WindOffShore | 2018-05-11 06:00 | 0.439
WindOffShore | 2018-05-11 07:00 | 0.5635
WindOffShore | 2018-05-11 08:00 | 0.7508
WindOffShore | 2018-05-11 09:00 | 0.7966
WindOffShore | 2018-05-11 10:00 | 0.8226
WindOffShore | 2018-05-11 11:00 | 0.8279
WindOffShore | 2018-05-11 12:00 | 0.8116
WindOffShore | 2018-05-11 13:00 | 0.728
WindOffShore | 2018-05-11 14:00 | 0.5967
WindOffShore | 2018-05-11 15:00 | 0.4902
WindOffShore | 2018-05-11 16:00 | 0.4581
WindOffShore | 2018-05-11 17:00 | 0.3797
WindOffShore | 2018-05-11 18:00 | 0.2802
WindOffShore | 2018-05-11 19:00 | 0.3211
WindOffShore | 2018-05-11 20:00 | 0.309
WindOffShore | 2018-05-11 21:00 | 0.2713
WindOffShore | 2018-05-11 22:00 | 0.2479
WindOffShore | 2018-05-11 23:00 | 0.2577
WindOffShore | 2018-05-12 | 0.2932
WindOffShore | 2018-05-12 01:00 | 0.3375
WindOffShore | 2018-05-12 02:00 | 0.3697
WindOffShore | 2018-05-12 03:00 | 0.3711
WindOffShore | 2018-05-12 04:00 | 0.3444
WindOffShore | 2018-05-12 05:00 | 0.2828
WindOffShore | 2018-05-12 06:00 | 0.1883
WindOffShore | 2018-05-12 07:00 | 0.1438
WindOffShore | 2018-05-12 08:00 | 0.1138
WindOffShore | 2018-05-12 09:00 | 0.0752
WindOffShore | 2018-05-12 10:00 | 0.0566
WindOffShore | 2018-05-12 11:00 | 0.0809
WindOffShore | 2018-05-12 12:00 | 0.1266
WindOffShore | 2018-05-12 13:00 | 0.1989
WindOffShore | 2018-05-12 14:00 | 0.2945
WindOffShore | 2018-05-12 15:00 | 0.4332
WindOffShore | 2018-05-12 16:00 | 0.538
WindOffShore | 2018-05-12 17:00 | 0.5437
WindOffShore | 2018-05-12 18:00 | 0.4669
WindOffShore | 2018-05-12 19:00 | 0.4566
WindOffShore | 2018-05-12 20:00 | 0.4595
WindOffShore | 2018-05-12 21:00 | 0.4099
WindOffShore | 2018-05-12 22:00 | 0.3224
WindOffShore | 2018-05-12 23:00 | 0.2997
WindOffShore | 2018-05-13 | 0.2564
WindOffShore | 2018-05-13 01:00 | 0.1946
WindOffShore | 2018-05-13 02:00 | 0.201
WindOffShore | 2018-05-13 03:00 | 0.2528
WindOffShore | 2018-05-13 04:00 | 0.3197
WindOffShore | 2018-05-13 05:00 | 0.3797
WindOffShore | 2018-05-13 06:00 | 0.3063
WindOffShore | 2018-05-13 07:00 | 0.3444
WindOffShore | 2018-05-13 08:00 | 0.3063
WindOffShore | 2018-05-13 09:00 | 0.2455
WindOffShore | 2018-05-13 10:00 | 0.2256
WindOffShore | 2018-05-13 11:00 | 0.2279
WindOffShore | 2018-05-13 12:00 | 0.236
WindOffShore | 2018-05-13 13:00 | 0.2221
WindOffShore | 2018-05-13 14:00 | 0.2098
WindOffShore | 2018-05-13 15:00 | 0.2109
WindOffShore | 2018-05-13 16:00 | 0.2384
WindOffShore | 2018-05-13 17:00 | 0.254
WindOffShore | 2018-05-13 18:00 | 0.288
WindOffShore | 2018-05-13 19:00 | 0.4114
WindOffShore | 2018-05-13 20:00 | 0.5607
WindOffShore | 2018-05-13 21:00 | 0.6288
WindOffShore | 2018-05-13 22:00 | 0.5913
WindOffShore | 2018-05-13 23:00 | 0.5494
WindOffShore | 2018-05-14 | 0.5135
WindOffShore | 2018-05-14 01:00 | 0.4669
WindOffShore | 2018-05-14 02:00 | 0.3969
WindOffShore | 2018-05-14 03:00 | 0.3754
WindOffShore | 2018-05-14 04:00 | 0.357
WindOffShore | 2018-05-14 05:00 | 0.4027
WindOffShore | 2018-05-14 06:00 | 0.4405
WindOffShore | 2018-05-14 07:00 | 0.5149
WindOffShore | 2018-05-14 08:00 | 0.6142
WindOffShore | 2018-05-14 09:00 | 0.6557
WindOffShore | 2018-05-14 10:00 | 0.6838
WindOffShore | 2018-05-14 11:00 | 0.707
WindOffShore | 2018-05-14 12:00 | 0.7258
WindOffShore | 2018-05-14 13:00 | 0.7478
WindOffShore | 2018-05-14 14:00 | 0.7685
WindOffShore | 2018-05-14 15:00 | 0.7618
WindOffShore | 2018-05-14 16:00 | 0.7343
WindOffShore | 2018-05-14 17:00 | 0.6909
WindOffShore | 2018-05-14 18:00 | 0.6681
WindOffShore | 2018-05-14 19:00 | 0.6417
WindOffShore | 2018-05-14 20:00 | 0.5913
WindOffShore | 2018-05-14 21:00 | 0.5565
WindOffShore | 2018-05-14 22:00 | 0.5816
WindOffShore | 2018-05-14 23:00 | 0.5747
WindOffShore | 2018-05-15 | 0.6008
WindOffShore | 2018-05-15 01:00 | 0.5747
WindOffShore | 2018-05-15 02:00 | 0.5761
WindOffShore | 2018-05-15 03:00 | 0.5635
WindOffShore | 2018-05-15 04:00 | 0.5494
WindOffShore | 2018-05-15 05:00 | 0.4639
WindOffShore | 2018-05-15 06:00 | 0.3157
WindOffShore | 2018-05-15 07:00 | 0.4114
WindOffShore | 2018-05-15 08:00 | 0.4815
WindOffShore | 2018-05-15 09:00 | 0.5193
WindOffShore | 2018-05-15 10:00 | 0.5265
WindOffShore | 2018-05-15 11:00 | 0.5077
WindOffShore | 2018-05-15 12:00 | 0.4888
WindOffShore | 2018-05-15 13:00 | 0.4815
WindOffShore | 2018-05-15 14:00 | 0.4844
WindOffShore | 2018-05-15 15:00 | 0.5019
WindOffShore | 2018-05-15 16:00 | 0.5236
WindOffShore | 2018-05-15 17:00 | 0.4975
WindOffShore | 2018-05-15 18:00 | 0.5733
WindOffShore | 2018-05-15 19:00 | 0.6379
WindOffShore | 2018-05-15 20:00 | 0.6544
WindOffShore | 2018-05-15 21:00 | 0.594
WindOffShore | 2018-05-15 22:00 | 0.5062
WindOffShore | 2018-05-15 23:00 | 0.4493
WindOffShore | 2018-05-16 | 0.4099
WindOffShore | 2018-05-16 01:00 | 0.3598
WindOffShore | 2018-05-16 02:00 | 0.3224
WindOffShore | 2018-05-16 03:00 | 0.3063
WindOffShore | 2018-05-16 04:00 | 0.2984
WindOffShore | 2018-05-16 05:00 | 0.2302
WindOffShore | 2018-05-16 06:00 | 0.1193
WindOffShore | 2018-05-16 07:00 | 0.093
WindOffShore | 2018-05-16 08:00 | 0.1233
WindOffShore | 2018-05-16 09:00 | 0.1701
WindOffShore | 2018-05-16 10:00 | 0.2054
WindOffShore | 2018-05-16 11:00 | 0.2256
WindOffShore | 2018-05-16 12:00 | 0.2467
WindOffShore | 2018-05-16 13:00 | 0.288
WindOffShore | 2018-05-16 14:00 | 0.357
WindOffShore | 2018-05-16 15:00 | 0.4712
WindOffShore | 2018-05-16 16:00 | 0.5954
WindOffShore | 2018-05-16 17:00 | 0.6754
WindOffShore | 2018-05-16 18:00 | 0.7312
WindOffShore | 2018-05-16 19:00 | 0.7789
WindOffShore | 2018-05-16 20:00 | 0.7723
WindOffShore | 2018-05-16 21:00 | 0.7354
WindOffShore | 2018-05-16 22:00 | 0.7013
WindOffShore | 2018-05-16 23:00 | 0.7437
WindOffShore | 2018-05-17 | 0.7301
WindOffShore | 2018-05-17 01:00 | 0.7834
WindOffShore | 2018-05-17 02:00 | 0.7258
WindOffShore | 2018-05-17 03:00 | 0.6404
WindOffShore | 2018-05-17 04:00 | 0.6327
WindOffShore | 2018-05-17 05:00 | 0.6404
WindOffShore | 2018-05-17 06:00 | 0.6669
WindOffShore | 2018-05-17 07:00 | 0.6076
WindOffShore | 2018-05-17 08:00 | 0.5222
WindOffShore | 2018-05-17 09:00 | 0.4508
WindOffShore | 2018-05-17 10:00 | 0.4128
WindOffShore | 2018-05-17 11:00 | 0.4128
WindOffShore | 2018-05-17 12:00 | 0.4274
WindOffShore | 2018-05-17 13:00 | 0.4347
WindOffShore | 2018-05-17 14:00 | 0.4274
WindOffShore | 2018-05-17 15:00 | 0.3998
WindOffShore | 2018-05-17 16:00 | 0.364
WindOffShore | 2018-05-17 17:00 | 0.305
WindOffShore | 2018-05-17 18:00 | 0.3143
WindOffShore | 2018-05-17 19:00 | 0.4815
WindOffShore | 2018-05-17 20:00 | 0.6353
WindOffShore | 2018-05-17 21:00 | 0.6632
WindOffShore | 2018-05-17 22:00 | 0.6275
WindOffShore | 2018-05-17 23:00 | 0.5719
WindOffShore | 2018-05-18 | 0.5164
WindOffShore | 2018-05-18 01:00 | 0.4756
WindOffShore | 2018-05-18 02:00 | 0.4464
WindOffShore | 2018-05-18 03:00 | 0.4361
WindOffShore | 2018-05-18 04:00 | 0.4274
WindOffShore | 2018-05-18 05:00 | 0.35
WindOffShore | 2018-05-18 06:00 | 0.3117
WindOffShore | 2018-05-18 07:00 | 0.313
WindOffShore | 2018-05-18 08:00 | 0.3077
WindOffShore | 2018-05-18 09:00 | 0.3238
WindOffShore | 2018-05-18 10:00 | 0.2958
WindOffShore | 2018-05-18 11:00 | 0.2491
WindOffShore | 2018-05-18 12:00 | 0.212
WindOffShore | 2018-05-18 13:00 | 0.1883
WindOffShore | 2018-05-18 14:00 | 0.1791
WindOffShore | 2018-05-18 15:00 | 0.1852
WindOffShore | 2018-05-18 16:00 | 0.2176
WindOffShore | 2018-05-18 17:00 | 0.2764
WindOffShore | 2018-05-18 18:00 | 0.4376
WindOffShore | 2018-05-18 19:00 | 0.6301
WindOffShore | 2018-05-18 20:00 | 0.6921
WindOffShore | 2018-05-18 21:00 | 0.6417
WindOffShore | 2018-05-18 22:00 | 0.5565
WindOffShore | 2018-05-18 23:00 | 0.5077
WindOffShore | 2018-05-19 | 0.4902
WindOffShore | 2018-05-19 01:00 | 0.48
WindOffShore | 2018-05-19 02:00 | 0.4932
WindOffShore | 2018-05-19 03:00 | 0.5106
WindOffShore | 2018-05-19 04:00 | 0.5149
WindOffShore | 2018-05-19 05:00 | 0.3854
WindOffShore | 2018-05-19 06:00 | 0.2443
WindOffShore | 2018-05-19 07:00 | 0.2802
WindOffShore | 2018-05-19 08:00 | 0.3063
WindOffShore | 2018-05-19 09:00 | 0.3063
WindOffShore | 2018-05-19 10:00 | 0.2764
WindOffShore | 2018-05-19 11:00 | 0.2516
WindOffShore | 2018-05-19 12:00 | 0.221
WindOffShore | 2018-05-19 13:00 | 0.2187
WindOffShore | 2018-05-19 14:00 | 0.2065
WindOffShore | 2018-05-19 15:00 | 0.221
WindOffShore | 2018-05-19 16:00 | 0.2419
WindOffShore | 2018-05-19 17:00 | 0.2431
WindOffShore | 2018-05-19 18:00 | 0.3143
WindOffShore | 2018-05-19 19:00 | 0.4493
WindOffShore | 2018-05-19 20:00 | 0.6049
WindOffShore | 2018-05-19 21:00 | 0.6519
WindOffShore | 2018-05-19 22:00 | 0.6392
WindOffShore | 2018-05-19 23:00 | 0.6129
WindOffShore | 2018-05-20 | 0.5663
WindOffShore | 2018-05-20 01:00 | 0.5308
WindOffShore | 2018-05-20 02:00 | 0.4975
WindOffShore | 2018-05-20 03:00 | 0.4639
WindOffShore | 2018-05-20 04:00 | 0.4245
WindOffShore | 2018-05-20 05:00 | 0.2932
WindOffShore | 2018-05-20 06:00 | 0.1623
WindOffShore | 2018-05-20 07:00 | 0.1633
WindOffShore | 2018-05-20 08:00 | 0.2198
WindOffShore | 2018-05-20 09:00 | 0.2651
WindOffShore | 2018-05-20 10:00 | 0.2663
WindOffShore | 2018-05-20 11:00 | 0.2431
WindOffShore | 2018-05-20 12:00 | 0.2098
WindOffShore | 2018-05-20 13:00 | 0.1781
WindOffShore | 2018-05-20 14:00 | 0.1557
WindOffShore | 2018-05-20 15:00 | 0.1502
WindOffShore | 2018-05-20 16:00 | 0.152
WindOffShore | 2018-05-20 17:00 | 0.1691
WindOffShore | 2018-05-20 18:00 | 0.2153
WindOffShore | 2018-05-20 19:00 | 0.2932
WindOffShore | 2018-05-20 20:00 | 0.4143
WindOffShore | 2018-05-20 21:00 | 0.5236
WindOffShore | 2018-05-20 22:00 | 0.5885
WindOffShore | 2018-05-20 23:00 | 0.6049
WindOffShore | 2018-05-21 | 0.5803
WindOffShore | 2018-05-21 01:00 | 0.5394
WindOffShore | 2018-05-21 02:00 | 0.4961
WindOffShore | 2018-05-21 03:00 | 0.4566
WindOffShore | 2018-05-21 04:00 | 0.4332
WindOffShore | 2018-05-21 05:00 | 0.3238
WindOffShore | 2018-05-21 06:00 | 0.1576
WindOffShore | 2018-05-21 07:00 | 0.1201
WindOffShore | 2018-05-21 08:00 | 0.152
WindOffShore | 2018-05-21 09:00 | 0.1691
WindOffShore | 2018-05-21 10:00 | 0.1342
WindOffShore | 2018-05-21 11:00 | 0.1024
WindOffShore | 2018-05-21 12:00 | 0.079
WindOffShore | 2018-05-21 13:00 | 0.0633
WindOffShore | 2018-05-21 14:00 | 0.0633
WindOffShore | 2018-05-21 15:00 | 0.0784
WindOffShore | 2018-05-21 16:00 | 0.1122
WindOffShore | 2018-05-21 17:00 | 0.1567
WindOffShore | 2018-05-21 18:00 | 0.2408
WindOffShore | 2018-05-21 19:00 | 0.3911
WindOffShore | 2018-05-21 20:00 | 0.5536
WindOffShore | 2018-05-21 21:00 | 0.6392
WindOffShore | 2018-05-21 22:00 | 0.6288
WindOffShore | 2018-05-21 23:00 | 0.5789
WindOffShore | 2018-05-22 | 0.5279
WindOffShore | 2018-05-22 01:00 | 0.4727
WindOffShore | 2018-05-22 02:00 | 0.4478
WindOffShore | 2018-05-22 03:00 | 0.4215
WindOffShore | 2018-05-22 04:00 | 0.394
WindOffShore | 2018-05-22 05:00 | 0.2577
WindOffShore | 2018-05-22 06:00 | 0.1145
WindOffShore | 2018-05-22 07:00 | 0.1185
WindOffShore | 2018-05-22 08:00 | 0.1359
WindOffShore | 2018-05-22 09:00 | 0.1209
WindOffShore | 2018-05-22 10:00 | 0.1209
WindOffShore | 2018-05-22 11:00 | 0.1548
WindOffShore | 2018-05-22 12:00 | 0.2142
WindOffShore | 2018-05-22 13:00 | 0.2651
WindOffShore | 2018-05-22 14:00 | 0.2945
WindOffShore | 2018-05-22 15:00 | 0.2905
WindOffShore | 2018-05-22 16:00 | 0.2971
WindOffShore | 2018-05-22 17:00 | 0.3293
WindOffShore | 2018-05-22 18:00 | 0.4493
WindOffShore | 2018-05-22 19:00 | 0.5747
WindOffShore | 2018-05-22 20:00 | 0.634
WindOffShore | 2018-05-22 21:00 | 0.6209
WindOffShore | 2018-05-22 22:00 | 0.5747
WindOffShore | 2018-05-22 23:00 | 0.5479
WindOffShore | 2018-05-23 | 0.5149
WindOffShore | 2018-05-23 01:00 | 0.4946
WindOffShore | 2018-05-23 02:00 | 0.4873
WindOffShore | 2018-05-23 03:00 | 0.4815
WindOffShore | 2018-05-23 04:00 | 0.4551
WindOffShore | 2018-05-23 05:00 | 0.3024
WindOffShore | 2018-05-23 06:00 | 0.1548
WindOffShore | 2018-05-23 07:00 | 0.1701
WindOffShore | 2018-05-23 08:00 | 0.1842
WindOffShore | 2018-05-23 09:00 | 0.2065
WindOffShore | 2018-05-23 10:00 | 0.2165
WindOffShore | 2018-05-23 11:00 | 0.212
WindOffShore | 2018-05-23 12:00 | 0.212
WindOffShore | 2018-05-23 13:00 | 0.2279
WindOffShore | 2018-05-23 14:00 | 0.2589
WindOffShore | 2018-05-23 15:00 | 0.3103
WindOffShore | 2018-05-23 16:00 | 0.3403
WindOffShore | 2018-05-23 17:00 | 0.3797
WindOffShore | 2018-05-23 18:00 | 0.538
WindOffShore | 2018-05-23 19:00 | 0.7013
WindOffShore | 2018-05-23 20:00 | 0.7608
WindOffShore | 2018-05-23 21:00 | 0.7322
WindOffShore | 2018-05-23 22:00 | 0.679
WindOffShore | 2018-05-23 23:00 | 0.5995
WindOffShore | 2018-05-24 | 0.5222
WindOffShore | 2018-05-24 01:00 | 0.4508
WindOffShore | 2018-05-24 02:00 | 0.4056
WindOffShore | 2018-05-24 03:00 | 0.3825
WindOffShore | 2018-05-24 04:00 | 0.3612
WindOffShore | 2018-05-24 05:00 | 0.2577
WindOffShore | 2018-05-24 06:00 | 0.1201
WindOffShore | 2018-05-24 07:00 | 0.079
WindOffShore | 2018-05-24 08:00 | 0.0503
WindOffShore | 2018-05-24 09:00 | 0.0243
WindOffShore | 2018-05-24 10:00 | 0.0193
WindOffShore | 2018-05-24 11:00 | 0.0212
WindOffShore | 2018-05-24 12:00 | 0.0157
WindOffShore | 2018-05-24 13:00 | 0.0135
WindOffShore | 2018-05-24 14:00 | 0.003
WindOffShore | 2018-05-24 15:00 | 0.0031
WindOffShore | 2018-05-24 16:00 | 0.0319
WindOffShore | 2018-05-24 17:00 | 0.1016
WindOffShore | 2018-05-24 18:00 | 0.1831
WindOffShore | 2018-05-24 19:00 | 0.3403
WindOffShore | 2018-05-24 20:00 | 0.5135
WindOffShore | 2018-05-24 21:00 | 0.5649
WindOffShore | 2018-05-24 22:00 | 0.5337
WindOffShore | 2018-05-24 23:00 | 0.4771
WindOffShore | 2018-05-25 | 0.4522
WindOffShore | 2018-05-25 01:00 | 0.4434
WindOffShore | 2018-05-25 02:00 | 0.4215
WindOffShore | 2018-05-25 03:00 | 0.394
WindOffShore | 2018-05-25 04:00 | 0.3969
WindOffShore | 2018-05-25 05:00 | 0.3444
WindOffShore | 2018-05-25 06:00 | 0.2032
WindOffShore | 2018-05-25 07:00 | 0.1377
WindOffShore | 2018-05-25 08:00 | 0.0937
WindOffShore | 2018-05-25 09:00 | 0.0582
WindOffShore | 2018-05-25 10:00 | 0.0478
WindOffShore | 2018-05-25 11:00 | 0.0415
WindOffShore | 2018-05-25 12:00 | 0.025
WindOffShore | 2018-05-25 13:00 | 0.0137
WindOffShore | 2018-05-25 14:00 | 0.0143
WindOffShore | 2018-05-25 15:00 | 0.0189
WindOffShore | 2018-05-25 16:00 | 0.0299
WindOffShore | 2018-05-25 17:00 | 0.0721
WindOffShore | 2018-05-25 18:00 | 0.1529
WindOffShore | 2018-05-25 19:00 | 0.2932
WindOffShore | 2018-05-25 20:00 | 0.3911
WindOffShore | 2018-05-25 21:00 | 0.4332
WindOffShore | 2018-05-25 22:00 | 0.442
WindOffShore | 2018-05-25 23:00 | 0.4946
WindOffShore | 2018-05-26 | 0.4756
WindOffShore | 2018-05-26 01:00 | 0.4712
WindOffShore | 2018-05-26 02:00 | 0.4698
WindOffShore | 2018-05-26 03:00 | 0.4537
WindOffShore | 2018-05-26 04:00 | 0.4405
WindOffShore | 2018-05-26 05:00 | 0.4201
WindOffShore | 2018-05-26 06:00 | 0.3514
WindOffShore | 2018-05-26 07:00 | 0.3825
WindOffShore | 2018-05-26 08:00 | 0.3854
WindOffShore | 2018-05-26 09:00 | 0.288
WindOffShore | 2018-05-26 10:00 | 0.212
WindOffShore | 2018-05-26 11:00 | 0.1643
WindOffShore | 2018-05-26 12:00 | 0.1493
WindOffShore | 2018-05-26 13:00 | 0.1633
WindOffShore | 2018-05-26 14:00 | 0.288
WindOffShore | 2018-05-26 15:00 | 0.4551
WindOffShore | 2018-05-26 16:00 | 0.5106
WindOffShore | 2018-05-26 17:00 | 0.4332
WindOffShore | 2018-05-26 18:00 | 0.2971
WindOffShore | 2018-05-26 19:00 | 0.2455
WindOffShore | 2018-05-26 20:00 | 0.2701
WindOffShore | 2018-05-26 21:00 | 0.3598
WindOffShore | 2018-05-26 22:00 | 0.442
WindOffShore | 2018-05-26 23:00 | 0.4478
WindOffShore | 2018-05-27 | 0.3955
WindOffShore | 2018-05-27 01:00 | 0.3998
WindOffShore | 2018-05-27 02:00 | 0.4669
WindOffShore | 2018-05-27 03:00 | 0.5048
WindOffShore | 2018-05-27 04:00 | 0.4932
WindOffShore | 2018-05-27 05:00 | 0.3655
WindOffShore | 2018-05-27 06:00 | 0.2828
WindOffShore | 2018-05-27 07:00 | 0.2919
WindOffShore | 2018-05-27 08:00 | 0.288
WindOffShore | 2018-05-27 09:00 | 0.2726
WindOffShore | 2018-05-27 10:00 | 0.2614
WindOffShore | 2018-05-27 11:00 | 0.2443
WindOffShore | 2018-05-27 12:00 | 0.2221
WindOffShore | 2018-05-27 13:00 | 0.1904
WindOffShore | 2018-05-27 14:00 | 0.1511
WindOffShore | 2018-05-27 15:00 | 0.125
WindOffShore | 2018-05-27 16:00 | 0.1091
WindOffShore | 2018-05-27 17:00 | 0.1046
WindOffShore | 2018-05-27 18:00 | 0.1368
WindOffShore | 2018-05-27 19:00 | 0.2221
WindOffShore | 2018-05-27 20:00 | 0.3252
WindOffShore | 2018-05-27 21:00 | 0.407
WindOffShore | 2018-05-27 22:00 | 0.4303
WindOffShore | 2018-05-27 23:00 | 0.4056
WindOffShore | 2018-05-28 | 0.3725
WindOffShore | 2018-05-28 01:00 | 0.3556
WindOffShore | 2018-05-28 02:00 | 0.3612
WindOffShore | 2018-05-28 03:00 | 0.3725
WindOffShore | 2018-05-28 04:00 | 0.3683
WindOffShore | 2018-05-28 05:00 | 0.2479
WindOffShore | 2018-05-28 06:00 | 0.1242
WindOffShore | 2018-05-28 07:00 | 0.1308
WindOffShore | 2018-05-28 08:00 | 0.1474
WindOffShore | 2018-05-28 09:00 | 0.1652
WindOffShore | 2018-05-28 10:00 | 0.1852
WindOffShore | 2018-05-28 11:00 | 0.2032
WindOffShore | 2018-05-28 12:00 | 0.2098
WindOffShore | 2018-05-28 13:00 | 0.1989
WindOffShore | 2018-05-28 14:00 | 0.1989
WindOffShore | 2018-05-28 15:00 | 0.2054
WindOffShore | 2018-05-28 16:00 | 0.2244
WindOffShore | 2018-05-28 17:00 | 0.254
WindOffShore | 2018-05-28 18:00 | 0.2854
WindOffShore | 2018-05-28 19:00 | 0.2997
WindOffShore | 2018-05-28 20:00 | 0.3403
WindOffShore | 2018-05-28 21:00 | 0.3998
WindOffShore | 2018-05-28 22:00 | 0.4698
WindOffShore | 2018-05-28 23:00 | 0.5135
WindOffShore | 2018-05-29 | 0.5019
WindOffShore | 2018-05-29 01:00 | 0.4815
WindOffShore | 2018-05-29 02:00 | 0.4669
WindOffShore | 2018-05-29 03:00 | 0.4274
WindOffShore | 2018-05-29 04:00 | 0.3854
WindOffShore | 2018-05-29 05:00 | 0.2828
WindOffShore | 2018-05-29 06:00 | 0.1465
WindOffShore | 2018-05-29 07:00 | 0.1342
WindOffShore | 2018-05-29 08:00 | 0.1721
WindOffShore | 2018-05-29 09:00 | 0.1842
WindOffShore | 2018-05-29 10:00 | 0.1483
WindOffShore | 2018-05-29 11:00 | 0.0937
WindOffShore | 2018-05-29 12:00 | 0.0415
WindOffShore | 2018-05-29 13:00 | 0.0483
WindOffShore | 2018-05-29 14:00 | 0.0721
WindOffShore | 2018-05-29 15:00 | 0.0796
WindOffShore | 2018-05-29 16:00 | 0.0944
WindOffShore | 2018-05-29 17:00 | 0.1209
WindOffShore | 2018-05-29 18:00 | 0.1633
WindOffShore | 2018-05-29 19:00 | 0.2676
WindOffShore | 2018-05-29 20:00 | 0.4347
WindOffShore | 2018-05-29 21:00 | 0.4844
WindOffShore | 2018-05-29 22:00 | 0.4537
WindOffShore | 2018-05-29 23:00 | 0.3911
WindOffShore | 2018-05-30 | 0.3403
WindOffShore | 2018-05-30 01:00 | 0.3375
WindOffShore | 2018-05-30 02:00 | 0.3458
WindOffShore | 2018-05-30 03:00 | 0.3514
WindOffShore | 2018-05-30 04:00 | 0.3725
WindOffShore | 2018-05-30 05:00 | 0.3157
WindOffShore | 2018-05-30 06:00 | 0.2867
WindOffShore | 2018-05-30 07:00 | 0.3265
WindOffShore | 2018-05-30 08:00 | 0.3669
WindOffShore | 2018-05-30 09:00 | 0.4012
WindOffShore | 2018-05-30 10:00 | 0.4332
WindOffShore | 2018-05-30 11:00 | 0.4669
WindOffShore | 2018-05-30 12:00 | 0.4698
WindOffShore | 2018-05-30 13:00 | 0.439
WindOffShore | 2018-05-30 14:00 | 0.3983
WindOffShore | 2018-05-30 15:00 | 0.3669
WindOffShore | 2018-05-30 16:00 | 0.3375
WindOffShore | 2018-05-30 17:00 | 0.301
WindOffShore | 2018-05-30 18:00 | 0.2713
WindOffShore | 2018-05-30 19:00 | 0.279
WindOffShore | 2018-05-30 20:00 | 0.2854
WindOffShore | 2018-05-30 21:00 | 0.288
WindOffShore | 2018-05-30 22:00 | 0.3117
WindOffShore | 2018-05-30 23:00 | 0.317
WindOffShore | 2018-05-31 | 0.2958
WindOffShore | 2018-05-31 01:00 | 0.2688
WindOffShore | 2018-05-31 02:00 | 0.2614
WindOffShore | 2018-05-31 03:00 | 0.279
WindOffShore | 2018-05-31 04:00 | 0.2945
WindOffShore | 2018-05-31 05:00 | 0.2688
WindOffShore | 2018-05-31 06:00 | 0.2
WindOffShore | 2018-05-31 07:00 | 0.1873
WindOffShore | 2018-05-31 08:00 | 0.2
WindOffShore | 2018-05-31 09:00 | 0.1967
WindOffShore | 2018-05-31 10:00 | 0.201
WindOffShore | 2018-05-31 11:00 | 0.2491
WindOffShore | 2018-05-31 12:00 | 0.374
WindOffShore | 2018-05-31 13:00 | 0.5207
WindOffShore | 2018-05-31 14:00 | 0.6156
WindOffShore | 2018-05-31 15:00 | 0.6417
WindOffShore | 2018-05-31 16:00 | 0.634
WindOffShore | 2018-05-31 17:00 | 0.6035
WindOffShore | 2018-05-31 18:00 | 0.525
WindOffShore | 2018-05-31 19:00 | 0.4027
WindOffShore | 2018-05-31 20:00 | 0.3983
WindOffShore | 2018-05-31 21:00 | 0.4215
WindOffShore | 2018-05-31 22:00 | 0.4303
WindOffShore | 2018-05-31 23:00 | 0.4245
WindOffShore | 2018-06-01 | 0.4215
WindOffShore | 2018-06-01 01:00 | 0.4099
WindOffShore | 2018-06-01 02:00 | 0.3361
WindOffShore | 2018-06-01 03:00 | 0.2528
WindOffShore | 2018-06-01 04:00 | 0.1842
WindOffShore | 2018-06-01 05:00 | 0.1169
WindOffShore | 2018-06-01 06:00 | 0.0765
WindOffShore | 2018-06-01 07:00 | 0.0679
WindOffShore | 2018-06-01 08:00 | 0.0709
WindOffShore | 2018-06-01 09:00 | 0.0835
WindOffShore | 2018-06-01 10:00 | 0.0916
WindOffShore | 2018-06-01 11:00 | 0.1009
WindOffShore | 2018-06-01 12:00 | 0.1031
WindOffShore | 2018-06-01 13:00 | 0.1061
WindOffShore | 2018-06-01 14:00 | 0.1091
WindOffShore | 2018-06-01 15:00 | 0.1009
WindOffShore | 2018-06-01 16:00 | 0.0889
WindOffShore | 2018-06-01 17:00 | 0.0803
WindOffShore | 2018-06-01 18:00 | 0.1039
WindOffShore | 2018-06-01 19:00 | 0.1801
WindOffShore | 2018-06-01 20:00 | 0.2638
WindOffShore | 2018-06-01 21:00 | 0.3224
WindOffShore | 2018-06-01 22:00 | 0.3444
WindOffShore | 2018-06-01 23:00 | 0.3417
WindOffShore | 2018-06-02 | 0.313
WindOffShore | 2018-06-02 01:00 | 0.2841
WindOffShore | 2018-06-02 02:00 | 0.2443
WindOffShore | 2018-06-02 03:00 | 0.2021
WindOffShore | 2018-06-02 04:00 | 0.1548
WindOffShore | 2018-06-02 05:00 | 0.0937
WindOffShore | 2018-06-02 06:00 | 0.0315
WindOffShore | 2018-06-02 07:00 | 0.0232
WindOffShore | 2018-06-02 08:00 | 0.0189
WindOffShore | 2018-06-02 09:00 | 0.0137
WindOffShore | 2018-06-02 10:00 | 0.0103
WindOffShore | 2018-06-02 11:00 | 0.0072
WindOffShore | 2018-06-02 12:00 | 0.0038
WindOffShore | 2018-06-02 13:00 | 0.0012
WindOffShore | 2018-06-02 14:00 | 0.0002
WindOffShore | 2018-06-02 15:00 | 0
WindOffShore | 2018-06-02 16:00 | 0.0002
WindOffShore | 2018-06-02 17:00 | 0.0076
WindOffShore | 2018-06-02 18:00 | 0.0315
WindOffShore | 2018-06-02 19:00 | 0.0966
WindOffShore | 2018-06-02 20:00 | 0.236
WindOffShore | 2018-06-02 21:00 | 0.4157
WindOffShore | 2018-06-02 22:00 | 0.5508
WindOffShore | 2018-06-02 23:00 | 0.6248
WindOffShore | 2018-06-03 | 0.6481
WindOffShore | 2018-06-03 01:00 | 0.6481
WindOffShore | 2018-06-03 02:00 | 0.6196
WindOffShore | 2018-06-03 03:00 | 0.5761
WindOffShore | 2018-06-03 04:00 | 0.5265
WindOffShore | 2018-06-03 05:00 | 0.3472
WindOffShore | 2018-06-03 06:00 | 0.1711
WindOffShore | 2018-06-03 07:00 | 0.1275
WindOffShore | 2018-06-03 08:00 | 0.2491
WindOffShore | 2018-06-03 09:00 | 0.301
WindOffShore | 2018-06-03 10:00 | 0.357
WindOffShore | 2018-06-03 11:00 | 0.3825
WindOffShore | 2018-06-03 12:00 | 0.3514
WindOffShore | 2018-06-03 13:00 | 0.2828
WindOffShore | 2018-06-03 14:00 | 0.2267
WindOffShore | 2018-06-03 15:00 | 0.2233
WindOffShore | 2018-06-03 16:00 | 0.254
WindOffShore | 2018-06-03 17:00 | 0.2828
WindOffShore | 2018-06-03 18:00 | 0.2564
WindOffShore | 2018-06-03 19:00 | 0.2828
WindOffShore | 2018-06-03 20:00 | 0.3725
WindOffShore | 2018-06-03 21:00 | 0.3612
WindOffShore | 2018-06-03 22:00 | 0.2
WindOffShore | 2018-06-03 23:00 | 0.1193
WindOffShore | 2018-06-04 | 0.1009
WindOffShore | 2018-06-04 01:00 | 0.1325
WindOffShore | 2018-06-04 02:00 | 0.2087
WindOffShore | 2018-06-04 03:00 | 0.2854
WindOffShore | 2018-06-04 04:00 | 0.288
WindOffShore | 2018-06-04 05:00 | 0.1576
WindOffShore | 2018-06-04 06:00 | 0.0336
WindOffShore | 2018-06-04 07:00 | 0.0196
WindOffShore | 2018-06-04 08:00 | 0.0656
WindOffShore | 2018-06-04 09:00 | 0.1483
WindOffShore | 2018-06-04 10:00 | 0.1904
WindOffShore | 2018-06-04 11:00 | 0.1567
WindOffShore | 2018-06-04 12:00 | 0.0835
WindOffShore | 2018-06-04 13:00 | 0.0667
WindOffShore | 2018-06-04 14:00 | 0.1002
WindOffShore | 2018-06-04 15:00 | 0.1225
WindOffShore | 2018-06-04 16:00 | 0.1502
WindOffShore | 2018-06-04 17:00 | 0.1412
WindOffShore | 2018-06-04 18:00 | 0.1153
WindOffShore | 2018-06-04 19:00 | 0.0796
WindOffShore | 2018-06-04 20:00 | 0.0478
WindOffShore | 2018-06-04 21:00 | 0.0397
WindOffShore | 2018-06-04 22:00 | 0.0483
WindOffShore | 2018-06-04 23:00 | 0.065
WindOffShore | 2018-06-05 | 0.0869
WindOffShore | 2018-06-05 01:00 | 0.1114
WindOffShore | 2018-06-05 02:00 | 0.1283
WindOffShore | 2018-06-05 03:00 | 0.1242
WindOffShore | 2018-06-05 04:00 | 0.1076
WindOffShore | 2018-06-05 05:00 | 0.0829
WindOffShore | 2018-06-05 06:00 | 0.0468
WindOffShore | 2018-06-05 07:00 | 0.0434
WindOffShore | 2018-06-05 08:00 | 0.0425
WindOffShore | 2018-06-05 09:00 | 0.0429
WindOffShore | 2018-06-05 10:00 | 0.0411
WindOffShore | 2018-06-05 11:00 | 0.0323
WindOffShore | 2018-06-05 12:00 | 0.0165
WindOffShore | 2018-06-05 13:00 | 0.0189
WindOffShore | 2018-06-05 14:00 | 0.0319
WindOffShore | 2018-06-05 15:00 | 0.0566
WindOffShore | 2018-06-05 16:00 | 0.0916
WindOffShore | 2018-06-05 17:00 | 0.1193
WindOffShore | 2018-06-05 18:00 | 0.1438
WindOffShore | 2018-06-05 19:00 | 0.1989
WindOffShore | 2018-06-05 20:00 | 0.2764
WindOffShore | 2018-06-05 21:00 | 0.279
WindOffShore | 2018-06-05 22:00 | 0.2932
WindOffShore | 2018-06-05 23:00 | 0.3024
WindOffShore | 2018-06-06 | 0.3184
WindOffShore | 2018-06-06 01:00 | 0.3252
WindOffShore | 2018-06-06 02:00 | 0.3211
WindOffShore | 2018-06-06 03:00 | 0.3361
WindOffShore | 2018-06-06 04:00 | 0.3472
WindOffShore | 2018-06-06 05:00 | 0.2905
WindOffShore | 2018-06-06 06:00 | 0.2663
WindOffShore | 2018-06-06 07:00 | 0.2828
WindOffShore | 2018-06-06 08:00 | 0.3103
WindOffShore | 2018-06-06 09:00 | 0.2651
WindOffShore | 2018-06-06 10:00 | 0.1894
WindOffShore | 2018-06-06 11:00 | 0.1177
WindOffShore | 2018-06-06 12:00 | 0.0777
WindOffShore | 2018-06-06 13:00 | 0.0402
WindOffShore | 2018-06-06 14:00 | 0.0137
WindOffShore | 2018-06-06 15:00 | 0.0048
WindOffShore | 2018-06-06 16:00 | 0.0082
WindOffShore | 2018-06-06 17:00 | 0.0058
WindOffShore | 2018-06-06 18:00 | 0.0132
WindOffShore | 2018-06-06 19:00 | 0.0366
WindOffShore | 2018-06-06 20:00 | 0.0473
WindOffShore | 2018-06-06 21:00 | 0.037
WindOffShore | 2018-06-06 22:00 | 0.0171
WindOffShore | 2018-06-06 23:00 | 0.0051
WindOffShore | 2018-06-07 | 0.0086
WindOffShore | 2018-06-07 01:00 | 0.0261
WindOffShore | 2018-06-07 02:00 | 0.0545
WindOffShore | 2018-06-07 03:00 | 0.0784
WindOffShore | 2018-06-07 04:00 | 0.1161
WindOffShore | 2018-06-07 05:00 | 0.143
WindOffShore | 2018-06-07 06:00 | 0.1201
WindOffShore | 2018-06-07 07:00 | 0.1217
WindOffShore | 2018-06-07 08:00 | 0.1342
WindOffShore | 2018-06-07 09:00 | 0.152
WindOffShore | 2018-06-07 10:00 | 0.1662
WindOffShore | 2018-06-07 11:00 | 0.176
WindOffShore | 2018-06-07 12:00 | 0.175
WindOffShore | 2018-06-07 13:00 | 0.1672
WindOffShore | 2018-06-07 14:00 | 0.1493
WindOffShore | 2018-06-07 15:00 | 0.1161
WindOffShore | 2018-06-07 16:00 | 0.0796
WindOffShore | 2018-06-07 17:00 | 0.0493
WindOffShore | 2018-06-07 18:00 | 0.0328
WindOffShore | 2018-06-07 19:00 | 0.0344
WindOffShore | 2018-06-07 20:00 | 0.0478
WindOffShore | 2018-06-07 21:00 | 0.0638
WindOffShore | 2018-06-07 22:00 | 0.0862
WindOffShore | 2018-06-07 23:00 | 0.1201
WindOffShore | 2018-06-08 | 0.1614
WindOffShore | 2018-06-08 01:00 | 0.1946
WindOffShore | 2018-06-08 02:00 | 0.2267
WindOffShore | 2018-06-08 03:00 | 0.2828
WindOffShore | 2018-06-08 04:00 | 0.3347
WindOffShore | 2018-06-08 05:00 | 0.2384
WindOffShore | 2018-06-08 06:00 | 0.079
WindOffShore | 2018-06-08 07:00 | 0.0458
WindOffShore | 2018-06-08 08:00 | 0.0599
WindOffShore | 2018-06-08 09:00 | 0.0588
WindOffShore | 2018-06-08 10:00 | 0.0577
WindOffShore | 2018-06-08 11:00 | 0.0566
WindOffShore | 2018-06-08 12:00 | 0.0627
WindOffShore | 2018-06-08 13:00 | 0.0673
WindOffShore | 2018-06-08 14:00 | 0.0715
WindOffShore | 2018-06-08 15:00 | 0.0796
WindOffShore | 2018-06-08 16:00 | 0.0959
WindOffShore | 2018-06-08 17:00 | 0.1169
WindOffShore | 2018-06-08 18:00 | 0.1557
WindOffShore | 2018-06-08 19:00 | 0.254
WindOffShore | 2018-06-08 20:00 | 0.3926
WindOffShore | 2018-06-08 21:00 | 0.5077
WindOffShore | 2018-06-08 22:00 | 0.5858
WindOffShore | 2018-06-08 23:00 | 0.6327
WindOffShore | 2018-06-09 | 0.6506
WindOffShore | 2018-06-09 01:00 | 0.6392
WindOffShore | 2018-06-09 02:00 | 0.6102
WindOffShore | 2018-06-09 03:00 | 0.5337
WindOffShore | 2018-06-09 04:00 | 0.4434
WindOffShore | 2018-06-09 05:00 | 0.2764
WindOffShore | 2018-06-09 06:00 | 0.1275
WindOffShore | 2018-06-09 07:00 | 0.0835
WindOffShore | 2018-06-09 08:00 | 0.065
WindOffShore | 2018-06-09 09:00 | 0.0503
WindOffShore | 2018-06-09 10:00 | 0.0518
WindOffShore | 2018-06-09 11:00 | 0.0733
WindOffShore | 2018-06-09 12:00 | 0.0952
WindOffShore | 2018-06-09 13:00 | 0.1161
WindOffShore | 2018-06-09 14:00 | 0.1465
WindOffShore | 2018-06-09 15:00 | 0.1811
WindOffShore | 2018-06-09 16:00 | 0.1831
WindOffShore | 2018-06-09 17:00 | 0.152
WindOffShore | 2018-06-09 18:00 | 0.1403
WindOffShore | 2018-06-09 19:00 | 0.174
WindOffShore | 2018-06-09 20:00 | 0.2098
WindOffShore | 2018-06-09 21:00 | 0.2198
WindOffShore | 2018-06-09 22:00 | 0.2516
WindOffShore | 2018-06-09 23:00 | 0.2945
WindOffShore | 2018-06-10 | 0.2726
WindOffShore | 2018-06-10 01:00 | 0.2577
WindOffShore | 2018-06-10 02:00 | 0.2854
WindOffShore | 2018-06-10 03:00 | 0.2313
WindOffShore | 2018-06-10 04:00 | 0.1662
WindOffShore | 2018-06-10 05:00 | 0.1317
WindOffShore | 2018-06-10 06:00 | 0.0987
WindOffShore | 2018-06-10 07:00 | 0.0667
WindOffShore | 2018-06-10 08:00 | 0.0529
WindOffShore | 2018-06-10 09:00 | 0.0577
WindOffShore | 2018-06-10 10:00 | 0.0644
WindOffShore | 2018-06-10 11:00 | 0.0816
WindOffShore | 2018-06-10 12:00 | 0.1342
WindOffShore | 2018-06-10 13:00 | 0.2313
WindOffShore | 2018-06-10 14:00 | 0.3472
WindOffShore | 2018-06-10 15:00 | 0.4888
WindOffShore | 2018-06-10 16:00 | 0.555
WindOffShore | 2018-06-10 17:00 | 0.5365
WindOffShore | 2018-06-10 18:00 | 0.4537
WindOffShore | 2018-06-10 19:00 | 0.4056
WindOffShore | 2018-06-10 20:00 | 0.4522
WindOffShore | 2018-06-10 21:00 | 0.4742
WindOffShore | 2018-06-10 22:00 | 0.4551
WindOffShore | 2018-06-10 23:00 | 0.3911
WindOffShore | 2018-06-11 | 0.4056
WindOffShore | 2018-06-11 01:00 | 0.5033
WindOffShore | 2018-06-11 02:00 | 0.5236
WindOffShore | 2018-06-11 03:00 | 0.305
WindOffShore | 2018-06-11 04:00 | 0.012
WindOffShore | 2018-06-11 05:00 | 0.0513
WindOffShore | 2018-06-11 06:00 | 0.0709
WindOffShore | 2018-06-11 07:00 | 0.1511
WindOffShore | 2018-06-11 08:00 | 0.2626
WindOffShore | 2018-06-11 09:00 | 0.3782
WindOffShore | 2018-06-11 10:00 | 0.4376
WindOffShore | 2018-06-11 11:00 | 0.3626
WindOffShore | 2018-06-11 12:00 | 0.3472
WindOffShore | 2018-06-11 13:00 | 0.3669
WindOffShore | 2018-06-11 14:00 | 0.3612
WindOffShore | 2018-06-11 15:00 | 0.3598
WindOffShore | 2018-06-11 16:00 | 0.3797
WindOffShore | 2018-06-11 17:00 | 0.3926
WindOffShore | 2018-06-11 18:00 | 0.384
WindOffShore | 2018-06-11 19:00 | 0.309
WindOffShore | 2018-06-11 20:00 | 0.4317
WindOffShore | 2018-06-11 21:00 | 0.4172
WindOffShore | 2018-06-11 22:00 | 0.5004
WindOffShore | 2018-06-11 23:00 | 0.5816
WindOffShore | 2018-06-12 | 0.4639
WindOffShore | 2018-06-12 01:00 | 0.4727
WindOffShore | 2018-06-12 02:00 | 0.4581
WindOffShore | 2018-06-12 03:00 | 0.4434
WindOffShore | 2018-06-12 04:00 | 0.4449
WindOffShore | 2018-06-12 05:00 | 0.4099
WindOffShore | 2018-06-12 06:00 | 0.3542
WindOffShore | 2018-06-12 07:00 | 0.3077
WindOffShore | 2018-06-12 08:00 | 0.301
WindOffShore | 2018-06-12 09:00 | 0.3444
WindOffShore | 2018-06-12 10:00 | 0.4114
WindOffShore | 2018-06-12 11:00 | 0.4917
WindOffShore | 2018-06-12 12:00 | 0.5761
WindOffShore | 2018-06-12 13:00 | 0.6468
WindOffShore | 2018-06-12 14:00 | 0.7013
WindOffShore | 2018-06-12 15:00 | 0.7204
WindOffShore | 2018-06-12 16:00 | 0.6656
WindOffShore | 2018-06-12 17:00 | 0.5207
WindOffShore | 2018-06-12 18:00 | 0.4303
WindOffShore | 2018-06-12 19:00 | 0.4844
WindOffShore | 2018-06-12 20:00 | 0.5995
WindOffShore | 2018-06-12 21:00 | 0.6443
WindOffShore | 2018-06-12 22:00 | 0.6102
WindOffShore | 2018-06-12 23:00 | 0.5522
WindOffShore | 2018-06-13 | 0.5106
WindOffShore | 2018-06-13 01:00 | 0.4902
WindOffShore | 2018-06-13 02:00 | 0.442
WindOffShore | 2018-06-13 03:00 | 0.3897
WindOffShore | 2018-06-13 04:00 | 0.332
WindOffShore | 2018-06-13 05:00 | 0.1701
WindOffShore | 2018-06-13 06:00 | 0.1046
WindOffShore | 2018-06-13 07:00 | 0.0771
WindOffShore | 2018-06-13 08:00 | 0.0444
WindOffShore | 2018-06-13 09:00 | 0.0328
WindOffShore | 2018-06-13 10:00 | 0.037
WindOffShore | 2018-06-13 11:00 | 0.0448
WindOffShore | 2018-06-13 12:00 | 0.0434
WindOffShore | 2018-06-13 13:00 | 0.0406
WindOffShore | 2018-06-13 14:00 | 0.0448
WindOffShore | 2018-06-13 15:00 | 0.0667
WindOffShore | 2018-06-13 16:00 | 0.1185
WindOffShore | 2018-06-13 17:00 | 0.2087
WindOffShore | 2018-06-13 18:00 | 0.2701
WindOffShore | 2018-06-13 19:00 | 0.332
WindOffShore | 2018-06-13 20:00 | 0.4172
WindOffShore | 2018-06-13 21:00 | 0.4698
WindOffShore | 2018-06-13 22:00 | 0.4581
WindOffShore | 2018-06-13 23:00 | 0.4361
WindOffShore | 2018-06-14 | 0.3969
WindOffShore | 2018-06-14 01:00 | 0.3417
WindOffShore | 2018-06-14 02:00 | 0.2905
WindOffShore | 2018-06-14 03:00 | 0.2443
WindOffShore | 2018-06-14 04:00 | 0.2396
WindOffShore | 2018-06-14 05:00 | 0.2256
WindOffShore | 2018-06-14 06:00 | 0.3103
WindOffShore | 2018-06-14 07:00 | 0.3868
WindOffShore | 2018-06-14 08:00 | 0.4361
WindOffShore | 2018-06-14 09:00 | 0.4581
WindOffShore | 2018-06-14 10:00 | 0.4551
WindOffShore | 2018-06-14 11:00 | 0.4508
WindOffShore | 2018-06-14 12:00 | 0.4683
WindOffShore | 2018-06-14 13:00 | 0.5365
WindOffShore | 2018-06-14 14:00 | 0.5885
WindOffShore | 2018-06-14 15:00 | 0.5981
WindOffShore | 2018-06-14 16:00 | 0.5522
WindOffShore | 2018-06-14 17:00 | 0.4625
WindOffShore | 2018-06-14 18:00 | 0.3252
WindOffShore | 2018-06-14 19:00 | 0.2503
WindOffShore | 2018-06-14 20:00 | 0.2256
WindOffShore | 2018-06-14 21:00 | 0.221
WindOffShore | 2018-06-14 22:00 | 0.2443
WindOffShore | 2018-06-14 23:00 | 0.2626
WindOffShore | 2018-06-15 | 0.2739
WindOffShore | 2018-06-15 01:00 | 0.2958
WindOffShore | 2018-06-15 02:00 | 0.2764
WindOffShore | 2018-06-15 03:00 | 0.2408
WindOffShore | 2018-06-15 04:00 | 0.2153
WindOffShore | 2018-06-15 05:00 | 0.1643
WindOffShore | 2018-06-15 06:00 | 0.1557
WindOffShore | 2018-06-15 07:00 | 0.1604
WindOffShore | 2018-06-15 08:00 | 0.1334
WindOffShore | 2018-06-15 09:00 | 0.1024
WindOffShore | 2018-06-15 10:00 | 0.0816
WindOffShore | 2018-06-15 11:00 | 0.0679
WindOffShore | 2018-06-15 12:00 | 0.0493
WindOffShore | 2018-06-15 13:00 | 0.0582
WindOffShore | 2018-06-15 14:00 | 0.091
WindOffShore | 2018-06-15 15:00 | 0.1209
WindOffShore | 2018-06-15 16:00 | 0.1153
WindOffShore | 2018-06-15 17:00 | 0.0903
WindOffShore | 2018-06-15 18:00 | 0.13
WindOffShore | 2018-06-15 19:00 | 0.2032
WindOffShore | 2018-06-15 20:00 | 0.2455
WindOffShore | 2018-06-15 21:00 | 0.2142
WindOffShore | 2018-06-15 22:00 | 0.1604
WindOffShore | 2018-06-15 23:00 | 0.1193
WindOffShore | 2018-06-16 | 0.0937
WindOffShore | 2018-06-16 01:00 | 0.0709
WindOffShore | 2018-06-16 02:00 | 0.0503
WindOffShore | 2018-06-16 03:00 | 0.0332
WindOffShore | 2018-06-16 04:00 | 0.0212
WindOffShore | 2018-06-16 05:00 | 0.0168
WindOffShore | 2018-06-16 06:00 | 0.0498
WindOffShore | 2018-06-16 07:00 | 0.079
WindOffShore | 2018-06-16 08:00 | 0.0952
WindOffShore | 2018-06-16 09:00 | 0.1283
WindOffShore | 2018-06-16 10:00 | 0.1989
WindOffShore | 2018-06-16 11:00 | 0.3143
WindOffShore | 2018-06-16 12:00 | 0.4595
WindOffShore | 2018-06-16 13:00 | 0.5308
WindOffShore | 2018-06-16 14:00 | 0.5351
WindOffShore | 2018-06-16 15:00 | 0.5408
WindOffShore | 2018-06-16 16:00 | 0.5294
WindOffShore | 2018-06-16 17:00 | 0.48
WindOffShore | 2018-06-16 18:00 | 0.3725
WindOffShore | 2018-06-16 19:00 | 0.3117
WindOffShore | 2018-06-16 20:00 | 0.3197
WindOffShore | 2018-06-16 21:00 | 0.3265
WindOffShore | 2018-06-16 22:00 | 0.3347
WindOffShore | 2018-06-16 23:00 | 0.3528
WindOffShore | 2018-06-17 | 0.3265
WindOffShore | 2018-06-17 01:00 | 0.2701
WindOffShore | 2018-06-17 02:00 | 0.2279
WindOffShore | 2018-06-17 03:00 | 0.1791
WindOffShore | 2018-06-17 04:00 | 0.1557
WindOffShore | 2018-06-17 05:00 | 0.1107
WindOffShore | 2018-06-17 06:00 | 0.0896
WindOffShore | 2018-06-17 07:00 | 0.113
WindOffShore | 2018-06-17 08:00 | 0.1643
WindOffShore | 2018-06-17 09:00 | 0.236
WindOffShore | 2018-06-17 10:00 | 0.3211
WindOffShore | 2018-06-17 11:00 | 0.4274
WindOffShore | 2018-06-17 12:00 | 0.5265
WindOffShore | 2018-06-17 13:00 | 0.5954
WindOffShore | 2018-06-17 14:00 | 0.6417
WindOffShore | 2018-06-17 15:00 | 0.6754
WindOffShore | 2018-06-17 16:00 | 0.6862
WindOffShore | 2018-06-17 17:00 | 0.6619
WindOffShore | 2018-06-17 18:00 | 0.6076
WindOffShore | 2018-06-17 19:00 | 0.5351
WindOffShore | 2018-06-17 20:00 | 0.4669
WindOffShore | 2018-06-17 21:00 | 0.4464
WindOffShore | 2018-06-17 22:00 | 0.4201
WindOffShore | 2018-06-17 23:00 | 0.407
WindOffShore | 2018-06-18 | 0.4012
WindOffShore | 2018-06-18 01:00 | 0.3911
WindOffShore | 2018-06-18 02:00 | 0.3797
WindOffShore | 2018-06-18 03:00 | 0.3725
WindOffShore | 2018-06-18 04:00 | 0.3626
WindOffShore | 2018-06-18 05:00 | 0.236
WindOffShore | 2018-06-18 06:00 | 0.2032
WindOffShore | 2018-06-18 07:00 | 0.201
WindOffShore | 2018-06-18 08:00 | 0.1957
WindOffShore | 2018-06-18 09:00 | 0.1791
WindOffShore | 2018-06-18 10:00 | 0.1652
WindOffShore | 2018-06-18 11:00 | 0.1652
WindOffShore | 2018-06-18 12:00 | 0.1691
WindOffShore | 2018-06-18 13:00 | 0.1652
WindOffShore | 2018-06-18 14:00 | 0.1529
WindOffShore | 2018-06-18 15:00 | 0.1474
WindOffShore | 2018-06-18 16:00 | 0.1771
WindOffShore | 2018-06-18 17:00 | 0.2516
WindOffShore | 2018-06-18 18:00 | 0.3224
WindOffShore | 2018-06-18 19:00 | 0.3725
WindOffShore | 2018-06-18 20:00 | 0.407
WindOffShore | 2018-06-18 21:00 | 0.3697
WindOffShore | 2018-06-18 22:00 | 0.3417
WindOffShore | 2018-06-18 23:00 | 0.332
WindOffShore | 2018-06-19 | 0.317
WindOffShore | 2018-06-19 01:00 | 0.2777
WindOffShore | 2018-06-19 02:00 | 0.2221
WindOffShore | 2018-06-19 03:00 | 0.1711
WindOffShore | 2018-06-19 04:00 | 0.1242
WindOffShore | 2018-06-19 05:00 | 0.0679
WindOffShore | 2018-06-19 06:00 | 0.0444
WindOffShore | 2018-06-19 07:00 | 0.034
WindOffShore | 2018-06-19 08:00 | 0.0199
WindOffShore | 2018-06-19 09:00 | 0.0117
WindOffShore | 2018-06-19 10:00 | 0.008
WindOffShore | 2018-06-19 11:00 | 0.0068
WindOffShore | 2018-06-19 12:00 | 0.0067
WindOffShore | 2018-06-19 13:00 | 0.0076
WindOffShore | 2018-06-19 14:00 | 0.0092
WindOffShore | 2018-06-19 15:00 | 0.0157
WindOffShore | 2018-06-19 16:00 | 0.0276
WindOffShore | 2018-06-19 17:00 | 0.0392
WindOffShore | 2018-06-19 18:00 | 0.0662
WindOffShore | 2018-06-19 19:00 | 0.0973
WindOffShore | 2018-06-19 20:00 | 0.1614
WindOffShore | 2018-06-19 21:00 | 0.2244
WindOffShore | 2018-06-19 22:00 | 0.2726
WindOffShore | 2018-06-19 23:00 | 0.3211
WindOffShore | 2018-06-20 | 0.3725
WindOffShore | 2018-06-20 01:00 | 0.4041
WindOffShore | 2018-06-20 02:00 | 0.4157
WindOffShore | 2018-06-20 03:00 | 0.4172
WindOffShore | 2018-06-20 04:00 | 0.4143
WindOffShore | 2018-06-20 05:00 | 0.2676
WindOffShore | 2018-06-20 06:00 | 0.1447
WindOffShore | 2018-06-20 07:00 | 0.1412
WindOffShore | 2018-06-20 08:00 | 0.1456
WindOffShore | 2018-06-20 09:00 | 0.1529
WindOffShore | 2018-06-20 10:00 | 0.176
WindOffShore | 2018-06-20 11:00 | 0.1862
WindOffShore | 2018-06-20 12:00 | 0.1731
WindOffShore | 2018-06-20 13:00 | 0.1474
WindOffShore | 2018-06-20 14:00 | 0.1193
WindOffShore | 2018-06-20 15:00 | 0.098
WindOffShore | 2018-06-20 16:00 | 0.0875
WindOffShore | 2018-06-20 17:00 | 0.1009
WindOffShore | 2018-06-20 18:00 | 0.1701
WindOffShore | 2018-06-20 19:00 | 0.4186
WindOffShore | 2018-06-20 20:00 | 0.699
WindOffShore | 2018-06-20 21:00 | 0.7406
WindOffShore | 2018-06-20 22:00 | 0.6468
WindOffShore | 2018-06-20 23:00 | 0.5705
WindOffShore | 2018-06-21 | 0.5422
WindOffShore | 2018-06-21 01:00 | 0.5494
WindOffShore | 2018-06-21 02:00 | 0.5565
WindOffShore | 2018-06-21 03:00 | 0.538
WindOffShore | 2018-06-21 04:00 | 0.5106
WindOffShore | 2018-06-21 05:00 | 0.5265
WindOffShore | 2018-06-21 06:00 | 0.6196
WindOffShore | 2018-06-21 07:00 | 0.6392
WindOffShore | 2018-06-21 08:00 | 0.6532
WindOffShore | 2018-06-21 09:00 | 0.6494
WindOffShore | 2018-06-21 10:00 | 0.6209
WindOffShore | 2018-06-21 11:00 | 0.6116
WindOffShore | 2018-06-21 12:00 | 0.6443
WindOffShore | 2018-06-21 13:00 | 0.699
WindOffShore | 2018-06-21 14:00 | 0.7498
WindOffShore | 2018-06-21 15:00 | 0.7852
WindOffShore | 2018-06-21 16:00 | 0.8059
WindOffShore | 2018-06-21 17:00 | 0.8116
WindOffShore | 2018-06-21 18:00 | 0.7676
WindOffShore | 2018-06-21 19:00 | 0.7704
WindOffShore | 2018-06-21 20:00 | 0.8001
WindOffShore | 2018-06-21 21:00 | 0.7843
WindOffShore | 2018-06-21 22:00 | 0.7608
WindOffShore | 2018-06-21 23:00 | 0.7375
WindOffShore | 2018-06-22 | 0.716
WindOffShore | 2018-06-22 01:00 | 0.6967
WindOffShore | 2018-06-22 02:00 | 0.6742
WindOffShore | 2018-06-22 03:00 | 0.6532
WindOffShore | 2018-06-22 04:00 | 0.6262
WindOffShore | 2018-06-22 05:00 | 0.4917
WindOffShore | 2018-06-22 06:00 | 0.5967
WindOffShore | 2018-06-22 07:00 | 0.7115
WindOffShore | 2018-06-22 08:00 | 0.7798
WindOffShore | 2018-06-22 09:00 | 0.8026
WindOffShore | 2018-06-22 10:00 | 0.7761
WindOffShore | 2018-06-22 11:00 | 0.7322
WindOffShore | 2018-06-22 12:00 | 0.6921
WindOffShore | 2018-06-22 13:00 | 0.6754
WindOffShore | 2018-06-22 14:00 | 0.6619
WindOffShore | 2018-06-22 15:00 | 0.6532
WindOffShore | 2018-06-22 16:00 | 0.6379
WindOffShore | 2018-06-22 17:00 | 0.5967
WindOffShore | 2018-06-22 18:00 | 0.5508
WindOffShore | 2018-06-22 19:00 | 0.6327
WindOffShore | 2018-06-22 20:00 | 0.7417
WindOffShore | 2018-06-22 21:00 | 0.7498
WindOffShore | 2018-06-22 22:00 | 0.7059
WindOffShore | 2018-06-22 23:00 | 0.6594
WindOffShore | 2018-06-23 | 0.634
WindOffShore | 2018-06-23 01:00 | 0.6156
WindOffShore | 2018-06-23 02:00 | 0.5954
WindOffShore | 2018-06-23 03:00 | 0.583
WindOffShore | 2018-06-23 04:00 | 0.5536
WindOffShore | 2018-06-23 05:00 | 0.3883
WindOffShore | 2018-06-23 06:00 | 0.3184
WindOffShore | 2018-06-23 07:00 | 0.5236
WindOffShore | 2018-06-23 08:00 | 0.5607
WindOffShore | 2018-06-23 09:00 | 0.6008
WindOffShore | 2018-06-23 10:00 | 0.6222
WindOffShore | 2018-06-23 11:00 | 0.6288
WindOffShore | 2018-06-23 12:00 | 0.6196
WindOffShore | 2018-06-23 13:00 | 0.6076
WindOffShore | 2018-06-23 14:00 | 0.594
WindOffShore | 2018-06-23 15:00 | 0.5663
WindOffShore | 2018-06-23 16:00 | 0.5649
WindOffShore | 2018-06-23 17:00 | 0.4712
WindOffShore | 2018-06-23 18:00 | 0.4917
WindOffShore | 2018-06-23 19:00 | 0.6506
WindOffShore | 2018-06-23 20:00 | 0.7396
WindOffShore | 2018-06-23 21:00 | 0.7322
WindOffShore | 2018-06-23 22:00 | 0.6874
WindOffShore | 2018-06-23 23:00 | 0.6506
WindOffShore | 2018-06-24 | 0.6129
WindOffShore | 2018-06-24 01:00 | 0.5747
WindOffShore | 2018-06-24 02:00 | 0.4756
WindOffShore | 2018-06-24 03:00 | 0.4625
WindOffShore | 2018-06-24 04:00 | 0.5048
WindOffShore | 2018-06-24 05:00 | 0.3655
WindOffShore | 2018-06-24 06:00 | 0.2503
WindOffShore | 2018-06-24 07:00 | 0.3883
WindOffShore | 2018-06-24 08:00 | 0.4405
WindOffShore | 2018-06-24 09:00 | 0.4508
WindOffShore | 2018-06-24 10:00 | 0.4508
WindOffShore | 2018-06-24 11:00 | 0.4698
WindOffShore | 2018-06-24 12:00 | 0.4859
WindOffShore | 2018-06-24 13:00 | 0.4756
WindOffShore | 2018-06-24 14:00 | 0.461
WindOffShore | 2018-06-24 15:00 | 0.4449
WindOffShore | 2018-06-24 16:00 | 0.4405
WindOffShore | 2018-06-24 17:00 | 0.4056
WindOffShore | 2018-06-24 18:00 | 0.439
WindOffShore | 2018-06-24 19:00 | 0.5789
WindOffShore | 2018-06-24 20:00 | 0.6802
WindOffShore | 2018-06-24 21:00 | 0.6897
WindOffShore | 2018-06-24 22:00 | 0.6632
WindOffShore | 2018-06-24 23:00 | 0.643
WindOffShore | 2018-06-25 | 0.6022
WindOffShore | 2018-06-25 01:00 | 0.5649
WindOffShore | 2018-06-25 02:00 | 0.5279
WindOffShore | 2018-06-25 03:00 | 0.499
WindOffShore | 2018-06-25 04:00 | 0.461
WindOffShore | 2018-06-25 05:00 | 0.3077
WindOffShore | 2018-06-25 06:00 | 0.2244
WindOffShore | 2018-06-25 07:00 | 0.4493
WindOffShore | 2018-06-25 08:00 | 0.525
WindOffShore | 2018-06-25 09:00 | 0.5337
WindOffShore | 2018-06-25 10:00 | 0.5308
WindOffShore | 2018-06-25 11:00 | 0.5337
WindOffShore | 2018-06-25 12:00 | 0.5465
WindOffShore | 2018-06-25 13:00 | 0.5691
WindOffShore | 2018-06-25 14:00 | 0.5967
WindOffShore | 2018-06-25 15:00 | 0.6248
WindOffShore | 2018-06-25 16:00 | 0.6532
WindOffShore | 2018-06-25 17:00 | 0.6417
WindOffShore | 2018-06-25 18:00 | 0.6494
WindOffShore | 2018-06-25 19:00 | 0.729
WindOffShore | 2018-06-25 20:00 | 0.7932
WindOffShore | 2018-06-25 21:00 | 0.7816
WindOffShore | 2018-06-25 22:00 | 0.7478
WindOffShore | 2018-06-25 23:00 | 0.7126
WindOffShore | 2018-06-26 | 0.6681
WindOffShore | 2018-06-26 01:00 | 0.6156
WindOffShore | 2018-06-26 02:00 | 0.5747
WindOffShore | 2018-06-26 03:00 | 0.5719
WindOffShore | 2018-06-26 04:00 | 0.5522
WindOffShore | 2018-06-26 05:00 | 0.407
WindOffShore | 2018-06-26 06:00 | 0.2932
WindOffShore | 2018-06-26 07:00 | 0.4917
WindOffShore | 2018-06-26 08:00 | 0.5803
WindOffShore | 2018-06-26 09:00 | 0.6262
WindOffShore | 2018-06-26 10:00 | 0.6619
WindOffShore | 2018-06-26 11:00 | 0.6874
WindOffShore | 2018-06-26 12:00 | 0.6979
WindOffShore | 2018-06-26 13:00 | 0.6979
WindOffShore | 2018-06-26 14:00 | 0.6874
WindOffShore | 2018-06-26 15:00 | 0.6754
WindOffShore | 2018-06-26 16:00 | 0.6379
WindOffShore | 2018-06-26 17:00 | 0.512
WindOffShore | 2018-06-26 18:00 | 0.525
WindOffShore | 2018-06-26 19:00 | 0.6544
WindOffShore | 2018-06-26 20:00 | 0.7427
WindOffShore | 2018-06-26 21:00 | 0.7488
WindOffShore | 2018-06-26 22:00 | 0.7333
WindOffShore | 2018-06-26 23:00 | 0.7093
WindOffShore | 2018-06-27 | 0.6862
WindOffShore | 2018-06-27 01:00 | 0.6632
WindOffShore | 2018-06-27 02:00 | 0.6456
WindOffShore | 2018-06-27 03:00 | 0.6196
WindOffShore | 2018-06-27 04:00 | 0.5803
WindOffShore | 2018-06-27 05:00 | 0.4376
WindOffShore | 2018-06-27 06:00 | 0.313
WindOffShore | 2018-06-27 07:00 | 0.2945
WindOffShore | 2018-06-27 08:00 | 0.3655
WindOffShore | 2018-06-27 09:00 | 0.374
WindOffShore | 2018-06-27 10:00 | 0.35
WindOffShore | 2018-06-27 11:00 | 0.317
WindOffShore | 2018-06-27 12:00 | 0.2958
WindOffShore | 2018-06-27 13:00 | 0.2958
WindOffShore | 2018-06-27 14:00 | 0.3157
WindOffShore | 2018-06-27 15:00 | 0.3361
WindOffShore | 2018-06-27 16:00 | 0.3375
WindOffShore | 2018-06-27 17:00 | 0.3542
WindOffShore | 2018-06-27 18:00 | 0.5033
WindOffShore | 2018-06-27 19:00 | 0.6607
WindOffShore | 2018-06-27 20:00 | 0.7568
WindOffShore | 2018-06-27 21:00 | 0.7666
WindOffShore | 2018-06-27 22:00 | 0.7312
WindOffShore | 2018-06-27 23:00 | 0.679
WindOffShore | 2018-06-28 | 0.6169
WindOffShore | 2018-06-28 01:00 | 0.5593
WindOffShore | 2018-06-28 02:00 | 0.5479
WindOffShore | 2018-06-28 03:00 | 0.5351
WindOffShore | 2018-06-28 04:00 | 0.5033
WindOffShore | 2018-06-28 05:00 | 0.364
WindOffShore | 2018-06-28 06:00 | 0.2688
WindOffShore | 2018-06-28 07:00 | 0.2638
WindOffShore | 2018-06-28 08:00 | 0.2984
WindOffShore | 2018-06-28 09:00 | 0.407
WindOffShore | 2018-06-28 10:00 | 0.4815
WindOffShore | 2018-06-28 11:00 | 0.4932
WindOffShore | 2018-06-28 12:00 | 0.5106
WindOffShore | 2018-06-28 13:00 | 0.5536
WindOffShore | 2018-06-28 14:00 | 0.6196
WindOffShore | 2018-06-28 15:00 | 0.6838
WindOffShore | 2018-06-28 16:00 | 0.7354
WindOffShore | 2018-06-28 17:00 | 0.7447
WindOffShore | 2018-06-28 18:00 | 0.7519
WindOffShore | 2018-06-28 19:00 | 0.8059
WindOffShore | 2018-06-28 20:00 | 0.8451
WindOffShore | 2018-06-28 21:00 | 0.8287
WindOffShore | 2018-06-28 22:00 | 0.8001
WindOffShore | 2018-06-28 23:00 | 0.7695
WindOffShore | 2018-06-29 | 0.7508
WindOffShore | 2018-06-29 01:00 | 0.7354
WindOffShore | 2018-06-29 02:00 | 0.7137
WindOffShore | 2018-06-29 03:00 | 0.6778
WindOffShore | 2018-06-29 04:00 | 0.6544
WindOffShore | 2018-06-29 05:00 | 0.5308
WindOffShore | 2018-06-29 06:00 | 0.4376
WindOffShore | 2018-06-29 07:00 | 0.5522
WindOffShore | 2018-06-29 08:00 | 0.6156
WindOffShore | 2018-06-29 09:00 | 0.6222
WindOffShore | 2018-06-29 10:00 | 0.6248
WindOffShore | 2018-06-29 11:00 | 0.6392
WindOffShore | 2018-06-29 12:00 | 0.6544
WindOffShore | 2018-06-29 13:00 | 0.679
WindOffShore | 2018-06-29 14:00 | 0.6944
WindOffShore | 2018-06-29 15:00 | 0.7126
WindOffShore | 2018-06-29 16:00 | 0.7137
WindOffShore | 2018-06-29 17:00 | 0.7047
WindOffShore | 2018-06-29 18:00 | 0.716
WindOffShore | 2018-06-29 19:00 | 0.7704
WindOffShore | 2018-06-29 20:00 | 0.8043
WindOffShore | 2018-06-29 21:00 | 0.7825
WindOffShore | 2018-06-29 22:00 | 0.7193
WindOffShore | 2018-06-29 23:00 | 0.6519
WindOffShore | 2018-06-30 | 0.6222
WindOffShore | 2018-06-30 01:00 | 0.6022
WindOffShore | 2018-06-30 02:00 | 0.5677
WindOffShore | 2018-06-30 03:00 | 0.538
WindOffShore | 2018-06-30 04:00 | 0.5091
WindOffShore | 2018-06-30 05:00 | 0.384
WindOffShore | 2018-06-30 06:00 | 0.2971
WindOffShore | 2018-06-30 07:00 | 0.3556
WindOffShore | 2018-06-30 08:00 | 0.3444
WindOffShore | 2018-06-30 09:00 | 0.3375
WindOffShore | 2018-06-30 10:00 | 0.2984
WindOffShore | 2018-06-30 11:00 | 0.2267
WindOffShore | 2018-06-30 12:00 | 0.1557
WindOffShore | 2018-06-30 13:00 | 0.1031
WindOffShore | 2018-06-30 14:00 | 0.0752
WindOffShore | 2018-06-30 15:00 | 0.0478
WindOffShore | 2018-06-30 16:00 | 0.0202
WindOffShore | 2018-06-30 17:00 | 0.0051
WindOffShore | 2018-06-30 18:00 | 0.0015
WindOffShore | 2018-06-30 19:00 | 0
WindOffShore | 2018-06-30 20:00 | 0.0498
WindOffShore | 2018-06-30 21:00 | 0.1681
WindOffShore | 2018-06-30 22:00 | 0.1946
WindOffShore | 2018-06-30 23:00 | 0.2065
WindOffShore | 2018-07-01 | 0.6022
WindOffShore | 2018-07-01 01:00 | 0.5691
WindOffShore | 2018-07-01 02:00 | 0.4859
WindOffShore | 2018-07-01 03:00 | 0.3037
WindOffShore | 2018-07-01 04:00 | 0.2764
WindOffShore | 2018-07-01 05:00 | 0.2
WindOffShore | 2018-07-01 06:00 | 0.0855
WindOffShore | 2018-07-01 07:00 | 0.0397
WindOffShore | 2018-07-01 08:00 | 0.0593
WindOffShore | 2018-07-01 09:00 | 0.0903
WindOffShore | 2018-07-01 10:00 | 0.1024
WindOffShore | 2018-07-01 11:00 | 0.113
WindOffShore | 2018-07-01 12:00 | 0.125
WindOffShore | 2018-07-01 13:00 | 0.1291
WindOffShore | 2018-07-01 14:00 | 0.1193
WindOffShore | 2018-07-01 15:00 | 0.0733
WindOffShore | 2018-07-01 16:00 | 0.0379
WindOffShore | 2018-07-01 17:00 | 0.0357
WindOffShore | 2018-07-01 18:00 | 0.0429
WindOffShore | 2018-07-01 19:00 | 0.0604
WindOffShore | 2018-07-01 20:00 | 0.1585
WindOffShore | 2018-07-01 21:00 | 0.4537
WindOffShore | 2018-07-01 22:00 | 0.5635
WindOffShore | 2018-07-01 23:00 | 0.2663
WindOffShore | 2018-07-02 | 0.3926
WindOffShore | 2018-07-02 01:00 | 0.384
WindOffShore | 2018-07-02 02:00 | 0.2431
WindOffShore | 2018-07-02 03:00 | 0.1447
WindOffShore | 2018-07-02 04:00 | 0.0855
WindOffShore | 2018-07-02 05:00 | 0.0366
WindOffShore | 2018-07-02 06:00 | 0.0084
WindOffShore | 2018-07-02 07:00 | 0.0018
WindOffShore | 2018-07-02 08:00 | 0.0068
WindOffShore | 2018-07-02 09:00 | 0.0254
WindOffShore | 2018-07-02 10:00 | 0.0349
WindOffShore | 2018-07-02 11:00 | 0.0444
WindOffShore | 2018-07-02 12:00 | 0.0561
WindOffShore | 2018-07-02 13:00 | 0.0697
WindOffShore | 2018-07-02 14:00 | 0.0987
WindOffShore | 2018-07-02 15:00 | 0.1403
WindOffShore | 2018-07-02 16:00 | 0.1731
WindOffShore | 2018-07-02 17:00 | 0.1862
WindOffShore | 2018-07-02 18:00 | 0.1862
WindOffShore | 2018-07-02 19:00 | 0.2065
WindOffShore | 2018-07-02 20:00 | 0.2841
WindOffShore | 2018-07-02 21:00 | 0.3528
WindOffShore | 2018-07-02 22:00 | 0.3883
WindOffShore | 2018-07-02 23:00 | 0.4099
WindOffShore | 2018-07-03 | 0.4347
WindOffShore | 2018-07-03 01:00 | 0.461
WindOffShore | 2018-07-03 02:00 | 0.4566
WindOffShore | 2018-07-03 03:00 | 0.4478
WindOffShore | 2018-07-03 04:00 | 0.4361
WindOffShore | 2018-07-03 05:00 | 0.3211
WindOffShore | 2018-07-03 06:00 | 0.3157
WindOffShore | 2018-07-03 07:00 | 0.3768
WindOffShore | 2018-07-03 08:00 | 0.4085
WindOffShore | 2018-07-03 09:00 | 0.442
WindOffShore | 2018-07-03 10:00 | 0.4683
WindOffShore | 2018-07-03 11:00 | 0.4844
WindOffShore | 2018-07-03 12:00 | 0.4917
WindOffShore | 2018-07-03 13:00 | 0.4975
WindOffShore | 2018-07-03 14:00 | 0.4975
WindOffShore | 2018-07-03 15:00 | 0.4639
WindOffShore | 2018-07-03 16:00 | 0.3768
WindOffShore | 2018-07-03 17:00 | 0.279
WindOffShore | 2018-07-03 18:00 | 0.1925
WindOffShore | 2018-07-03 19:00 | 0.1691
WindOffShore | 2018-07-03 20:00 | 0.1633
WindOffShore | 2018-07-03 21:00 | 0.1691
WindOffShore | 2018-07-03 22:00 | 0.1831
WindOffShore | 2018-07-03 23:00 | 0.2076
WindOffShore | 2018-07-04 | 0.2337
WindOffShore | 2018-07-04 01:00 | 0.2455
WindOffShore | 2018-07-04 02:00 | 0.2384
WindOffShore | 2018-07-04 03:00 | 0.2109
WindOffShore | 2018-07-04 04:00 | 0.1914
WindOffShore | 2018-07-04 05:00 | 0.143
WindOffShore | 2018-07-04 06:00 | 0.1201
WindOffShore | 2018-07-04 07:00 | 0.1091
WindOffShore | 2018-07-04 08:00 | 0.1069
WindOffShore | 2018-07-04 09:00 | 0.1177
WindOffShore | 2018-07-04 10:00 | 0.1334
WindOffShore | 2018-07-04 11:00 | 0.152
WindOffShore | 2018-07-04 12:00 | 0.1711
WindOffShore | 2018-07-04 13:00 | 0.1691
WindOffShore | 2018-07-04 14:00 | 0.1791
WindOffShore | 2018-07-04 15:00 | 0.1771
WindOffShore | 2018-07-04 16:00 | 0.3612
WindOffShore | 2018-07-04 17:00 | 0.4361
WindOffShore | 2018-07-04 18:00 | 0.3825
WindOffShore | 2018-07-04 19:00 | 0.3375
WindOffShore | 2018-07-04 20:00 | 0.4581
WindOffShore | 2018-07-04 21:00 | 0.4551
WindOffShore | 2018-07-04 22:00 | 0.4099
WindOffShore | 2018-07-04 23:00 | 0.4157
WindOffShore | 2018-07-05 | 0.4056
WindOffShore | 2018-07-05 01:00 | 0.3926
WindOffShore | 2018-07-05 02:00 | 0.2905
WindOffShore | 2018-07-05 03:00 | 0.1873
WindOffShore | 2018-07-05 04:00 | 0.1317
WindOffShore | 2018-07-05 05:00 | 0.0966
WindOffShore | 2018-07-05 06:00 | 0.0809
WindOffShore | 2018-07-05 07:00 | 0.0796
WindOffShore | 2018-07-05 08:00 | 0.0959
WindOffShore | 2018-07-05 09:00 | 0.1217
WindOffShore | 2018-07-05 10:00 | 0.1595
WindOffShore | 2018-07-05 11:00 | 0.1978
WindOffShore | 2018-07-05 12:00 | 0.2165
WindOffShore | 2018-07-05 13:00 | 0.2043
WindOffShore | 2018-07-05 14:00 | 0.1711
WindOffShore | 2018-07-05 15:00 | 0.1421
WindOffShore | 2018-07-05 16:00 | 0.1283
WindOffShore | 2018-07-05 17:00 | 0.1242
WindOffShore | 2018-07-05 18:00 | 0.1242
WindOffShore | 2018-07-05 19:00 | 0.1242
WindOffShore | 2018-07-05 20:00 | 0.1169
WindOffShore | 2018-07-05 21:00 | 0.0862
WindOffShore | 2018-07-05 22:00 | 0.0709
WindOffShore | 2018-07-05 23:00 | 0.079
WindOffShore | 2018-07-06 | 0.0733
WindOffShore | 2018-07-06 01:00 | 0.0875
WindOffShore | 2018-07-06 02:00 | 0.1209
WindOffShore | 2018-07-06 03:00 | 0.1672
WindOffShore | 2018-07-06 04:00 | 0.2142
WindOffShore | 2018-07-06 05:00 | 0.1633
WindOffShore | 2018-07-06 06:00 | 0.0987
WindOffShore | 2018-07-06 07:00 | 0.0577
WindOffShore | 2018-07-06 08:00 | 0.0366
WindOffShore | 2018-07-06 09:00 | 0.0315
WindOffShore | 2018-07-06 10:00 | 0.028
WindOffShore | 2018-07-06 11:00 | 0.0183
WindOffShore | 2018-07-06 12:00 | 0.012
WindOffShore | 2018-07-06 13:00 | 0.0076
WindOffShore | 2018-07-06 14:00 | 0.0063
WindOffShore | 2018-07-06 15:00 | 0.0046
WindOffShore | 2018-07-06 16:00 | 0.0065
WindOffShore | 2018-07-06 17:00 | 0.0074
WindOffShore | 2018-07-06 18:00 | 0.0092
WindOffShore | 2018-07-06 19:00 | 0.0103
WindOffShore | 2018-07-06 20:00 | 0.0513
WindOffShore | 2018-07-06 21:00 | 0.1091
WindOffShore | 2018-07-06 22:00 | 0.1681
WindOffShore | 2018-07-06 23:00 | 0.1801
WindOffShore | 2018-07-07 | 0.2065
WindOffShore | 2018-07-07 01:00 | 0.2688
WindOffShore | 2018-07-07 02:00 | 0.2932
WindOffShore | 2018-07-07 03:00 | 0.2739
WindOffShore | 2018-07-07 04:00 | 0.2455
WindOffShore | 2018-07-07 05:00 | 0.1403
WindOffShore | 2018-07-07 06:00 | 0.0468
WindOffShore | 2018-07-07 07:00 | 0.0215
WindOffShore | 2018-07-07 08:00 | 0.0243
WindOffShore | 2018-07-07 09:00 | 0.0212
WindOffShore | 2018-07-07 10:00 | 0.0202
WindOffShore | 2018-07-07 11:00 | 0.0229
WindOffShore | 2018-07-07 12:00 | 0.0272
WindOffShore | 2018-07-07 13:00 | 0.0349
WindOffShore | 2018-07-07 14:00 | 0.0425
WindOffShore | 2018-07-07 15:00 | 0.0571
WindOffShore | 2018-07-07 16:00 | 0.0715
WindOffShore | 2018-07-07 17:00 | 0.1031
WindOffShore | 2018-07-07 18:00 | 0.1456
WindOffShore | 2018-07-07 19:00 | 0.2751
WindOffShore | 2018-07-07 20:00 | 0.5236
WindOffShore | 2018-07-07 21:00 | 0.6754
WindOffShore | 2018-07-07 22:00 | 0.7171
WindOffShore | 2018-07-07 23:00 | 0.6557
WindOffShore | 2018-07-08 | 0.5844
WindOffShore | 2018-07-08 01:00 | 0.538
WindOffShore | 2018-07-08 02:00 | 0.4859
WindOffShore | 2018-07-08 03:00 | 0.4537
WindOffShore | 2018-07-08 04:00 | 0.442
WindOffShore | 2018-07-08 05:00 | 0.3626
WindOffShore | 2018-07-08 06:00 | 0.288
WindOffShore | 2018-07-08 07:00 | 0.2701
WindOffShore | 2018-07-08 08:00 | 0.2626
WindOffShore | 2018-07-08 09:00 | 0.236
WindOffShore | 2018-07-08 10:00 | 0.1989
WindOffShore | 2018-07-08 11:00 | 0.1771
WindOffShore | 2018-07-08 12:00 | 0.1811
WindOffShore | 2018-07-08 13:00 | 0.2244
WindOffShore | 2018-07-08 14:00 | 0.2997
WindOffShore | 2018-07-08 15:00 | 0.4056
WindOffShore | 2018-07-08 16:00 | 0.512
WindOffShore | 2018-07-08 17:00 | 0.5747
WindOffShore | 2018-07-08 18:00 | 0.6456
WindOffShore | 2018-07-08 19:00 | 0.7468
WindOffShore | 2018-07-08 20:00 | 0.777
WindOffShore | 2018-07-08 21:00 | 0.7333
WindOffShore | 2018-07-08 22:00 | 0.6838
WindOffShore | 2018-07-08 23:00 | 0.6569
WindOffShore | 2018-07-09 | 0.6366
WindOffShore | 2018-07-09 01:00 | 0.6248
WindOffShore | 2018-07-09 02:00 | 0.6169
WindOffShore | 2018-07-09 03:00 | 0.6062
WindOffShore | 2018-07-09 04:00 | 0.5705
WindOffShore | 2018-07-09 05:00 | 0.4625
WindOffShore | 2018-07-09 06:00 | 0.3955
WindOffShore | 2018-07-09 07:00 | 0.3883
WindOffShore | 2018-07-09 08:00 | 0.4829
WindOffShore | 2018-07-09 09:00 | 0.5062
WindOffShore | 2018-07-09 10:00 | 0.4815
WindOffShore | 2018-07-09 11:00 | 0.4683
WindOffShore | 2018-07-09 12:00 | 0.4742
WindOffShore | 2018-07-09 13:00 | 0.4786
WindOffShore | 2018-07-09 14:00 | 0.4771
WindOffShore | 2018-07-09 15:00 | 0.4683
WindOffShore | 2018-07-09 16:00 | 0.4683
WindOffShore | 2018-07-09 17:00 | 0.4522
WindOffShore | 2018-07-09 18:00 | 0.4478
WindOffShore | 2018-07-09 19:00 | 0.5579
WindOffShore | 2018-07-09 20:00 | 0.6366
WindOffShore | 2018-07-09 21:00 | 0.6569
WindOffShore | 2018-07-09 22:00 | 0.643
WindOffShore | 2018-07-09 23:00 | 0.5954
WindOffShore | 2018-07-10 | 0.5422
WindOffShore | 2018-07-10 01:00 | 0.5019
WindOffShore | 2018-07-10 02:00 | 0.4698
WindOffShore | 2018-07-10 03:00 | 0.4478
WindOffShore | 2018-07-10 04:00 | 0.423
WindOffShore | 2018-07-10 05:00 | 0.2764
WindOffShore | 2018-07-10 06:00 | 0.1233
WindOffShore | 2018-07-10 07:00 | 0.0973
WindOffShore | 2018-07-10 08:00 | 0.1046
WindOffShore | 2018-07-10 09:00 | 0.0746
WindOffShore | 2018-07-10 10:00 | 0.0679
WindOffShore | 2018-07-10 11:00 | 0.0771
WindOffShore | 2018-07-10 12:00 | 0.0973
WindOffShore | 2018-07-10 13:00 | 0.1242
WindOffShore | 2018-07-10 14:00 | 0.1529
WindOffShore | 2018-07-10 15:00 | 0.1511
WindOffShore | 2018-07-10 16:00 | 0.1831
WindOffShore | 2018-07-10 17:00 | 0.2564
WindOffShore | 2018-07-10 18:00 | 0.3486
WindOffShore | 2018-07-10 19:00 | 0.4917
WindOffShore | 2018-07-10 20:00 | 0.5981
WindOffShore | 2018-07-10 21:00 | 0.6142
WindOffShore | 2018-07-10 22:00 | 0.5816
WindOffShore | 2018-07-10 23:00 | 0.5294
WindOffShore | 2018-07-11 | 0.4961
WindOffShore | 2018-07-11 01:00 | 0.4551
WindOffShore | 2018-07-11 02:00 | 0.4288
WindOffShore | 2018-07-11 03:00 | 0.4347
WindOffShore | 2018-07-11 04:00 | 0.4551
WindOffShore | 2018-07-11 05:00 | 0.3926
WindOffShore | 2018-07-11 06:00 | 0.5265
WindOffShore | 2018-07-11 07:00 | 0.5193
WindOffShore | 2018-07-11 08:00 | 0.439
WindOffShore | 2018-07-11 09:00 | 0.3811
WindOffShore | 2018-07-11 10:00 | 0.3361
WindOffShore | 2018-07-11 11:00 | 0.2905
WindOffShore | 2018-07-11 12:00 | 0.2552
WindOffShore | 2018-07-11 13:00 | 0.236
WindOffShore | 2018-07-11 14:00 | 0.2325
WindOffShore | 2018-07-11 15:00 | 0.2337
WindOffShore | 2018-07-11 16:00 | 0.2372
WindOffShore | 2018-07-11 17:00 | 0.2516
WindOffShore | 2018-07-11 18:00 | 0.2932
WindOffShore | 2018-07-11 19:00 | 0.439
WindOffShore | 2018-07-11 20:00 | 0.6022
WindOffShore | 2018-07-11 21:00 | 0.6718
WindOffShore | 2018-07-11 22:00 | 0.6644
WindOffShore | 2018-07-11 23:00 | 0.6379
WindOffShore | 2018-07-12 | 0.5967
WindOffShore | 2018-07-12 01:00 | 0.5091
WindOffShore | 2018-07-12 02:00 | 0.4829
WindOffShore | 2018-07-12 03:00 | 0.4742
WindOffShore | 2018-07-12 04:00 | 0.461
WindOffShore | 2018-07-12 05:00 | 0.3361
WindOffShore | 2018-07-12 06:00 | 0.3472
WindOffShore | 2018-07-12 07:00 | 0.3797
WindOffShore | 2018-07-12 08:00 | 0.3556
WindOffShore | 2018-07-12 09:00 | 0.3211
WindOffShore | 2018-07-12 10:00 | 0.279
WindOffShore | 2018-07-12 11:00 | 0.2337
WindOffShore | 2018-07-12 12:00 | 0.1936
WindOffShore | 2018-07-12 13:00 | 0.1691
WindOffShore | 2018-07-12 14:00 | 0.1614
WindOffShore | 2018-07-12 15:00 | 0.1731
WindOffShore | 2018-07-12 16:00 | 0.1967
WindOffShore | 2018-07-12 17:00 | 0.2325
WindOffShore | 2018-07-12 18:00 | 0.3037
WindOffShore | 2018-07-12 19:00 | 0.4698
WindOffShore | 2018-07-12 20:00 | 0.6196
WindOffShore | 2018-07-12 21:00 | 0.6275
WindOffShore | 2018-07-12 22:00 | 0.5761
WindOffShore | 2018-07-12 23:00 | 0.512
WindOffShore | 2018-07-13 | 0.4727
WindOffShore | 2018-07-13 01:00 | 0.4434
WindOffShore | 2018-07-13 02:00 | 0.423
WindOffShore | 2018-07-13 03:00 | 0.3983
WindOffShore | 2018-07-13 04:00 | 0.3897
WindOffShore | 2018-07-13 05:00 | 0.2638
WindOffShore | 2018-07-13 06:00 | 0.1614
WindOffShore | 2018-07-13 07:00 | 0.1681
WindOffShore | 2018-07-13 08:00 | 0.1539
WindOffShore | 2018-07-13 09:00 | 0.0995
WindOffShore | 2018-07-13 10:00 | 0.0593
WindOffShore | 2018-07-13 11:00 | 0.0332
WindOffShore | 2018-07-13 12:00 | 0.028
WindOffShore | 2018-07-13 13:00 | 0.0388
WindOffShore | 2018-07-13 14:00 | 0.055
WindOffShore | 2018-07-13 15:00 | 0.0685
WindOffShore | 2018-07-13 16:00 | 0.0855
WindOffShore | 2018-07-13 17:00 | 0.1161
WindOffShore | 2018-07-13 18:00 | 0.1801
WindOffShore | 2018-07-13 19:00 | 0.3486
WindOffShore | 2018-07-13 20:00 | 0.5451
WindOffShore | 2018-07-13 21:00 | 0.634
WindOffShore | 2018-07-13 22:00 | 0.5995
WindOffShore | 2018-07-13 23:00 | 0.5365
WindOffShore | 2018-07-14 | 0.4742
WindOffShore | 2018-07-14 01:00 | 0.439
WindOffShore | 2018-07-14 02:00 | 0.423
WindOffShore | 2018-07-14 03:00 | 0.407
WindOffShore | 2018-07-14 04:00 | 0.3926
WindOffShore | 2018-07-14 05:00 | 0.2528
WindOffShore | 2018-07-14 06:00 | 0.1483
WindOffShore | 2018-07-14 07:00 | 0.1465
WindOffShore | 2018-07-14 08:00 | 0.1652
WindOffShore | 2018-07-14 09:00 | 0.1334
WindOffShore | 2018-07-14 10:00 | 0.0849
WindOffShore | 2018-07-14 11:00 | 0.0566
WindOffShore | 2018-07-14 12:00 | 0.0429
WindOffShore | 2018-07-14 13:00 | 0.0388
WindOffShore | 2018-07-14 14:00 | 0.042
WindOffShore | 2018-07-14 15:00 | 0.0463
WindOffShore | 2018-07-14 16:00 | 0.0555
WindOffShore | 2018-07-14 17:00 | 0.0855
WindOffShore | 2018-07-14 18:00 | 0.176
WindOffShore | 2018-07-14 19:00 | 0.4245
WindOffShore | 2018-07-14 20:00 | 0.6301
WindOffShore | 2018-07-14 21:00 | 0.6532
WindOffShore | 2018-07-14 22:00 | 0.594
WindOffShore | 2018-07-14 23:00 | 0.5322
WindOffShore | 2018-07-15 | 0.4859
WindOffShore | 2018-07-15 01:00 | 0.442
WindOffShore | 2018-07-15 02:00 | 0.4128
WindOffShore | 2018-07-15 03:00 | 0.3854
WindOffShore | 2018-07-15 04:00 | 0.357
WindOffShore | 2018-07-15 05:00 | 0.2165
WindOffShore | 2018-07-15 06:00 | 0.1153
WindOffShore | 2018-07-15 07:00 | 0.0952
WindOffShore | 2018-07-15 08:00 | 0.0923
WindOffShore | 2018-07-15 09:00 | 0.0685
WindOffShore | 2018-07-15 10:00 | 0.0545
WindOffShore | 2018-07-15 11:00 | 0.0415
WindOffShore | 2018-07-15 12:00 | 0.0357
WindOffShore | 2018-07-15 13:00 | 0.0397
WindOffShore | 2018-07-15 14:00 | 0.0508
WindOffShore | 2018-07-15 15:00 | 0.0715
WindOffShore | 2018-07-15 16:00 | 0.0987
WindOffShore | 2018-07-15 17:00 | 0.152
WindOffShore | 2018-07-15 18:00 | 0.2443
WindOffShore | 2018-07-15 19:00 | 0.3868
WindOffShore | 2018-07-15 20:00 | 0.4844
WindOffShore | 2018-07-15 21:00 | 0.4873
WindOffShore | 2018-07-15 22:00 | 0.4405
WindOffShore | 2018-07-15 23:00 | 0.3754
WindOffShore | 2018-07-16 | 0.317
WindOffShore | 2018-07-16 01:00 | 0.2751
WindOffShore | 2018-07-16 02:00 | 0.2577
WindOffShore | 2018-07-16 03:00 | 0.1873
WindOffShore | 2018-07-16 04:00 | 0.0862
WindOffShore | 2018-07-16 05:00 | 0.0323
WindOffShore | 2018-07-16 06:00 | 0.0151
WindOffShore | 2018-07-16 07:00 | 0.0162
WindOffShore | 2018-07-16 08:00 | 0.0709
WindOffShore | 2018-07-16 09:00 | 0.1394
WindOffShore | 2018-07-16 10:00 | 0.1421
WindOffShore | 2018-07-16 11:00 | 0.1308
WindOffShore | 2018-07-16 12:00 | 0.1681
WindOffShore | 2018-07-16 13:00 | 0.2516
WindOffShore | 2018-07-16 14:00 | 0.3697
WindOffShore | 2018-07-16 15:00 | 0.5048
WindOffShore | 2018-07-16 16:00 | 0.6008
WindOffShore | 2018-07-16 17:00 | 0.6182
WindOffShore | 2018-07-16 18:00 | 0.5719
WindOffShore | 2018-07-16 19:00 | 0.5207
WindOffShore | 2018-07-16 20:00 | 0.5091
WindOffShore | 2018-07-16 21:00 | 0.4771
WindOffShore | 2018-07-16 22:00 | 0.4361
WindOffShore | 2018-07-16 23:00 | 0.4012
WindOffShore | 2018-07-17 | 0.35
WindOffShore | 2018-07-17 01:00 | 0.3184
WindOffShore | 2018-07-17 02:00 | 0.2984
WindOffShore | 2018-07-17 03:00 | 0.2589
WindOffShore | 2018-07-17 04:00 | 0.1967
WindOffShore | 2018-07-17 05:00 | 0.0995
WindOffShore | 2018-07-17 06:00 | 0.0555
WindOffShore | 2018-07-17 07:00 | 0.0529
WindOffShore | 2018-07-17 08:00 | 0.0673
WindOffShore | 2018-07-17 09:00 | 0.0771
WindOffShore | 2018-07-17 10:00 | 0.0849
WindOffShore | 2018-07-17 11:00 | 0.1054
WindOffShore | 2018-07-17 12:00 | 0.1342
WindOffShore | 2018-07-17 13:00 | 0.1652
WindOffShore | 2018-07-17 14:00 | 0.1914
WindOffShore | 2018-07-17 15:00 | 0.2142
WindOffShore | 2018-07-17 16:00 | 0.2142
WindOffShore | 2018-07-17 17:00 | 0.1967
WindOffShore | 2018-07-17 18:00 | 0.221
WindOffShore | 2018-07-17 19:00 | 0.3184
WindOffShore | 2018-07-17 20:00 | 0.3883
WindOffShore | 2018-07-17 21:00 | 0.3825
WindOffShore | 2018-07-17 22:00 | 0.3224
WindOffShore | 2018-07-17 23:00 | 0.2867
WindOffShore | 2018-07-18 | 0.2726
WindOffShore | 2018-07-18 01:00 | 0.2467
WindOffShore | 2018-07-18 02:00 | 0.2076
WindOffShore | 2018-07-18 03:00 | 0.175
WindOffShore | 2018-07-18 04:00 | 0.1529
WindOffShore | 2018-07-18 05:00 | 0.1145
WindOffShore | 2018-07-18 06:00 | 0.0524
WindOffShore | 2018-07-18 07:00 | 0.0287
WindOffShore | 2018-07-18 08:00 | 0.0171
WindOffShore | 2018-07-18 09:00 | 0.0117
WindOffShore | 2018-07-18 10:00 | 0.0117
WindOffShore | 2018-07-18 11:00 | 0.0159
WindOffShore | 2018-07-18 12:00 | 0.0215
WindOffShore | 2018-07-18 13:00 | 0.0229
WindOffShore | 2018-07-18 14:00 | 0.0196
WindOffShore | 2018-07-18 15:00 | 0.0168
WindOffShore | 2018-07-18 16:00 | 0.0229
WindOffShore | 2018-07-18 17:00 | 0.034
WindOffShore | 2018-07-18 18:00 | 0.0758
WindOffShore | 2018-07-18 19:00 | 0.1957
WindOffShore | 2018-07-18 20:00 | 0.374
WindOffShore | 2018-07-18 21:00 | 0.4712
WindOffShore | 2018-07-18 22:00 | 0.4508
WindOffShore | 2018-07-18 23:00 | 0.3983
WindOffShore | 2018-07-19 | 0.3334
WindOffShore | 2018-07-19 01:00 | 0.2676
WindOffShore | 2018-07-19 02:00 | 0.2337
WindOffShore | 2018-07-19 03:00 | 0.2491
WindOffShore | 2018-07-19 04:00 | 0.2552
WindOffShore | 2018-07-19 05:00 | 0.1801
WindOffShore | 2018-07-19 06:00 | 0.1016
WindOffShore | 2018-07-19 07:00 | 0.061
WindOffShore | 2018-07-19 08:00 | 0.0411
WindOffShore | 2018-07-19 09:00 | 0.0276
WindOffShore | 2018-07-19 10:00 | 0.0051
WindOffShore | 2018-07-19 11:00 | 0.0001
WindOffShore | 2018-07-19 12:00 | 0.0038
WindOffShore | 2018-07-19 13:00 | 0.0193
WindOffShore | 2018-07-19 14:00 | 0.0375
WindOffShore | 2018-07-19 15:00 | 0.0758
WindOffShore | 2018-07-19 16:00 | 0.1604
WindOffShore | 2018-07-19 17:00 | 0.3103
WindOffShore | 2018-07-19 18:00 | 0.4712
WindOffShore | 2018-07-19 19:00 | 0.5761
WindOffShore | 2018-07-19 20:00 | 0.6008
WindOffShore | 2018-07-19 21:00 | 0.4537
WindOffShore | 2018-07-19 22:00 | 0.3389
WindOffShore | 2018-07-19 23:00 | 0.2626
WindOffShore | 2018-07-20 | 0.2443
WindOffShore | 2018-07-20 01:00 | 0.2408
WindOffShore | 2018-07-20 02:00 | 0.2467
WindOffShore | 2018-07-20 03:00 | 0.2577
WindOffShore | 2018-07-20 04:00 | 0.2739
WindOffShore | 2018-07-20 05:00 | 0.201
WindOffShore | 2018-07-20 06:00 | 0.1438
WindOffShore | 2018-07-20 07:00 | 0.1604
WindOffShore | 2018-07-20 08:00 | 0.1701
WindOffShore | 2018-07-20 09:00 | 0.1576
WindOffShore | 2018-07-20 10:00 | 0.1529
WindOffShore | 2018-07-20 11:00 | 0.1831
WindOffShore | 2018-07-20 12:00 | 0.229
WindOffShore | 2018-07-20 13:00 | 0.2651
WindOffShore | 2018-07-20 14:00 | 0.2932
WindOffShore | 2018-07-20 15:00 | 0.3334
WindOffShore | 2018-07-20 16:00 | 0.3797
WindOffShore | 2018-07-20 17:00 | 0.4186
WindOffShore | 2018-07-20 18:00 | 0.4405
WindOffShore | 2018-07-20 19:00 | 0.4727
WindOffShore | 2018-07-20 20:00 | 0.5279
WindOffShore | 2018-07-20 21:00 | 0.5422
WindOffShore | 2018-07-20 22:00 | 0.5294
WindOffShore | 2018-07-20 23:00 | 0.48
WindOffShore | 2018-07-21 | 0.3024
WindOffShore | 2018-07-21 01:00 | 0.0842
WindOffShore | 2018-07-21 02:00 | 0.0061
WindOffShore | 2018-07-21 03:00 | 0.0003
WindOffShore | 2018-07-21 04:00 | 0.001
WindOffShore | 2018-07-21 05:00 | 0.0086
WindOffShore | 2018-07-21 06:00 | 0.061
WindOffShore | 2018-07-21 07:00 | 0.1161
WindOffShore | 2018-07-21 08:00 | 0.1623
WindOffShore | 2018-07-21 09:00 | 0.1821
WindOffShore | 2018-07-21 10:00 | 0.1474
WindOffShore | 2018-07-21 11:00 | 0.1161
WindOffShore | 2018-07-21 12:00 | 0.1185
WindOffShore | 2018-07-21 13:00 | 0.1325
WindOffShore | 2018-07-21 14:00 | 0.1438
WindOffShore | 2018-07-21 15:00 | 0.1511
WindOffShore | 2018-07-21 16:00 | 0.1351
WindOffShore | 2018-07-21 17:00 | 0.1145
WindOffShore | 2018-07-21 18:00 | 0.0944
WindOffShore | 2018-07-21 19:00 | 0.0952
WindOffShore | 2018-07-21 20:00 | 0.0685
WindOffShore | 2018-07-21 21:00 | 0.0529
WindOffShore | 2018-07-21 22:00 | 0.0397
WindOffShore | 2018-07-21 23:00 | 0.0287
WindOffShore | 2018-07-22 | 0.0229
WindOffShore | 2018-07-22 01:00 | 0.0209
WindOffShore | 2018-07-22 02:00 | 0.0196
WindOffShore | 2018-07-22 03:00 | 0.0174
WindOffShore | 2018-07-22 04:00 | 0.014
WindOffShore | 2018-07-22 05:00 | 0.0099
WindOffShore | 2018-07-22 06:00 | 0.0006
WindOffShore | 2018-07-22 07:00 | 0
WindOffShore | 2018-07-22 08:00 | 0
WindOffShore | 2018-07-22 09:00 | 0.0002
WindOffShore | 2018-07-22 10:00 | 0.0035
WindOffShore | 2018-07-22 11:00 | 0.013
WindOffShore | 2018-07-22 12:00 | 0.0291
WindOffShore | 2018-07-22 13:00 | 0.0444
WindOffShore | 2018-07-22 14:00 | 0.0571
WindOffShore | 2018-07-22 15:00 | 0.0752
WindOffShore | 2018-07-22 16:00 | 0.0916
WindOffShore | 2018-07-22 17:00 | 0.1153
WindOffShore | 2018-07-22 18:00 | 0.1604
WindOffShore | 2018-07-22 19:00 | 0.2408
WindOffShore | 2018-07-22 20:00 | 0.2971
WindOffShore | 2018-07-22 21:00 | 0.2905
WindOffShore | 2018-07-22 22:00 | 0.2552
WindOffShore | 2018-07-22 23:00 | 0.2233
WindOffShore | 2018-07-23 | 0.1791
WindOffShore | 2018-07-23 01:00 | 0.1465
WindOffShore | 2018-07-23 02:00 | 0.1291
WindOffShore | 2018-07-23 03:00 | 0.1177
WindOffShore | 2018-07-23 04:00 | 0.1061
WindOffShore | 2018-07-23 05:00 | 0.0679
WindOffShore | 2018-07-23 06:00 | 0.0202
WindOffShore | 2018-07-23 07:00 | 0.0037
WindOffShore | 2018-07-23 08:00 | 0.0038
WindOffShore | 2018-07-23 09:00 | 0.0084
WindOffShore | 2018-07-23 10:00 | 0.0151
WindOffShore | 2018-07-23 11:00 | 0.0215
WindOffShore | 2018-07-23 12:00 | 0.0284
WindOffShore | 2018-07-23 13:00 | 0.0328
WindOffShore | 2018-07-23 14:00 | 0.0307
WindOffShore | 2018-07-23 15:00 | 0.0284
WindOffShore | 2018-07-23 16:00 | 0.0307
WindOffShore | 2018-07-23 17:00 | 0.0539
WindOffShore | 2018-07-23 18:00 | 0.125
WindOffShore | 2018-07-23 19:00 | 0.2815
WindOffShore | 2018-07-23 20:00 | 0.4027
WindOffShore | 2018-07-23 21:00 | 0.4376
WindOffShore | 2018-07-23 22:00 | 0.4186
WindOffShore | 2018-07-23 23:00 | 0.3697
WindOffShore | 2018-07-24 | 0.3252
WindOffShore | 2018-07-24 01:00 | 0.3077
WindOffShore | 2018-07-24 02:00 | 0.2802
WindOffShore | 2018-07-24 03:00 | 0.229
WindOffShore | 2018-07-24 04:00 | 0.1614
WindOffShore | 2018-07-24 05:00 | 0.0916
WindOffShore | 2018-07-24 06:00 | 0.037
WindOffShore | 2018-07-24 07:00 | 0.028
WindOffShore | 2018-07-24 08:00 | 0.0246
WindOffShore | 2018-07-24 09:00 | 0.0344
WindOffShore | 2018-07-24 10:00 | 0.0425
WindOffShore | 2018-07-24 11:00 | 0.0582
WindOffShore | 2018-07-24 12:00 | 0.0829
WindOffShore | 2018-07-24 13:00 | 0.1061
WindOffShore | 2018-07-24 14:00 | 0.1325
WindOffShore | 2018-07-24 15:00 | 0.1731
WindOffShore | 2018-07-24 16:00 | 0.236
WindOffShore | 2018-07-24 17:00 | 0.343
WindOffShore | 2018-07-24 18:00 | 0.4056
WindOffShore | 2018-07-24 19:00 | 0.3911
WindOffShore | 2018-07-24 20:00 | 0.3926
WindOffShore | 2018-07-24 21:00 | 0.4172
WindOffShore | 2018-07-24 22:00 | 0.4259
WindOffShore | 2018-07-24 23:00 | 0.3626
WindOffShore | 2018-07-25 | 0.3361
WindOffShore | 2018-07-25 01:00 | 0.343
WindOffShore | 2018-07-25 02:00 | 0.35
WindOffShore | 2018-07-25 03:00 | 0.3375
WindOffShore | 2018-07-25 04:00 | 0.3265
WindOffShore | 2018-07-25 05:00 | 0.2503
WindOffShore | 2018-07-25 06:00 | 0.1811
WindOffShore | 2018-07-25 07:00 | 0.1201
WindOffShore | 2018-07-25 08:00 | 0.0555
WindOffShore | 2018-07-25 09:00 | 0.0232
WindOffShore | 2018-07-25 10:00 | 0.0099
WindOffShore | 2018-07-25 11:00 | 0.0012
WindOffShore | 2018-07-25 12:00 | 0.0003
WindOffShore | 2018-07-25 13:00 | 0.0003
WindOffShore | 2018-07-25 14:00 | 0.0028
WindOffShore | 2018-07-25 15:00 | 0.0059
WindOffShore | 2018-07-25 16:00 | 0.0125
WindOffShore | 2018-07-25 17:00 | 0.0232
WindOffShore | 2018-07-25 18:00 | 0.037
WindOffShore | 2018-07-25 19:00 | 0.0709
WindOffShore | 2018-07-25 20:00 | 0.1217
WindOffShore | 2018-07-25 21:00 | 0.1771
WindOffShore | 2018-07-25 22:00 | 0.2054
WindOffShore | 2018-07-25 23:00 | 0.1904
WindOffShore | 2018-07-26 | 0.1576
WindOffShore | 2018-07-26 01:00 | 0.1275
WindOffShore | 2018-07-26 02:00 | 0.113
WindOffShore | 2018-07-26 03:00 | 0.0959
WindOffShore | 2018-07-26 04:00 | 0.0709
WindOffShore | 2018-07-26 05:00 | 0.0388
WindOffShore | 2018-07-26 06:00 | 0.0148
WindOffShore | 2018-07-26 07:00 | 0.0349
WindOffShore | 2018-07-26 08:00 | 0.0679
WindOffShore | 2018-07-26 09:00 | 0.0829
WindOffShore | 2018-07-26 10:00 | 0.1054
WindOffShore | 2018-07-26 11:00 | 0.1242
WindOffShore | 2018-07-26 12:00 | 0.143
WindOffShore | 2018-07-26 13:00 | 0.1595
WindOffShore | 2018-07-26 14:00 | 0.175
WindOffShore | 2018-07-26 15:00 | 0.1914
WindOffShore | 2018-07-26 16:00 | 0.2244
WindOffShore | 2018-07-26 17:00 | 0.3037
WindOffShore | 2018-07-26 18:00 | 0.3911
WindOffShore | 2018-07-26 19:00 | 0.4215
WindOffShore | 2018-07-26 20:00 | 0.4143
WindOffShore | 2018-07-26 21:00 | 0.384
WindOffShore | 2018-07-26 22:00 | 0.3854
WindOffShore | 2018-07-26 23:00 | 0.4012
WindOffShore | 2018-07-27 | 0.357
WindOffShore | 2018-07-27 01:00 | 0.279
WindOffShore | 2018-07-27 02:00 | 0.2302
WindOffShore | 2018-07-27 03:00 | 0.2244
WindOffShore | 2018-07-27 04:00 | 0.2279
WindOffShore | 2018-07-27 05:00 | 0.1456
WindOffShore | 2018-07-27 06:00 | 0.0697
WindOffShore | 2018-07-27 07:00 | 0.037
WindOffShore | 2018-07-27 08:00 | 0.0148
WindOffShore | 2018-07-27 09:00 | 0.0261
WindOffShore | 2018-07-27 10:00 | 0.0656
WindOffShore | 2018-07-27 11:00 | 0.1054
WindOffShore | 2018-07-27 12:00 | 0.1385
WindOffShore | 2018-07-27 13:00 | 0.1967
WindOffShore | 2018-07-27 14:00 | 0.3143
WindOffShore | 2018-07-27 15:00 | 0.4041
WindOffShore | 2018-07-27 16:00 | 0.423
WindOffShore | 2018-07-27 17:00 | 0.3224
WindOffShore | 2018-07-27 18:00 | 0.1883
WindOffShore | 2018-07-27 19:00 | 0.3514
WindOffShore | 2018-07-27 20:00 | 0.3825
WindOffShore | 2018-07-27 21:00 | 0.4522
WindOffShore | 2018-07-27 22:00 | 0.5322
WindOffShore | 2018-07-27 23:00 | 0.5733
WindOffShore | 2018-07-28 | 0.5872
WindOffShore | 2018-07-28 01:00 | 0.6076
WindOffShore | 2018-07-28 02:00 | 0.6209
WindOffShore | 2018-07-28 03:00 | 0.6718
WindOffShore | 2018-07-28 04:00 | 0.685
WindOffShore | 2018-07-28 05:00 | 0.7742
WindOffShore | 2018-07-28 06:00 | 0.7897
WindOffShore | 2018-07-28 07:00 | 0.6766
WindOffShore | 2018-07-28 08:00 | 0.5322
WindOffShore | 2018-07-28 09:00 | 0.5004
WindOffShore | 2018-07-28 10:00 | 0.5048
WindOffShore | 2018-07-28 11:00 | 0.5294
WindOffShore | 2018-07-28 12:00 | 0.5607
WindOffShore | 2018-07-28 13:00 | 0.6035
WindOffShore | 2018-07-28 14:00 | 0.6392
WindOffShore | 2018-07-28 15:00 | 0.6607
WindOffShore | 2018-07-28 16:00 | 0.6544
WindOffShore | 2018-07-28 17:00 | 0.6116
WindOffShore | 2018-07-28 18:00 | 0.5621
WindOffShore | 2018-07-28 19:00 | 0.5279
WindOffShore | 2018-07-28 20:00 | 0.5408
WindOffShore | 2018-07-28 21:00 | 0.5579
WindOffShore | 2018-07-28 22:00 | 0.6049
WindOffShore | 2018-07-28 23:00 | 0.6519
WindOffShore | 2018-07-29 | 0.6921
WindOffShore | 2018-07-29 01:00 | 0.7149
WindOffShore | 2018-07-29 02:00 | 0.7312
WindOffShore | 2018-07-29 03:00 | 0.7385
WindOffShore | 2018-07-29 04:00 | 0.7798
WindOffShore | 2018-07-29 05:00 | 0.8001
WindOffShore | 2018-07-29 06:00 | 0.814
WindOffShore | 2018-07-29 07:00 | 0.9315
WindOffShore | 2018-07-29 08:00 | 0.9557
WindOffShore | 2018-07-29 09:00 | 0.9578
WindOffShore | 2018-07-29 10:00 | 0.9489
WindOffShore | 2018-07-29 11:00 | 0.9381
WindOffShore | 2018-07-29 12:00 | 0.9305
WindOffShore | 2018-07-29 13:00 | 0.9247
WindOffShore | 2018-07-29 14:00 | 0.9244
WindOffShore | 2018-07-29 15:00 | 0.9217
WindOffShore | 2018-07-29 16:00 | 0.9095
WindOffShore | 2018-07-29 17:00 | 0.8847
WindOffShore | 2018-07-29 18:00 | 0.7852
WindOffShore | 2018-07-29 19:00 | 0.7312
WindOffShore | 2018-07-29 20:00 | 0.6862
WindOffShore | 2018-07-29 21:00 | 0.6705
WindOffShore | 2018-07-29 22:00 | 0.7301
WindOffShore | 2018-07-29 23:00 | 0.6826
WindOffShore | 2018-07-30 | 0.6644
WindOffShore | 2018-07-30 01:00 | 0.6594
WindOffShore | 2018-07-30 02:00 | 0.6766
WindOffShore | 2018-07-30 03:00 | 0.7508
WindOffShore | 2018-07-30 04:00 | 0.7549
WindOffShore | 2018-07-30 05:00 | 0.6862
WindOffShore | 2018-07-30 06:00 | 0.6607
WindOffShore | 2018-07-30 07:00 | 0.8457
WindOffShore | 2018-07-30 08:00 | 0.9038
WindOffShore | 2018-07-30 09:00 | 0.9221
WindOffShore | 2018-07-30 10:00 | 0.9221
WindOffShore | 2018-07-30 11:00 | 0.9065
WindOffShore | 2018-07-30 12:00 | 0.8749
WindOffShore | 2018-07-30 13:00 | 0.8402
WindOffShore | 2018-07-30 14:00 | 0.7647
WindOffShore | 2018-07-30 15:00 | 0.6594
WindOffShore | 2018-07-30 16:00 | 0.5761
WindOffShore | 2018-07-30 17:00 | 0.4815
WindOffShore | 2018-07-30 18:00 | 0.3197
WindOffShore | 2018-07-30 19:00 | 0.2663
WindOffShore | 2018-07-30 20:00 | 0.2854
WindOffShore | 2018-07-30 21:00 | 0.2945
WindOffShore | 2018-07-30 22:00 | 0.3612
WindOffShore | 2018-07-30 23:00 | 0.4449
WindOffShore | 2018-07-31 | 0.5091
WindOffShore | 2018-07-31 01:00 | 0.5465
WindOffShore | 2018-07-31 02:00 | 0.5705
WindOffShore | 2018-07-31 03:00 | 0.5236
WindOffShore | 2018-07-31 04:00 | 0.4742
WindOffShore | 2018-07-31 05:00 | 0.3389
WindOffShore | 2018-07-31 06:00 | 0.2443
WindOffShore | 2018-07-31 07:00 | 0.2109
WindOffShore | 2018-07-31 08:00 | 0.1691
WindOffShore | 2018-07-31 09:00 | 0.1493
WindOffShore | 2018-07-31 10:00 | 0.143
WindOffShore | 2018-07-31 11:00 | 0.1567
WindOffShore | 2018-07-31 12:00 | 0.201
WindOffShore | 2018-07-31 13:00 | 0.2638
WindOffShore | 2018-07-31 14:00 | 0.309
WindOffShore | 2018-07-31 15:00 | 0.3077
WindOffShore | 2018-07-31 16:00 | 0.2713
WindOffShore | 2018-07-31 17:00 | 0.2443
WindOffShore | 2018-07-31 18:00 | 0.2528
WindOffShore | 2018-07-31 19:00 | 0.2997
WindOffShore | 2018-07-31 20:00 | 0.3347
WindOffShore | 2018-07-31 21:00 | 0.3472
WindOffShore | 2018-07-31 22:00 | 0.3669
WindOffShore | 2018-07-31 23:00 | 0.3626
WindOffShore | 2018-08-01 | 0.3238
WindOffShore | 2018-08-01 01:00 | 0.2893
WindOffShore | 2018-08-01 02:00 | 0.2589
WindOffShore | 2018-08-01 03:00 | 0.2528
WindOffShore | 2018-08-01 04:00 | 0.2589
WindOffShore | 2018-08-01 05:00 | 0.2244
WindOffShore | 2018-08-01 06:00 | 0.1193
WindOffShore | 2018-08-01 07:00 | 0.0616
WindOffShore | 2018-08-01 08:00 | 0.0299
WindOffShore | 2018-08-01 09:00 | 0.0148
WindOffShore | 2018-08-01 10:00 | 0.0106
WindOffShore | 2018-08-01 11:00 | 0.0186
WindOffShore | 2018-08-01 12:00 | 0.0239
WindOffShore | 2018-08-01 13:00 | 0.028
WindOffShore | 2018-08-01 14:00 | 0.0332
WindOffShore | 2018-08-01 15:00 | 0.0406
WindOffShore | 2018-08-01 16:00 | 0.0468
WindOffShore | 2018-08-01 17:00 | 0.0539
WindOffShore | 2018-08-01 18:00 | 0.0944
WindOffShore | 2018-08-01 19:00 | 0.1842
WindOffShore | 2018-08-01 20:00 | 0.2958
WindOffShore | 2018-08-01 21:00 | 0.3854
WindOffShore | 2018-08-01 22:00 | 0.4288
WindOffShore | 2018-08-01 23:00 | 0.4245
WindOffShore | 2018-08-02 | 0.4274
WindOffShore | 2018-08-02 01:00 | 0.4245
WindOffShore | 2018-08-02 02:00 | 0.4157
WindOffShore | 2018-08-02 03:00 | 0.4056
WindOffShore | 2018-08-02 04:00 | 0.3955
WindOffShore | 2018-08-02 05:00 | 0.2945
WindOffShore | 2018-08-02 06:00 | 0.1403
WindOffShore | 2018-08-02 07:00 | 0.1145
WindOffShore | 2018-08-02 08:00 | 0.1258
WindOffShore | 2018-08-02 09:00 | 0.1317
WindOffShore | 2018-08-02 10:00 | 0.1351
WindOffShore | 2018-08-02 11:00 | 0.125
WindOffShore | 2018-08-02 12:00 | 0.1039
WindOffShore | 2018-08-02 13:00 | 0.0777
WindOffShore | 2018-08-02 14:00 | 0.0561
WindOffShore | 2018-08-02 15:00 | 0.0415
WindOffShore | 2018-08-02 16:00 | 0.0357
WindOffShore | 2018-08-02 17:00 | 0.0415
WindOffShore | 2018-08-02 18:00 | 0.0765
WindOffShore | 2018-08-02 19:00 | 0.2516
WindOffShore | 2018-08-02 20:00 | 0.5565
WindOffShore | 2018-08-02 21:00 | 0.6718
WindOffShore | 2018-08-02 22:00 | 0.6569
WindOffShore | 2018-08-02 23:00 | 0.6008
WindOffShore | 2018-08-03 | 0.5236
WindOffShore | 2018-08-03 01:00 | 0.4537
WindOffShore | 2018-08-03 02:00 | 0.4172
WindOffShore | 2018-08-03 03:00 | 0.4143
WindOffShore | 2018-08-03 04:00 | 0.4201
WindOffShore | 2018-08-03 05:00 | 0.3612
WindOffShore | 2018-08-03 06:00 | 0.2098
WindOffShore | 2018-08-03 07:00 | 0.1438
WindOffShore | 2018-08-03 08:00 | 0.1539
WindOffShore | 2018-08-03 09:00 | 0.1153
WindOffShore | 2018-08-03 10:00 | 0.0344
WindOffShore | 2018-08-03 11:00 | 0.0065
WindOffShore | 2018-08-03 12:00 | 0.0038
WindOffShore | 2018-08-03 13:00 | 0.0088
WindOffShore | 2018-08-03 14:00 | 0.0193
WindOffShore | 2018-08-03 15:00 | 0.0344
WindOffShore | 2018-08-03 16:00 | 0.055
WindOffShore | 2018-08-03 17:00 | 0.0855
WindOffShore | 2018-08-03 18:00 | 0.1493
WindOffShore | 2018-08-03 19:00 | 0.357
WindOffShore | 2018-08-03 20:00 | 0.5775
WindOffShore | 2018-08-03 21:00 | 0.6116
WindOffShore | 2018-08-03 22:00 | 0.6196
WindOffShore | 2018-08-03 23:00 | 0.5981
WindOffShore | 2018-08-04 | 0.5437
WindOffShore | 2018-08-04 01:00 | 0.5019
WindOffShore | 2018-08-04 02:00 | 0.48
WindOffShore | 2018-08-04 03:00 | 0.4551
WindOffShore | 2018-08-04 04:00 | 0.4201
WindOffShore | 2018-08-04 05:00 | 0.3279
WindOffShore | 2018-08-04 06:00 | 0.2043
WindOffShore | 2018-08-04 07:00 | 0.176
WindOffShore | 2018-08-04 08:00 | 0.2142
WindOffShore | 2018-08-04 09:00 | 0.2109
WindOffShore | 2018-08-04 10:00 | 0.2065
WindOffShore | 2018-08-04 11:00 | 0.2279
WindOffShore | 2018-08-04 12:00 | 0.2396
WindOffShore | 2018-08-04 13:00 | 0.236
WindOffShore | 2018-08-04 14:00 | 0.2279
WindOffShore | 2018-08-04 15:00 | 0.2233
WindOffShore | 2018-08-04 16:00 | 0.2396
WindOffShore | 2018-08-04 17:00 | 0.301
WindOffShore | 2018-08-04 18:00 | 0.4595
WindOffShore | 2018-08-04 19:00 | 0.6632
WindOffShore | 2018-08-04 20:00 | 0.7013
WindOffShore | 2018-08-04 21:00 | 0.6644
WindOffShore | 2018-08-04 22:00 | 0.6314
WindOffShore | 2018-08-04 23:00 | 0.5844
WindOffShore | 2018-08-05 | 0.4946
WindOffShore | 2018-08-05 01:00 | 0.4347
WindOffShore | 2018-08-05 02:00 | 0.4085
WindOffShore | 2018-08-05 03:00 | 0.4085
WindOffShore | 2018-08-05 04:00 | 0.4201
WindOffShore | 2018-08-05 05:00 | 0.3472
WindOffShore | 2018-08-05 06:00 | 0.2396
WindOffShore | 2018-08-05 07:00 | 0.2187
WindOffShore | 2018-08-05 08:00 | 0.1595
WindOffShore | 2018-08-05 09:00 | 0.093
WindOffShore | 2018-08-05 10:00 | 0.0566
WindOffShore | 2018-08-05 11:00 | 0.0392
WindOffShore | 2018-08-05 12:00 | 0.0239
WindOffShore | 2018-08-05 13:00 | 0.0099
WindOffShore | 2018-08-05 14:00 | 0.0022
WindOffShore | 2018-08-05 15:00 | 0.0005
WindOffShore | 2018-08-05 16:00 | 0.0014
WindOffShore | 2018-08-05 17:00 | 0.0061
WindOffShore | 2018-08-05 18:00 | 0.0239
WindOffShore | 2018-08-05 19:00 | 0.079
WindOffShore | 2018-08-05 20:00 | 0.1359
WindOffShore | 2018-08-05 21:00 | 0.1456
WindOffShore | 2018-08-05 22:00 | 0.1595
WindOffShore | 2018-08-05 23:00 | 0.1862
WindOffShore | 2018-08-06 | 0.2279
WindOffShore | 2018-08-06 01:00 | 0.2854
WindOffShore | 2018-08-06 02:00 | 0.2971
WindOffShore | 2018-08-06 03:00 | 0.2764
WindOffShore | 2018-08-06 04:00 | 0.2408
WindOffShore | 2018-08-06 05:00 | 0.1914
WindOffShore | 2018-08-06 06:00 | 0.0875
WindOffShore | 2018-08-06 07:00 | 0.0272
WindOffShore | 2018-08-06 08:00 | 0.0151
WindOffShore | 2018-08-06 09:00 | 0.0328
WindOffShore | 2018-08-06 10:00 | 0.0397
WindOffShore | 2018-08-06 11:00 | 0.0503
WindOffShore | 2018-08-06 12:00 | 0.0656
WindOffShore | 2018-08-06 13:00 | 0.0822
WindOffShore | 2018-08-06 14:00 | 0.1002
WindOffShore | 2018-08-06 15:00 | 0.1153
WindOffShore | 2018-08-06 16:00 | 0.1283
WindOffShore | 2018-08-06 17:00 | 0.1474
WindOffShore | 2018-08-06 18:00 | 0.1904
WindOffShore | 2018-08-06 19:00 | 0.2455
WindOffShore | 2018-08-06 20:00 | 0.2802
WindOffShore | 2018-08-06 21:00 | 0.2854
WindOffShore | 2018-08-06 22:00 | 0.2528
WindOffShore | 2018-08-06 23:00 | 0.2313
WindOffShore | 2018-08-07 | 0.221
WindOffShore | 2018-08-07 01:00 | 0.2087
WindOffShore | 2018-08-07 02:00 | 0.1821
WindOffShore | 2018-08-07 03:00 | 0.1623
WindOffShore | 2018-08-07 04:00 | 0.1334
WindOffShore | 2018-08-07 05:00 | 0.0995
WindOffShore | 2018-08-07 06:00 | 0.0518
WindOffShore | 2018-08-07 07:00 | 0.0257
WindOffShore | 2018-08-07 08:00 | 0.0219
WindOffShore | 2018-08-07 09:00 | 0.0209
WindOffShore | 2018-08-07 10:00 | 0.0311
WindOffShore | 2018-08-07 11:00 | 0.0916
WindOffShore | 2018-08-07 12:00 | 0.1801
WindOffShore | 2018-08-07 13:00 | 0.3612
WindOffShore | 2018-08-07 14:00 | 0.5565
WindOffShore | 2018-08-07 15:00 | 0.7081
WindOffShore | 2018-08-07 16:00 | 0.7723
WindOffShore | 2018-08-07 17:00 | 0.7657
WindOffShore | 2018-08-07 18:00 | 0.7618
WindOffShore | 2018-08-07 19:00 | 0.6693
WindOffShore | 2018-08-07 20:00 | 0.5565
WindOffShore | 2018-08-07 21:00 | 0.3697
WindOffShore | 2018-08-07 22:00 | 0.2764
WindOffShore | 2018-08-07 23:00 | 0.2663
WindOffShore | 2018-08-08 | 0.2601
WindOffShore | 2018-08-08 01:00 | 0.2503
WindOffShore | 2018-08-08 02:00 | 0.2054
WindOffShore | 2018-08-08 03:00 | 0.1474
WindOffShore | 2018-08-08 04:00 | 0.093
WindOffShore | 2018-08-08 05:00 | 0.0332
WindOffShore | 2018-08-08 06:00 | 0.0013
WindOffShore | 2018-08-08 07:00 | 0.0076
WindOffShore | 2018-08-08 08:00 | 0.0448
WindOffShore | 2018-08-08 09:00 | 0.0896
WindOffShore | 2018-08-08 10:00 | 0.1359
WindOffShore | 2018-08-08 11:00 | 0.1652
WindOffShore | 2018-08-08 12:00 | 0.1873
WindOffShore | 2018-08-08 13:00 | 0.2021
WindOffShore | 2018-08-08 14:00 | 0.2043
WindOffShore | 2018-08-08 15:00 | 0.1967
WindOffShore | 2018-08-08 16:00 | 0.1914
WindOffShore | 2018-08-08 17:00 | 0.1731
WindOffShore | 2018-08-08 18:00 | 0.152
WindOffShore | 2018-08-08 19:00 | 0.2109
WindOffShore | 2018-08-08 20:00 | 0.2893
WindOffShore | 2018-08-08 21:00 | 0.3926
WindOffShore | 2018-08-08 22:00 | 0.4698
WindOffShore | 2018-08-08 23:00 | 0.4873
WindOffShore | 2018-08-09 | 0.4917
WindOffShore | 2018-08-09 01:00 | 0.5494
WindOffShore | 2018-08-09 02:00 | 0.5954
WindOffShore | 2018-08-09 03:00 | 0.6262
WindOffShore | 2018-08-09 04:00 | 0.5691
WindOffShore | 2018-08-09 05:00 | 0.5294
WindOffShore | 2018-08-09 06:00 | 0.5536
WindOffShore | 2018-08-09 07:00 | 0.4961
WindOffShore | 2018-08-09 08:00 | 0.4478
WindOffShore | 2018-08-09 09:00 | 0.4464
WindOffShore | 2018-08-09 10:00 | 0.4434
WindOffShore | 2018-08-09 11:00 | 0.4683
WindOffShore | 2018-08-09 12:00 | 0.5164
WindOffShore | 2018-08-09 13:00 | 0.5522
WindOffShore | 2018-08-09 14:00 | 0.5747
WindOffShore | 2018-08-09 15:00 | 0.6008
WindOffShore | 2018-08-09 16:00 | 0.6353
WindOffShore | 2018-08-09 17:00 | 0.6693
WindOffShore | 2018-08-09 18:00 | 0.679
WindOffShore | 2018-08-09 19:00 | 0.6417
WindOffShore | 2018-08-09 20:00 | 0.5858
WindOffShore | 2018-08-09 21:00 | 0.5607
WindOffShore | 2018-08-09 22:00 | 0.5236
WindOffShore | 2018-08-09 23:00 | 0.4434
WindOffShore | 2018-08-10 | 0.3389
WindOffShore | 2018-08-10 01:00 | 0.2589
WindOffShore | 2018-08-10 02:00 | 0.2032
WindOffShore | 2018-08-10 03:00 | 0.1643
WindOffShore | 2018-08-10 04:00 | 0.1585
WindOffShore | 2018-08-10 05:00 | 0.1771
WindOffShore | 2018-08-10 06:00 | 0.1946
WindOffShore | 2018-08-10 07:00 | 0.2479
WindOffShore | 2018-08-10 08:00 | 0.3077
WindOffShore | 2018-08-10 09:00 | 0.407
WindOffShore | 2018-08-10 10:00 | 0.512
WindOffShore | 2018-08-10 11:00 | 0.5954
WindOffShore | 2018-08-10 12:00 | 0.6288
WindOffShore | 2018-08-10 13:00 | 0.6116
WindOffShore | 2018-08-10 14:00 | 0.5761
WindOffShore | 2018-08-10 15:00 | 0.5308
WindOffShore | 2018-08-10 16:00 | 0.4946
WindOffShore | 2018-08-10 17:00 | 0.4464
WindOffShore | 2018-08-10 18:00 | 0.384
WindOffShore | 2018-08-10 19:00 | 0.3711
WindOffShore | 2018-08-10 20:00 | 0.3486
WindOffShore | 2018-08-10 21:00 | 0.313
WindOffShore | 2018-08-10 22:00 | 0.2739
WindOffShore | 2018-08-10 23:00 | 0.229
WindOffShore | 2018-08-11 | 0.1781
WindOffShore | 2018-08-11 01:00 | 0.1201
WindOffShore | 2018-08-11 02:00 | 0.0656
WindOffShore | 2018-08-11 03:00 | 0.0209
WindOffShore | 2018-08-11 04:00 | 0.0009
WindOffShore | 2018-08-11 05:00 | 0.0008
WindOffShore | 2018-08-11 06:00 | 0.0094
WindOffShore | 2018-08-11 07:00 | 0.0171
WindOffShore | 2018-08-11 08:00 | 0.0323
WindOffShore | 2018-08-11 09:00 | 0.0524
WindOffShore | 2018-08-11 10:00 | 0.0727
WindOffShore | 2018-08-11 11:00 | 0.0882
WindOffShore | 2018-08-11 12:00 | 0.1031
WindOffShore | 2018-08-11 13:00 | 0.1193
WindOffShore | 2018-08-11 14:00 | 0.1308
WindOffShore | 2018-08-11 15:00 | 0.1209
WindOffShore | 2018-08-11 16:00 | 0.0889
WindOffShore | 2018-08-11 17:00 | 0.0561
WindOffShore | 2018-08-11 18:00 | 0.0444
WindOffShore | 2018-08-11 19:00 | 0.0458
WindOffShore | 2018-08-11 20:00 | 0.0319
WindOffShore | 2018-08-11 21:00 | 0.0125
WindOffShore | 2018-08-11 22:00 | 0.0004
WindOffShore | 2018-08-11 23:00 | 0.0028
WindOffShore | 2018-08-12 | 0.0225
WindOffShore | 2018-08-12 01:00 | 0.0577
WindOffShore | 2018-08-12 02:00 | 0.0889
WindOffShore | 2018-08-12 03:00 | 0.1242
WindOffShore | 2018-08-12 04:00 | 0.1721
WindOffShore | 2018-08-12 05:00 | 0.1957
WindOffShore | 2018-08-12 06:00 | 0.1266
WindOffShore | 2018-08-12 07:00 | 0.1099
WindOffShore | 2018-08-12 08:00 | 0.1529
WindOffShore | 2018-08-12 09:00 | 0.2043
WindOffShore | 2018-08-12 10:00 | 0.2751
WindOffShore | 2018-08-12 11:00 | 0.3612
WindOffShore | 2018-08-12 12:00 | 0.4581
WindOffShore | 2018-08-12 13:00 | 0.5351
WindOffShore | 2018-08-12 14:00 | 0.5967
WindOffShore | 2018-08-12 15:00 | 0.643
WindOffShore | 2018-08-12 16:00 | 0.6693
WindOffShore | 2018-08-12 17:00 | 0.6718
WindOffShore | 2018-08-12 18:00 | 0.5844
WindOffShore | 2018-08-12 19:00 | 0.5705
WindOffShore | 2018-08-12 20:00 | 0.525
WindOffShore | 2018-08-12 21:00 | 0.5193
WindOffShore | 2018-08-12 22:00 | 0.5279
WindOffShore | 2018-08-12 23:00 | 0.5565
WindOffShore | 2018-08-13 | 0.6049
WindOffShore | 2018-08-13 01:00 | 0.5789
WindOffShore | 2018-08-13 02:00 | 0.5635
WindOffShore | 2018-08-13 03:00 | 0.5279
WindOffShore | 2018-08-13 04:00 | 0.538
WindOffShore | 2018-08-13 05:00 | 0.4361
WindOffShore | 2018-08-13 06:00 | 0.3063
WindOffShore | 2018-08-13 07:00 | 0.3444
WindOffShore | 2018-08-13 08:00 | 0.3612
WindOffShore | 2018-08-13 09:00 | 0.3811
WindOffShore | 2018-08-13 10:00 | 0.4201
WindOffShore | 2018-08-13 11:00 | 0.4829
WindOffShore | 2018-08-13 12:00 | 0.5322
WindOffShore | 2018-08-13 13:00 | 0.5265
WindOffShore | 2018-08-13 14:00 | 0.5308
WindOffShore | 2018-08-13 15:00 | 0.5522
WindOffShore | 2018-08-13 16:00 | 0.5494
WindOffShore | 2018-08-13 17:00 | 0.5004
WindOffShore | 2018-08-13 18:00 | 0.4245
WindOffShore | 2018-08-13 19:00 | 0.4085
WindOffShore | 2018-08-13 20:00 | 0.4303
WindOffShore | 2018-08-13 21:00 | 0.4581
WindOffShore | 2018-08-13 22:00 | 0.4756
WindOffShore | 2018-08-13 23:00 | 0.4493
WindOffShore | 2018-08-14 | 0.4012
WindOffShore | 2018-08-14 01:00 | 0.3458
WindOffShore | 2018-08-14 02:00 | 0.3077
WindOffShore | 2018-08-14 03:00 | 0.2984
WindOffShore | 2018-08-14 04:00 | 0.2867
WindOffShore | 2018-08-14 05:00 | 0.2638
WindOffShore | 2018-08-14 06:00 | 0.1691
WindOffShore | 2018-08-14 07:00 | 0.1076
WindOffShore | 2018-08-14 08:00 | 0.0803
WindOffShore | 2018-08-14 09:00 | 0.0809
WindOffShore | 2018-08-14 10:00 | 0.0916
WindOffShore | 2018-08-14 11:00 | 0.1138
WindOffShore | 2018-08-14 12:00 | 0.1342
WindOffShore | 2018-08-14 13:00 | 0.1465
WindOffShore | 2018-08-14 14:00 | 0.1557
WindOffShore | 2018-08-14 15:00 | 0.176
WindOffShore | 2018-08-14 16:00 | 0.1978
WindOffShore | 2018-08-14 17:00 | 0.2142
WindOffShore | 2018-08-14 18:00 | 0.2372
WindOffShore | 2018-08-14 19:00 | 0.2751
WindOffShore | 2018-08-14 20:00 | 0.2945
WindOffShore | 2018-08-14 21:00 | 0.2919
WindOffShore | 2018-08-14 22:00 | 0.2577
WindOffShore | 2018-08-14 23:00 | 0.229
WindOffShore | 2018-08-15 | 0.2233
WindOffShore | 2018-08-15 01:00 | 0.1821
WindOffShore | 2018-08-15 02:00 | 0.1031
WindOffShore | 2018-08-15 03:00 | 0.0458
WindOffShore | 2018-08-15 04:00 | 0.0205
WindOffShore | 2018-08-15 05:00 | 0.0117
WindOffShore | 2018-08-15 06:00 | 0.0072
WindOffShore | 2018-08-15 07:00 | 0.0122
WindOffShore | 2018-08-15 08:00 | 0.0219
WindOffShore | 2018-08-15 09:00 | 0.0183
WindOffShore | 2018-08-15 10:00 | 0.013
WindOffShore | 2018-08-15 11:00 | 0.0113
WindOffShore | 2018-08-15 12:00 | 0.014
WindOffShore | 2018-08-15 13:00 | 0.0196
WindOffShore | 2018-08-15 14:00 | 0.0254
WindOffShore | 2018-08-15 15:00 | 0.0311
WindOffShore | 2018-08-15 16:00 | 0.0375
WindOffShore | 2018-08-15 17:00 | 0.0644
WindOffShore | 2018-08-15 18:00 | 0.1595
WindOffShore | 2018-08-15 19:00 | 0.2945
WindOffShore | 2018-08-15 20:00 | 0.3598
WindOffShore | 2018-08-15 21:00 | 0.3626
WindOffShore | 2018-08-15 22:00 | 0.3584
WindOffShore | 2018-08-15 23:00 | 0.317
WindOffShore | 2018-08-16 | 0.2802
WindOffShore | 2018-08-16 01:00 | 0.236
WindOffShore | 2018-08-16 02:00 | 0.1852
WindOffShore | 2018-08-16 03:00 | 0.1576
WindOffShore | 2018-08-16 04:00 | 0.1447
WindOffShore | 2018-08-16 05:00 | 0.1317
WindOffShore | 2018-08-16 06:00 | 0.0784
WindOffShore | 2018-08-16 07:00 | 0.0599
WindOffShore | 2018-08-16 08:00 | 0.0638
WindOffShore | 2018-08-16 09:00 | 0.0703
WindOffShore | 2018-08-16 10:00 | 0.0842
WindOffShore | 2018-08-16 11:00 | 0.143
WindOffShore | 2018-08-16 12:00 | 0.2233
WindOffShore | 2018-08-16 13:00 | 0.2701
WindOffShore | 2018-08-16 14:00 | 0.2971
WindOffShore | 2018-08-16 15:00 | 0.3584
WindOffShore | 2018-08-16 16:00 | 0.439
WindOffShore | 2018-08-16 17:00 | 0.5178
WindOffShore | 2018-08-16 18:00 | 0.5279
WindOffShore | 2018-08-16 19:00 | 0.5775
WindOffShore | 2018-08-16 20:00 | 0.6456
WindOffShore | 2018-08-16 21:00 | 0.6519
WindOffShore | 2018-08-16 22:00 | 0.5422
WindOffShore | 2018-08-16 23:00 | 0.4259
WindOffShore | 2018-08-17 | 0.4405
WindOffShore | 2018-08-17 01:00 | 0.4493
WindOffShore | 2018-08-17 02:00 | 0.439
WindOffShore | 2018-08-17 03:00 | 0.442
WindOffShore | 2018-08-17 04:00 | 0.4303
WindOffShore | 2018-08-17 05:00 | 0.3897
WindOffShore | 2018-08-17 06:00 | 0.2372
WindOffShore | 2018-08-17 07:00 | 0.2777
WindOffShore | 2018-08-17 08:00 | 0.2221
WindOffShore | 2018-08-17 09:00 | 0.1914
WindOffShore | 2018-08-17 10:00 | 0.1771
WindOffShore | 2018-08-17 11:00 | 0.1643
WindOffShore | 2018-08-17 12:00 | 0.1493
WindOffShore | 2018-08-17 13:00 | 0.152
WindOffShore | 2018-08-17 14:00 | 0.1623
WindOffShore | 2018-08-17 15:00 | 0.1614
WindOffShore | 2018-08-17 16:00 | 0.1438
WindOffShore | 2018-08-17 17:00 | 0.1474
WindOffShore | 2018-08-17 18:00 | 0.2221
WindOffShore | 2018-08-17 19:00 | 0.3417
WindOffShore | 2018-08-17 20:00 | 0.3854
WindOffShore | 2018-08-17 21:00 | 0.3486
WindOffShore | 2018-08-17 22:00 | 0.3157
WindOffShore | 2018-08-17 23:00 | 0.2764
WindOffShore | 2018-08-18 | 0.2491
WindOffShore | 2018-08-18 01:00 | 0.1883
WindOffShore | 2018-08-18 02:00 | 0.1233
WindOffShore | 2018-08-18 03:00 | 0.079
WindOffShore | 2018-08-18 04:00 | 0.0508
WindOffShore | 2018-08-18 05:00 | 0.0336
WindOffShore | 2018-08-18 06:00 | 0.0101
WindOffShore | 2018-08-18 07:00 | 0.0068
WindOffShore | 2018-08-18 08:00 | 0.0146
WindOffShore | 2018-08-18 09:00 | 0.0209
WindOffShore | 2018-08-18 10:00 | 0.0219
WindOffShore | 2018-08-18 11:00 | 0.0222
WindOffShore | 2018-08-18 12:00 | 0.0229
WindOffShore | 2018-08-18 13:00 | 0.0265
WindOffShore | 2018-08-18 14:00 | 0.0379
WindOffShore | 2018-08-18 15:00 | 0.061
WindOffShore | 2018-08-18 16:00 | 0.091
WindOffShore | 2018-08-18 17:00 | 0.1412
WindOffShore | 2018-08-18 18:00 | 0.2601
WindOffShore | 2018-08-18 19:00 | 0.3782
WindOffShore | 2018-08-18 20:00 | 0.3825
WindOffShore | 2018-08-18 21:00 | 0.3472
WindOffShore | 2018-08-18 22:00 | 0.3306
WindOffShore | 2018-08-18 23:00 | 0.3143
WindOffShore | 2018-08-19 | 0.288
WindOffShore | 2018-08-19 01:00 | 0.2552
WindOffShore | 2018-08-19 02:00 | 0.2221
WindOffShore | 2018-08-19 03:00 | 0.1862
WindOffShore | 2018-08-19 04:00 | 0.1623
WindOffShore | 2018-08-19 05:00 | 0.1548
WindOffShore | 2018-08-19 06:00 | 0.1054
WindOffShore | 2018-08-19 07:00 | 0.1009
WindOffShore | 2018-08-19 08:00 | 0.1054
WindOffShore | 2018-08-19 09:00 | 0.1061
WindOffShore | 2018-08-19 10:00 | 0.1091
WindOffShore | 2018-08-19 11:00 | 0.1177
WindOffShore | 2018-08-19 12:00 | 0.1342
WindOffShore | 2018-08-19 13:00 | 0.1567
WindOffShore | 2018-08-19 14:00 | 0.1842
WindOffShore | 2018-08-19 15:00 | 0.2153
WindOffShore | 2018-08-19 16:00 | 0.2516
WindOffShore | 2018-08-19 17:00 | 0.2997
WindOffShore | 2018-08-19 18:00 | 0.3697
WindOffShore | 2018-08-19 19:00 | 0.3811
WindOffShore | 2018-08-19 20:00 | 0.35
WindOffShore | 2018-08-19 21:00 | 0.3306
WindOffShore | 2018-08-19 22:00 | 0.3184
WindOffShore | 2018-08-19 23:00 | 0.2971
WindOffShore | 2018-08-20 | 0.2651
WindOffShore | 2018-08-20 01:00 | 0.2221
WindOffShore | 2018-08-20 02:00 | 0.1831
WindOffShore | 2018-08-20 03:00 | 0.1576
WindOffShore | 2018-08-20 04:00 | 0.1233
WindOffShore | 2018-08-20 05:00 | 0.0862
WindOffShore | 2018-08-20 06:00 | 0.0323
WindOffShore | 2018-08-20 07:00 | 0.0212
WindOffShore | 2018-08-20 08:00 | 0.018
WindOffShore | 2018-08-20 09:00 | 0.0284
WindOffShore | 2018-08-20 10:00 | 0.0406
WindOffShore | 2018-08-20 11:00 | 0.0534
WindOffShore | 2018-08-20 12:00 | 0.0627
WindOffShore | 2018-08-20 13:00 | 0.0784
WindOffShore | 2018-08-20 14:00 | 0.0987
WindOffShore | 2018-08-20 15:00 | 0.1169
WindOffShore | 2018-08-20 16:00 | 0.1233
WindOffShore | 2018-08-20 17:00 | 0.1225
WindOffShore | 2018-08-20 18:00 | 0.1308
WindOffShore | 2018-08-20 19:00 | 0.1567
WindOffShore | 2018-08-20 20:00 | 0.1894
WindOffShore | 2018-08-20 21:00 | 0.2076
WindOffShore | 2018-08-20 22:00 | 0.2396
WindOffShore | 2018-08-20 23:00 | 0.2802
WindOffShore | 2018-08-21 | 0.2919
WindOffShore | 2018-08-21 01:00 | 0.2905
WindOffShore | 2018-08-21 02:00 | 0.2802
WindOffShore | 2018-08-21 03:00 | 0.2467
WindOffShore | 2018-08-21 04:00 | 0.212
WindOffShore | 2018-08-21 05:00 | 0.1862
WindOffShore | 2018-08-21 06:00 | 0.1145
WindOffShore | 2018-08-21 07:00 | 0.0816
WindOffShore | 2018-08-21 08:00 | 0.0566
WindOffShore | 2018-08-21 09:00 | 0.0307
WindOffShore | 2018-08-21 10:00 | 0.0162
WindOffShore | 2018-08-21 11:00 | 0.0072
WindOffShore | 2018-08-21 12:00 | 0.0031
WindOffShore | 2018-08-21 13:00 | 0.0012
WindOffShore | 2018-08-21 14:00 | 0.0005
WindOffShore | 2018-08-21 15:00 | 0.0019
WindOffShore | 2018-08-21 16:00 | 0.0086
WindOffShore | 2018-08-21 17:00 | 0.0268
WindOffShore | 2018-08-21 18:00 | 0.0959
WindOffShore | 2018-08-21 19:00 | 0.236
WindOffShore | 2018-08-21 20:00 | 0.3868
WindOffShore | 2018-08-21 21:00 | 0.4859
WindOffShore | 2018-08-21 22:00 | 0.4888
WindOffShore | 2018-08-21 23:00 | 0.4698
WindOffShore | 2018-08-22 | 0.4478
WindOffShore | 2018-08-22 01:00 | 0.4143
WindOffShore | 2018-08-22 02:00 | 0.384
WindOffShore | 2018-08-22 03:00 | 0.364
WindOffShore | 2018-08-22 04:00 | 0.3528
WindOffShore | 2018-08-22 05:00 | 0.3306
WindOffShore | 2018-08-22 06:00 | 0.2021
WindOffShore | 2018-08-22 07:00 | 0.1334
WindOffShore | 2018-08-22 08:00 | 0.1002
WindOffShore | 2018-08-22 09:00 | 0.0524
WindOffShore | 2018-08-22 10:00 | 0.0287
WindOffShore | 2018-08-22 11:00 | 0.0135
WindOffShore | 2018-08-22 12:00 | 0.0056
WindOffShore | 2018-08-22 13:00 | 0.0058
WindOffShore | 2018-08-22 14:00 | 0.0146
WindOffShore | 2018-08-22 15:00 | 0.0392
WindOffShore | 2018-08-22 16:00 | 0.0758
WindOffShore | 2018-08-22 17:00 | 0.1351
WindOffShore | 2018-08-22 18:00 | 0.2325
WindOffShore | 2018-08-22 19:00 | 0.332
WindOffShore | 2018-08-22 20:00 | 0.3897
WindOffShore | 2018-08-22 21:00 | 0.3983
WindOffShore | 2018-08-22 22:00 | 0.3782
WindOffShore | 2018-08-22 23:00 | 0.3347
WindOffShore | 2018-08-23 | 0.3037
WindOffShore | 2018-08-23 01:00 | 0.2688
WindOffShore | 2018-08-23 02:00 | 0.2516
WindOffShore | 2018-08-23 03:00 | 0.2503
WindOffShore | 2018-08-23 04:00 | 0.2589
WindOffShore | 2018-08-23 05:00 | 0.2337
WindOffShore | 2018-08-23 06:00 | 0.1177
WindOffShore | 2018-08-23 07:00 | 0.1024
WindOffShore | 2018-08-23 08:00 | 0.1266
WindOffShore | 2018-08-23 09:00 | 0.1394
WindOffShore | 2018-08-23 10:00 | 0.1672
WindOffShore | 2018-08-23 11:00 | 0.2479
WindOffShore | 2018-08-23 12:00 | 0.3697
WindOffShore | 2018-08-23 13:00 | 0.4975
WindOffShore | 2018-08-23 14:00 | 0.5954
WindOffShore | 2018-08-23 15:00 | 0.6443
WindOffShore | 2018-08-23 16:00 | 0.6456
WindOffShore | 2018-08-23 17:00 | 0.6301
WindOffShore | 2018-08-23 18:00 | 0.5091
WindOffShore | 2018-08-23 19:00 | 0.4712
WindOffShore | 2018-08-23 20:00 | 0.4844
WindOffShore | 2018-08-23 21:00 | 0.461
WindOffShore | 2018-08-23 22:00 | 0.4027
WindOffShore | 2018-08-23 23:00 | 0.2971
WindOffShore | 2018-08-24 | 0.2777
WindOffShore | 2018-08-24 01:00 | 0.3077
WindOffShore | 2018-08-24 02:00 | 0.3293
WindOffShore | 2018-08-24 03:00 | 0.3528
WindOffShore | 2018-08-24 04:00 | 0.3211
WindOffShore | 2018-08-24 05:00 | 0.3265
WindOffShore | 2018-08-24 06:00 | 0.2626
WindOffShore | 2018-08-24 07:00 | 0.3184
WindOffShore | 2018-08-24 08:00 | 0.2638
WindOffShore | 2018-08-24 09:00 | 0.236
WindOffShore | 2018-08-24 10:00 | 0.2087
WindOffShore | 2018-08-24 11:00 | 0.2279
WindOffShore | 2018-08-24 12:00 | 0.2984
WindOffShore | 2018-08-24 13:00 | 0.4347
WindOffShore | 2018-08-24 14:00 | 0.5422
WindOffShore | 2018-08-24 15:00 | 0.6049
WindOffShore | 2018-08-24 16:00 | 0.6544
WindOffShore | 2018-08-24 17:00 | 0.6644
WindOffShore | 2018-08-24 18:00 | 0.6196
WindOffShore | 2018-08-24 19:00 | 0.5337
WindOffShore | 2018-08-24 20:00 | 0.538
WindOffShore | 2018-08-24 21:00 | 0.5106
WindOffShore | 2018-08-24 22:00 | 0.4683
WindOffShore | 2018-08-24 23:00 | 0.4478
WindOffShore | 2018-08-25 | 0.4537
WindOffShore | 2018-08-25 01:00 | 0.4114
WindOffShore | 2018-08-25 02:00 | 0.4128
WindOffShore | 2018-08-25 03:00 | 0.3969
WindOffShore | 2018-08-25 04:00 | 0.3626
WindOffShore | 2018-08-25 05:00 | 0.2893
WindOffShore | 2018-08-25 06:00 | 0.1652
WindOffShore | 2018-08-25 07:00 | 0.1394
WindOffShore | 2018-08-25 08:00 | 0.1368
WindOffShore | 2018-08-25 09:00 | 0.1511
WindOffShore | 2018-08-25 10:00 | 0.1662
WindOffShore | 2018-08-25 11:00 | 0.1831
WindOffShore | 2018-08-25 12:00 | 0.1842
WindOffShore | 2018-08-25 13:00 | 0.1925
WindOffShore | 2018-08-25 14:00 | 0.2153
WindOffShore | 2018-08-25 15:00 | 0.2267
WindOffShore | 2018-08-25 16:00 | 0.2032
WindOffShore | 2018-08-25 17:00 | 0.1557
WindOffShore | 2018-08-25 18:00 | 0.1266
WindOffShore | 2018-08-25 19:00 | 0.1185
WindOffShore | 2018-08-25 20:00 | 0.1039
WindOffShore | 2018-08-25 21:00 | 0.0903
WindOffShore | 2018-08-25 22:00 | 0.0758
WindOffShore | 2018-08-25 23:00 | 0.0604
WindOffShore | 2018-08-26 | 0.0429
WindOffShore | 2018-08-26 01:00 | 0.0254
WindOffShore | 2018-08-26 02:00 | 0.0287
WindOffShore | 2018-08-26 03:00 | 0.0709
WindOffShore | 2018-08-26 04:00 | 0.152
WindOffShore | 2018-08-26 05:00 | 0.2751
WindOffShore | 2018-08-26 06:00 | 0.2701
WindOffShore | 2018-08-26 07:00 | 0.3389
WindOffShore | 2018-08-26 08:00 | 0.4683
WindOffShore | 2018-08-26 09:00 | 0.5816
WindOffShore | 2018-08-26 10:00 | 0.685
WindOffShore | 2018-08-26 11:00 | 0.7666
WindOffShore | 2018-08-26 12:00 | 0.8211
WindOffShore | 2018-08-26 13:00 | 0.8537
WindOffShore | 2018-08-26 14:00 | 0.8674
WindOffShore | 2018-08-26 15:00 | 0.868
WindOffShore | 2018-08-26 16:00 | 0.855
WindOffShore | 2018-08-26 17:00 | 0.8302
WindOffShore | 2018-08-26 18:00 | 0.7618
WindOffShore | 2018-08-26 19:00 | 0.6814
WindOffShore | 2018-08-26 20:00 | 0.6838
WindOffShore | 2018-08-26 21:00 | 0.707
WindOffShore | 2018-08-26 22:00 | 0.6235
WindOffShore | 2018-08-26 23:00 | 0.679
WindOffShore | 2018-08-27 | 0.6874
WindOffShore | 2018-08-27 01:00 | 0.6222
WindOffShore | 2018-08-27 02:00 | 0.4946
WindOffShore | 2018-08-27 03:00 | 0.4201
WindOffShore | 2018-08-27 04:00 | 0.3725
WindOffShore | 2018-08-27 05:00 | 0.3403
WindOffShore | 2018-08-27 06:00 | 0.2337
WindOffShore | 2018-08-27 07:00 | 0.1925
WindOffShore | 2018-08-27 08:00 | 0.2065
WindOffShore | 2018-08-27 09:00 | 0.1925
WindOffShore | 2018-08-27 10:00 | 0.1914
WindOffShore | 2018-08-27 11:00 | 0.2087
WindOffShore | 2018-08-27 12:00 | 0.2098
WindOffShore | 2018-08-27 13:00 | 0.1883
WindOffShore | 2018-08-27 14:00 | 0.1529
WindOffShore | 2018-08-27 15:00 | 0.1193
WindOffShore | 2018-08-27 16:00 | 0.0882
WindOffShore | 2018-08-27 17:00 | 0.0644
WindOffShore | 2018-08-27 18:00 | 0.0862
WindOffShore | 2018-08-27 19:00 | 0.1099
WindOffShore | 2018-08-27 20:00 | 0.1576
WindOffShore | 2018-08-27 21:00 | 0.1691
WindOffShore | 2018-08-27 22:00 | 0.2054
WindOffShore | 2018-08-27 23:00 | 0.2945
WindOffShore | 2018-08-28 | 0.3998
WindOffShore | 2018-08-28 01:00 | 0.4639
WindOffShore | 2018-08-28 02:00 | 0.4639
WindOffShore | 2018-08-28 03:00 | 0.4245
WindOffShore | 2018-08-28 04:00 | 0.384
WindOffShore | 2018-08-28 05:00 | 0.3486
WindOffShore | 2018-08-28 06:00 | 0.1873
WindOffShore | 2018-08-28 07:00 | 0.1002
WindOffShore | 2018-08-28 08:00 | 0.074
WindOffShore | 2018-08-28 09:00 | 0.0534
WindOffShore | 2018-08-28 10:00 | 0.0344
WindOffShore | 2018-08-28 11:00 | 0.0165
WindOffShore | 2018-08-28 12:00 | 0.004
WindOffShore | 2018-08-28 13:00 | 0
WindOffShore | 2018-08-28 14:00 | 0
WindOffShore | 2018-08-28 15:00 | 0.0038
WindOffShore | 2018-08-28 16:00 | 0.0193
WindOffShore | 2018-08-28 17:00 | 0.0577
WindOffShore | 2018-08-28 18:00 | 0.1412
WindOffShore | 2018-08-28 19:00 | 0.3334
WindOffShore | 2018-08-28 20:00 | 0.5004
WindOffShore | 2018-08-28 21:00 | 0.5164
WindOffShore | 2018-08-28 22:00 | 0.5019
WindOffShore | 2018-08-28 23:00 | 0.5522
WindOffShore | 2018-08-29 | 0.4245
WindOffShore | 2018-08-29 01:00 | 0.4172
WindOffShore | 2018-08-29 02:00 | 0.4815
WindOffShore | 2018-08-29 03:00 | 0.5649
WindOffShore | 2018-08-29 04:00 | 0.5677
WindOffShore | 2018-08-29 05:00 | 0.5033
WindOffShore | 2018-08-29 06:00 | 0.4815
WindOffShore | 2018-08-29 07:00 | 0.5193
WindOffShore | 2018-08-29 08:00 | 0.4742
WindOffShore | 2018-08-29 09:00 | 0.4215
WindOffShore | 2018-08-29 10:00 | 0.4114
WindOffShore | 2018-08-29 11:00 | 0.3983
WindOffShore | 2018-08-29 12:00 | 0.3444
WindOffShore | 2018-08-29 13:00 | 0.309
WindOffShore | 2018-08-29 14:00 | 0.2751
WindOffShore | 2018-08-29 15:00 | 0.2663
WindOffShore | 2018-08-29 16:00 | 0.309
WindOffShore | 2018-08-29 17:00 | 0.3077
WindOffShore | 2018-08-29 18:00 | 0.2701
WindOffShore | 2018-08-29 19:00 | 0.2491
WindOffShore | 2018-08-29 20:00 | 0.1967
WindOffShore | 2018-08-29 21:00 | 0.1936
WindOffShore | 2018-08-29 22:00 | 0.221
WindOffShore | 2018-08-29 23:00 | 0.212
WindOffShore | 2018-08-30 | 0.1936
WindOffShore | 2018-08-30 01:00 | 0.2221
WindOffShore | 2018-08-30 02:00 | 0.2153
WindOffShore | 2018-08-30 03:00 | 0.174
WindOffShore | 2018-08-30 04:00 | 0.1308
WindOffShore | 2018-08-30 05:00 | 0.0796
WindOffShore | 2018-08-30 06:00 | 0.0415
WindOffShore | 2018-08-30 07:00 | 0.0151
WindOffShore | 2018-08-30 08:00 | 0.0014
WindOffShore | 2018-08-30 09:00 | 0.0006
WindOffShore | 2018-08-30 10:00 | 0.0183
WindOffShore | 2018-08-30 11:00 | 0.0691
WindOffShore | 2018-08-30 12:00 | 0.1114
WindOffShore | 2018-08-30 13:00 | 0.1731
WindOffShore | 2018-08-30 14:00 | 0.2467
WindOffShore | 2018-08-30 15:00 | 0.2688
WindOffShore | 2018-08-30 16:00 | 0.2638
WindOffShore | 2018-08-30 17:00 | 0.2577
WindOffShore | 2018-08-30 18:00 | 0.3157
WindOffShore | 2018-08-30 19:00 | 0.3417
WindOffShore | 2018-08-30 20:00 | 0.3375
WindOffShore | 2018-08-30 21:00 | 0.3542
WindOffShore | 2018-08-30 22:00 | 0.3754
WindOffShore | 2018-08-30 23:00 | 0.3811
WindOffShore | 2018-08-31 | 0.374
WindOffShore | 2018-08-31 01:00 | 0.3598
WindOffShore | 2018-08-31 02:00 | 0.3224
WindOffShore | 2018-08-31 03:00 | 0.2751
WindOffShore | 2018-08-31 04:00 | 0.2221
WindOffShore | 2018-08-31 05:00 | 0.1967
WindOffShore | 2018-08-31 06:00 | 0.1493
WindOffShore | 2018-08-31 07:00 | 0.098
WindOffShore | 2018-08-31 08:00 | 0.0703
WindOffShore | 2018-08-31 09:00 | 0.0503
WindOffShore | 2018-08-31 10:00 | 0.0344
WindOffShore | 2018-08-31 11:00 | 0.0246
WindOffShore | 2018-08-31 12:00 | 0.0222
WindOffShore | 2018-08-31 13:00 | 0.0229
WindOffShore | 2018-08-31 14:00 | 0.0291
WindOffShore | 2018-08-31 15:00 | 0.0353
WindOffShore | 2018-08-31 16:00 | 0.0336
WindOffShore | 2018-08-31 17:00 | 0.0379
WindOffShore | 2018-08-31 18:00 | 0.0869
WindOffShore | 2018-08-31 19:00 | 0.1368
WindOffShore | 2018-08-31 20:00 | 0.1672
WindOffShore | 2018-08-31 21:00 | 0.1873
WindOffShore | 2018-08-31 22:00 | 0.1925
WindOffShore | 2018-08-31 23:00 | 0.1781
WindOffShore | 2018-09-01 | 0.1511
WindOffShore | 2018-09-01 01:00 | 0.1242
WindOffShore | 2018-09-01 02:00 | 0.1031
WindOffShore | 2018-09-01 03:00 | 0.0816
WindOffShore | 2018-09-01 04:00 | 0.0644
WindOffShore | 2018-09-01 05:00 | 0.061
WindOffShore | 2018-09-01 06:00 | 0.0715
WindOffShore | 2018-09-01 07:00 | 0.0458
WindOffShore | 2018-09-01 08:00 | 0.0453
WindOffShore | 2018-09-01 09:00 | 0.0752
WindOffShore | 2018-09-01 10:00 | 0.0752
WindOffShore | 2018-09-01 11:00 | 0.0577
WindOffShore | 2018-09-01 12:00 | 0.0353
WindOffShore | 2018-09-01 13:00 | 0.0165
WindOffShore | 2018-09-01 14:00 | 0.0061
WindOffShore | 2018-09-01 15:00 | 0.0035
WindOffShore | 2018-09-01 16:00 | 0.0044
WindOffShore | 2018-09-01 17:00 | 0.0115
WindOffShore | 2018-09-01 18:00 | 0.0229
WindOffShore | 2018-09-01 19:00 | 0.0566
WindOffShore | 2018-09-01 20:00 | 0.1368
WindOffShore | 2018-09-01 21:00 | 0.279
WindOffShore | 2018-09-01 22:00 | 0.4625
WindOffShore | 2018-09-01 23:00 | 0.5775
WindOffShore | 2018-09-02 | 0.6076
WindOffShore | 2018-09-02 01:00 | 0.6008
WindOffShore | 2018-09-02 02:00 | 0.5705
WindOffShore | 2018-09-02 03:00 | 0.5164
WindOffShore | 2018-09-02 04:00 | 0.4639
WindOffShore | 2018-09-02 05:00 | 0.442
WindOffShore | 2018-09-02 06:00 | 0.3252
WindOffShore | 2018-09-02 07:00 | 0.1438
WindOffShore | 2018-09-02 08:00 | 0.113
WindOffShore | 2018-09-02 09:00 | 0.2054
WindOffShore | 2018-09-02 10:00 | 0.2187
WindOffShore | 2018-09-02 11:00 | 0.2054
WindOffShore | 2018-09-02 12:00 | 0.1967
WindOffShore | 2018-09-02 13:00 | 0.1967
WindOffShore | 2018-09-02 14:00 | 0.2054
WindOffShore | 2018-09-02 15:00 | 0.2279
WindOffShore | 2018-09-02 16:00 | 0.2688
WindOffShore | 2018-09-02 17:00 | 0.3293
WindOffShore | 2018-09-02 18:00 | 0.4551
WindOffShore | 2018-09-02 19:00 | 0.5954
WindOffShore | 2018-09-02 20:00 | 0.6754
WindOffShore | 2018-09-02 21:00 | 0.6967
WindOffShore | 2018-09-02 22:00 | 0.6632
WindOffShore | 2018-09-02 23:00 | 0.6089
WindOffShore | 2018-09-03 | 0.5508
WindOffShore | 2018-09-03 01:00 | 0.5033
WindOffShore | 2018-09-03 02:00 | 0.4844
WindOffShore | 2018-09-03 03:00 | 0.4669
WindOffShore | 2018-09-03 04:00 | 0.4625
WindOffShore | 2018-09-03 05:00 | 0.4595
WindOffShore | 2018-09-03 06:00 | 0.309
WindOffShore | 2018-09-03 07:00 | 0.1681
WindOffShore | 2018-09-03 08:00 | 0.1691
WindOffShore | 2018-09-03 09:00 | 0.2802
WindOffShore | 2018-09-03 10:00 | 0.2109
WindOffShore | 2018-09-03 11:00 | 0.1633
WindOffShore | 2018-09-03 12:00 | 0.1342
WindOffShore | 2018-09-03 13:00 | 0.1283
WindOffShore | 2018-09-03 14:00 | 0.1412
WindOffShore | 2018-09-03 15:00 | 0.1821
WindOffShore | 2018-09-03 16:00 | 0.2651
WindOffShore | 2018-09-03 17:00 | 0.4056
WindOffShore | 2018-09-03 18:00 | 0.6519
WindOffShore | 2018-09-03 19:00 | 0.7816
WindOffShore | 2018-09-03 20:00 | 0.7807
WindOffShore | 2018-09-03 21:00 | 0.7657
WindOffShore | 2018-09-03 22:00 | 0.7559
WindOffShore | 2018-09-03 23:00 | 0.7301
WindOffShore | 2018-09-04 | 0.707
WindOffShore | 2018-09-04 01:00 | 0.6468
WindOffShore | 2018-09-04 02:00 | 0.6022
WindOffShore | 2018-09-04 03:00 | 0.5279
WindOffShore | 2018-09-04 04:00 | 0.5322
WindOffShore | 2018-09-04 05:00 | 0.5337
WindOffShore | 2018-09-04 06:00 | 0.4128
WindOffShore | 2018-09-04 07:00 | 0.2802
WindOffShore | 2018-09-04 08:00 | 0.4317
WindOffShore | 2018-09-04 09:00 | 0.3542
WindOffShore | 2018-09-04 10:00 | 0.2867
WindOffShore | 2018-09-04 11:00 | 0.2614
WindOffShore | 2018-09-04 12:00 | 0.2467
WindOffShore | 2018-09-04 13:00 | 0.2384
WindOffShore | 2018-09-04 14:00 | 0.2455
WindOffShore | 2018-09-04 15:00 | 0.2867
WindOffShore | 2018-09-04 16:00 | 0.3584
WindOffShore | 2018-09-04 17:00 | 0.4625
WindOffShore | 2018-09-04 18:00 | 0.6182
WindOffShore | 2018-09-04 19:00 | 0.685
WindOffShore | 2018-09-04 20:00 | 0.6754
WindOffShore | 2018-09-04 21:00 | 0.6262
WindOffShore | 2018-09-04 22:00 | 0.5858
WindOffShore | 2018-09-04 23:00 | 0.4902
WindOffShore | 2018-09-05 | 0.4317
WindOffShore | 2018-09-05 01:00 | 0.3911
WindOffShore | 2018-09-05 02:00 | 0.3768
WindOffShore | 2018-09-05 03:00 | 0.3514
WindOffShore | 2018-09-05 04:00 | 0.3472
WindOffShore | 2018-09-05 05:00 | 0.364
WindOffShore | 2018-09-05 06:00 | 0.2764
WindOffShore | 2018-09-05 07:00 | 0.2503
WindOffShore | 2018-09-05 08:00 | 0.254
WindOffShore | 2018-09-05 09:00 | 0.221
WindOffShore | 2018-09-05 10:00 | 0.2032
WindOffShore | 2018-09-05 11:00 | 0.1946
WindOffShore | 2018-09-05 12:00 | 0.2076
WindOffShore | 2018-09-05 13:00 | 0.2443
WindOffShore | 2018-09-05 14:00 | 0.288
WindOffShore | 2018-09-05 15:00 | 0.357
WindOffShore | 2018-09-05 16:00 | 0.4873
WindOffShore | 2018-09-05 17:00 | 0.6494
WindOffShore | 2018-09-05 18:00 | 0.729
WindOffShore | 2018-09-05 19:00 | 0.7093
WindOffShore | 2018-09-05 20:00 | 0.679
WindOffShore | 2018-09-05 21:00 | 0.6156
WindOffShore | 2018-09-05 22:00 | 0.5522
WindOffShore | 2018-09-05 23:00 | 0.4829
WindOffShore | 2018-09-06 | 0.4829
WindOffShore | 2018-09-06 01:00 | 0.4493
WindOffShore | 2018-09-06 02:00 | 0.4464
WindOffShore | 2018-09-06 03:00 | 0.4464
WindOffShore | 2018-09-06 04:00 | 0.48
WindOffShore | 2018-09-06 05:00 | 0.5091
WindOffShore | 2018-09-06 06:00 | 0.4669
WindOffShore | 2018-09-06 07:00 | 0.4027
WindOffShore | 2018-09-06 08:00 | 0.442
WindOffShore | 2018-09-06 09:00 | 0.4332
WindOffShore | 2018-09-06 10:00 | 0.3983
WindOffShore | 2018-09-06 11:00 | 0.3655
WindOffShore | 2018-09-06 12:00 | 0.357
WindOffShore | 2018-09-06 13:00 | 0.3897
WindOffShore | 2018-09-06 14:00 | 0.4566
WindOffShore | 2018-09-06 15:00 | 0.5178
WindOffShore | 2018-09-06 16:00 | 0.538
WindOffShore | 2018-09-06 17:00 | 0.512
WindOffShore | 2018-09-06 18:00 | 0.5279
WindOffShore | 2018-09-06 19:00 | 0.5091
WindOffShore | 2018-09-06 20:00 | 0.4551
WindOffShore | 2018-09-06 21:00 | 0.3911
WindOffShore | 2018-09-06 22:00 | 0.357
WindOffShore | 2018-09-06 23:00 | 0.3458
WindOffShore | 2018-09-07 | 0.3252
WindOffShore | 2018-09-07 01:00 | 0.309
WindOffShore | 2018-09-07 02:00 | 0.3024
WindOffShore | 2018-09-07 03:00 | 0.2932
WindOffShore | 2018-09-07 04:00 | 0.2984
WindOffShore | 2018-09-07 05:00 | 0.3077
WindOffShore | 2018-09-07 06:00 | 0.2348
WindOffShore | 2018-09-07 07:00 | 0.2256
WindOffShore | 2018-09-07 08:00 | 0.1883
WindOffShore | 2018-09-07 09:00 | 0.1308
WindOffShore | 2018-09-07 10:00 | 0.1009
WindOffShore | 2018-09-07 11:00 | 0.0916
WindOffShore | 2018-09-07 12:00 | 0.0987
WindOffShore | 2018-09-07 13:00 | 0.1107
WindOffShore | 2018-09-07 14:00 | 0.1153
WindOffShore | 2018-09-07 15:00 | 0.1169
WindOffShore | 2018-09-07 16:00 | 0.1169
WindOffShore | 2018-09-07 17:00 | 0.1334
WindOffShore | 2018-09-07 18:00 | 0.2054
WindOffShore | 2018-09-07 19:00 | 0.2676
WindOffShore | 2018-09-07 20:00 | 0.2984
WindOffShore | 2018-09-07 21:00 | 0.2971
WindOffShore | 2018-09-07 22:00 | 0.2552
WindOffShore | 2018-09-07 23:00 | 0.2313
WindOffShore | 2018-09-08 | 0.2491
WindOffShore | 2018-09-08 01:00 | 0.2777
WindOffShore | 2018-09-08 02:00 | 0.3024
WindOffShore | 2018-09-08 03:00 | 0.3224
WindOffShore | 2018-09-08 04:00 | 0.332
WindOffShore | 2018-09-08 05:00 | 0.3361
WindOffShore | 2018-09-08 06:00 | 0.2479
WindOffShore | 2018-09-08 07:00 | 0.1122
WindOffShore | 2018-09-08 08:00 | 0.1091
WindOffShore | 2018-09-08 09:00 | 0.0987
WindOffShore | 2018-09-08 10:00 | 0.0842
WindOffShore | 2018-09-08 11:00 | 0.0746
WindOffShore | 2018-09-08 12:00 | 0.0633
WindOffShore | 2018-09-08 13:00 | 0.0599
WindOffShore | 2018-09-08 14:00 | 0.0691
WindOffShore | 2018-09-08 15:00 | 0.0746
WindOffShore | 2018-09-08 16:00 | 0.0803
WindOffShore | 2018-09-08 17:00 | 0.1169
WindOffShore | 2018-09-08 18:00 | 0.2054
WindOffShore | 2018-09-08 19:00 | 0.2455
WindOffShore | 2018-09-08 20:00 | 0.2408
WindOffShore | 2018-09-08 21:00 | 0.2021
WindOffShore | 2018-09-08 22:00 | 0.1368
WindOffShore | 2018-09-08 23:00 | 0.0809
WindOffShore | 2018-09-09 | 0.0434
WindOffShore | 2018-09-09 01:00 | 0.0243
WindOffShore | 2018-09-09 02:00 | 0.0143
WindOffShore | 2018-09-09 03:00 | 0.0084
WindOffShore | 2018-09-09 04:00 | 0.0022
WindOffShore | 2018-09-09 05:00 | 0.0001
WindOffShore | 2018-09-09 06:00 | 0.0186
WindOffShore | 2018-09-09 07:00 | 0.0425
WindOffShore | 2018-09-09 08:00 | 0.0816
WindOffShore | 2018-09-09 09:00 | 0.0916
WindOffShore | 2018-09-09 10:00 | 0.0344
WindOffShore | 2018-09-09 11:00 | 0.009
WindOffShore | 2018-09-09 12:00 | 0.0113
WindOffShore | 2018-09-09 13:00 | 0.0284
WindOffShore | 2018-09-09 14:00 | 0.055
WindOffShore | 2018-09-09 15:00 | 0.0849
WindOffShore | 2018-09-09 16:00 | 0.1169
WindOffShore | 2018-09-09 17:00 | 0.1842
WindOffShore | 2018-09-09 18:00 | 0.3265
WindOffShore | 2018-09-09 19:00 | 0.3768
WindOffShore | 2018-09-09 20:00 | 0.3472
WindOffShore | 2018-09-09 21:00 | 0.3238
WindOffShore | 2018-09-09 22:00 | 0.3197
WindOffShore | 2018-09-09 23:00 | 0.2867
WindOffShore | 2018-09-10 | 0.2279
WindOffShore | 2018-09-10 01:00 | 0.1946
WindOffShore | 2018-09-10 02:00 | 0.1567
WindOffShore | 2018-09-10 03:00 | 0.1069
WindOffShore | 2018-09-10 04:00 | 0.0508
WindOffShore | 2018-09-10 05:00 | 0.0246
WindOffShore | 2018-09-10 06:00 | 0.0232
WindOffShore | 2018-09-10 07:00 | 0.0254
WindOffShore | 2018-09-10 08:00 | 0.0199
WindOffShore | 2018-09-10 09:00 | 0.0076
WindOffShore | 2018-09-10 10:00 | 0.0048
WindOffShore | 2018-09-10 11:00 | 0.0113
WindOffShore | 2018-09-10 12:00 | 0.0397
WindOffShore | 2018-09-10 13:00 | 0.093
WindOffShore | 2018-09-10 14:00 | 0.1614
WindOffShore | 2018-09-10 15:00 | 0.2187
WindOffShore | 2018-09-10 16:00 | 0.2503
WindOffShore | 2018-09-10 17:00 | 0.2651
WindOffShore | 2018-09-10 18:00 | 0.3117
WindOffShore | 2018-09-10 19:00 | 0.3117
WindOffShore | 2018-09-10 20:00 | 0.2552
WindOffShore | 2018-09-10 21:00 | 0.1925
WindOffShore | 2018-09-10 22:00 | 0.13
WindOffShore | 2018-09-10 23:00 | 0.0721
WindOffShore | 2018-09-11 | 0.0336
WindOffShore | 2018-09-11 01:00 | 0.0199
WindOffShore | 2018-09-11 02:00 | 0.0284
WindOffShore | 2018-09-11 03:00 | 0.0488
WindOffShore | 2018-09-11 04:00 | 0.0616
WindOffShore | 2018-09-11 05:00 | 0.0571
WindOffShore | 2018-09-11 06:00 | 0.0463
WindOffShore | 2018-09-11 07:00 | 0.0388
WindOffShore | 2018-09-11 08:00 | 0.0458
WindOffShore | 2018-09-11 09:00 | 0.0473
WindOffShore | 2018-09-11 10:00 | 0.0503
WindOffShore | 2018-09-11 11:00 | 0.0593
WindOffShore | 2018-09-11 12:00 | 0.0733
WindOffShore | 2018-09-11 13:00 | 0.0875
WindOffShore | 2018-09-11 14:00 | 0.0937
WindOffShore | 2018-09-11 15:00 | 0.0937
WindOffShore | 2018-09-11 16:00 | 0.0916
WindOffShore | 2018-09-11 17:00 | 0.1225
WindOffShore | 2018-09-11 18:00 | 0.2302
WindOffShore | 2018-09-11 19:00 | 0.2905
WindOffShore | 2018-09-11 20:00 | 0.3037
WindOffShore | 2018-09-11 21:00 | 0.2841
WindOffShore | 2018-09-11 22:00 | 0.2479
WindOffShore | 2018-09-11 23:00 | 0.2142
WindOffShore | 2018-09-12 | 0.2076
WindOffShore | 2018-09-12 01:00 | 0.2552
WindOffShore | 2018-09-12 02:00 | 0.3279
WindOffShore | 2018-09-12 03:00 | 0.343
WindOffShore | 2018-09-12 04:00 | 0.3024
WindOffShore | 2018-09-12 05:00 | 0.2479
WindOffShore | 2018-09-12 06:00 | 0.1539
WindOffShore | 2018-09-12 07:00 | 0.0498
WindOffShore | 2018-09-12 08:00 | 0.0257
WindOffShore | 2018-09-12 09:00 | 0.0162
WindOffShore | 2018-09-12 10:00 | 0.0284
WindOffShore | 2018-09-12 11:00 | 0.0406
WindOffShore | 2018-09-12 12:00 | 0.0529
WindOffShore | 2018-09-12 13:00 | 0.0697
WindOffShore | 2018-09-12 14:00 | 0.0903
WindOffShore | 2018-09-12 15:00 | 0.1107
WindOffShore | 2018-09-12 16:00 | 0.1325
WindOffShore | 2018-09-12 17:00 | 0.2098
WindOffShore | 2018-09-12 18:00 | 0.3347
WindOffShore | 2018-09-12 19:00 | 0.439
WindOffShore | 2018-09-12 20:00 | 0.4625
WindOffShore | 2018-09-12 21:00 | 0.4625
WindOffShore | 2018-09-12 22:00 | 0.4917
WindOffShore | 2018-09-12 23:00 | 0.4932
WindOffShore | 2018-09-13 | 0.4712
WindOffShore | 2018-09-13 01:00 | 0.4581
WindOffShore | 2018-09-13 02:00 | 0.461
WindOffShore | 2018-09-13 03:00 | 0.4522
WindOffShore | 2018-09-13 04:00 | 0.4449
WindOffShore | 2018-09-13 05:00 | 0.439
WindOffShore | 2018-09-13 06:00 | 0.4303
WindOffShore | 2018-09-13 07:00 | 0.4288
WindOffShore | 2018-09-13 08:00 | 0.4464
WindOffShore | 2018-09-13 09:00 | 0.3969
WindOffShore | 2018-09-13 10:00 | 0.3184
WindOffShore | 2018-09-13 11:00 | 0.2431
WindOffShore | 2018-09-13 12:00 | 0.1936
WindOffShore | 2018-09-13 13:00 | 0.1721
WindOffShore | 2018-09-13 14:00 | 0.1681
WindOffShore | 2018-09-13 15:00 | 0.1781
WindOffShore | 2018-09-13 16:00 | 0.2131
WindOffShore | 2018-09-13 17:00 | 0.2893
WindOffShore | 2018-09-13 18:00 | 0.4786
WindOffShore | 2018-09-13 19:00 | 0.6049
WindOffShore | 2018-09-13 20:00 | 0.594
WindOffShore | 2018-09-13 21:00 | 0.5677
WindOffShore | 2018-09-13 22:00 | 0.5437
WindOffShore | 2018-09-13 23:00 | 0.5019
WindOffShore | 2018-09-14 | 0.442
WindOffShore | 2018-09-14 01:00 | 0.4056
WindOffShore | 2018-09-14 02:00 | 0.3854
WindOffShore | 2018-09-14 03:00 | 0.3683
WindOffShore | 2018-09-14 04:00 | 0.3626
WindOffShore | 2018-09-14 05:00 | 0.3612
WindOffShore | 2018-09-14 06:00 | 0.2777
WindOffShore | 2018-09-14 07:00 | 0.1351
WindOffShore | 2018-09-14 08:00 | 0.1412
WindOffShore | 2018-09-14 09:00 | 0.0944
WindOffShore | 2018-09-14 10:00 | 0.0616
WindOffShore | 2018-09-14 11:00 | 0.0488
WindOffShore | 2018-09-14 12:00 | 0.0524
WindOffShore | 2018-09-14 13:00 | 0.0638
WindOffShore | 2018-09-14 14:00 | 0.0829
WindOffShore | 2018-09-14 15:00 | 0.1024
WindOffShore | 2018-09-14 16:00 | 0.1054
WindOffShore | 2018-09-14 17:00 | 0.1107
WindOffShore | 2018-09-14 18:00 | 0.1567
WindOffShore | 2018-09-14 19:00 | 0.2396
WindOffShore | 2018-09-14 20:00 | 0.313
WindOffShore | 2018-09-14 21:00 | 0.3458
WindOffShore | 2018-09-14 22:00 | 0.4099
WindOffShore | 2018-09-14 23:00 | 0.4478
WindOffShore | 2018-09-15 | 0.4303
WindOffShore | 2018-09-15 01:00 | 0.3725
WindOffShore | 2018-09-15 02:00 | 0.3184
WindOffShore | 2018-09-15 03:00 | 0.2932
WindOffShore | 2018-09-15 04:00 | 0.2828
WindOffShore | 2018-09-15 05:00 | 0.2764
WindOffShore | 2018-09-15 06:00 | 0.2325
WindOffShore | 2018-09-15 07:00 | 0.1084
WindOffShore | 2018-09-15 08:00 | 0.1681
WindOffShore | 2018-09-15 09:00 | 0.1394
WindOffShore | 2018-09-15 10:00 | 0.1145
WindOffShore | 2018-09-15 11:00 | 0.0896
WindOffShore | 2018-09-15 12:00 | 0.0709
WindOffShore | 2018-09-15 13:00 | 0.0593
WindOffShore | 2018-09-15 14:00 | 0.0604
WindOffShore | 2018-09-15 15:00 | 0.0829
WindOffShore | 2018-09-15 16:00 | 0.1242
WindOffShore | 2018-09-15 17:00 | 0.201
WindOffShore | 2018-09-15 18:00 | 0.2802
WindOffShore | 2018-09-15 19:00 | 0.3334
WindOffShore | 2018-09-15 20:00 | 0.3897
WindOffShore | 2018-09-15 21:00 | 0.4566
WindOffShore | 2018-09-15 22:00 | 0.4902
WindOffShore | 2018-09-15 23:00 | 0.4756
WindOffShore | 2018-09-16 | 0.4771
WindOffShore | 2018-09-16 01:00 | 0.4975
WindOffShore | 2018-09-16 02:00 | 0.4786
WindOffShore | 2018-09-16 03:00 | 0.4099
WindOffShore | 2018-09-16 04:00 | 0.3626
WindOffShore | 2018-09-16 05:00 | 0.364
WindOffShore | 2018-09-16 06:00 | 0.3252
WindOffShore | 2018-09-16 07:00 | 0.1359
WindOffShore | 2018-09-16 08:00 | 0.037
WindOffShore | 2018-09-16 09:00 | 0.0101
WindOffShore | 2018-09-16 10:00 | 0.0024
WindOffShore | 2018-09-16 11:00 | 0.0002
WindOffShore | 2018-09-16 12:00 | 0.0014
WindOffShore | 2018-09-16 13:00 | 0.0072
WindOffShore | 2018-09-16 14:00 | 0.0168
WindOffShore | 2018-09-16 15:00 | 0.0284
WindOffShore | 2018-09-16 16:00 | 0.0483
WindOffShore | 2018-09-16 17:00 | 0.0916
WindOffShore | 2018-09-16 18:00 | 0.1201
WindOffShore | 2018-09-16 19:00 | 0.1233
WindOffShore | 2018-09-16 20:00 | 0.1061
WindOffShore | 2018-09-16 21:00 | 0.0733
WindOffShore | 2018-09-16 22:00 | 0.042
WindOffShore | 2018-09-16 23:00 | 0.0225
WindOffShore | 2018-09-17 | 0.0125
WindOffShore | 2018-09-17 01:00 | 0.0332
WindOffShore | 2018-09-17 02:00 | 0.0973
WindOffShore | 2018-09-17 03:00 | 0.1904
WindOffShore | 2018-09-17 04:00 | 0.2841
WindOffShore | 2018-09-17 05:00 | 0.3472
WindOffShore | 2018-09-17 06:00 | 0.3598
WindOffShore | 2018-09-17 07:00 | 0.1925
WindOffShore | 2018-09-17 08:00 | 0.0849
WindOffShore | 2018-09-17 09:00 | 0.1701
WindOffShore | 2018-09-17 10:00 | 0.313
WindOffShore | 2018-09-17 11:00 | 0.4085
WindOffShore | 2018-09-17 12:00 | 0.4727
WindOffShore | 2018-09-17 13:00 | 0.5207
WindOffShore | 2018-09-17 14:00 | 0.555
WindOffShore | 2018-09-17 15:00 | 0.5719
WindOffShore | 2018-09-17 16:00 | 0.5635
WindOffShore | 2018-09-17 17:00 | 0.5033
WindOffShore | 2018-09-17 18:00 | 0.4917
WindOffShore | 2018-09-17 19:00 | 0.4961
WindOffShore | 2018-09-17 20:00 | 0.5178
WindOffShore | 2018-09-17 21:00 | 0.5803
WindOffShore | 2018-09-17 22:00 | 0.6288
WindOffShore | 2018-09-17 23:00 | 0.6644
WindOffShore | 2018-09-18 | 0.6932
WindOffShore | 2018-09-18 01:00 | 0.716
WindOffShore | 2018-09-18 02:00 | 0.6693
WindOffShore | 2018-09-18 03:00 | 0.5954
WindOffShore | 2018-09-18 04:00 | 0.5422
WindOffShore | 2018-09-18 05:00 | 0.5635
WindOffShore | 2018-09-18 06:00 | 0.4639
WindOffShore | 2018-09-18 07:00 | 0.2919
WindOffShore | 2018-09-18 08:00 | 0.2764
WindOffShore | 2018-09-18 09:00 | 0.374
WindOffShore | 2018-09-18 10:00 | 0.4245
WindOffShore | 2018-09-18 11:00 | 0.4566
WindOffShore | 2018-09-18 12:00 | 0.4712
WindOffShore | 2018-09-18 13:00 | 0.4727
WindOffShore | 2018-09-18 14:00 | 0.4566
WindOffShore | 2018-09-18 15:00 | 0.4259
WindOffShore | 2018-09-18 16:00 | 0.3825
WindOffShore | 2018-09-18 17:00 | 0.3238
WindOffShore | 2018-09-18 18:00 | 0.3472
WindOffShore | 2018-09-18 19:00 | 0.3983
WindOffShore | 2018-09-18 20:00 | 0.4449
WindOffShore | 2018-09-18 21:00 | 0.5048
WindOffShore | 2018-09-18 22:00 | 0.5451
WindOffShore | 2018-09-18 23:00 | 0.5579
WindOffShore | 2018-09-19 | 0.5872
WindOffShore | 2018-09-19 01:00 | 0.6076
WindOffShore | 2018-09-19 02:00 | 0.6169
WindOffShore | 2018-09-19 03:00 | 0.6182
WindOffShore | 2018-09-19 04:00 | 0.6089
WindOffShore | 2018-09-19 05:00 | 0.6035
WindOffShore | 2018-09-19 06:00 | 0.5885
WindOffShore | 2018-09-19 07:00 | 0.4537
WindOffShore | 2018-09-19 08:00 | 0.583
WindOffShore | 2018-09-19 09:00 | 0.6532
WindOffShore | 2018-09-19 10:00 | 0.6681
WindOffShore | 2018-09-19 11:00 | 0.6979
WindOffShore | 2018-09-19 12:00 | 0.7258
WindOffShore | 2018-09-19 13:00 | 0.7437
WindOffShore | 2018-09-19 14:00 | 0.7406
WindOffShore | 2018-09-19 15:00 | 0.7215
WindOffShore | 2018-09-19 16:00 | 0.6862
WindOffShore | 2018-09-19 17:00 | 0.5899
WindOffShore | 2018-09-19 18:00 | 0.4932
WindOffShore | 2018-09-19 19:00 | 0.4786
WindOffShore | 2018-09-19 20:00 | 0.4493
WindOffShore | 2018-09-19 21:00 | 0.4347
WindOffShore | 2018-09-19 22:00 | 0.4581
WindOffShore | 2018-09-19 23:00 | 0.4961
WindOffShore | 2018-09-20 | 0.5294
WindOffShore | 2018-09-20 01:00 | 0.5279
WindOffShore | 2018-09-20 02:00 | 0.5422
WindOffShore | 2018-09-20 03:00 | 0.5677
WindOffShore | 2018-09-20 04:00 | 0.5981
WindOffShore | 2018-09-20 05:00 | 0.5789
WindOffShore | 2018-09-20 06:00 | 0.5294
WindOffShore | 2018-09-20 07:00 | 0.4128
WindOffShore | 2018-09-20 08:00 | 0.4917
WindOffShore | 2018-09-20 09:00 | 0.5621
WindOffShore | 2018-09-20 10:00 | 0.5967
WindOffShore | 2018-09-20 11:00 | 0.6619
WindOffShore | 2018-09-20 12:00 | 0.7312
WindOffShore | 2018-09-20 13:00 | 0.7789
WindOffShore | 2018-09-20 14:00 | 0.7984
WindOffShore | 2018-09-20 15:00 | 0.7975
WindOffShore | 2018-09-20 16:00 | 0.7843
WindOffShore | 2018-09-20 17:00 | 0.7171
WindOffShore | 2018-09-20 18:00 | 0.6532
WindOffShore | 2018-09-20 19:00 | 0.6742
WindOffShore | 2018-09-20 20:00 | 0.7182
WindOffShore | 2018-09-20 21:00 | 0.7861
WindOffShore | 2018-09-20 22:00 | 0.8484
WindOffShore | 2018-09-20 23:00 | 0.9038
WindOffShore | 2018-09-21 | 0.952
WindOffShore | 2018-09-21 01:00 | 0.9609
WindOffShore | 2018-09-21 02:00 | 0.9605
WindOffShore | 2018-09-21 03:00 | 0.9342
WindOffShore | 2018-09-21 04:00 | 0.8674
WindOffShore | 2018-09-21 05:00 | 0.6288
WindOffShore | 2018-09-21 06:00 | 0.3711
WindOffShore | 2018-09-21 07:00 | 0.4114
WindOffShore | 2018-09-21 08:00 | 0.4639
WindOffShore | 2018-09-21 09:00 | 0.3969
WindOffShore | 2018-09-21 10:00 | 0.3556
WindOffShore | 2018-09-21 11:00 | 0.4099
WindOffShore | 2018-09-21 12:00 | 0.4405
WindOffShore | 2018-09-21 13:00 | 0.5149
WindOffShore | 2018-09-21 14:00 | 0.5422
WindOffShore | 2018-09-21 15:00 | 0.538
WindOffShore | 2018-09-21 16:00 | 0.5236
WindOffShore | 2018-09-21 17:00 | 0.4712
WindOffShore | 2018-09-21 18:00 | 0.4537
WindOffShore | 2018-09-21 19:00 | 0.384
WindOffShore | 2018-09-21 20:00 | 0.2997
WindOffShore | 2018-09-21 21:00 | 0.2313
WindOffShore | 2018-09-21 22:00 | 0.1946
WindOffShore | 2018-09-21 23:00 | 0.1438
WindOffShore | 2018-09-22 | 0.0903
WindOffShore | 2018-09-22 01:00 | 0.0673
WindOffShore | 2018-09-22 02:00 | 0.0406
WindOffShore | 2018-09-22 03:00 | 0.0415
WindOffShore | 2018-09-22 04:00 | 0.0923
WindOffShore | 2018-09-22 05:00 | 0.2408
WindOffShore | 2018-09-22 06:00 | 0.4128
WindOffShore | 2018-09-22 07:00 | 0.4303
WindOffShore | 2018-09-22 08:00 | 0.5926
WindOffShore | 2018-09-22 09:00 | 0.6532
WindOffShore | 2018-09-22 10:00 | 0.6814
WindOffShore | 2018-09-22 11:00 | 0.7559
WindOffShore | 2018-09-22 12:00 | 0.8416
WindOffShore | 2018-09-22 13:00 | 0.91
WindOffShore | 2018-09-22 14:00 | 0.9424
WindOffShore | 2018-09-22 15:00 | 0.9504
WindOffShore | 2018-09-22 16:00 | 0.9332
WindOffShore | 2018-09-22 17:00 | 0.9069
WindOffShore | 2018-09-22 18:00 | 0.9065
WindOffShore | 2018-09-22 19:00 | 0.9087
WindOffShore | 2018-09-22 20:00 | 0.9142
WindOffShore | 2018-09-22 21:00 | 0.91
WindOffShore | 2018-09-22 22:00 | 0.8878
WindOffShore | 2018-09-22 23:00 | 0.8537
WindOffShore | 2018-09-23 | 0.8219
WindOffShore | 2018-09-23 01:00 | 0.7807
WindOffShore | 2018-09-23 02:00 | 0.7637
WindOffShore | 2018-09-23 03:00 | 0.7637
WindOffShore | 2018-09-23 04:00 | 0.7618
WindOffShore | 2018-09-23 05:00 | 0.7843
WindOffShore | 2018-09-23 06:00 | 0.8026
WindOffShore | 2018-09-23 07:00 | 0.8116
WindOffShore | 2018-09-23 08:00 | 0.9091
WindOffShore | 2018-09-23 09:00 | 0.974
WindOffShore | 2018-09-23 10:00 | 0.9869
WindOffShore | 2018-09-23 11:00 | 0.9825
WindOffShore | 2018-09-23 12:00 | 0.9244
WindOffShore | 2018-09-23 13:00 | 0.8799
WindOffShore | 2018-09-23 14:00 | 0.8692
WindOffShore | 2018-09-23 15:00 | 0.8821
WindOffShore | 2018-09-23 16:00 | 0.8873
WindOffShore | 2018-09-23 17:00 | 0.8569
WindOffShore | 2018-09-23 18:00 | 0.7695
WindOffShore | 2018-09-23 19:00 | 0.6404
WindOffShore | 2018-09-23 20:00 | 0.5981
WindOffShore | 2018-09-23 21:00 | 0.5593
WindOffShore | 2018-09-23 22:00 | 0.5294
WindOffShore | 2018-09-23 23:00 | 0.5337
WindOffShore | 2018-09-24 | 0.5091
WindOffShore | 2018-09-24 01:00 | 0.4873
WindOffShore | 2018-09-24 02:00 | 0.4712
WindOffShore | 2018-09-24 03:00 | 0.4742
WindOffShore | 2018-09-24 04:00 | 0.5365
WindOffShore | 2018-09-24 05:00 | 0.5479
WindOffShore | 2018-09-24 06:00 | 0.5091
WindOffShore | 2018-09-24 07:00 | 0.3683
WindOffShore | 2018-09-24 08:00 | 0.4742
WindOffShore | 2018-09-24 09:00 | 0.5279
WindOffShore | 2018-09-24 10:00 | 0.5265
WindOffShore | 2018-09-24 11:00 | 0.5236
WindOffShore | 2018-09-24 12:00 | 0.5178
WindOffShore | 2018-09-24 13:00 | 0.5149
WindOffShore | 2018-09-24 14:00 | 0.5365
WindOffShore | 2018-09-24 15:00 | 0.5775
WindOffShore | 2018-09-24 16:00 | 0.6076
WindOffShore | 2018-09-24 17:00 | 0.6262
WindOffShore | 2018-09-24 18:00 | 0.7258
WindOffShore | 2018-09-24 19:00 | 0.7578
WindOffShore | 2018-09-24 20:00 | 0.7225
WindOffShore | 2018-09-24 21:00 | 0.6582
WindOffShore | 2018-09-24 22:00 | 0.634
WindOffShore | 2018-09-24 23:00 | 0.6156
WindOffShore | 2018-09-25 | 0.5967
WindOffShore | 2018-09-25 01:00 | 0.5747
WindOffShore | 2018-09-25 02:00 | 0.555
WindOffShore | 2018-09-25 03:00 | 0.5479
WindOffShore | 2018-09-25 04:00 | 0.5365
WindOffShore | 2018-09-25 05:00 | 0.5337
WindOffShore | 2018-09-25 06:00 | 0.5077
WindOffShore | 2018-09-25 07:00 | 0.357
WindOffShore | 2018-09-25 08:00 | 0.4771
WindOffShore | 2018-09-25 09:00 | 0.6379
WindOffShore | 2018-09-25 10:00 | 0.6557
WindOffShore | 2018-09-25 11:00 | 0.6742
WindOffShore | 2018-09-25 12:00 | 0.7081
WindOffShore | 2018-09-25 13:00 | 0.7343
WindOffShore | 2018-09-25 14:00 | 0.7529
WindOffShore | 2018-09-25 15:00 | 0.7647
WindOffShore | 2018-09-25 16:00 | 0.7269
WindOffShore | 2018-09-25 17:00 | 0.7343
WindOffShore | 2018-09-25 18:00 | 0.777
WindOffShore | 2018-09-25 19:00 | 0.7807
WindOffShore | 2018-09-25 20:00 | 0.7789
WindOffShore | 2018-09-25 21:00 | 0.7723
WindOffShore | 2018-09-25 22:00 | 0.7559
WindOffShore | 2018-09-25 23:00 | 0.7025
WindOffShore | 2018-09-26 | 0.6456
WindOffShore | 2018-09-26 01:00 | 0.6169
WindOffShore | 2018-09-26 02:00 | 0.5913
WindOffShore | 2018-09-26 03:00 | 0.5803
WindOffShore | 2018-09-26 04:00 | 0.5691
WindOffShore | 2018-09-26 05:00 | 0.555
WindOffShore | 2018-09-26 06:00 | 0.5019
WindOffShore | 2018-09-26 07:00 | 0.3157
WindOffShore | 2018-09-26 08:00 | 0.2491
WindOffShore | 2018-09-26 09:00 | 0.2688
WindOffShore | 2018-09-26 10:00 | 0.2325
WindOffShore | 2018-09-26 11:00 | 0.2176
WindOffShore | 2018-09-26 12:00 | 0.2098
WindOffShore | 2018-09-26 13:00 | 0.2153
WindOffShore | 2018-09-26 14:00 | 0.2279
WindOffShore | 2018-09-26 15:00 | 0.2431
WindOffShore | 2018-09-26 16:00 | 0.2325
WindOffShore | 2018-09-26 17:00 | 0.3306
WindOffShore | 2018-09-26 18:00 | 0.5351
WindOffShore | 2018-09-26 19:00 | 0.6838
WindOffShore | 2018-09-26 20:00 | 0.7406
WindOffShore | 2018-09-26 21:00 | 0.728
WindOffShore | 2018-09-26 22:00 | 0.7002
WindOffShore | 2018-09-26 23:00 | 0.6885
WindOffShore | 2018-09-27 | 0.6814
WindOffShore | 2018-09-27 01:00 | 0.6778
WindOffShore | 2018-09-27 02:00 | 0.6594
WindOffShore | 2018-09-27 03:00 | 0.6392
WindOffShore | 2018-09-27 04:00 | 0.6366
WindOffShore | 2018-09-27 05:00 | 0.6301
WindOffShore | 2018-09-27 06:00 | 0.5775
WindOffShore | 2018-09-27 07:00 | 0.3184
WindOffShore | 2018-09-27 08:00 | 0.1539
WindOffShore | 2018-09-27 09:00 | 0.1801
WindOffShore | 2018-09-27 10:00 | 0.1781
WindOffShore | 2018-09-27 11:00 | 0.1604
WindOffShore | 2018-09-27 12:00 | 0.1359
WindOffShore | 2018-09-27 13:00 | 0.1069
WindOffShore | 2018-09-27 14:00 | 0.0816
WindOffShore | 2018-09-27 15:00 | 0.0727
WindOffShore | 2018-09-27 16:00 | 0.0882
WindOffShore | 2018-09-27 17:00 | 0.1567
WindOffShore | 2018-09-27 18:00 | 0.2043
WindOffShore | 2018-09-27 19:00 | 0.1842
WindOffShore | 2018-09-27 20:00 | 0.1438
WindOffShore | 2018-09-27 21:00 | 0.1258
WindOffShore | 2018-09-27 22:00 | 0.1275
WindOffShore | 2018-09-27 23:00 | 0.1099
WindOffShore | 2018-09-28 | 0.0771
WindOffShore | 2018-09-28 01:00 | 0.0439
WindOffShore | 2018-09-28 02:00 | 0.0171
WindOffShore | 2018-09-28 03:00 | 0.0094
WindOffShore | 2018-09-28 04:00 | 0.0132
WindOffShore | 2018-09-28 05:00 | 0.028
WindOffShore | 2018-09-28 06:00 | 0.0685
WindOffShore | 2018-09-28 07:00 | 0.0842
WindOffShore | 2018-09-28 08:00 | 0.0816
WindOffShore | 2018-09-28 09:00 | 0.1539
WindOffShore | 2018-09-28 10:00 | 0.2443
WindOffShore | 2018-09-28 11:00 | 0.332
WindOffShore | 2018-09-28 12:00 | 0.3782
WindOffShore | 2018-09-28 13:00 | 0.3911
WindOffShore | 2018-09-28 14:00 | 0.4317
WindOffShore | 2018-09-28 15:00 | 0.5294
WindOffShore | 2018-09-28 16:00 | 0.6417
WindOffShore | 2018-09-28 17:00 | 0.7104
WindOffShore | 2018-09-28 18:00 | 0.777
WindOffShore | 2018-09-28 19:00 | 0.7914
WindOffShore | 2018-09-28 20:00 | 0.7958
WindOffShore | 2018-09-28 21:00 | 0.7923
WindOffShore | 2018-09-28 22:00 | 0.7627
WindOffShore | 2018-09-28 23:00 | 0.7182
WindOffShore | 2018-09-29 | 0.6814
WindOffShore | 2018-09-29 01:00 | 0.6506
WindOffShore | 2018-09-29 02:00 | 0.6169
WindOffShore | 2018-09-29 03:00 | 0.5995
WindOffShore | 2018-09-29 04:00 | 0.5872
WindOffShore | 2018-09-29 05:00 | 0.5858
WindOffShore | 2018-09-29 06:00 | 0.5663
WindOffShore | 2018-09-29 07:00 | 0.5193
WindOffShore | 2018-09-29 08:00 | 0.6116
WindOffShore | 2018-09-29 09:00 | 0.5954
WindOffShore | 2018-09-29 10:00 | 0.5649
WindOffShore | 2018-09-29 11:00 | 0.512
WindOffShore | 2018-09-29 12:00 | 0.4493
WindOffShore | 2018-09-29 13:00 | 0.3969
WindOffShore | 2018-09-29 14:00 | 0.3584
WindOffShore | 2018-09-29 15:00 | 0.3403
WindOffShore | 2018-09-29 16:00 | 0.3306
WindOffShore | 2018-09-29 17:00 | 0.384
WindOffShore | 2018-09-29 18:00 | 0.5033
WindOffShore | 2018-09-29 19:00 | 0.5733
WindOffShore | 2018-09-29 20:00 | 0.5913
WindOffShore | 2018-09-29 21:00 | 0.5761
WindOffShore | 2018-09-29 22:00 | 0.5422
WindOffShore | 2018-09-29 23:00 | 0.5048
WindOffShore | 2018-09-30 | 0.4654
WindOffShore | 2018-09-30 01:00 | 0.4274
WindOffShore | 2018-09-30 02:00 | 0.394
WindOffShore | 2018-09-30 03:00 | 0.3725
WindOffShore | 2018-09-30 04:00 | 0.3754
WindOffShore | 2018-09-30 05:00 | 0.3983
WindOffShore | 2018-09-30 06:00 | 0.3969
WindOffShore | 2018-09-30 07:00 | 0.2054
WindOffShore | 2018-09-30 08:00 | 0.1225
WindOffShore | 2018-09-30 09:00 | 0.313
WindOffShore | 2018-09-30 10:00 | 0.2626
WindOffShore | 2018-09-30 11:00 | 0.201
WindOffShore | 2018-09-30 12:00 | 0.1731
WindOffShore | 2018-09-30 13:00 | 0.1873
WindOffShore | 2018-09-30 14:00 | 0.201
WindOffShore | 2018-09-30 15:00 | 0.2198
WindOffShore | 2018-09-30 16:00 | 0.305
WindOffShore | 2018-09-30 17:00 | 0.4902
WindOffShore | 2018-09-30 18:00 | 0.643
WindOffShore | 2018-09-30 19:00 | 0.6022
WindOffShore | 2018-09-30 20:00 | 0.5265
WindOffShore | 2018-09-30 21:00 | 0.5508
WindOffShore | 2018-09-30 22:00 | 0.5747
WindOffShore | 2018-09-30 23:00 | 0.6022
WindOffShore | 2018-10-01 | 0.6417
WindOffShore | 2018-10-01 01:00 | 0.7204
WindOffShore | 2018-10-01 02:00 | 0.7406
WindOffShore | 2018-10-01 03:00 | 0.7258
WindOffShore | 2018-10-01 04:00 | 0.7182
WindOffShore | 2018-10-01 05:00 | 0.7093
WindOffShore | 2018-10-01 06:00 | 0.6544
WindOffShore | 2018-10-01 07:00 | 0.4902
WindOffShore | 2018-10-01 08:00 | 0.5926
WindOffShore | 2018-10-01 09:00 | 0.5691
WindOffShore | 2018-10-01 10:00 | 0.4975
WindOffShore | 2018-10-01 11:00 | 0.4537
WindOffShore | 2018-10-01 12:00 | 0.3797
WindOffShore | 2018-10-01 13:00 | 0.3252
WindOffShore | 2018-10-01 14:00 | 0.3375
WindOffShore | 2018-10-01 15:00 | 0.3868
WindOffShore | 2018-10-01 16:00 | 0.4551
WindOffShore | 2018-10-01 17:00 | 0.5422
WindOffShore | 2018-10-01 18:00 | 0.6443
WindOffShore | 2018-10-01 19:00 | 0.5789
WindOffShore | 2018-10-01 20:00 | 0.4961
WindOffShore | 2018-10-01 21:00 | 0.4464
WindOffShore | 2018-10-01 22:00 | 0.4041
WindOffShore | 2018-10-01 23:00 | 0.3224
WindOffShore | 2018-10-02 | 0.2516
WindOffShore | 2018-10-02 01:00 | 0.2165
WindOffShore | 2018-10-02 02:00 | 0.2348
WindOffShore | 2018-10-02 03:00 | 0.2905
WindOffShore | 2018-10-02 04:00 | 0.3037
WindOffShore | 2018-10-02 05:00 | 0.2919
WindOffShore | 2018-10-02 06:00 | 0.2701
WindOffShore | 2018-10-02 07:00 | 0.1904
WindOffShore | 2018-10-02 08:00 | 0.2431
WindOffShore | 2018-10-02 09:00 | 0.2419
WindOffShore | 2018-10-02 10:00 | 0.2431
WindOffShore | 2018-10-02 11:00 | 0.2601
WindOffShore | 2018-10-02 12:00 | 0.2945
WindOffShore | 2018-10-02 13:00 | 0.3252
WindOffShore | 2018-10-02 14:00 | 0.3514
WindOffShore | 2018-10-02 15:00 | 0.3711
WindOffShore | 2018-10-02 16:00 | 0.3683
WindOffShore | 2018-10-02 17:00 | 0.3998
WindOffShore | 2018-10-02 18:00 | 0.4902
WindOffShore | 2018-10-02 19:00 | 0.5033
WindOffShore | 2018-10-02 20:00 | 0.4727
WindOffShore | 2018-10-02 21:00 | 0.4537
WindOffShore | 2018-10-02 22:00 | 0.4683
WindOffShore | 2018-10-02 23:00 | 0.461
WindOffShore | 2018-10-03 | 0.4347
WindOffShore | 2018-10-03 01:00 | 0.3897
WindOffShore | 2018-10-03 02:00 | 0.3725
WindOffShore | 2018-10-03 03:00 | 0.3711
WindOffShore | 2018-10-03 04:00 | 0.3683
WindOffShore | 2018-10-03 05:00 | 0.3514
WindOffShore | 2018-10-03 06:00 | 0.2997
WindOffShore | 2018-10-03 07:00 | 0.1681
WindOffShore | 2018-10-03 08:00 | 0.1275
WindOffShore | 2018-10-03 09:00 | 0.1242
WindOffShore | 2018-10-03 10:00 | 0.1169
WindOffShore | 2018-10-03 11:00 | 0.1283
WindOffShore | 2018-10-03 12:00 | 0.1483
WindOffShore | 2018-10-03 13:00 | 0.174
WindOffShore | 2018-10-03 14:00 | 0.2054
WindOffShore | 2018-10-03 15:00 | 0.2302
WindOffShore | 2018-10-03 16:00 | 0.2384
WindOffShore | 2018-10-03 17:00 | 0.2676
WindOffShore | 2018-10-03 18:00 | 0.3103
WindOffShore | 2018-10-03 19:00 | 0.364
WindOffShore | 2018-10-03 20:00 | 0.4245
WindOffShore | 2018-10-03 21:00 | 0.4829
WindOffShore | 2018-10-03 22:00 | 0.5135
WindOffShore | 2018-10-03 23:00 | 0.5091
WindOffShore | 2018-10-04 | 0.4888
WindOffShore | 2018-10-04 01:00 | 0.4683
WindOffShore | 2018-10-04 02:00 | 0.4478
WindOffShore | 2018-10-04 03:00 | 0.4434
WindOffShore | 2018-10-04 04:00 | 0.4464
WindOffShore | 2018-10-04 05:00 | 0.4405
WindOffShore | 2018-10-04 06:00 | 0.423
WindOffShore | 2018-10-04 07:00 | 0.2503
WindOffShore | 2018-10-04 08:00 | 0.1161
WindOffShore | 2018-10-04 09:00 | 0.2455
WindOffShore | 2018-10-04 10:00 | 0.3103
WindOffShore | 2018-10-04 11:00 | 0.3024
WindOffShore | 2018-10-04 12:00 | 0.2867
WindOffShore | 2018-10-04 13:00 | 0.2777
WindOffShore | 2018-10-04 14:00 | 0.2828
WindOffShore | 2018-10-04 15:00 | 0.2841
WindOffShore | 2018-10-04 16:00 | 0.2577
WindOffShore | 2018-10-04 17:00 | 0.279
WindOffShore | 2018-10-04 18:00 | 0.3375
WindOffShore | 2018-10-04 19:00 | 0.4128
WindOffShore | 2018-10-04 20:00 | 0.4975
WindOffShore | 2018-10-04 21:00 | 0.5844
WindOffShore | 2018-10-04 22:00 | 0.6379
WindOffShore | 2018-10-04 23:00 | 0.6392
WindOffShore | 2018-10-05 | 0.5995
WindOffShore | 2018-10-05 01:00 | 0.5437
WindOffShore | 2018-10-05 02:00 | 0.5091
WindOffShore | 2018-10-05 03:00 | 0.4625
WindOffShore | 2018-10-05 04:00 | 0.4056
WindOffShore | 2018-10-05 05:00 | 0.3514
WindOffShore | 2018-10-05 06:00 | 0.3306
WindOffShore | 2018-10-05 07:00 | 0.2431
WindOffShore | 2018-10-05 08:00 | 0.0937
WindOffShore | 2018-10-05 09:00 | 0.0513
WindOffShore | 2018-10-05 10:00 | 0.0529
WindOffShore | 2018-10-05 11:00 | 0.055
WindOffShore | 2018-10-05 12:00 | 0.0604
WindOffShore | 2018-10-05 13:00 | 0.0709
WindOffShore | 2018-10-05 14:00 | 0.0842
WindOffShore | 2018-10-05 15:00 | 0.0952
WindOffShore | 2018-10-05 16:00 | 0.1266
WindOffShore | 2018-10-05 17:00 | 0.2032
WindOffShore | 2018-10-05 18:00 | 0.2313
WindOffShore | 2018-10-05 19:00 | 0.2076
WindOffShore | 2018-10-05 20:00 | 0.1567
WindOffShore | 2018-10-05 21:00 | 0.1084
WindOffShore | 2018-10-05 22:00 | 0.0721
WindOffShore | 2018-10-05 23:00 | 0.0752
WindOffShore | 2018-10-06 | 0.1421
WindOffShore | 2018-10-06 01:00 | 0.2431
WindOffShore | 2018-10-06 02:00 | 0.3556
WindOffShore | 2018-10-06 03:00 | 0.439
WindOffShore | 2018-10-06 04:00 | 0.4932
WindOffShore | 2018-10-06 05:00 | 0.5322
WindOffShore | 2018-10-06 06:00 | 0.555
WindOffShore | 2018-10-06 07:00 | 0.5236
WindOffShore | 2018-10-06 08:00 | 0.4975
WindOffShore | 2018-10-06 09:00 | 0.7258
WindOffShore | 2018-10-06 10:00 | 0.8257
WindOffShore | 2018-10-06 11:00 | 0.8484
WindOffShore | 2018-10-06 12:00 | 0.7807
WindOffShore | 2018-10-06 13:00 | 0.6944
WindOffShore | 2018-10-06 14:00 | 0.6532
WindOffShore | 2018-10-06 15:00 | 0.5308
WindOffShore | 2018-10-06 16:00 | 0.2802
WindOffShore | 2018-10-06 17:00 | 0.254
WindOffShore | 2018-10-06 18:00 | 0.583
WindOffShore | 2018-10-06 19:00 | 0.8484
WindOffShore | 2018-10-06 20:00 | 0.9381
WindOffShore | 2018-10-06 21:00 | 0.9746
WindOffShore | 2018-10-06 22:00 | 0.9835
WindOffShore | 2018-10-06 23:00 | 0.99
WindOffShore | 2018-10-07 | 0.9909
WindOffShore | 2018-10-07 01:00 | 0.9909
WindOffShore | 2018-10-07 02:00 | 0.9908
WindOffShore | 2018-10-07 03:00 | 0.9909
WindOffShore | 2018-10-07 04:00 | 0.9895
WindOffShore | 2018-10-07 05:00 | 0.9907
WindOffShore | 2018-10-07 06:00 | 0.9905
WindOffShore | 2018-10-07 07:00 | 0.986
WindOffShore | 2018-10-07 08:00 | 0.9776
WindOffShore | 2018-10-07 09:00 | 0.9725
WindOffShore | 2018-10-07 10:00 | 0.9562
WindOffShore | 2018-10-07 11:00 | 0.9273
WindOffShore | 2018-10-07 12:00 | 0.9051
WindOffShore | 2018-10-07 13:00 | 0.8878
WindOffShore | 2018-10-07 14:00 | 0.8732
WindOffShore | 2018-10-07 15:00 | 0.8464
WindOffShore | 2018-10-07 16:00 | 0.7861
WindOffShore | 2018-10-07 17:00 | 0.7182
WindOffShore | 2018-10-07 18:00 | 0.6656
WindOffShore | 2018-10-07 19:00 | 0.6288
WindOffShore | 2018-10-07 20:00 | 0.6275
WindOffShore | 2018-10-07 21:00 | 0.6089
WindOffShore | 2018-10-07 22:00 | 0.5635
WindOffShore | 2018-10-07 23:00 | 0.5193
WindOffShore | 2018-10-08 | 0.4829
WindOffShore | 2018-10-08 01:00 | 0.4274
WindOffShore | 2018-10-08 02:00 | 0.4056
WindOffShore | 2018-10-08 03:00 | 0.4027
WindOffShore | 2018-10-08 04:00 | 0.3725
WindOffShore | 2018-10-08 05:00 | 0.3417
WindOffShore | 2018-10-08 06:00 | 0.2984
WindOffShore | 2018-10-08 07:00 | 0.1873
WindOffShore | 2018-10-08 08:00 | 0.1385
WindOffShore | 2018-10-08 09:00 | 0.1721
WindOffShore | 2018-10-08 10:00 | 0.1177
WindOffShore | 2018-10-08 11:00 | 0.0835
WindOffShore | 2018-10-08 12:00 | 0.0679
WindOffShore | 2018-10-08 13:00 | 0.0621
WindOffShore | 2018-10-08 14:00 | 0.065
WindOffShore | 2018-10-08 15:00 | 0.0715
WindOffShore | 2018-10-08 16:00 | 0.0829
WindOffShore | 2018-10-08 17:00 | 0.1054
WindOffShore | 2018-10-08 18:00 | 0.1217
WindOffShore | 2018-10-08 19:00 | 0.1325
WindOffShore | 2018-10-08 20:00 | 0.1474
WindOffShore | 2018-10-08 21:00 | 0.1811
WindOffShore | 2018-10-08 22:00 | 0.2325
WindOffShore | 2018-10-08 23:00 | 0.2919
WindOffShore | 2018-10-09 | 0.364
WindOffShore | 2018-10-09 01:00 | 0.4172
WindOffShore | 2018-10-09 02:00 | 0.4317
WindOffShore | 2018-10-09 03:00 | 0.4303
WindOffShore | 2018-10-09 04:00 | 0.4274
WindOffShore | 2018-10-09 05:00 | 0.4259
WindOffShore | 2018-10-09 06:00 | 0.4259
WindOffShore | 2018-10-09 07:00 | 0.2984
WindOffShore | 2018-10-09 08:00 | 0.1351
WindOffShore | 2018-10-09 09:00 | 0.1438
WindOffShore | 2018-10-09 10:00 | 0.2455
WindOffShore | 2018-10-09 11:00 | 0.2455
WindOffShore | 2018-10-09 12:00 | 0.2408
WindOffShore | 2018-10-09 13:00 | 0.2577
WindOffShore | 2018-10-09 14:00 | 0.3024
WindOffShore | 2018-10-09 15:00 | 0.374
WindOffShore | 2018-10-09 16:00 | 0.4114
WindOffShore | 2018-10-09 17:00 | 0.6129
WindOffShore | 2018-10-09 18:00 | 0.7733
WindOffShore | 2018-10-09 19:00 | 0.8226
WindOffShore | 2018-10-09 20:00 | 0.8148
WindOffShore | 2018-10-09 21:00 | 0.7578
WindOffShore | 2018-10-09 22:00 | 0.6632
WindOffShore | 2018-10-09 23:00 | 0.6049
WindOffShore | 2018-10-10 | 0.6404
WindOffShore | 2018-10-10 01:00 | 0.6874
WindOffShore | 2018-10-10 02:00 | 0.7258
WindOffShore | 2018-10-10 03:00 | 0.7406
WindOffShore | 2018-10-10 04:00 | 0.7478
WindOffShore | 2018-10-10 05:00 | 0.7478
WindOffShore | 2018-10-10 06:00 | 0.7539
WindOffShore | 2018-10-10 07:00 | 0.6705
WindOffShore | 2018-10-10 08:00 | 0.5579
WindOffShore | 2018-10-10 09:00 | 0.7789
WindOffShore | 2018-10-10 10:00 | 0.8195
WindOffShore | 2018-10-10 11:00 | 0.8084
WindOffShore | 2018-10-10 12:00 | 0.7714
WindOffShore | 2018-10-10 13:00 | 0.6669
WindOffShore | 2018-10-10 14:00 | 0.6035
WindOffShore | 2018-10-10 15:00 | 0.6008
WindOffShore | 2018-10-10 16:00 | 0.5635
WindOffShore | 2018-10-10 17:00 | 0.5872
WindOffShore | 2018-10-10 18:00 | 0.6874
WindOffShore | 2018-10-10 19:00 | 0.7723
WindOffShore | 2018-10-10 20:00 | 0.7975
WindOffShore | 2018-10-10 21:00 | 0.7984
WindOffShore | 2018-10-10 22:00 | 0.7608
WindOffShore | 2018-10-10 23:00 | 0.7618
WindOffShore | 2018-10-11 | 0.729
WindOffShore | 2018-10-11 01:00 | 0.7036
WindOffShore | 2018-10-11 02:00 | 0.7047
WindOffShore | 2018-10-11 03:00 | 0.7549
WindOffShore | 2018-10-11 04:00 | 0.7949
WindOffShore | 2018-10-11 05:00 | 0.8226
WindOffShore | 2018-10-11 06:00 | 0.8381
WindOffShore | 2018-10-11 07:00 | 0.8172
WindOffShore | 2018-10-11 08:00 | 0.7519
WindOffShore | 2018-10-11 09:00 | 0.7751
WindOffShore | 2018-10-11 10:00 | 0.8842
WindOffShore | 2018-10-11 11:00 | 0.8929
WindOffShore | 2018-10-11 12:00 | 0.7949
WindOffShore | 2018-10-11 13:00 | 0.5337
WindOffShore | 2018-10-11 14:00 | 0.6156
WindOffShore | 2018-10-11 15:00 | 0.6379
WindOffShore | 2018-10-11 16:00 | 0.4815
WindOffShore | 2018-10-11 17:00 | 0.4143
WindOffShore | 2018-10-11 18:00 | 0.4829
WindOffShore | 2018-10-11 19:00 | 0.555
WindOffShore | 2018-10-11 20:00 | 0.6062
WindOffShore | 2018-10-11 21:00 | 0.6288
WindOffShore | 2018-10-11 22:00 | 0.6532
WindOffShore | 2018-10-11 23:00 | 0.6494
WindOffShore | 2018-10-12 | 0.6468
WindOffShore | 2018-10-12 01:00 | 0.6766
WindOffShore | 2018-10-12 02:00 | 0.6921
WindOffShore | 2018-10-12 03:00 | 0.6705
WindOffShore | 2018-10-12 04:00 | 0.6754
WindOffShore | 2018-10-12 05:00 | 0.6754
WindOffShore | 2018-10-12 06:00 | 0.6967
WindOffShore | 2018-10-12 07:00 | 0.685
WindOffShore | 2018-10-12 08:00 | 0.6089
WindOffShore | 2018-10-12 09:00 | 0.6404
WindOffShore | 2018-10-12 10:00 | 0.7992
WindOffShore | 2018-10-12 11:00 | 0.8697
WindOffShore | 2018-10-12 12:00 | 0.8977
WindOffShore | 2018-10-12 13:00 | 0.901
WindOffShore | 2018-10-12 14:00 | 0.8837
WindOffShore | 2018-10-12 15:00 | 0.8242
WindOffShore | 2018-10-12 16:00 | 0.7225
WindOffShore | 2018-10-12 17:00 | 0.7236
WindOffShore | 2018-10-12 18:00 | 0.7236
WindOffShore | 2018-10-12 19:00 | 0.6766
WindOffShore | 2018-10-12 20:00 | 0.6519
WindOffShore | 2018-10-12 21:00 | 0.6681
WindOffShore | 2018-10-12 22:00 | 0.6944
WindOffShore | 2018-10-12 23:00 | 0.7204
WindOffShore | 2018-10-13 | 0.7647
WindOffShore | 2018-10-13 01:00 | 0.787
WindOffShore | 2018-10-13 02:00 | 0.7798
WindOffShore | 2018-10-13 03:00 | 0.7798
WindOffShore | 2018-10-13 04:00 | 0.8043
WindOffShore | 2018-10-13 05:00 | 0.8124
WindOffShore | 2018-10-13 06:00 | 0.8009
WindOffShore | 2018-10-13 07:00 | 0.7437
WindOffShore | 2018-10-13 08:00 | 0.6874
WindOffShore | 2018-10-13 09:00 | 0.814
WindOffShore | 2018-10-13 10:00 | 0.8437
WindOffShore | 2018-10-13 11:00 | 0.8582
WindOffShore | 2018-10-13 12:00 | 0.8345
WindOffShore | 2018-10-13 13:00 | 0.787
WindOffShore | 2018-10-13 14:00 | 0.7354
WindOffShore | 2018-10-13 15:00 | 0.6705
WindOffShore | 2018-10-13 16:00 | 0.5479
WindOffShore | 2018-10-13 17:00 | 0.555
WindOffShore | 2018-10-13 18:00 | 0.5522
WindOffShore | 2018-10-13 19:00 | 0.4829
WindOffShore | 2018-10-13 20:00 | 0.4317
WindOffShore | 2018-10-13 21:00 | 0.5077
WindOffShore | 2018-10-13 22:00 | 0.716
WindOffShore | 2018-10-13 23:00 | 0.7816
WindOffShore | 2018-10-14 | 0.876
WindOffShore | 2018-10-14 01:00 | 0.8607
WindOffShore | 2018-10-14 02:00 | 0.8607
WindOffShore | 2018-10-14 03:00 | 0.8674
WindOffShore | 2018-10-14 04:00 | 0.8309
WindOffShore | 2018-10-14 05:00 | 0.7742
WindOffShore | 2018-10-14 06:00 | 0.7751
WindOffShore | 2018-10-14 07:00 | 0.7269
WindOffShore | 2018-10-14 08:00 | 0.5607
WindOffShore | 2018-10-14 09:00 | 0.3697
WindOffShore | 2018-10-14 10:00 | 0.3306
WindOffShore | 2018-10-14 11:00 | 0.3265
WindOffShore | 2018-10-14 12:00 | 0.2688
WindOffShore | 2018-10-14 13:00 | 0.1873
WindOffShore | 2018-10-14 14:00 | 0.1614
WindOffShore | 2018-10-14 15:00 | 0.1643
WindOffShore | 2018-10-14 16:00 | 0.1821
WindOffShore | 2018-10-14 17:00 | 0.2751
WindOffShore | 2018-10-14 18:00 | 0.2932
WindOffShore | 2018-10-14 19:00 | 0.2302
WindOffShore | 2018-10-14 20:00 | 0.2176
WindOffShore | 2018-10-14 21:00 | 0.1412
WindOffShore | 2018-10-14 22:00 | 0.0752
WindOffShore | 2018-10-14 23:00 | 0.0875
WindOffShore | 2018-10-15 | 0.1781
WindOffShore | 2018-10-15 01:00 | 0.229
WindOffShore | 2018-10-15 02:00 | 0.2408
WindOffShore | 2018-10-15 03:00 | 0.2408
WindOffShore | 2018-10-15 04:00 | 0.2279
WindOffShore | 2018-10-15 05:00 | 0.1978
WindOffShore | 2018-10-15 06:00 | 0.1548
WindOffShore | 2018-10-15 07:00 | 0.0758
WindOffShore | 2018-10-15 08:00 | 0.0193
WindOffShore | 2018-10-15 09:00 | 0.0072
WindOffShore | 2018-10-15 10:00 | 0.0097
WindOffShore | 2018-10-15 11:00 | 0.0084
WindOffShore | 2018-10-15 12:00 | 0.0053
WindOffShore | 2018-10-15 13:00 | 0.0101
WindOffShore | 2018-10-15 14:00 | 0.0383
WindOffShore | 2018-10-15 15:00 | 0.0765
WindOffShore | 2018-10-15 16:00 | 0.0667
WindOffShore | 2018-10-15 17:00 | 0.0243
WindOffShore | 2018-10-15 18:00 | 0.0429
WindOffShore | 2018-10-15 19:00 | 0.0923
WindOffShore | 2018-10-15 20:00 | 0.1225
WindOffShore | 2018-10-15 21:00 | 0.1209
WindOffShore | 2018-10-15 22:00 | 0.1225
WindOffShore | 2018-10-15 23:00 | 0.1511
WindOffShore | 2018-10-16 | 0.1731
WindOffShore | 2018-10-16 01:00 | 0.152
WindOffShore | 2018-10-16 02:00 | 0.1308
WindOffShore | 2018-10-16 03:00 | 0.1114
WindOffShore | 2018-10-16 04:00 | 0.0882
WindOffShore | 2018-10-16 05:00 | 0.0679
WindOffShore | 2018-10-16 06:00 | 0.0518
WindOffShore | 2018-10-16 07:00 | 0.0357
WindOffShore | 2018-10-16 08:00 | 0.0165
WindOffShore | 2018-10-16 09:00 | 0.018
WindOffShore | 2018-10-16 10:00 | 0.0458
WindOffShore | 2018-10-16 11:00 | 0.0784
WindOffShore | 2018-10-16 12:00 | 0.1107
WindOffShore | 2018-10-16 13:00 | 0.1377
WindOffShore | 2018-10-16 14:00 | 0.1529
WindOffShore | 2018-10-16 15:00 | 0.1595
WindOffShore | 2018-10-16 16:00 | 0.1831
WindOffShore | 2018-10-16 17:00 | 0.2638
WindOffShore | 2018-10-16 18:00 | 0.2905
WindOffShore | 2018-10-16 19:00 | 0.2516
WindOffShore | 2018-10-16 20:00 | 0.1967
WindOffShore | 2018-10-16 21:00 | 0.1511
WindOffShore | 2018-10-16 22:00 | 0.113
WindOffShore | 2018-10-16 23:00 | 0.0715
WindOffShore | 2018-10-17 | 0.0323
WindOffShore | 2018-10-17 01:00 | 0.009
WindOffShore | 2018-10-17 02:00 | 0.0013
WindOffShore | 2018-10-17 03:00 | 0.0001
WindOffShore | 2018-10-17 04:00 | 0.0001
WindOffShore | 2018-10-17 05:00 | 0.0006
WindOffShore | 2018-10-17 06:00 | 0.0053
WindOffShore | 2018-10-17 07:00 | 0.0177
WindOffShore | 2018-10-17 08:00 | 0.0072
WindOffShore | 2018-10-17 09:00 | 0.0018
WindOffShore | 2018-10-17 10:00 | 0.0022
WindOffShore | 2018-10-17 11:00 | 0.0049
WindOffShore | 2018-10-17 12:00 | 0.0082
WindOffShore | 2018-10-17 13:00 | 0.0143
WindOffShore | 2018-10-17 14:00 | 0.0303
WindOffShore | 2018-10-17 15:00 | 0.0582
WindOffShore | 2018-10-17 16:00 | 0.0973
WindOffShore | 2018-10-17 17:00 | 0.1731
WindOffShore | 2018-10-17 18:00 | 0.2777
WindOffShore | 2018-10-17 19:00 | 0.4114
WindOffShore | 2018-10-17 20:00 | 0.5048
WindOffShore | 2018-10-17 21:00 | 0.555
WindOffShore | 2018-10-17 22:00 | 0.5844
WindOffShore | 2018-10-17 23:00 | 0.6102
WindOffShore | 2018-10-18 | 0.6494
WindOffShore | 2018-10-18 01:00 | 0.6392
WindOffShore | 2018-10-18 02:00 | 0.6288
WindOffShore | 2018-10-18 03:00 | 0.6327
WindOffShore | 2018-10-18 04:00 | 0.6417
WindOffShore | 2018-10-18 05:00 | 0.6494
WindOffShore | 2018-10-18 06:00 | 0.6443
WindOffShore | 2018-10-18 07:00 | 0.729
WindOffShore | 2018-10-18 08:00 | 0.7025
WindOffShore | 2018-10-18 09:00 | 0.6909
WindOffShore | 2018-10-18 10:00 | 0.6656
WindOffShore | 2018-10-18 11:00 | 0.6417
WindOffShore | 2018-10-18 12:00 | 0.6275
WindOffShore | 2018-10-18 13:00 | 0.634
WindOffShore | 2018-10-18 14:00 | 0.6656
WindOffShore | 2018-10-18 15:00 | 0.6909
WindOffShore | 2018-10-18 16:00 | 0.6897
WindOffShore | 2018-10-18 17:00 | 0.7343
WindOffShore | 2018-10-18 18:00 | 0.7539
WindOffShore | 2018-10-18 19:00 | 0.7343
WindOffShore | 2018-10-18 20:00 | 0.7013
WindOffShore | 2018-10-18 21:00 | 0.6669
WindOffShore | 2018-10-18 22:00 | 0.6262
WindOffShore | 2018-10-18 23:00 | 0.5844
WindOffShore | 2018-10-19 | 0.5522
WindOffShore | 2018-10-19 01:00 | 0.5193
WindOffShore | 2018-10-19 02:00 | 0.4932
WindOffShore | 2018-10-19 03:00 | 0.4888
WindOffShore | 2018-10-19 04:00 | 0.4902
WindOffShore | 2018-10-19 05:00 | 0.4829
WindOffShore | 2018-10-19 06:00 | 0.4654
WindOffShore | 2018-10-19 07:00 | 0.4012
WindOffShore | 2018-10-19 08:00 | 0.2932
WindOffShore | 2018-10-19 09:00 | 0.3626
WindOffShore | 2018-10-19 10:00 | 0.4085
WindOffShore | 2018-10-19 11:00 | 0.4508
WindOffShore | 2018-10-19 12:00 | 0.4581
WindOffShore | 2018-10-19 13:00 | 0.4376
WindOffShore | 2018-10-19 14:00 | 0.4274
WindOffShore | 2018-10-19 15:00 | 0.4259
WindOffShore | 2018-10-19 16:00 | 0.4873
WindOffShore | 2018-10-19 17:00 | 0.6814
WindOffShore | 2018-10-19 18:00 | 0.6967
WindOffShore | 2018-10-19 19:00 | 0.6494
WindOffShore | 2018-10-19 20:00 | 0.6392
WindOffShore | 2018-10-19 21:00 | 0.6248
WindOffShore | 2018-10-19 22:00 | 0.6102
WindOffShore | 2018-10-19 23:00 | 0.5913
WindOffShore | 2018-10-20 | 0.5522
WindOffShore | 2018-10-20 01:00 | 0.5279
WindOffShore | 2018-10-20 02:00 | 0.538
WindOffShore | 2018-10-20 03:00 | 0.5422
WindOffShore | 2018-10-20 04:00 | 0.5408
WindOffShore | 2018-10-20 05:00 | 0.5422
WindOffShore | 2018-10-20 06:00 | 0.5408
WindOffShore | 2018-10-20 07:00 | 0.4829
WindOffShore | 2018-10-20 08:00 | 0.3998
WindOffShore | 2018-10-20 09:00 | 0.3955
WindOffShore | 2018-10-20 10:00 | 0.3782
WindOffShore | 2018-10-20 11:00 | 0.4245
WindOffShore | 2018-10-20 12:00 | 0.4347
WindOffShore | 2018-10-20 13:00 | 0.4405
WindOffShore | 2018-10-20 14:00 | 0.4669
WindOffShore | 2018-10-20 15:00 | 0.4888
WindOffShore | 2018-10-20 16:00 | 0.5004
WindOffShore | 2018-10-20 17:00 | 0.6288
WindOffShore | 2018-10-20 18:00 | 0.7126
WindOffShore | 2018-10-20 19:00 | 0.728
WindOffShore | 2018-10-20 20:00 | 0.6944
WindOffShore | 2018-10-20 21:00 | 0.6632
WindOffShore | 2018-10-20 22:00 | 0.643
WindOffShore | 2018-10-20 23:00 | 0.6222
WindOffShore | 2018-10-21 | 0.5995
WindOffShore | 2018-10-21 01:00 | 0.5747
WindOffShore | 2018-10-21 02:00 | 0.5437
WindOffShore | 2018-10-21 03:00 | 0.5193
WindOffShore | 2018-10-21 04:00 | 0.4946
WindOffShore | 2018-10-21 05:00 | 0.4522
WindOffShore | 2018-10-21 06:00 | 0.3854
WindOffShore | 2018-10-21 07:00 | 0.2739
WindOffShore | 2018-10-21 08:00 | 0.1652
WindOffShore | 2018-10-21 09:00 | 0.1217
WindOffShore | 2018-10-21 10:00 | 0.1325
WindOffShore | 2018-10-21 11:00 | 0.1456
WindOffShore | 2018-10-21 12:00 | 0.1842
WindOffShore | 2018-10-21 13:00 | 0.2187
WindOffShore | 2018-10-21 14:00 | 0.2552
WindOffShore | 2018-10-21 15:00 | 0.2984
WindOffShore | 2018-10-21 16:00 | 0.3868
WindOffShore | 2018-10-21 17:00 | 0.5294
WindOffShore | 2018-10-21 18:00 | 0.6129
WindOffShore | 2018-10-21 19:00 | 0.6693
WindOffShore | 2018-10-21 20:00 | 0.7002
WindOffShore | 2018-10-21 21:00 | 0.7025
WindOffShore | 2018-10-21 22:00 | 0.673
WindOffShore | 2018-10-21 23:00 | 0.6456
WindOffShore | 2018-10-22 | 0.6327
WindOffShore | 2018-10-22 01:00 | 0.6417
WindOffShore | 2018-10-22 02:00 | 0.6582
WindOffShore | 2018-10-22 03:00 | 0.6778
WindOffShore | 2018-10-22 04:00 | 0.7025
WindOffShore | 2018-10-22 05:00 | 0.7225
WindOffShore | 2018-10-22 06:00 | 0.7427
WindOffShore | 2018-10-22 07:00 | 0.7149
WindOffShore | 2018-10-22 08:00 | 0.6569
WindOffShore | 2018-10-22 09:00 | 0.8556
WindOffShore | 2018-10-22 10:00 | 0.8863
WindOffShore | 2018-10-22 11:00 | 0.8749
WindOffShore | 2018-10-22 12:00 | 0.8686
WindOffShore | 2018-10-22 13:00 | 0.8837
WindOffShore | 2018-10-22 14:00 | 0.901
WindOffShore | 2018-10-22 15:00 | 0.8977
WindOffShore | 2018-10-22 16:00 | 0.8524
WindOffShore | 2018-10-22 17:00 | 0.7627
WindOffShore | 2018-10-22 18:00 | 0.729
WindOffShore | 2018-10-22 19:00 | 0.7498
WindOffShore | 2018-10-22 20:00 | 0.7236
WindOffShore | 2018-10-22 21:00 | 0.6742
WindOffShore | 2018-10-22 22:00 | 0.6619
WindOffShore | 2018-10-22 23:00 | 0.673
WindOffShore | 2018-10-23 | 0.6468
WindOffShore | 2018-10-23 01:00 | 0.6619
WindOffShore | 2018-10-23 02:00 | 0.6182
WindOffShore | 2018-10-23 03:00 | 0.5691
WindOffShore | 2018-10-23 04:00 | 0.5178
WindOffShore | 2018-10-23 05:00 | 0.5164
WindOffShore | 2018-10-23 06:00 | 0.4625
WindOffShore | 2018-10-23 07:00 | 0.3926
WindOffShore | 2018-10-23 08:00 | 0.343
WindOffShore | 2018-10-23 09:00 | 0.2552
WindOffShore | 2018-10-23 10:00 | 0.2601
WindOffShore | 2018-10-23 11:00 | 0.2337
WindOffShore | 2018-10-23 12:00 | 0.1801
WindOffShore | 2018-10-23 13:00 | 0.1585
WindOffShore | 2018-10-23 14:00 | 0.1595
WindOffShore | 2018-10-23 15:00 | 0.1978
WindOffShore | 2018-10-23 16:00 | 0.2187
WindOffShore | 2018-10-23 17:00 | 0.2516
WindOffShore | 2018-10-23 18:00 | 0.3375
WindOffShore | 2018-10-23 19:00 | 0.4742
WindOffShore | 2018-10-23 20:00 | 0.5408
WindOffShore | 2018-10-23 21:00 | 0.5308
WindOffShore | 2018-10-23 22:00 | 0.4829
WindOffShore | 2018-10-23 23:00 | 0.3983
WindOffShore | 2018-10-24 | 0.3361
WindOffShore | 2018-10-24 01:00 | 0.3157
WindOffShore | 2018-10-24 02:00 | 0.313
WindOffShore | 2018-10-24 03:00 | 0.313
WindOffShore | 2018-10-24 04:00 | 0.2958
WindOffShore | 2018-10-24 05:00 | 0.2764
WindOffShore | 2018-10-24 06:00 | 0.2726
WindOffShore | 2018-10-24 07:00 | 0.2676
WindOffShore | 2018-10-24 08:00 | 0.1342
WindOffShore | 2018-10-24 09:00 | 0.0903
WindOffShore | 2018-10-24 10:00 | 0.0616
WindOffShore | 2018-10-24 11:00 | 0.0439
WindOffShore | 2018-10-24 12:00 | 0.0513
WindOffShore | 2018-10-24 13:00 | 0.0746
WindOffShore | 2018-10-24 14:00 | 0.0995
WindOffShore | 2018-10-24 15:00 | 0.1185
WindOffShore | 2018-10-24 16:00 | 0.1421
WindOffShore | 2018-10-24 17:00 | 0.1691
WindOffShore | 2018-10-24 18:00 | 0.2198
WindOffShore | 2018-10-24 19:00 | 0.2764
WindOffShore | 2018-10-24 20:00 | 0.317
WindOffShore | 2018-10-24 21:00 | 0.343
WindOffShore | 2018-10-24 22:00 | 0.3528
WindOffShore | 2018-10-24 23:00 | 0.35
WindOffShore | 2018-10-25 | 0.3458
WindOffShore | 2018-10-25 01:00 | 0.3306
WindOffShore | 2018-10-25 02:00 | 0.3024
WindOffShore | 2018-10-25 03:00 | 0.2764
WindOffShore | 2018-10-25 04:00 | 0.2516
WindOffShore | 2018-10-25 05:00 | 0.2165
WindOffShore | 2018-10-25 06:00 | 0.1781
WindOffShore | 2018-10-25 07:00 | 0.1474
WindOffShore | 2018-10-25 08:00 | 0.0765
WindOffShore | 2018-10-25 09:00 | 0.0353
WindOffShore | 2018-10-25 10:00 | 0.0254
WindOffShore | 2018-10-25 11:00 | 0.0193
WindOffShore | 2018-10-25 12:00 | 0.0229
WindOffShore | 2018-10-25 13:00 | 0.0383
WindOffShore | 2018-10-25 14:00 | 0.065
WindOffShore | 2018-10-25 15:00 | 0.0923
WindOffShore | 2018-10-25 16:00 | 0.1351
WindOffShore | 2018-10-25 17:00 | 0.1831
WindOffShore | 2018-10-25 18:00 | 0.2233
WindOffShore | 2018-10-25 19:00 | 0.2503
WindOffShore | 2018-10-25 20:00 | 0.2828
WindOffShore | 2018-10-25 21:00 | 0.3143
WindOffShore | 2018-10-25 22:00 | 0.3542
WindOffShore | 2018-10-25 23:00 | 0.374
WindOffShore | 2018-10-26 | 0.3389
WindOffShore | 2018-10-26 01:00 | 0.2802
WindOffShore | 2018-10-26 02:00 | 0.2244
WindOffShore | 2018-10-26 03:00 | 0.1883
WindOffShore | 2018-10-26 04:00 | 0.1894
WindOffShore | 2018-10-26 05:00 | 0.2187
WindOffShore | 2018-10-26 06:00 | 0.2419
WindOffShore | 2018-10-26 07:00 | 0.1904
WindOffShore | 2018-10-26 08:00 | 0.1009
WindOffShore | 2018-10-26 09:00 | 0.1291
WindOffShore | 2018-10-26 10:00 | 0.1771
WindOffShore | 2018-10-26 11:00 | 0.2491
WindOffShore | 2018-10-26 12:00 | 0.309
WindOffShore | 2018-10-26 13:00 | 0.3697
WindOffShore | 2018-10-26 14:00 | 0.5019
WindOffShore | 2018-10-26 15:00 | 0.5967
WindOffShore | 2018-10-26 16:00 | 0.6301
WindOffShore | 2018-10-26 17:00 | 0.6417
WindOffShore | 2018-10-26 18:00 | 0.6557
WindOffShore | 2018-10-26 19:00 | 0.6404
WindOffShore | 2018-10-26 20:00 | 0.6288
WindOffShore | 2018-10-26 21:00 | 0.6366
WindOffShore | 2018-10-26 22:00 | 0.6288
WindOffShore | 2018-10-26 23:00 | 0.6314
WindOffShore | 2018-10-27 | 0.5899
WindOffShore | 2018-10-27 01:00 | 0.5926
WindOffShore | 2018-10-27 02:00 | 0.5635
WindOffShore | 2018-10-27 03:00 | 0.5048
WindOffShore | 2018-10-27 04:00 | 0.442
WindOffShore | 2018-10-27 05:00 | 0.4215
WindOffShore | 2018-10-27 06:00 | 0.4099
WindOffShore | 2018-10-27 07:00 | 0.3528
WindOffShore | 2018-10-27 08:00 | 0.2109
WindOffShore | 2018-10-27 09:00 | 0.2131
WindOffShore | 2018-10-27 10:00 | 0.1894
WindOffShore | 2018-10-27 11:00 | 0.1936
WindOffShore | 2018-10-27 12:00 | 0.254
WindOffShore | 2018-10-27 13:00 | 0.3584
WindOffShore | 2018-10-27 14:00 | 0.4581
WindOffShore | 2018-10-27 15:00 | 0.4932
WindOffShore | 2018-10-27 16:00 | 0.4975
WindOffShore | 2018-10-27 17:00 | 0.6169
WindOffShore | 2018-10-27 18:00 | 0.6802
WindOffShore | 2018-10-27 19:00 | 0.6557
WindOffShore | 2018-10-27 20:00 | 0.6632
WindOffShore | 2018-10-27 21:00 | 0.673
WindOffShore | 2018-10-27 22:00 | 0.6681
WindOffShore | 2018-10-27 23:00 | 0.6532
WindOffShore | 2018-10-28 | 0.6944
WindOffShore | 2018-10-28 01:00 | 0.699
WindOffShore | 2018-10-28 02:00 | 0.7104
WindOffShore | 2018-10-28 03:00 | 0.7104
WindOffShore | 2018-10-28 04:00 | 0.6656
WindOffShore | 2018-10-28 05:00 | 0.643
WindOffShore | 2018-10-28 06:00 | 0.5677
WindOffShore | 2018-10-28 07:00 | 0.6022
WindOffShore | 2018-10-28 08:00 | 0.7059
WindOffShore | 2018-10-28 09:00 | 0.8132
WindOffShore | 2018-10-28 10:00 | 0.8766
WindOffShore | 2018-10-28 11:00 | 0.9217
WindOffShore | 2018-10-28 12:00 | 0.9399
WindOffShore | 2018-10-28 13:00 | 0.952
WindOffShore | 2018-10-28 14:00 | 0.9603
WindOffShore | 2018-10-28 15:00 | 0.9633
WindOffShore | 2018-10-28 16:00 | 0.9581
WindOffShore | 2018-10-28 17:00 | 0.955
WindOffShore | 2018-10-28 18:00 | 0.9581
WindOffShore | 2018-10-28 19:00 | 0.9528
WindOffShore | 2018-10-28 20:00 | 0.9469
WindOffShore | 2018-10-28 21:00 | 0.9426
WindOffShore | 2018-10-28 22:00 | 0.9335
WindOffShore | 2018-10-28 23:00 | 0.9154
WindOffShore | 2018-10-29 | 0.8847
WindOffShore | 2018-10-29 01:00 | 0.8374
WindOffShore | 2018-10-29 02:00 | 0.7627
WindOffShore | 2018-10-29 03:00 | 0.7225
WindOffShore | 2018-10-29 04:00 | 0.7312
WindOffShore | 2018-10-29 05:00 | 0.7171
WindOffShore | 2018-10-29 06:00 | 0.7013
WindOffShore | 2018-10-29 07:00 | 0.679
WindOffShore | 2018-10-29 08:00 | 0.6956
WindOffShore | 2018-10-29 09:00 | 0.6897
WindOffShore | 2018-10-29 10:00 | 0.6754
WindOffShore | 2018-10-29 11:00 | 0.6874
WindOffShore | 2018-10-29 12:00 | 0.6417
WindOffShore | 2018-10-29 13:00 | 0.5593
WindOffShore | 2018-10-29 14:00 | 0.4742
WindOffShore | 2018-10-29 15:00 | 0.4128
WindOffShore | 2018-10-29 16:00 | 0.4041
WindOffShore | 2018-10-29 17:00 | 0.5465
WindOffShore | 2018-10-29 18:00 | 0.6417
WindOffShore | 2018-10-29 19:00 | 0.6802
WindOffShore | 2018-10-29 20:00 | 0.6656
WindOffShore | 2018-10-29 21:00 | 0.5995
WindOffShore | 2018-10-29 22:00 | 0.5351
WindOffShore | 2018-10-29 23:00 | 0.4654
WindOffShore | 2018-10-30 | 0.4186
WindOffShore | 2018-10-30 01:00 | 0.407
WindOffShore | 2018-10-30 02:00 | 0.3486
WindOffShore | 2018-10-30 03:00 | 0.2984
WindOffShore | 2018-10-30 04:00 | 0.2491
WindOffShore | 2018-10-30 05:00 | 0.1989
WindOffShore | 2018-10-30 06:00 | 0.1421
WindOffShore | 2018-10-30 07:00 | 0.0855
WindOffShore | 2018-10-30 08:00 | 0.0353
WindOffShore | 2018-10-30 09:00 | 0.0307
WindOffShore | 2018-10-30 10:00 | 0.0291
WindOffShore | 2018-10-30 11:00 | 0.0268
WindOffShore | 2018-10-30 12:00 | 0.0361
WindOffShore | 2018-10-30 13:00 | 0.0488
WindOffShore | 2018-10-30 14:00 | 0.0577
WindOffShore | 2018-10-30 15:00 | 0.0709
WindOffShore | 2018-10-30 16:00 | 0.1233
WindOffShore | 2018-10-30 17:00 | 0.1946
WindOffShore | 2018-10-30 18:00 | 0.2777
WindOffShore | 2018-10-30 19:00 | 0.4099
WindOffShore | 2018-10-30 20:00 | 0.5803
WindOffShore | 2018-10-30 21:00 | 0.6557
WindOffShore | 2018-10-30 22:00 | 0.6494
WindOffShore | 2018-10-30 23:00 | 0.6301
WindOffShore | 2018-10-31 | 0.6506
WindOffShore | 2018-10-31 01:00 | 0.6506
WindOffShore | 2018-10-31 02:00 | 0.5844
WindOffShore | 2018-10-31 03:00 | 0.6076
WindOffShore | 2018-10-31 04:00 | 0.6235
WindOffShore | 2018-10-31 05:00 | 0.6102
WindOffShore | 2018-10-31 06:00 | 0.5691
WindOffShore | 2018-10-31 07:00 | 0.4844
WindOffShore | 2018-10-31 08:00 | 0.3514
WindOffShore | 2018-10-31 09:00 | 0.2589
WindOffShore | 2018-10-31 10:00 | 0.1957
WindOffShore | 2018-10-31 11:00 | 0.1604
WindOffShore | 2018-10-31 12:00 | 0.1209
WindOffShore | 2018-10-31 13:00 | 0.0816
WindOffShore | 2018-10-31 14:00 | 0.0667
WindOffShore | 2018-10-31 15:00 | 0.0952
WindOffShore | 2018-10-31 16:00 | 0.1421
WindOffShore | 2018-10-31 17:00 | 0.125
WindOffShore | 2018-10-31 18:00 | 0.0662
WindOffShore | 2018-10-31 19:00 | 0.028
WindOffShore | 2018-10-31 20:00 | 0.0199
WindOffShore | 2018-10-31 21:00 | 0.0094
WindOffShore | 2018-10-31 22:00 | 0.0008
WindOffShore | 2018-10-31 23:00 | 0.0202
WindOffShore | 2018-11-01 | 0.0733
WindOffShore | 2018-11-01 01:00 | 0.1539
WindOffShore | 2018-11-01 02:00 | 0.2325
WindOffShore | 2018-11-01 03:00 | 0.3117
WindOffShore | 2018-11-01 04:00 | 0.357
WindOffShore | 2018-11-01 05:00 | 0.442
WindOffShore | 2018-11-01 06:00 | 0.5593
WindOffShore | 2018-11-01 07:00 | 0.5394
WindOffShore | 2018-11-01 08:00 | 0.357
WindOffShore | 2018-11-01 09:00 | 0.2638
WindOffShore | 2018-11-01 10:00 | 0.2443
WindOffShore | 2018-11-01 11:00 | 0.2467
WindOffShore | 2018-11-01 12:00 | 0.2528
WindOffShore | 2018-11-01 13:00 | 0.305
WindOffShore | 2018-11-01 14:00 | 0.3238
WindOffShore | 2018-11-01 15:00 | 0.2663
WindOffShore | 2018-11-01 16:00 | 0.2244
WindOffShore | 2018-11-01 17:00 | 0.1576
WindOffShore | 2018-11-01 18:00 | 0.0987
WindOffShore | 2018-11-01 19:00 | 0.0923
WindOffShore | 2018-11-01 20:00 | 0.0869
WindOffShore | 2018-11-01 21:00 | 0.1039
WindOffShore | 2018-11-01 22:00 | 0.1567
WindOffShore | 2018-11-01 23:00 | 0.2503
WindOffShore | 2018-11-02 | 0.3238
WindOffShore | 2018-11-02 01:00 | 0.3725
WindOffShore | 2018-11-02 02:00 | 0.3854
WindOffShore | 2018-11-02 03:00 | 0.3612
WindOffShore | 2018-11-02 04:00 | 0.332
WindOffShore | 2018-11-02 05:00 | 0.305
WindOffShore | 2018-11-02 06:00 | 0.2867
WindOffShore | 2018-11-02 07:00 | 0.2564
WindOffShore | 2018-11-02 08:00 | 0.143
WindOffShore | 2018-11-02 09:00 | 0.0599
WindOffShore | 2018-11-02 10:00 | 0.0644
WindOffShore | 2018-11-02 11:00 | 0.098
WindOffShore | 2018-11-02 12:00 | 0.0721
WindOffShore | 2018-11-02 13:00 | 0.0534
WindOffShore | 2018-11-02 14:00 | 0.0415
WindOffShore | 2018-11-02 15:00 | 0.0439
WindOffShore | 2018-11-02 16:00 | 0.0633
WindOffShore | 2018-11-02 17:00 | 0.0809
WindOffShore | 2018-11-02 18:00 | 0.1217
WindOffShore | 2018-11-02 19:00 | 0.1873
WindOffShore | 2018-11-02 20:00 | 0.2651
WindOffShore | 2018-11-02 21:00 | 0.3389
WindOffShore | 2018-11-02 22:00 | 0.3598
WindOffShore | 2018-11-02 23:00 | 0.35
WindOffShore | 2018-11-03 | 0.3375
WindOffShore | 2018-11-03 01:00 | 0.3279
WindOffShore | 2018-11-03 02:00 | 0.317
WindOffShore | 2018-11-03 03:00 | 0.3063
WindOffShore | 2018-11-03 04:00 | 0.3293
WindOffShore | 2018-11-03 05:00 | 0.3754
WindOffShore | 2018-11-03 06:00 | 0.4332
WindOffShore | 2018-11-03 07:00 | 0.4698
WindOffShore | 2018-11-03 08:00 | 0.2997
WindOffShore | 2018-11-03 09:00 | 0.174
WindOffShore | 2018-11-03 10:00 | 0.2221
WindOffShore | 2018-11-03 11:00 | 0.2919
WindOffShore | 2018-11-03 12:00 | 0.2491
WindOffShore | 2018-11-03 13:00 | 0.2153
WindOffShore | 2018-11-03 14:00 | 0.2021
WindOffShore | 2018-11-03 15:00 | 0.2054
WindOffShore | 2018-11-03 16:00 | 0.2176
WindOffShore | 2018-11-03 17:00 | 0.221
WindOffShore | 2018-11-03 18:00 | 0.2313
WindOffShore | 2018-11-03 19:00 | 0.2841
WindOffShore | 2018-11-03 20:00 | 0.3711
WindOffShore | 2018-11-03 21:00 | 0.4201
WindOffShore | 2018-11-03 22:00 | 0.4114
WindOffShore | 2018-11-03 23:00 | 0.4056
WindOffShore | 2018-11-04 | 0.4274
WindOffShore | 2018-11-04 01:00 | 0.4654
WindOffShore | 2018-11-04 02:00 | 0.4975
WindOffShore | 2018-11-04 03:00 | 0.5033
WindOffShore | 2018-11-04 04:00 | 0.4815
WindOffShore | 2018-11-04 05:00 | 0.4434
WindOffShore | 2018-11-04 06:00 | 0.4186
WindOffShore | 2018-11-04 07:00 | 0.407
WindOffShore | 2018-11-04 08:00 | 0.3926
WindOffShore | 2018-11-04 09:00 | 0.3883
WindOffShore | 2018-11-04 10:00 | 0.4347
WindOffShore | 2018-11-04 11:00 | 0.4508
WindOffShore | 2018-11-04 12:00 | 0.4317
WindOffShore | 2018-11-04 13:00 | 0.3782
WindOffShore | 2018-11-04 14:00 | 0.3347
WindOffShore | 2018-11-04 15:00 | 0.3063
WindOffShore | 2018-11-04 16:00 | 0.3347
WindOffShore | 2018-11-04 17:00 | 0.439
WindOffShore | 2018-11-04 18:00 | 0.5077
WindOffShore | 2018-11-04 19:00 | 0.5479
WindOffShore | 2018-11-04 20:00 | 0.5621
WindOffShore | 2018-11-04 21:00 | 0.5733
WindOffShore | 2018-11-04 22:00 | 0.5747
WindOffShore | 2018-11-04 23:00 | 0.5691
WindOffShore | 2018-11-05 | 0.5775
WindOffShore | 2018-11-05 01:00 | 0.5954
WindOffShore | 2018-11-05 02:00 | 0.6275
WindOffShore | 2018-11-05 03:00 | 0.6494
WindOffShore | 2018-11-05 04:00 | 0.643
WindOffShore | 2018-11-05 05:00 | 0.634
WindOffShore | 2018-11-05 06:00 | 0.6288
WindOffShore | 2018-11-05 07:00 | 0.5816
WindOffShore | 2018-11-05 08:00 | 0.3556
WindOffShore | 2018-11-05 09:00 | 0.1791
WindOffShore | 2018-11-05 10:00 | 0.1266
WindOffShore | 2018-11-05 11:00 | 0.1145
WindOffShore | 2018-11-05 12:00 | 0.143
WindOffShore | 2018-11-05 13:00 | 0.1623
WindOffShore | 2018-11-05 14:00 | 0.1904
WindOffShore | 2018-11-05 15:00 | 0.2337
WindOffShore | 2018-11-05 16:00 | 0.288
WindOffShore | 2018-11-05 17:00 | 0.2958
WindOffShore | 2018-11-05 18:00 | 0.2479
WindOffShore | 2018-11-05 19:00 | 0.1894
WindOffShore | 2018-11-05 20:00 | 0.1662
WindOffShore | 2018-11-05 21:00 | 0.1145
WindOffShore | 2018-11-05 22:00 | 0.0488
WindOffShore | 2018-11-05 23:00 | 0.0171
WindOffShore | 2018-11-06 | 0.0094
WindOffShore | 2018-11-06 01:00 | 0.0205
WindOffShore | 2018-11-06 02:00 | 0.0202
WindOffShore | 2018-11-06 03:00 | 0.012
WindOffShore | 2018-11-06 04:00 | 0.0229
WindOffShore | 2018-11-06 05:00 | 0.0183
WindOffShore | 2018-11-06 06:00 | 0.0159
WindOffShore | 2018-11-06 07:00 | 0.0444
WindOffShore | 2018-11-06 08:00 | 0.091
WindOffShore | 2018-11-06 09:00 | 0.1122
WindOffShore | 2018-11-06 10:00 | 0.1529
WindOffShore | 2018-11-06 11:00 | 0.288
WindOffShore | 2018-11-06 12:00 | 0.4581
WindOffShore | 2018-11-06 13:00 | 0.6089
WindOffShore | 2018-11-06 14:00 | 0.6944
WindOffShore | 2018-11-06 15:00 | 0.6874
WindOffShore | 2018-11-06 16:00 | 0.7137
WindOffShore | 2018-11-06 17:00 | 0.8345
WindOffShore | 2018-11-06 18:00 | 0.8783
WindOffShore | 2018-11-06 19:00 | 0.955
WindOffShore | 2018-11-06 20:00 | 0.9698
WindOffShore | 2018-11-06 21:00 | 0.9734
WindOffShore | 2018-11-06 22:00 | 0.972
WindOffShore | 2018-11-06 23:00 | 0.9745
WindOffShore | 2018-11-07 | 0.9788
WindOffShore | 2018-11-07 01:00 | 0.9861
WindOffShore | 2018-11-07 02:00 | 0.9846
WindOffShore | 2018-11-07 03:00 | 0.9768
WindOffShore | 2018-11-07 04:00 | 0.9647
WindOffShore | 2018-11-07 05:00 | 0.9641
WindOffShore | 2018-11-07 06:00 | 0.9704
WindOffShore | 2018-11-07 07:00 | 0.9736
WindOffShore | 2018-11-07 08:00 | 0.972
WindOffShore | 2018-11-07 09:00 | 0.9618
WindOffShore | 2018-11-07 10:00 | 0.9355
WindOffShore | 2018-11-07 11:00 | 0.9255
WindOffShore | 2018-11-07 12:00 | 0.9308
WindOffShore | 2018-11-07 13:00 | 0.9186
WindOffShore | 2018-11-07 14:00 | 0.8889
WindOffShore | 2018-11-07 15:00 | 0.9142
WindOffShore | 2018-11-07 16:00 | 0.9262
WindOffShore | 2018-11-07 17:00 | 0.8772
WindOffShore | 2018-11-07 18:00 | 0.7559
WindOffShore | 2018-11-07 19:00 | 0.6897
WindOffShore | 2018-11-07 20:00 | 0.6222
WindOffShore | 2018-11-07 21:00 | 0.5337
WindOffShore | 2018-11-07 22:00 | 0.4917
WindOffShore | 2018-11-07 23:00 | 0.5351
WindOffShore | 2018-11-08 | 0.6062
WindOffShore | 2018-11-08 01:00 | 0.6742
WindOffShore | 2018-11-08 02:00 | 0.7258
WindOffShore | 2018-11-08 03:00 | 0.7637
WindOffShore | 2018-11-08 04:00 | 0.7949
WindOffShore | 2018-11-08 05:00 | 0.8188
WindOffShore | 2018-11-08 06:00 | 0.8092
WindOffShore | 2018-11-08 07:00 | 0.7539
WindOffShore | 2018-11-08 08:00 | 0.6705
WindOffShore | 2018-11-08 09:00 | 0.634
WindOffShore | 2018-11-08 10:00 | 0.6826
WindOffShore | 2018-11-08 11:00 | 0.716
WindOffShore | 2018-11-08 12:00 | 0.7761
WindOffShore | 2018-11-08 13:00 | 0.787
WindOffShore | 2018-11-08 14:00 | 0.7914
WindOffShore | 2018-11-08 15:00 | 0.7807
WindOffShore | 2018-11-08 16:00 | 0.8156
WindOffShore | 2018-11-08 17:00 | 0.8444
WindOffShore | 2018-11-08 18:00 | 0.8264
WindOffShore | 2018-11-08 19:00 | 0.8017
WindOffShore | 2018-11-08 20:00 | 0.7437
WindOffShore | 2018-11-08 21:00 | 0.7468
WindOffShore | 2018-11-08 22:00 | 0.7834
WindOffShore | 2018-11-08 23:00 | 0.7137
WindOffShore | 2018-11-09 | 0.6909
WindOffShore | 2018-11-09 01:00 | 0.7258
WindOffShore | 2018-11-09 02:00 | 0.7478
WindOffShore | 2018-11-09 03:00 | 0.7215
WindOffShore | 2018-11-09 04:00 | 0.7025
WindOffShore | 2018-11-09 05:00 | 0.6909
WindOffShore | 2018-11-09 06:00 | 0.6076
WindOffShore | 2018-11-09 07:00 | 0.5077
WindOffShore | 2018-11-09 08:00 | 0.442
WindOffShore | 2018-11-09 09:00 | 0.3883
WindOffShore | 2018-11-09 10:00 | 0.6182
WindOffShore | 2018-11-09 11:00 | 0.7568
WindOffShore | 2018-11-09 12:00 | 0.8674
WindOffShore | 2018-11-09 13:00 | 0.9312
WindOffShore | 2018-11-09 14:00 | 0.9569
WindOffShore | 2018-11-09 15:00 | 0.9624
WindOffShore | 2018-11-09 16:00 | 0.9756
WindOffShore | 2018-11-09 17:00 | 0.9902
WindOffShore | 2018-11-09 18:00 | 0.9894
WindOffShore | 2018-11-09 19:00 | 0.9766
WindOffShore | 2018-11-09 20:00 | 0.976
WindOffShore | 2018-11-09 21:00 | 0.9854
WindOffShore | 2018-11-09 22:00 | 0.9908
WindOffShore | 2018-11-09 23:00 | 0.9831
WindOffShore | 2018-11-10 | 0.9578
WindOffShore | 2018-11-10 01:00 | 0.8929
WindOffShore | 2018-11-10 02:00 | 0.8148
WindOffShore | 2018-11-10 03:00 | 0.8067
WindOffShore | 2018-11-10 04:00 | 0.7733
WindOffShore | 2018-11-10 05:00 | 0.7539
WindOffShore | 2018-11-10 06:00 | 0.7932
WindOffShore | 2018-11-10 07:00 | 0.814
WindOffShore | 2018-11-10 08:00 | 0.8108
WindOffShore | 2018-11-10 09:00 | 0.7171
WindOffShore | 2018-11-10 10:00 | 0.8345
WindOffShore | 2018-11-10 11:00 | 0.9112
WindOffShore | 2018-11-10 12:00 | 0.9325
WindOffShore | 2018-11-10 13:00 | 0.9095
WindOffShore | 2018-11-10 14:00 | 0.8821
WindOffShore | 2018-11-10 15:00 | 0.8821
WindOffShore | 2018-11-10 16:00 | 0.9166
WindOffShore | 2018-11-10 17:00 | 0.9362
WindOffShore | 2018-11-10 18:00 | 0.9408
WindOffShore | 2018-11-10 19:00 | 0.9491
WindOffShore | 2018-11-10 20:00 | 0.9596
WindOffShore | 2018-11-10 21:00 | 0.9673
WindOffShore | 2018-11-10 22:00 | 0.9743
WindOffShore | 2018-11-10 23:00 | 0.9776
WindOffShore | 2018-11-11 | 0.9817
WindOffShore | 2018-11-11 01:00 | 0.9718
WindOffShore | 2018-11-11 02:00 | 0.9618
WindOffShore | 2018-11-11 03:00 | 0.9758
WindOffShore | 2018-11-11 04:00 | 0.9707
WindOffShore | 2018-11-11 05:00 | 0.9467
WindOffShore | 2018-11-11 06:00 | 0.8944
WindOffShore | 2018-11-11 07:00 | 0.8257
WindOffShore | 2018-11-11 08:00 | 0.7914
WindOffShore | 2018-11-11 09:00 | 0.6327
WindOffShore | 2018-11-11 10:00 | 0.7182
WindOffShore | 2018-11-11 11:00 | 0.7508
WindOffShore | 2018-11-11 12:00 | 0.7498
WindOffShore | 2018-11-11 13:00 | 0.7258
WindOffShore | 2018-11-11 14:00 | 0.583
WindOffShore | 2018-11-11 15:00 | 0.357
WindOffShore | 2018-11-11 16:00 | 0.2854
WindOffShore | 2018-11-11 17:00 | 0.4157
WindOffShore | 2018-11-11 18:00 | 0.3528
WindOffShore | 2018-11-11 19:00 | 0.3293
WindOffShore | 2018-11-11 20:00 | 0.4201
WindOffShore | 2018-11-11 21:00 | 0.4683
WindOffShore | 2018-11-11 22:00 | 0.5004
WindOffShore | 2018-11-11 23:00 | 0.4844
WindOffShore | 2018-11-12 | 0.4873
WindOffShore | 2018-11-12 01:00 | 0.4742
WindOffShore | 2018-11-12 02:00 | 0.3969
WindOffShore | 2018-11-12 03:00 | 0.3683
WindOffShore | 2018-11-12 04:00 | 0.3542
WindOffShore | 2018-11-12 05:00 | 0.3711
WindOffShore | 2018-11-12 06:00 | 0.4201
WindOffShore | 2018-11-12 07:00 | 0.4961
WindOffShore | 2018-11-12 08:00 | 0.5351
WindOffShore | 2018-11-12 09:00 | 0.4771
WindOffShore | 2018-11-12 10:00 | 0.5437
WindOffShore | 2018-11-12 11:00 | 0.6327
WindOffShore | 2018-11-12 12:00 | 0.6874
WindOffShore | 2018-11-12 13:00 | 0.6718
WindOffShore | 2018-11-12 14:00 | 0.6142
WindOffShore | 2018-11-12 15:00 | 0.5279
WindOffShore | 2018-11-12 16:00 | 0.5803
WindOffShore | 2018-11-12 17:00 | 0.643
WindOffShore | 2018-11-12 18:00 | 0.6862
WindOffShore | 2018-11-12 19:00 | 0.679
WindOffShore | 2018-11-12 20:00 | 0.6557
WindOffShore | 2018-11-12 21:00 | 0.6718
WindOffShore | 2018-11-12 22:00 | 0.6569
WindOffShore | 2018-11-12 23:00 | 0.6468
WindOffShore | 2018-11-13 | 0.6404
WindOffShore | 2018-11-13 01:00 | 0.6235
WindOffShore | 2018-11-13 02:00 | 0.6022
WindOffShore | 2018-11-13 03:00 | 0.5789
WindOffShore | 2018-11-13 04:00 | 0.5494
WindOffShore | 2018-11-13 05:00 | 0.5091
WindOffShore | 2018-11-13 06:00 | 0.4669
WindOffShore | 2018-11-13 07:00 | 0.4376
WindOffShore | 2018-11-13 08:00 | 0.4215
WindOffShore | 2018-11-13 09:00 | 0.301
WindOffShore | 2018-11-13 10:00 | 0.288
WindOffShore | 2018-11-13 11:00 | 0.309
WindOffShore | 2018-11-13 12:00 | 0.2777
WindOffShore | 2018-11-13 13:00 | 0.2256
WindOffShore | 2018-11-13 14:00 | 0.1643
WindOffShore | 2018-11-13 15:00 | 0.1209
WindOffShore | 2018-11-13 16:00 | 0.113
WindOffShore | 2018-11-13 17:00 | 0.1842
WindOffShore | 2018-11-13 18:00 | 0.3711
WindOffShore | 2018-11-13 19:00 | 0.4961
WindOffShore | 2018-11-13 20:00 | 0.5106
WindOffShore | 2018-11-13 21:00 | 0.499
WindOffShore | 2018-11-13 22:00 | 0.4771
WindOffShore | 2018-11-13 23:00 | 0.4595
WindOffShore | 2018-11-14 | 0.4888
WindOffShore | 2018-11-14 01:00 | 0.5408
WindOffShore | 2018-11-14 02:00 | 0.5437
WindOffShore | 2018-11-14 03:00 | 0.5004
WindOffShore | 2018-11-14 04:00 | 0.4522
WindOffShore | 2018-11-14 05:00 | 0.4143
WindOffShore | 2018-11-14 06:00 | 0.4041
WindOffShore | 2018-11-14 07:00 | 0.3612
WindOffShore | 2018-11-14 08:00 | 0.2893
WindOffShore | 2018-11-14 09:00 | 0.2
WindOffShore | 2018-11-14 10:00 | 0.2198
WindOffShore | 2018-11-14 11:00 | 0.35
WindOffShore | 2018-11-14 12:00 | 0.357
WindOffShore | 2018-11-14 13:00 | 0.3542
WindOffShore | 2018-11-14 14:00 | 0.3683
WindOffShore | 2018-11-14 15:00 | 0.3279
WindOffShore | 2018-11-14 16:00 | 0.3514
WindOffShore | 2018-11-14 17:00 | 0.3811
WindOffShore | 2018-11-14 18:00 | 0.3669
WindOffShore | 2018-11-14 19:00 | 0.357
WindOffShore | 2018-11-14 20:00 | 0.3897
WindOffShore | 2018-11-14 21:00 | 0.4859
WindOffShore | 2018-11-14 22:00 | 0.5733
WindOffShore | 2018-11-14 23:00 | 0.6102
WindOffShore | 2018-11-15 | 0.6288
WindOffShore | 2018-11-15 01:00 | 0.643
WindOffShore | 2018-11-15 02:00 | 0.6619
WindOffShore | 2018-11-15 03:00 | 0.6619
WindOffShore | 2018-11-15 04:00 | 0.6417
WindOffShore | 2018-11-15 05:00 | 0.6142
WindOffShore | 2018-11-15 06:00 | 0.5844
WindOffShore | 2018-11-15 07:00 | 0.5508
WindOffShore | 2018-11-15 08:00 | 0.4274
WindOffShore | 2018-11-15 09:00 | 0.288
WindOffShore | 2018-11-15 10:00 | 0.2142
WindOffShore | 2018-11-15 11:00 | 0.3683
WindOffShore | 2018-11-15 12:00 | 0.4478
WindOffShore | 2018-11-15 13:00 | 0.4347
WindOffShore | 2018-11-15 14:00 | 0.3883
WindOffShore | 2018-11-15 15:00 | 0.3184
WindOffShore | 2018-11-15 16:00 | 0.357
WindOffShore | 2018-11-15 17:00 | 0.3998
WindOffShore | 2018-11-15 18:00 | 0.4259
WindOffShore | 2018-11-15 19:00 | 0.4639
WindOffShore | 2018-11-15 20:00 | 0.512
WindOffShore | 2018-11-15 21:00 | 0.555
WindOffShore | 2018-11-15 22:00 | 0.5719
WindOffShore | 2018-11-15 23:00 | 0.5663
WindOffShore | 2018-11-16 | 0.5649
WindOffShore | 2018-11-16 01:00 | 0.5663
WindOffShore | 2018-11-16 02:00 | 0.5465
WindOffShore | 2018-11-16 03:00 | 0.4961
WindOffShore | 2018-11-16 04:00 | 0.48
WindOffShore | 2018-11-16 05:00 | 0.5033
WindOffShore | 2018-11-16 06:00 | 0.5207
WindOffShore | 2018-11-16 07:00 | 0.525
WindOffShore | 2018-11-16 08:00 | 0.384
WindOffShore | 2018-11-16 09:00 | 0.221
WindOffShore | 2018-11-16 10:00 | 0.2142
WindOffShore | 2018-11-16 11:00 | 0.2528
WindOffShore | 2018-11-16 12:00 | 0.2932
WindOffShore | 2018-11-16 13:00 | 0.3306
WindOffShore | 2018-11-16 14:00 | 0.3556
WindOffShore | 2018-11-16 15:00 | 0.3669
WindOffShore | 2018-11-16 16:00 | 0.5077
WindOffShore | 2018-11-16 17:00 | 0.6481
WindOffShore | 2018-11-16 18:00 | 0.6742
WindOffShore | 2018-11-16 19:00 | 0.6379
WindOffShore | 2018-11-16 20:00 | 0.6116
WindOffShore | 2018-11-16 21:00 | 0.5844
WindOffShore | 2018-11-16 22:00 | 0.5663
WindOffShore | 2018-11-16 23:00 | 0.5394
WindOffShore | 2018-11-17 | 0.525
WindOffShore | 2018-11-17 01:00 | 0.5465
WindOffShore | 2018-11-17 02:00 | 0.5048
WindOffShore | 2018-11-17 03:00 | 0.4859
WindOffShore | 2018-11-17 04:00 | 0.4859
WindOffShore | 2018-11-17 05:00 | 0.5048
WindOffShore | 2018-11-17 06:00 | 0.5106
WindOffShore | 2018-11-17 07:00 | 0.5422
WindOffShore | 2018-11-17 08:00 | 0.5222
WindOffShore | 2018-11-17 09:00 | 0.4888
WindOffShore | 2018-11-17 10:00 | 0.4946
WindOffShore | 2018-11-17 11:00 | 0.5062
WindOffShore | 2018-11-17 12:00 | 0.499
WindOffShore | 2018-11-17 13:00 | 0.4961
WindOffShore | 2018-11-17 14:00 | 0.5322
WindOffShore | 2018-11-17 15:00 | 0.5789
WindOffShore | 2018-11-17 16:00 | 0.643
WindOffShore | 2018-11-17 17:00 | 0.7258
WindOffShore | 2018-11-17 18:00 | 0.7269
WindOffShore | 2018-11-17 19:00 | 0.716
WindOffShore | 2018-11-17 20:00 | 0.6909
WindOffShore | 2018-11-17 21:00 | 0.6921
WindOffShore | 2018-11-17 22:00 | 0.7182
WindOffShore | 2018-11-17 23:00 | 0.7447
WindOffShore | 2018-11-18 | 0.7498
WindOffShore | 2018-11-18 01:00 | 0.7723
WindOffShore | 2018-11-18 02:00 | 0.7627
WindOffShore | 2018-11-18 03:00 | 0.7258
WindOffShore | 2018-11-18 04:00 | 0.6909
WindOffShore | 2018-11-18 05:00 | 0.6607
WindOffShore | 2018-11-18 06:00 | 0.673
WindOffShore | 2018-11-18 07:00 | 0.6826
WindOffShore | 2018-11-18 08:00 | 0.634
WindOffShore | 2018-11-18 09:00 | 0.6944
WindOffShore | 2018-11-18 10:00 | 0.6519
WindOffShore | 2018-11-18 11:00 | 0.6392
WindOffShore | 2018-11-18 12:00 | 0.6742
WindOffShore | 2018-11-18 13:00 | 0.707
WindOffShore | 2018-11-18 14:00 | 0.7568
WindOffShore | 2018-11-18 15:00 | 0.7733
WindOffShore | 2018-11-18 16:00 | 0.8076
WindOffShore | 2018-11-18 17:00 | 0.8345
WindOffShore | 2018-11-18 18:00 | 0.8374
WindOffShore | 2018-11-18 19:00 | 0.8195
WindOffShore | 2018-11-18 20:00 | 0.7861
WindOffShore | 2018-11-18 21:00 | 0.7458
WindOffShore | 2018-11-18 22:00 | 0.7478
WindOffShore | 2018-11-18 23:00 | 0.7588
WindOffShore | 2018-11-19 | 0.7458
WindOffShore | 2018-11-19 01:00 | 0.7081
WindOffShore | 2018-11-19 02:00 | 0.6862
WindOffShore | 2018-11-19 03:00 | 0.6693
WindOffShore | 2018-11-19 04:00 | 0.6693
WindOffShore | 2018-11-19 05:00 | 0.6705
WindOffShore | 2018-11-19 06:00 | 0.6681
WindOffShore | 2018-11-19 07:00 | 0.6607
WindOffShore | 2018-11-19 08:00 | 0.583
WindOffShore | 2018-11-19 09:00 | 0.6392
WindOffShore | 2018-11-19 10:00 | 0.6814
WindOffShore | 2018-11-19 11:00 | 0.7714
WindOffShore | 2018-11-19 12:00 | 0.8188
WindOffShore | 2018-11-19 13:00 | 0.8498
WindOffShore | 2018-11-19 14:00 | 0.8697
WindOffShore | 2018-11-19 15:00 | 0.8575
WindOffShore | 2018-11-19 16:00 | 0.814
WindOffShore | 2018-11-19 17:00 | 0.7647
WindOffShore | 2018-11-19 18:00 | 0.7385
WindOffShore | 2018-11-19 19:00 | 0.6909
WindOffShore | 2018-11-19 20:00 | 0.6468
WindOffShore | 2018-11-19 21:00 | 0.6102
WindOffShore | 2018-11-19 22:00 | 0.5775
WindOffShore | 2018-11-19 23:00 | 0.5279
WindOffShore | 2018-11-20 | 0.512
WindOffShore | 2018-11-20 01:00 | 0.442
WindOffShore | 2018-11-20 02:00 | 0.3598
WindOffShore | 2018-11-20 03:00 | 0.3143
WindOffShore | 2018-11-20 04:00 | 0.279
WindOffShore | 2018-11-20 05:00 | 0.2564
WindOffShore | 2018-11-20 06:00 | 0.2221
WindOffShore | 2018-11-20 07:00 | 0.1904
WindOffShore | 2018-11-20 08:00 | 0.1529
WindOffShore | 2018-11-20 09:00 | 0.1069
WindOffShore | 2018-11-20 10:00 | 0.0882
WindOffShore | 2018-11-20 11:00 | 0.0638
WindOffShore | 2018-11-20 12:00 | 0.0375
WindOffShore | 2018-11-20 13:00 | 0.0276
WindOffShore | 2018-11-20 14:00 | 0.0193
WindOffShore | 2018-11-20 15:00 | 0.0086
WindOffShore | 2018-11-20 16:00 | 0.0016
WindOffShore | 2018-11-20 17:00 | 0.004
WindOffShore | 2018-11-20 18:00 | 0.0406
WindOffShore | 2018-11-20 19:00 | 0.1185
WindOffShore | 2018-11-20 20:00 | 0.2165
WindOffShore | 2018-11-20 21:00 | 0.2764
WindOffShore | 2018-11-20 22:00 | 0.2893
WindOffShore | 2018-11-20 23:00 | 0.2971
WindOffShore | 2018-11-21 | 0.3197
WindOffShore | 2018-11-21 01:00 | 0.364
WindOffShore | 2018-11-21 02:00 | 0.4288
WindOffShore | 2018-11-21 03:00 | 0.4873
WindOffShore | 2018-11-21 04:00 | 0.5579
WindOffShore | 2018-11-21 05:00 | 0.6235
WindOffShore | 2018-11-21 06:00 | 0.6693
WindOffShore | 2018-11-21 07:00 | 0.6838
WindOffShore | 2018-11-21 08:00 | 0.6035
WindOffShore | 2018-11-21 09:00 | 0.4873
WindOffShore | 2018-11-21 10:00 | 0.4595
WindOffShore | 2018-11-21 11:00 | 0.4056
WindOffShore | 2018-11-21 12:00 | 0.3375
WindOffShore | 2018-11-21 13:00 | 0.305
WindOffShore | 2018-11-21 14:00 | 0.3184
WindOffShore | 2018-11-21 15:00 | 0.3797
WindOffShore | 2018-11-21 16:00 | 0.5747
WindOffShore | 2018-11-21 17:00 | 0.7258
WindOffShore | 2018-11-21 18:00 | 0.7618
WindOffShore | 2018-11-21 19:00 | 0.7333
WindOffShore | 2018-11-21 20:00 | 0.6967
WindOffShore | 2018-11-21 21:00 | 0.6569
WindOffShore | 2018-11-21 22:00 | 0.6235
WindOffShore | 2018-11-21 23:00 | 0.5565
WindOffShore | 2018-11-22 | 0.5337
WindOffShore | 2018-11-22 01:00 | 0.5649
WindOffShore | 2018-11-22 02:00 | 0.5408
WindOffShore | 2018-11-22 03:00 | 0.5872
WindOffShore | 2018-11-22 04:00 | 0.5621
WindOffShore | 2018-11-22 05:00 | 0.4683
WindOffShore | 2018-11-22 06:00 | 0.364
WindOffShore | 2018-11-22 07:00 | 0.3103
WindOffShore | 2018-11-22 08:00 | 0.279
WindOffShore | 2018-11-22 09:00 | 0.2651
WindOffShore | 2018-11-22 10:00 | 0.2313
WindOffShore | 2018-11-22 11:00 | 0.2
WindOffShore | 2018-11-22 12:00 | 0.2153
WindOffShore | 2018-11-22 13:00 | 0.2384
WindOffShore | 2018-11-22 14:00 | 0.2455
WindOffShore | 2018-11-22 15:00 | 0.3037
WindOffShore | 2018-11-22 16:00 | 0.4742
WindOffShore | 2018-11-22 17:00 | 0.5858
WindOffShore | 2018-11-22 18:00 | 0.6156
WindOffShore | 2018-11-22 19:00 | 0.5995
WindOffShore | 2018-11-22 20:00 | 0.5719
WindOffShore | 2018-11-22 21:00 | 0.5607
WindOffShore | 2018-11-22 22:00 | 0.5705
WindOffShore | 2018-11-22 23:00 | 0.5967
WindOffShore | 2018-11-23 | 0.6182
WindOffShore | 2018-11-23 01:00 | 0.5565
WindOffShore | 2018-11-23 02:00 | 0.5004
WindOffShore | 2018-11-23 03:00 | 0.4902
WindOffShore | 2018-11-23 04:00 | 0.5294
WindOffShore | 2018-11-23 05:00 | 0.5351
WindOffShore | 2018-11-23 06:00 | 0.5106
WindOffShore | 2018-11-23 07:00 | 0.4114
WindOffShore | 2018-11-23 08:00 | 0.3626
WindOffShore | 2018-11-23 09:00 | 0.3897
WindOffShore | 2018-11-23 10:00 | 0.4478
WindOffShore | 2018-11-23 11:00 | 0.4041
WindOffShore | 2018-11-23 12:00 | 0.3279
WindOffShore | 2018-11-23 13:00 | 0.2651
WindOffShore | 2018-11-23 14:00 | 0.2638
WindOffShore | 2018-11-23 15:00 | 0.3103
WindOffShore | 2018-11-23 16:00 | 0.3347
WindOffShore | 2018-11-23 17:00 | 0.3444
WindOffShore | 2018-11-23 18:00 | 0.3252
WindOffShore | 2018-11-23 19:00 | 0.3117
WindOffShore | 2018-11-23 20:00 | 0.3375
WindOffShore | 2018-11-23 21:00 | 0.3797
WindOffShore | 2018-11-23 22:00 | 0.394
WindOffShore | 2018-11-23 23:00 | 0.4288
WindOffShore | 2018-11-24 | 0.4581
WindOffShore | 2018-11-24 01:00 | 0.5178
WindOffShore | 2018-11-24 02:00 | 0.5579
WindOffShore | 2018-11-24 03:00 | 0.5508
WindOffShore | 2018-11-24 04:00 | 0.5579
WindOffShore | 2018-11-24 05:00 | 0.5451
WindOffShore | 2018-11-24 06:00 | 0.5351
WindOffShore | 2018-11-24 07:00 | 0.4756
WindOffShore | 2018-11-24 08:00 | 0.4099
WindOffShore | 2018-11-24 09:00 | 0.3334
WindOffShore | 2018-11-24 10:00 | 0.2221
WindOffShore | 2018-11-24 11:00 | 0.2841
WindOffShore | 2018-11-24 12:00 | 0.3626
WindOffShore | 2018-11-24 13:00 | 0.3458
WindOffShore | 2018-11-24 14:00 | 0.2479
WindOffShore | 2018-11-24 15:00 | 0.2131
WindOffShore | 2018-11-24 16:00 | 0.1791
WindOffShore | 2018-11-24 17:00 | 0.1076
WindOffShore | 2018-11-24 18:00 | 0.0721
WindOffShore | 2018-11-24 19:00 | 0.1209
WindOffShore | 2018-11-24 20:00 | 0.229
WindOffShore | 2018-11-24 21:00 | 0.2676
WindOffShore | 2018-11-24 22:00 | 0.2455
WindOffShore | 2018-11-24 23:00 | 0.2479
WindOffShore | 2018-11-25 | 0.3224
WindOffShore | 2018-11-25 01:00 | 0.4288
WindOffShore | 2018-11-25 02:00 | 0.5967
WindOffShore | 2018-11-25 03:00 | 0.7215
WindOffShore | 2018-11-25 04:00 | 0.7568
WindOffShore | 2018-11-25 05:00 | 0.8017
WindOffShore | 2018-11-25 06:00 | 0.8242
WindOffShore | 2018-11-25 07:00 | 0.8272
WindOffShore | 2018-11-25 08:00 | 0.8211
WindOffShore | 2018-11-25 09:00 | 0.7888
WindOffShore | 2018-11-25 10:00 | 0.7519
WindOffShore | 2018-11-25 11:00 | 0.6814
WindOffShore | 2018-11-25 12:00 | 0.6404
WindOffShore | 2018-11-25 13:00 | 0.6417
WindOffShore | 2018-11-25 14:00 | 0.5967
WindOffShore | 2018-11-25 15:00 | 0.4625
WindOffShore | 2018-11-25 16:00 | 0.3955
WindOffShore | 2018-11-25 17:00 | 0.4172
WindOffShore | 2018-11-25 18:00 | 0.4114
WindOffShore | 2018-11-25 19:00 | 0.3998
WindOffShore | 2018-11-25 20:00 | 0.4114
WindOffShore | 2018-11-25 21:00 | 0.343
WindOffShore | 2018-11-25 22:00 | 0.254
WindOffShore | 2018-11-25 23:00 | 0.2408
WindOffShore | 2018-11-26 | 0.2701
WindOffShore | 2018-11-26 01:00 | 0.2751
WindOffShore | 2018-11-26 02:00 | 0.2455
WindOffShore | 2018-11-26 03:00 | 0.2516
WindOffShore | 2018-11-26 04:00 | 0.2577
WindOffShore | 2018-11-26 05:00 | 0.3211
WindOffShore | 2018-11-26 06:00 | 0.3655
WindOffShore | 2018-11-26 07:00 | 0.3811
WindOffShore | 2018-11-26 08:00 | 0.3103
WindOffShore | 2018-11-26 09:00 | 0.1989
WindOffShore | 2018-11-26 10:00 | 0.1957
WindOffShore | 2018-11-26 11:00 | 0.212
WindOffShore | 2018-11-26 12:00 | 0.2221
WindOffShore | 2018-11-26 13:00 | 0.2198
WindOffShore | 2018-11-26 14:00 | 0.2165
WindOffShore | 2018-11-26 15:00 | 0.2764
WindOffShore | 2018-11-26 16:00 | 0.3955
WindOffShore | 2018-11-26 17:00 | 0.4143
WindOffShore | 2018-11-26 18:00 | 0.3252
WindOffShore | 2018-11-26 19:00 | 0.2098
WindOffShore | 2018-11-26 20:00 | 0.1325
WindOffShore | 2018-11-26 21:00 | 0.0545
WindOffShore | 2018-11-26 22:00 | 0.0068
WindOffShore | 2018-11-26 23:00 | 0.0016
WindOffShore | 2018-11-27 | 0.0257
WindOffShore | 2018-11-27 01:00 | 0.1421
WindOffShore | 2018-11-27 02:00 | 0.3238
WindOffShore | 2018-11-27 03:00 | 0.5048
WindOffShore | 2018-11-27 04:00 | 0.5885
WindOffShore | 2018-11-27 05:00 | 0.5954
WindOffShore | 2018-11-27 06:00 | 0.6532
WindOffShore | 2018-11-27 07:00 | 0.7126
WindOffShore | 2018-11-27 08:00 | 0.7385
WindOffShore | 2018-11-27 09:00 | 0.6932
WindOffShore | 2018-11-27 10:00 | 0.7025
WindOffShore | 2018-11-27 11:00 | 0.5967
WindOffShore | 2018-11-27 12:00 | 0.814
WindOffShore | 2018-11-27 13:00 | 0.865
WindOffShore | 2018-11-27 14:00 | 0.8884
WindOffShore | 2018-11-27 15:00 | 0.9033
WindOffShore | 2018-11-27 16:00 | 0.9202
WindOffShore | 2018-11-27 17:00 | 0.928
WindOffShore | 2018-11-27 18:00 | 0.9198
WindOffShore | 2018-11-27 19:00 | 0.9142
WindOffShore | 2018-11-27 20:00 | 0.8987
WindOffShore | 2018-11-27 21:00 | 0.8821
WindOffShore | 2018-11-27 22:00 | 0.8953
WindOffShore | 2018-11-27 23:00 | 0.902
WindOffShore | 2018-11-28 | 0.9038
WindOffShore | 2018-11-28 01:00 | 0.8987
WindOffShore | 2018-11-28 02:00 | 0.8968
WindOffShore | 2018-11-28 03:00 | 0.8543
WindOffShore | 2018-11-28 04:00 | 0.7958
WindOffShore | 2018-11-28 05:00 | 0.787
WindOffShore | 2018-11-28 06:00 | 0.787
WindOffShore | 2018-11-28 07:00 | 0.7761
WindOffShore | 2018-11-28 08:00 | 0.7488
WindOffShore | 2018-11-28 09:00 | 0.8395
WindOffShore | 2018-11-28 10:00 | 0.8563
WindOffShore | 2018-11-28 11:00 | 0.8738
WindOffShore | 2018-11-28 12:00 | 0.8794
WindOffShore | 2018-11-28 13:00 | 0.8638
WindOffShore | 2018-11-28 14:00 | 0.8924
WindOffShore | 2018-11-28 15:00 | 0.9162
WindOffShore | 2018-11-28 16:00 | 0.9269
WindOffShore | 2018-11-28 17:00 | 0.9158
WindOffShore | 2018-11-28 18:00 | 0.8963
WindOffShore | 2018-11-28 19:00 | 0.8738
WindOffShore | 2018-11-28 20:00 | 0.8632
WindOffShore | 2018-11-28 21:00 | 0.9065
WindOffShore | 2018-11-28 22:00 | 0.9371
WindOffShore | 2018-11-28 23:00 | 0.9284
WindOffShore | 2018-11-29 | 0.9358
WindOffShore | 2018-11-29 01:00 | 0.8853
WindOffShore | 2018-11-29 02:00 | 0.8842
WindOffShore | 2018-11-29 03:00 | 0.9142
WindOffShore | 2018-11-29 04:00 | 0.8607
WindOffShore | 2018-11-29 05:00 | 0.8026
WindOffShore | 2018-11-29 06:00 | 0.8837
WindOffShore | 2018-11-29 07:00 | 0.9266
WindOffShore | 2018-11-29 08:00 | 0.9262
WindOffShore | 2018-11-29 09:00 | 0.9112
WindOffShore | 2018-11-29 10:00 | 0.8996
WindOffShore | 2018-11-29 11:00 | 0.9221
WindOffShore | 2018-11-29 12:00 | 0.8934
WindOffShore | 2018-11-29 13:00 | 0.8219
WindOffShore | 2018-11-29 14:00 | 0.7834
WindOffShore | 2018-11-29 15:00 | 0.7618
WindOffShore | 2018-11-29 16:00 | 0.7529
WindOffShore | 2018-11-29 17:00 | 0.7761
WindOffShore | 2018-11-29 18:00 | 0.7914
WindOffShore | 2018-11-29 19:00 | 0.7932
WindOffShore | 2018-11-29 20:00 | 0.8203
WindOffShore | 2018-11-29 21:00 | 0.8451
WindOffShore | 2018-11-29 22:00 | 0.814
WindOffShore | 2018-11-29 23:00 | 0.8076
WindOffShore | 2018-11-30 | 0.8164
WindOffShore | 2018-11-30 01:00 | 0.8302
WindOffShore | 2018-11-30 02:00 | 0.8294
WindOffShore | 2018-11-30 03:00 | 0.8059
WindOffShore | 2018-11-30 04:00 | 0.7704
WindOffShore | 2018-11-30 05:00 | 0.7354
WindOffShore | 2018-11-30 06:00 | 0.6979
WindOffShore | 2018-11-30 07:00 | 0.6656
WindOffShore | 2018-11-30 08:00 | 0.6366
WindOffShore | 2018-11-30 09:00 | 0.442
WindOffShore | 2018-11-30 10:00 | 0.364
WindOffShore | 2018-11-30 11:00 | 0.5677
WindOffShore | 2018-11-30 12:00 | 0.6669
WindOffShore | 2018-11-30 13:00 | 0.6656
WindOffShore | 2018-11-30 14:00 | 0.5508
WindOffShore | 2018-11-30 15:00 | 0.4727
WindOffShore | 2018-11-30 16:00 | 0.5522
WindOffShore | 2018-11-30 17:00 | 0.5995
WindOffShore | 2018-11-30 18:00 | 0.5465
WindOffShore | 2018-11-30 19:00 | 0.538
WindOffShore | 2018-11-30 20:00 | 0.5663
WindOffShore | 2018-11-30 21:00 | 0.6116
WindOffShore | 2018-11-30 22:00 | 0.6182
WindOffShore | 2018-11-30 23:00 | 0.5719
WindOffShore | 2018-12-01 | 0.6353
WindOffShore | 2018-12-01 01:00 | 0.707
WindOffShore | 2018-12-01 02:00 | 0.7364
WindOffShore | 2018-12-01 03:00 | 0.7539
WindOffShore | 2018-12-01 04:00 | 0.8051
WindOffShore | 2018-12-01 05:00 | 0.8686
WindOffShore | 2018-12-01 06:00 | 0.915
WindOffShore | 2018-12-01 07:00 | 0.9525
WindOffShore | 2018-12-01 08:00 | 0.9702
WindOffShore | 2018-12-01 09:00 | 0.9758
WindOffShore | 2018-12-01 10:00 | 0.9643
WindOffShore | 2018-12-01 11:00 | 0.9581
WindOffShore | 2018-12-01 12:00 | 0.9609
WindOffShore | 2018-12-01 13:00 | 0.953
WindOffShore | 2018-12-01 14:00 | 0.9444
WindOffShore | 2018-12-01 15:00 | 0.945
WindOffShore | 2018-12-01 16:00 | 0.9247
WindOffShore | 2018-12-01 17:00 | 0.9091
WindOffShore | 2018-12-01 18:00 | 0.8674
WindOffShore | 2018-12-01 19:00 | 0.8116
WindOffShore | 2018-12-01 20:00 | 0.8517
WindOffShore | 2018-12-01 21:00 | 0.9421
WindOffShore | 2018-12-01 22:00 | 0.9564
WindOffShore | 2018-12-01 23:00 | 0.9774
WindOffShore | 2018-12-02 | 0.9869
WindOffShore | 2018-12-02 01:00 | 0.9739
WindOffShore | 2018-12-02 02:00 | 0.9574
WindOffShore | 2018-12-02 03:00 | 0.9426
WindOffShore | 2018-12-02 04:00 | 0.9349
WindOffShore | 2018-12-02 05:00 | 0.9362
WindOffShore | 2018-12-02 06:00 | 0.9412
WindOffShore | 2018-12-02 07:00 | 0.9198
WindOffShore | 2018-12-02 08:00 | 0.8996
WindOffShore | 2018-12-02 09:00 | 0.9015
WindOffShore | 2018-12-02 10:00 | 0.8982
WindOffShore | 2018-12-02 11:00 | 0.8772
WindOffShore | 2018-12-02 12:00 | 0.8899
WindOffShore | 2018-12-02 13:00 | 0.9371
WindOffShore | 2018-12-02 14:00 | 0.9596
WindOffShore | 2018-12-02 15:00 | 0.9764
WindOffShore | 2018-12-02 16:00 | 0.9697
WindOffShore | 2018-12-02 17:00 | 0.9517
WindOffShore | 2018-12-02 18:00 | 0.9429
WindOffShore | 2018-12-02 19:00 | 0.9432
WindOffShore | 2018-12-02 20:00 | 0.9024
WindOffShore | 2018-12-02 21:00 | 0.8721
WindOffShore | 2018-12-02 22:00 | 0.9056
WindOffShore | 2018-12-02 23:00 | 0.9194
WindOffShore | 2018-12-03 | 0.9236
WindOffShore | 2018-12-03 01:00 | 0.9056
WindOffShore | 2018-12-03 02:00 | 0.9038
WindOffShore | 2018-12-03 03:00 | 0.91
WindOffShore | 2018-12-03 04:00 | 0.8968
WindOffShore | 2018-12-03 05:00 | 0.9182
WindOffShore | 2018-12-03 06:00 | 0.9329
WindOffShore | 2018-12-03 07:00 | 0.9308
WindOffShore | 2018-12-03 08:00 | 0.9424
WindOffShore | 2018-12-03 09:00 | 0.9415
WindOffShore | 2018-12-03 10:00 | 0.9497
WindOffShore | 2018-12-03 11:00 | 0.9693
WindOffShore | 2018-12-03 12:00 | 0.9825
WindOffShore | 2018-12-03 13:00 | 0.9824
WindOffShore | 2018-12-03 14:00 | 0.9728
WindOffShore | 2018-12-03 15:00 | 0.9592
WindOffShore | 2018-12-03 16:00 | 0.9194
WindOffShore | 2018-12-03 17:00 | 0.8662
WindOffShore | 2018-12-03 18:00 | 0.7949
WindOffShore | 2018-12-03 19:00 | 0.7301
WindOffShore | 2018-12-03 20:00 | 0.7093
WindOffShore | 2018-12-03 21:00 | 0.7204
WindOffShore | 2018-12-03 22:00 | 0.7269
WindOffShore | 2018-12-03 23:00 | 0.729
WindOffShore | 2018-12-04 | 0.7193
WindOffShore | 2018-12-04 01:00 | 0.6956
WindOffShore | 2018-12-04 02:00 | 0.6766
WindOffShore | 2018-12-04 03:00 | 0.6481
WindOffShore | 2018-12-04 04:00 | 0.6116
WindOffShore | 2018-12-04 05:00 | 0.5522
WindOffShore | 2018-12-04 06:00 | 0.442
WindOffShore | 2018-12-04 07:00 | 0.288
WindOffShore | 2018-12-04 08:00 | 0.1474
WindOffShore | 2018-12-04 09:00 | 0.0415
WindOffShore | 2018-12-04 10:00 | 0.0018
WindOffShore | 2018-12-04 11:00 | 0.0076
WindOffShore | 2018-12-04 12:00 | 0.0366
WindOffShore | 2018-12-04 13:00 | 0.0703
WindOffShore | 2018-12-04 14:00 | 0.0875
WindOffShore | 2018-12-04 15:00 | 0.1317
WindOffShore | 2018-12-04 16:00 | 0.2577
WindOffShore | 2018-12-04 17:00 | 0.3883
WindOffShore | 2018-12-04 18:00 | 0.4405
WindOffShore | 2018-12-04 19:00 | 0.407
WindOffShore | 2018-12-04 20:00 | 0.3911
WindOffShore | 2018-12-04 21:00 | 0.4172
WindOffShore | 2018-12-04 22:00 | 0.4376
WindOffShore | 2018-12-04 23:00 | 0.4669
WindOffShore | 2018-12-05 | 0.5207
WindOffShore | 2018-12-05 01:00 | 0.5236
WindOffShore | 2018-12-05 02:00 | 0.5048
WindOffShore | 2018-12-05 03:00 | 0.4815
WindOffShore | 2018-12-05 04:00 | 0.4317
WindOffShore | 2018-12-05 05:00 | 0.499
WindOffShore | 2018-12-05 06:00 | 0.4917
WindOffShore | 2018-12-05 07:00 | 0.5207
WindOffShore | 2018-12-05 08:00 | 0.48
WindOffShore | 2018-12-05 09:00 | 0.4595
WindOffShore | 2018-12-05 10:00 | 0.4771
WindOffShore | 2018-12-05 11:00 | 0.5178
WindOffShore | 2018-12-05 12:00 | 0.5761
WindOffShore | 2018-12-05 13:00 | 0.6802
WindOffShore | 2018-12-05 14:00 | 0.8148
WindOffShore | 2018-12-05 15:00 | 0.8324
WindOffShore | 2018-12-05 16:00 | 0.818
WindOffShore | 2018-12-05 17:00 | 0.8116
WindOffShore | 2018-12-05 18:00 | 0.8873
WindOffShore | 2018-12-05 19:00 | 0.9078
WindOffShore | 2018-12-05 20:00 | 0.8563
WindOffShore | 2018-12-05 21:00 | 0.8395
WindOffShore | 2018-12-05 22:00 | 0.8772
WindOffShore | 2018-12-05 23:00 | 0.8914
WindOffShore | 2018-12-06 | 0.8381
WindOffShore | 2018-12-06 01:00 | 0.8076
WindOffShore | 2018-12-06 02:00 | 0.8164
WindOffShore | 2018-12-06 03:00 | 0.6909
WindOffShore | 2018-12-06 04:00 | 0.5981
WindOffShore | 2018-12-06 05:00 | 0.6209
WindOffShore | 2018-12-06 06:00 | 0.6288
WindOffShore | 2018-12-06 07:00 | 0.6262
WindOffShore | 2018-12-06 08:00 | 0.6594
WindOffShore | 2018-12-06 09:00 | 0.583
WindOffShore | 2018-12-06 10:00 | 0.5981
WindOffShore | 2018-12-06 11:00 | 0.6802
WindOffShore | 2018-12-06 12:00 | 0.7204
WindOffShore | 2018-12-06 13:00 | 0.7258
WindOffShore | 2018-12-06 14:00 | 0.6519
WindOffShore | 2018-12-06 15:00 | 0.5536
WindOffShore | 2018-12-06 16:00 | 0.5913
WindOffShore | 2018-12-06 17:00 | 0.6379
WindOffShore | 2018-12-06 18:00 | 0.6607
WindOffShore | 2018-12-06 19:00 | 0.6921
WindOffShore | 2018-12-06 20:00 | 0.7204
WindOffShore | 2018-12-06 21:00 | 0.7478
WindOffShore | 2018-12-06 22:00 | 0.7733
WindOffShore | 2018-12-06 23:00 | 0.8148
WindOffShore | 2018-12-07 | 0.8674
WindOffShore | 2018-12-07 01:00 | 0.8755
WindOffShore | 2018-12-07 02:00 | 0.8963
WindOffShore | 2018-12-07 03:00 | 0.9194
WindOffShore | 2018-12-07 04:00 | 0.9408
WindOffShore | 2018-12-07 05:00 | 0.9547
WindOffShore | 2018-12-07 06:00 | 0.9641
WindOffShore | 2018-12-07 07:00 | 0.9766
WindOffShore | 2018-12-07 08:00 | 0.9891
WindOffShore | 2018-12-07 09:00 | 0.9908
WindOffShore | 2018-12-07 10:00 | 0.9898
WindOffShore | 2018-12-07 11:00 | 0.9909
WindOffShore | 2018-12-07 12:00 | 0.9878
WindOffShore | 2018-12-07 13:00 | 0.9879
WindOffShore | 2018-12-07 14:00 | 0.9756
WindOffShore | 2018-12-07 15:00 | 0.9374
WindOffShore | 2018-12-07 16:00 | 0.9198
WindOffShore | 2018-12-07 17:00 | 0.9065
WindOffShore | 2018-12-07 18:00 | 0.8963
WindOffShore | 2018-12-07 19:00 | 0.8949
WindOffShore | 2018-12-07 20:00 | 0.8794
WindOffShore | 2018-12-07 21:00 | 0.9051
WindOffShore | 2018-12-07 22:00 | 0.9154
WindOffShore | 2018-12-07 23:00 | 0.9087
WindOffShore | 2018-12-08 | 0.8914
WindOffShore | 2018-12-08 01:00 | 0.881
WindOffShore | 2018-12-08 02:00 | 0.8914
WindOffShore | 2018-12-08 03:00 | 0.9158
WindOffShore | 2018-12-08 04:00 | 0.9262
WindOffShore | 2018-12-08 05:00 | 0.9082
WindOffShore | 2018-12-08 06:00 | 0.9082
WindOffShore | 2018-12-08 07:00 | 0.917
WindOffShore | 2018-12-08 08:00 | 0.8899
WindOffShore | 2018-12-08 09:00 | 0.8884
WindOffShore | 2018-12-08 10:00 | 0.9125
WindOffShore | 2018-12-08 11:00 | 0.9447
WindOffShore | 2018-12-08 12:00 | 0.9499
WindOffShore | 2018-12-08 13:00 | 0.9614
WindOffShore | 2018-12-08 14:00 | 0.9743
WindOffShore | 2018-12-08 15:00 | 0.9809
WindOffShore | 2018-12-08 16:00 | 0.9859
WindOffShore | 2018-12-08 17:00 | 0.9889
WindOffShore | 2018-12-08 18:00 | 0.9853
WindOffShore | 2018-12-08 19:00 | 0.9827
WindOffShore | 2018-12-08 20:00 | 0.9837
WindOffShore | 2018-12-08 21:00 | 0.9861
WindOffShore | 2018-12-08 22:00 | 0.9897
WindOffShore | 2018-12-08 23:00 | 0.9909
WindOffShore | 2018-12-09 | 0.9906
WindOffShore | 2018-12-09 01:00 | 0.9905
WindOffShore | 2018-12-09 02:00 | 0.99
WindOffShore | 2018-12-09 03:00 | 0.9889
WindOffShore | 2018-12-09 04:00 | 0.9886
WindOffShore | 2018-12-09 05:00 | 0.9864
WindOffShore | 2018-12-09 06:00 | 0.986
WindOffShore | 2018-12-09 07:00 | 0.986
WindOffShore | 2018-12-09 08:00 | 0.9837
WindOffShore | 2018-12-09 09:00 | 0.9831
WindOffShore | 2018-12-09 10:00 | 0.9825
WindOffShore | 2018-12-09 11:00 | 0.9831
WindOffShore | 2018-12-09 12:00 | 0.9843
WindOffShore | 2018-12-09 13:00 | 0.9765
WindOffShore | 2018-12-09 14:00 | 0.9587
WindOffShore | 2018-12-09 15:00 | 0.9453
WindOffShore | 2018-12-09 16:00 | 0.9325
WindOffShore | 2018-12-09 17:00 | 0.9029
WindOffShore | 2018-12-09 18:00 | 0.8766
WindOffShore | 2018-12-09 19:00 | 0.8338
WindOffShore | 2018-12-09 20:00 | 0.7508
WindOffShore | 2018-12-09 21:00 | 0.6838
WindOffShore | 2018-12-09 22:00 | 0.6669
WindOffShore | 2018-12-09 23:00 | 0.6594
WindOffShore | 2018-12-10 | 0.6519
WindOffShore | 2018-12-10 01:00 | 0.6506
WindOffShore | 2018-12-10 02:00 | 0.6129
WindOffShore | 2018-12-10 03:00 | 0.5164
WindOffShore | 2018-12-10 04:00 | 0.4786
WindOffShore | 2018-12-10 05:00 | 0.4434
WindOffShore | 2018-12-10 06:00 | 0.3584
WindOffShore | 2018-12-10 07:00 | 0.2528
WindOffShore | 2018-12-10 08:00 | 0.1701
WindOffShore | 2018-12-10 09:00 | 0.0829
WindOffShore | 2018-12-10 10:00 | 0.0771
WindOffShore | 2018-12-10 11:00 | 0.1122
WindOffShore | 2018-12-10 12:00 | 0.1084
WindOffShore | 2018-12-10 13:00 | 0.1009
WindOffShore | 2018-12-10 14:00 | 0.0889
WindOffShore | 2018-12-10 15:00 | 0.0752
WindOffShore | 2018-12-10 16:00 | 0.0667
WindOffShore | 2018-12-10 17:00 | 0.0582
WindOffShore | 2018-12-10 18:00 | 0.0458
WindOffShore | 2018-12-10 19:00 | 0.0295
WindOffShore | 2018-12-10 20:00 | 0.014
WindOffShore | 2018-12-10 21:00 | 0.0065
WindOffShore | 2018-12-10 22:00 | 0.0043
WindOffShore | 2018-12-10 23:00 | 0.0053
WindOffShore | 2018-12-11 | 0.0135
WindOffShore | 2018-12-11 01:00 | 0.0349
WindOffShore | 2018-12-11 02:00 | 0.0809
WindOffShore | 2018-12-11 03:00 | 0.1493
WindOffShore | 2018-12-11 04:00 | 0.2098
WindOffShore | 2018-12-11 05:00 | 0.1852
WindOffShore | 2018-12-11 06:00 | 0.1511
WindOffShore | 2018-12-11 07:00 | 0.1456
WindOffShore | 2018-12-11 08:00 | 0.1308
WindOffShore | 2018-12-11 09:00 | 0.113
WindOffShore | 2018-12-11 10:00 | 0.1421
WindOffShore | 2018-12-11 11:00 | 0.1936
WindOffShore | 2018-12-11 12:00 | 0.2021
WindOffShore | 2018-12-11 13:00 | 0.1978
WindOffShore | 2018-12-11 14:00 | 0.1821
WindOffShore | 2018-12-11 15:00 | 0.2054
WindOffShore | 2018-12-11 16:00 | 0.279
WindOffShore | 2018-12-11 17:00 | 0.3854
WindOffShore | 2018-12-11 18:00 | 0.4859
WindOffShore | 2018-12-11 19:00 | 0.5222
WindOffShore | 2018-12-11 20:00 | 0.5004
WindOffShore | 2018-12-11 21:00 | 0.4786
WindOffShore | 2018-12-11 22:00 | 0.4771
WindOffShore | 2018-12-11 23:00 | 0.4932
WindOffShore | 2018-12-12 | 0.5033
WindOffShore | 2018-12-12 01:00 | 0.4669
WindOffShore | 2018-12-12 02:00 | 0.4056
WindOffShore | 2018-12-12 03:00 | 0.3211
WindOffShore | 2018-12-12 04:00 | 0.2589
WindOffShore | 2018-12-12 05:00 | 0.2384
WindOffShore | 2018-12-12 06:00 | 0.2467
WindOffShore | 2018-12-12 07:00 | 0.2777
WindOffShore | 2018-12-12 08:00 | 0.3063
WindOffShore | 2018-12-12 09:00 | 0.2777
WindOffShore | 2018-12-12 10:00 | 0.2279
WindOffShore | 2018-12-12 11:00 | 0.2098
WindOffShore | 2018-12-12 12:00 | 0.1557
WindOffShore | 2018-12-12 13:00 | 0.0869
WindOffShore | 2018-12-12 14:00 | 0.0944
WindOffShore | 2018-12-12 15:00 | 0.229
WindOffShore | 2018-12-12 16:00 | 0.3683
WindOffShore | 2018-12-12 17:00 | 0.4245
WindOffShore | 2018-12-12 18:00 | 0.4566
WindOffShore | 2018-12-12 19:00 | 0.4771
WindOffShore | 2018-12-12 20:00 | 0.4669
WindOffShore | 2018-12-12 21:00 | 0.461
WindOffShore | 2018-12-12 22:00 | 0.4698
WindOffShore | 2018-12-12 23:00 | 0.4815
WindOffShore | 2018-12-13 | 0.4815
WindOffShore | 2018-12-13 01:00 | 0.4581
WindOffShore | 2018-12-13 02:00 | 0.4815
WindOffShore | 2018-12-13 03:00 | 0.5451
WindOffShore | 2018-12-13 04:00 | 0.6116
WindOffShore | 2018-12-13 05:00 | 0.5322
WindOffShore | 2018-12-13 06:00 | 0.4815
WindOffShore | 2018-12-13 07:00 | 0.4654
WindOffShore | 2018-12-13 08:00 | 0.5789
WindOffShore | 2018-12-13 09:00 | 0.6417
WindOffShore | 2018-12-13 10:00 | 0.6182
WindOffShore | 2018-12-13 11:00 | 0.5858
WindOffShore | 2018-12-13 12:00 | 0.5719
WindOffShore | 2018-12-13 13:00 | 0.5265
WindOffShore | 2018-12-13 14:00 | 0.4873
WindOffShore | 2018-12-13 15:00 | 0.4683
WindOffShore | 2018-12-13 16:00 | 0.5062
WindOffShore | 2018-12-13 17:00 | 0.4888
WindOffShore | 2018-12-13 18:00 | 0.4186
WindOffShore | 2018-12-13 19:00 | 0.3926
WindOffShore | 2018-12-13 20:00 | 0.4128
WindOffShore | 2018-12-13 21:00 | 0.4551
WindOffShore | 2018-12-13 22:00 | 0.4654
WindOffShore | 2018-12-13 23:00 | 0.461
WindOffShore | 2018-12-14 | 0.4288
WindOffShore | 2018-12-14 01:00 | 0.3556
WindOffShore | 2018-12-14 02:00 | 0.2802
WindOffShore | 2018-12-14 03:00 | 0.2313
WindOffShore | 2018-12-14 04:00 | 0.2431
WindOffShore | 2018-12-14 05:00 | 0.2348
WindOffShore | 2018-12-14 06:00 | 0.176
WindOffShore | 2018-12-14 07:00 | 0.1842
WindOffShore | 2018-12-14 08:00 | 0.2098
WindOffShore | 2018-12-14 09:00 | 0.1465
WindOffShore | 2018-12-14 10:00 | 0.0875
WindOffShore | 2018-12-14 11:00 | 0.0679
WindOffShore | 2018-12-14 12:00 | 0.0644
WindOffShore | 2018-12-14 13:00 | 0.0503
WindOffShore | 2018-12-14 14:00 | 0.0539
WindOffShore | 2018-12-14 15:00 | 0.1114
WindOffShore | 2018-12-14 16:00 | 0.176
WindOffShore | 2018-12-14 17:00 | 0.2552
WindOffShore | 2018-12-14 18:00 | 0.3797
WindOffShore | 2018-12-14 19:00 | 0.4566
WindOffShore | 2018-12-14 20:00 | 0.4698
WindOffShore | 2018-12-14 21:00 | 0.4669
WindOffShore | 2018-12-14 22:00 | 0.5019
WindOffShore | 2018-12-14 23:00 | 0.5451
WindOffShore | 2018-12-15 | 0.5649
WindOffShore | 2018-12-15 01:00 | 0.5913
WindOffShore | 2018-12-15 02:00 | 0.6519
WindOffShore | 2018-12-15 03:00 | 0.6468
WindOffShore | 2018-12-15 04:00 | 0.6874
WindOffShore | 2018-12-15 05:00 | 0.7375
WindOffShore | 2018-12-15 06:00 | 0.7666
WindOffShore | 2018-12-15 07:00 | 0.9065
WindOffShore | 2018-12-15 08:00 | 0.8889
WindOffShore | 2018-12-15 09:00 | 0.8092
WindOffShore | 2018-12-15 10:00 | 0.7714
WindOffShore | 2018-12-15 11:00 | 0.7941
WindOffShore | 2018-12-15 12:00 | 0.9255
WindOffShore | 2018-12-15 13:00 | 0.9236
WindOffShore | 2018-12-15 14:00 | 0.9429
WindOffShore | 2018-12-15 15:00 | 0.9609
WindOffShore | 2018-12-15 16:00 | 0.9599
WindOffShore | 2018-12-15 17:00 | 0.9633
WindOffShore | 2018-12-15 18:00 | 0.9453
WindOffShore | 2018-12-15 19:00 | 0.9371
WindOffShore | 2018-12-15 20:00 | 0.8464
WindOffShore | 2018-12-15 21:00 | 0.7269
WindOffShore | 2018-12-15 22:00 | 0.6754
WindOffShore | 2018-12-15 23:00 | 0.6826
WindOffShore | 2018-12-16 | 0.6862
WindOffShore | 2018-12-16 01:00 | 0.6956
WindOffShore | 2018-12-16 02:00 | 0.7488
WindOffShore | 2018-12-16 03:00 | 0.7559
WindOffShore | 2018-12-16 04:00 | 0.7002
WindOffShore | 2018-12-16 05:00 | 0.6209
WindOffShore | 2018-12-16 06:00 | 0.5365
WindOffShore | 2018-12-16 07:00 | 0.5351
WindOffShore | 2018-12-16 08:00 | 0.5899
WindOffShore | 2018-12-16 09:00 | 0.5408
WindOffShore | 2018-12-16 10:00 | 0.4143
WindOffShore | 2018-12-16 11:00 | 0.3926
WindOffShore | 2018-12-16 12:00 | 0.5106
WindOffShore | 2018-12-16 13:00 | 0.6693
WindOffShore | 2018-12-16 14:00 | 0.7578
WindOffShore | 2018-12-16 15:00 | 0.8491
WindOffShore | 2018-12-16 16:00 | 0.8316
WindOffShore | 2018-12-16 17:00 | 0.8794
WindOffShore | 2018-12-16 18:00 | 0.8904
WindOffShore | 2018-12-16 19:00 | 0.7375
WindOffShore | 2018-12-16 20:00 | 0.6754
WindOffShore | 2018-12-16 21:00 | 0.7036
WindOffShore | 2018-12-16 22:00 | 0.6802
WindOffShore | 2018-12-16 23:00 | 0.6607
WindOffShore | 2018-12-17 | 0.6456
WindOffShore | 2018-12-17 01:00 | 0.6288
WindOffShore | 2018-12-17 02:00 | 0.6156
WindOffShore | 2018-12-17 03:00 | 0.5733
WindOffShore | 2018-12-17 04:00 | 0.5048
WindOffShore | 2018-12-17 05:00 | 0.4493
WindOffShore | 2018-12-17 06:00 | 0.4012
WindOffShore | 2018-12-17 07:00 | 0.4143
WindOffShore | 2018-12-17 08:00 | 0.4478
WindOffShore | 2018-12-17 09:00 | 0.4085
WindOffShore | 2018-12-17 10:00 | 0.2777
WindOffShore | 2018-12-17 11:00 | 0.2564
WindOffShore | 2018-12-17 12:00 | 0.3612
WindOffShore | 2018-12-17 13:00 | 0.4157
WindOffShore | 2018-12-17 14:00 | 0.5294
WindOffShore | 2018-12-17 15:00 | 0.6557
WindOffShore | 2018-12-17 16:00 | 0.7269
WindOffShore | 2018-12-17 17:00 | 0.7002
WindOffShore | 2018-12-17 18:00 | 0.7247
WindOffShore | 2018-12-17 19:00 | 0.7549
WindOffShore | 2018-12-17 20:00 | 0.7578
WindOffShore | 2018-12-17 21:00 | 0.7637
WindOffShore | 2018-12-17 22:00 | 0.777
WindOffShore | 2018-12-17 23:00 | 0.7761
WindOffShore | 2018-12-18 | 0.7852
WindOffShore | 2018-12-18 01:00 | 0.7923
WindOffShore | 2018-12-18 02:00 | 0.7958
WindOffShore | 2018-12-18 03:00 | 0.8076
WindOffShore | 2018-12-18 04:00 | 0.8402
WindOffShore | 2018-12-18 05:00 | 0.8625
WindOffShore | 2018-12-18 06:00 | 0.8726
WindOffShore | 2018-12-18 07:00 | 0.8944
WindOffShore | 2018-12-18 08:00 | 0.9029
WindOffShore | 2018-12-18 09:00 | 0.9038
WindOffShore | 2018-12-18 10:00 | 0.9491
WindOffShore | 2018-12-18 11:00 | 0.9387
WindOffShore | 2018-12-18 12:00 | 0.919
WindOffShore | 2018-12-18 13:00 | 0.939
WindOffShore | 2018-12-18 14:00 | 0.9567
WindOffShore | 2018-12-18 15:00 | 0.9574
WindOffShore | 2018-12-18 16:00 | 0.9458
WindOffShore | 2018-12-18 17:00 | 0.9232
WindOffShore | 2018-12-18 18:00 | 0.8686
WindOffShore | 2018-12-18 19:00 | 0.7657
WindOffShore | 2018-12-18 20:00 | 0.7852
WindOffShore | 2018-12-18 21:00 | 0.7975
WindOffShore | 2018-12-18 22:00 | 0.8491
WindOffShore | 2018-12-18 23:00 | 0.8783
WindOffShore | 2018-12-19 | 0.8772
WindOffShore | 2018-12-19 01:00 | 0.8416
WindOffShore | 2018-12-19 02:00 | 0.8226
WindOffShore | 2018-12-19 03:00 | 0.8556
WindOffShore | 2018-12-19 04:00 | 0.8644
WindOffShore | 2018-12-19 05:00 | 0.8697
WindOffShore | 2018-12-19 06:00 | 0.8287
WindOffShore | 2018-12-19 07:00 | 0.8108
WindOffShore | 2018-12-19 08:00 | 0.8034
WindOffShore | 2018-12-19 09:00 | 0.7816
WindOffShore | 2018-12-19 10:00 | 0.7742
WindOffShore | 2018-12-19 11:00 | 0.7733
WindOffShore | 2018-12-19 12:00 | 0.7779
WindOffShore | 2018-12-19 13:00 | 0.7549
WindOffShore | 2018-12-19 14:00 | 0.7301
WindOffShore | 2018-12-19 15:00 | 0.7478
WindOffShore | 2018-12-19 16:00 | 0.7578
WindOffShore | 2018-12-19 17:00 | 0.7843
WindOffShore | 2018-12-19 18:00 | 0.81
WindOffShore | 2018-12-19 19:00 | 0.8219
WindOffShore | 2018-12-19 20:00 | 0.8423
WindOffShore | 2018-12-19 21:00 | 0.8821
WindOffShore | 2018-12-19 22:00 | 0.8889
WindOffShore | 2018-12-19 23:00 | 0.8863
WindOffShore | 2018-12-20 | 0.8543
WindOffShore | 2018-12-20 01:00 | 0.8172
WindOffShore | 2018-12-20 02:00 | 0.8108
WindOffShore | 2018-12-20 03:00 | 0.7779
WindOffShore | 2018-12-20 04:00 | 0.7488
WindOffShore | 2018-12-20 05:00 | 0.7126
WindOffShore | 2018-12-20 06:00 | 0.699
WindOffShore | 2018-12-20 07:00 | 0.6705
WindOffShore | 2018-12-20 08:00 | 0.6557
WindOffShore | 2018-12-20 09:00 | 0.512
WindOffShore | 2018-12-20 10:00 | 0.4041
WindOffShore | 2018-12-20 11:00 | 0.525
WindOffShore | 2018-12-20 12:00 | 0.6519
WindOffShore | 2018-12-20 13:00 | 0.6705
WindOffShore | 2018-12-20 14:00 | 0.6826
WindOffShore | 2018-12-20 15:00 | 0.7171
WindOffShore | 2018-12-20 16:00 | 0.7906
WindOffShore | 2018-12-20 17:00 | 0.7676
WindOffShore | 2018-12-20 18:00 | 0.8402
WindOffShore | 2018-12-20 19:00 | 0.91
WindOffShore | 2018-12-20 20:00 | 0.9538
WindOffShore | 2018-12-20 21:00 | 0.9742
WindOffShore | 2018-12-20 22:00 | 0.9825
WindOffShore | 2018-12-20 23:00 | 0.9895
WindOffShore | 2018-12-21 | 0.9909
WindOffShore | 2018-12-21 01:00 | 0.9909
WindOffShore | 2018-12-21 02:00 | 0.9909
WindOffShore | 2018-12-21 03:00 | 0.9899
WindOffShore | 2018-12-21 04:00 | 0.9898
WindOffShore | 2018-12-21 05:00 | 0.9904
WindOffShore | 2018-12-21 06:00 | 0.9909
WindOffShore | 2018-12-21 07:00 | 0.9909
WindOffShore | 2018-12-21 08:00 | 0.9909
WindOffShore | 2018-12-21 09:00 | 0.9907
WindOffShore | 2018-12-21 10:00 | 0.9901
WindOffShore | 2018-12-21 11:00 | 0.9891
WindOffShore | 2018-12-21 12:00 | 0.9887
WindOffShore | 2018-12-21 13:00 | 0.9835
WindOffShore | 2018-12-21 14:00 | 0.9633
WindOffShore | 2018-12-21 15:00 | 0.9393
WindOffShore | 2018-12-21 16:00 | 0.9166
WindOffShore | 2018-12-21 17:00 | 0.906
WindOffShore | 2018-12-21 18:00 | 0.9322
WindOffShore | 2018-12-21 19:00 | 0.9162
WindOffShore | 2018-12-21 20:00 | 0.9129
WindOffShore | 2018-12-21 21:00 | 0.9138
WindOffShore | 2018-12-21 22:00 | 0.9194
WindOffShore | 2018-12-21 23:00 | 0.9174
WindOffShore | 2018-12-22 | 0.8788
WindOffShore | 2018-12-22 01:00 | 0.8853
WindOffShore | 2018-12-22 02:00 | 0.8594
WindOffShore | 2018-12-22 03:00 | 0.8242
WindOffShore | 2018-12-22 04:00 | 0.7578
WindOffShore | 2018-12-22 05:00 | 0.673
WindOffShore | 2018-12-22 06:00 | 0.6681
WindOffShore | 2018-12-22 07:00 | 0.6681
WindOffShore | 2018-12-22 08:00 | 0.6632
WindOffShore | 2018-12-22 09:00 | 0.6022
WindOffShore | 2018-12-22 10:00 | 0.4917
WindOffShore | 2018-12-22 11:00 | 0.5579
WindOffShore | 2018-12-22 12:00 | 0.5719
WindOffShore | 2018-12-22 13:00 | 0.5691
WindOffShore | 2018-12-22 14:00 | 0.4727
WindOffShore | 2018-12-22 15:00 | 0.3669
WindOffShore | 2018-12-22 16:00 | 0.4114
WindOffShore | 2018-12-22 17:00 | 0.4844
WindOffShore | 2018-12-22 18:00 | 0.4975
WindOffShore | 2018-12-22 19:00 | 0.5077
WindOffShore | 2018-12-22 20:00 | 0.5149
WindOffShore | 2018-12-22 21:00 | 0.525
WindOffShore | 2018-12-22 22:00 | 0.5222
WindOffShore | 2018-12-22 23:00 | 0.6008
WindOffShore | 2018-12-23 | 0.699
WindOffShore | 2018-12-23 01:00 | 0.7984
WindOffShore | 2018-12-23 02:00 | 0.7627
WindOffShore | 2018-12-23 03:00 | 0.8067
WindOffShore | 2018-12-23 04:00 | 0.8409
WindOffShore | 2018-12-23 05:00 | 0.8726
WindOffShore | 2018-12-23 06:00 | 0.8749
WindOffShore | 2018-12-23 07:00 | 0.8594
WindOffShore | 2018-12-23 08:00 | 0.8858
WindOffShore | 2018-12-23 09:00 | 0.8692
WindOffShore | 2018-12-23 10:00 | 0.8697
WindOffShore | 2018-12-23 11:00 | 0.8471
WindOffShore | 2018-12-23 12:00 | 0.7992
WindOffShore | 2018-12-23 13:00 | 0.7375
WindOffShore | 2018-12-23 14:00 | 0.7247
WindOffShore | 2018-12-23 15:00 | 0.6932
WindOffShore | 2018-12-23 16:00 | 0.6557
WindOffShore | 2018-12-23 17:00 | 0.6275
WindOffShore | 2018-12-23 18:00 | 0.6142
WindOffShore | 2018-12-23 19:00 | 0.6196
WindOffShore | 2018-12-23 20:00 | 0.6196
WindOffShore | 2018-12-23 21:00 | 0.6301
WindOffShore | 2018-12-23 22:00 | 0.6129
WindOffShore | 2018-12-23 23:00 | 0.6008
WindOffShore | 2018-12-24 | 0.5885
WindOffShore | 2018-12-24 01:00 | 0.5899
WindOffShore | 2018-12-24 02:00 | 0.5677
WindOffShore | 2018-12-24 03:00 | 0.5494
WindOffShore | 2018-12-24 04:00 | 0.5077
WindOffShore | 2018-12-24 05:00 | 0.4493
WindOffShore | 2018-12-24 06:00 | 0.3542
WindOffShore | 2018-12-24 07:00 | 0.2564
WindOffShore | 2018-12-24 08:00 | 0.1662
WindOffShore | 2018-12-24 09:00 | 0.0987
WindOffShore | 2018-12-24 10:00 | 0.0366
WindOffShore | 2018-12-24 11:00 | 0.0086
WindOffShore | 2018-12-24 12:00 | 0.0019
WindOffShore | 2018-12-24 13:00 | 0.0007
WindOffShore | 2018-12-24 14:00 | 0
WindOffShore | 2018-12-24 15:00 | 0
WindOffShore | 2018-12-24 16:00 | 0.0006
WindOffShore | 2018-12-24 17:00 | 0.0008
WindOffShore | 2018-12-24 18:00 | 0.0063
WindOffShore | 2018-12-24 19:00 | 0.0159
WindOffShore | 2018-12-24 20:00 | 0.0232
WindOffShore | 2018-12-24 21:00 | 0.0388
WindOffShore | 2018-12-24 22:00 | 0.0765
WindOffShore | 2018-12-24 23:00 | 0.1351
WindOffShore | 2018-12-25 | 0.1978
WindOffShore | 2018-12-25 01:00 | 0.2431
WindOffShore | 2018-12-25 02:00 | 0.2841
WindOffShore | 2018-12-25 03:00 | 0.2867
WindOffShore | 2018-12-25 04:00 | 0.3037
WindOffShore | 2018-12-25 05:00 | 0.3157
WindOffShore | 2018-12-25 06:00 | 0.2932
WindOffShore | 2018-12-25 07:00 | 0.2701
WindOffShore | 2018-12-25 08:00 | 0.2408
WindOffShore | 2018-12-25 09:00 | 0.2021
WindOffShore | 2018-12-25 10:00 | 0.1925
WindOffShore | 2018-12-25 11:00 | 0.1914
WindOffShore | 2018-12-25 12:00 | 0.2396
WindOffShore | 2018-12-25 13:00 | 0.2932
WindOffShore | 2018-12-25 14:00 | 0.3306
WindOffShore | 2018-12-25 15:00 | 0.384
WindOffShore | 2018-12-25 16:00 | 0.5178
WindOffShore | 2018-12-25 17:00 | 0.5508
WindOffShore | 2018-12-25 18:00 | 0.5004
WindOffShore | 2018-12-25 19:00 | 0.4215
WindOffShore | 2018-12-25 20:00 | 0.3556
WindOffShore | 2018-12-25 21:00 | 0.3472
WindOffShore | 2018-12-25 22:00 | 0.3811
WindOffShore | 2018-12-25 23:00 | 0.4172
WindOffShore | 2018-12-26 | 0.4288
WindOffShore | 2018-12-26 01:00 | 0.4215
WindOffShore | 2018-12-26 02:00 | 0.4201
WindOffShore | 2018-12-26 03:00 | 0.4259
WindOffShore | 2018-12-26 04:00 | 0.4186
WindOffShore | 2018-12-26 05:00 | 0.3854
WindOffShore | 2018-12-26 06:00 | 0.3458
WindOffShore | 2018-12-26 07:00 | 0.2919
WindOffShore | 2018-12-26 08:00 | 0.2109
WindOffShore | 2018-12-26 09:00 | 0.1275
WindOffShore | 2018-12-26 10:00 | 0.0889
WindOffShore | 2018-12-26 11:00 | 0.0691
WindOffShore | 2018-12-26 12:00 | 0.0662
WindOffShore | 2018-12-26 13:00 | 0.0679
WindOffShore | 2018-12-26 14:00 | 0.0875
WindOffShore | 2018-12-26 15:00 | 0.1576
WindOffShore | 2018-12-26 16:00 | 0.2777
WindOffShore | 2018-12-26 17:00 | 0.3669
WindOffShore | 2018-12-26 18:00 | 0.384
WindOffShore | 2018-12-26 19:00 | 0.332
WindOffShore | 2018-12-26 20:00 | 0.2577
WindOffShore | 2018-12-26 21:00 | 0.2021
WindOffShore | 2018-12-26 22:00 | 0.1614
WindOffShore | 2018-12-26 23:00 | 0.13
WindOffShore | 2018-12-27 | 0.1114
WindOffShore | 2018-12-27 01:00 | 0.1084
WindOffShore | 2018-12-27 02:00 | 0.1169
WindOffShore | 2018-12-27 03:00 | 0.1122
WindOffShore | 2018-12-27 04:00 | 0.1002
WindOffShore | 2018-12-27 05:00 | 0.0803
WindOffShore | 2018-12-27 06:00 | 0.0638
WindOffShore | 2018-12-27 07:00 | 0.0434
WindOffShore | 2018-12-27 08:00 | 0.0219
WindOffShore | 2018-12-27 09:00 | 0.0059
WindOffShore | 2018-12-27 10:00 | 0.0007
WindOffShore | 2018-12-27 11:00 | 0
WindOffShore | 2018-12-27 12:00 | 0.0005
WindOffShore | 2018-12-27 13:00 | 0.0014
WindOffShore | 2018-12-27 14:00 | 0.0026
WindOffShore | 2018-12-27 15:00 | 0.0033
WindOffShore | 2018-12-27 16:00 | 0.0044
WindOffShore | 2018-12-27 17:00 | 0.0048
WindOffShore | 2018-12-27 18:00 | 0.0048
WindOffShore | 2018-12-27 19:00 | 0.0065
WindOffShore | 2018-12-27 20:00 | 0.0122
WindOffShore | 2018-12-27 21:00 | 0.0174
WindOffShore | 2018-12-27 22:00 | 0.0239
WindOffShore | 2018-12-27 23:00 | 0.0295
WindOffShore | 2018-12-28 | 0.0468
WindOffShore | 2018-12-28 01:00 | 0.0604
WindOffShore | 2018-12-28 02:00 | 0.074
WindOffShore | 2018-12-28 03:00 | 0.0771
WindOffShore | 2018-12-28 04:00 | 0.074
WindOffShore | 2018-12-28 05:00 | 0.0752
WindOffShore | 2018-12-28 06:00 | 0.0849
WindOffShore | 2018-12-28 07:00 | 0.093
WindOffShore | 2018-12-28 08:00 | 0.0937
WindOffShore | 2018-12-28 09:00 | 0.0733
WindOffShore | 2018-12-28 10:00 | 0.0752
WindOffShore | 2018-12-28 11:00 | 0.0803
WindOffShore | 2018-12-28 12:00 | 0.091
WindOffShore | 2018-12-28 13:00 | 0.1046
WindOffShore | 2018-12-28 14:00 | 0.1193
WindOffShore | 2018-12-28 15:00 | 0.152
WindOffShore | 2018-12-28 16:00 | 0.1978
WindOffShore | 2018-12-28 17:00 | 0.1862
WindOffShore | 2018-12-28 18:00 | 0.1652
WindOffShore | 2018-12-28 19:00 | 0.143
WindOffShore | 2018-12-28 20:00 | 0.1511
WindOffShore | 2018-12-28 21:00 | 0.1456
WindOffShore | 2018-12-28 22:00 | 0.0889
WindOffShore | 2018-12-28 23:00 | 0.055
WindOffShore | 2018-12-29 | 0.0539
WindOffShore | 2018-12-29 01:00 | 0.0545
WindOffShore | 2018-12-29 02:00 | 0.0582
WindOffShore | 2018-12-29 03:00 | 0.0529
WindOffShore | 2018-12-29 04:00 | 0.0383
WindOffShore | 2018-12-29 05:00 | 0.0349
WindOffShore | 2018-12-29 06:00 | 0.0276
WindOffShore | 2018-12-29 07:00 | 0.0215
WindOffShore | 2018-12-29 08:00 | 0.0344
WindOffShore | 2018-12-29 09:00 | 0.0257
WindOffShore | 2018-12-29 10:00 | 0.0007
WindOffShore | 2018-12-29 11:00 | 0.0115
WindOffShore | 2018-12-29 12:00 | 0.0383
WindOffShore | 2018-12-29 13:00 | 0.0498
WindOffShore | 2018-12-29 14:00 | 0.0311
WindOffShore | 2018-12-29 15:00 | 0.0177
WindOffShore | 2018-12-29 16:00 | 0.0063
WindOffShore | 2018-12-29 17:00 | 0.0125
WindOffShore | 2018-12-29 18:00 | 0.0193
WindOffShore | 2018-12-29 19:00 | 0.0202
WindOffShore | 2018-12-29 20:00 | 0.0193
WindOffShore | 2018-12-29 21:00 | 0.0108
WindOffShore | 2018-12-29 22:00 | 0.0056
WindOffShore | 2018-12-29 23:00 | 0.0035
WindOffShore | 2018-12-30 | 0.0038
WindOffShore | 2018-12-30 01:00 | 0.0065
WindOffShore | 2018-12-30 02:00 | 0.0219
WindOffShore | 2018-12-30 03:00 | 0.0488
WindOffShore | 2018-12-30 04:00 | 0.061
WindOffShore | 2018-12-30 05:00 | 0.0752
WindOffShore | 2018-12-30 06:00 | 0.0923
WindOffShore | 2018-12-30 07:00 | 0.1091
WindOffShore | 2018-12-30 08:00 | 0.1233
WindOffShore | 2018-12-30 09:00 | 0.0916
WindOffShore | 2018-12-30 10:00 | 0.0697
WindOffShore | 2018-12-30 11:00 | 0.0869
WindOffShore | 2018-12-30 12:00 | 0.093
WindOffShore | 2018-12-30 13:00 | 0.0862
WindOffShore | 2018-12-30 14:00 | 0.074
WindOffShore | 2018-12-30 15:00 | 0.0803
WindOffShore | 2018-12-30 16:00 | 0.0959
WindOffShore | 2018-12-30 17:00 | 0.1107
WindOffShore | 2018-12-30 18:00 | 0.1283
WindOffShore | 2018-12-30 19:00 | 0.1604
WindOffShore | 2018-12-30 20:00 | 0.1831
WindOffShore | 2018-12-30 21:00 | 0.1831
WindOffShore | 2018-12-30 22:00 | 0.1771
WindOffShore | 2018-12-30 23:00 | 0.1873
WindOffShore | 2018-12-31 | 0.2076
WindOffShore | 2018-12-31 01:00 | 0.2233
WindOffShore | 2018-12-31 02:00 | 0.2187
WindOffShore | 2018-12-31 03:00 | 0.2054
WindOffShore | 2018-12-31 04:00 | 0.1791
WindOffShore | 2018-12-31 05:00 | 0.1465
WindOffShore | 2018-12-31 06:00 | 0.1201
WindOffShore | 2018-12-31 07:00 | 0.1084
WindOffShore | 2018-12-31 08:00 | 0.1039
WindOffShore | 2018-12-31 09:00 | 0.0679
WindOffShore | 2018-12-31 10:00 | 0.0593
WindOffShore | 2018-12-31 11:00 | 0.0627
WindOffShore | 2018-12-31 12:00 | 0.079
WindOffShore | 2018-12-31 13:00 | 0.1024
WindOffShore | 2018-12-31 14:00 | 0.1107
WindOffShore | 2018-12-31 15:00 | 0.1069
WindOffShore | 2018-12-31 16:00 | 0.1193
WindOffShore | 2018-12-31 17:00 | 0.1169
WindOffShore | 2018-12-31 18:00 | 0.1061
WindOffShore | 2018-12-31 19:00 | 0.0959
WindOffShore | 2018-12-31 20:00 | 0.0916
WindOffShore | 2018-12-31 21:00 | 0.0889
WindOffShore | 2018-12-31 22:00 | 0.0855
WindOffShore | 2018-12-31 23:00 | 0.0973
NewNuke | 2018-01-01 | 0.78671
NewNuke | 2018-01-01 01:00 | 0.80112
NewNuke | 2018-01-01 02:00 | 0.82219
NewNuke | 2018-01-01 03:00 | 0.82219
NewNuke | 2018-01-01 04:00 | 0.82219
NewNuke | 2018-01-01 05:00 | 0.8298
NewNuke | 2018-01-01 06:00 | 0.8298
NewNuke | 2018-01-01 07:00 | 0.8298
NewNuke | 2018-01-01 08:00 | 0.81728
NewNuke | 2018-01-01 09:00 | 0.80681
NewNuke | 2018-01-01 10:00 | 0.80681
NewNuke | 2018-01-01 11:00 | 0.80681
NewNuke | 2018-01-01 12:00 | 0.81728
NewNuke | 2018-01-01 13:00 | 0.81728
NewNuke | 2018-01-01 14:00 | 0.81728
NewNuke | 2018-01-01 15:00 | 0.81728
NewNuke | 2018-01-01 16:00 | 0.84611
NewNuke | 2018-01-01 17:00 | 0.86061
NewNuke | 2018-01-01 18:00 | 0.86694
NewNuke | 2018-01-01 19:00 | 0.86694
NewNuke | 2018-01-01 20:00 | 0.88136
NewNuke | 2018-01-01 21:00 | 0.88136
NewNuke | 2018-01-01 22:00 | 0.88136
NewNuke | 2018-01-01 23:00 | 0.87011
NewNuke | 2018-01-02 | 0.87011
NewNuke | 2018-01-02 01:00 | 0.88136
NewNuke | 2018-01-02 02:00 | 0.88136
NewNuke | 2018-01-02 03:00 | 0.89165
NewNuke | 2018-01-02 04:00 | 0.89165
NewNuke | 2018-01-02 05:00 | 0.91224
NewNuke | 2018-01-02 06:00 | 0.93601
NewNuke | 2018-01-02 07:00 | 0.93601
NewNuke | 2018-01-02 08:00 | 0.93601
NewNuke | 2018-01-02 09:00 | 0.93601
NewNuke | 2018-01-02 10:00 | 0.93601
NewNuke | 2018-01-02 11:00 | 0.93601
NewNuke | 2018-01-02 12:00 | 0.93601
NewNuke | 2018-01-02 13:00 | 0.93601
NewNuke | 2018-01-02 14:00 | 0.93601
NewNuke | 2018-01-02 15:00 | 0.94852
NewNuke | 2018-01-02 16:00 | 0.94852
NewNuke | 2018-01-02 17:00 | 0.94852
NewNuke | 2018-01-02 18:00 | 0.94852
NewNuke | 2018-01-02 19:00 | 0.94852
NewNuke | 2018-01-02 20:00 | 0.94852
NewNuke | 2018-01-02 21:00 | 0.94852
NewNuke | 2018-01-02 22:00 | 0.94852
NewNuke | 2018-01-02 23:00 | 0.94852
NewNuke | 2018-01-03 | 0.94852
NewNuke | 2018-01-03 01:00 | 0.94852
NewNuke | 2018-01-03 02:00 | 0.94852
NewNuke | 2018-01-03 03:00 | 0.94123
NewNuke | 2018-01-03 04:00 | 0.94852
NewNuke | 2018-01-03 05:00 | 0.94852
NewNuke | 2018-01-03 06:00 | 0.94852
NewNuke | 2018-01-03 07:00 | 0.94852
NewNuke | 2018-01-03 08:00 | 0.94852
NewNuke | 2018-01-03 09:00 | 0.94852
NewNuke | 2018-01-03 10:00 | 0.94852
NewNuke | 2018-01-03 11:00 | 0.93903
NewNuke | 2018-01-03 12:00 | 0.93903
NewNuke | 2018-01-03 13:00 | 0.93903
NewNuke | 2018-01-03 14:00 | 0.93903
NewNuke | 2018-01-03 15:00 | 0.93903
NewNuke | 2018-01-03 16:00 | 0.93903
NewNuke | 2018-01-03 17:00 | 0.93903
NewNuke | 2018-01-03 18:00 | 0.93111
NewNuke | 2018-01-03 19:00 | 0.93111
NewNuke | 2018-01-03 20:00 | 0.93111
NewNuke | 2018-01-03 21:00 | 0.93111
NewNuke | 2018-01-03 22:00 | 0.93111
NewNuke | 2018-01-03 23:00 | 0.93111
NewNuke | 2018-01-04 | 0.93111
NewNuke | 2018-01-04 01:00 | 0.93111
NewNuke | 2018-01-04 02:00 | 0.92913
NewNuke | 2018-01-04 03:00 | 0.92913
NewNuke | 2018-01-04 04:00 | 0.92913
NewNuke | 2018-01-04 05:00 | 0.92913
NewNuke | 2018-01-04 06:00 | 0.93111
NewNuke | 2018-01-04 07:00 | 0.93111
NewNuke | 2018-01-04 08:00 | 0.93111
NewNuke | 2018-01-04 09:00 | 0.93111
NewNuke | 2018-01-04 10:00 | 0.93111
NewNuke | 2018-01-04 11:00 | 0.93111
NewNuke | 2018-01-04 12:00 | 0.93111
NewNuke | 2018-01-04 13:00 | 0.93111
NewNuke | 2018-01-04 14:00 | 0.93111
NewNuke | 2018-01-04 15:00 | 0.93111
NewNuke | 2018-01-04 16:00 | 0.92786
NewNuke | 2018-01-04 17:00 | 0.92786
NewNuke | 2018-01-04 18:00 | 0.92786
NewNuke | 2018-01-04 19:00 | 0.93111
NewNuke | 2018-01-04 20:00 | 0.92208
NewNuke | 2018-01-04 21:00 | 0.92208
NewNuke | 2018-01-04 22:00 | 0.90496
NewNuke | 2018-01-04 23:00 | 0.90496
NewNuke | 2018-01-05 | 0.91399
NewNuke | 2018-01-05 01:00 | 0.91399
NewNuke | 2018-01-05 02:00 | 0.91399
NewNuke | 2018-01-05 03:00 | 0.91399
NewNuke | 2018-01-05 04:00 | 0.91399
NewNuke | 2018-01-05 05:00 | 0.91399
NewNuke | 2018-01-05 06:00 | 0.91399
NewNuke | 2018-01-05 07:00 | 0.93285
NewNuke | 2018-01-05 08:00 | 0.93
NewNuke | 2018-01-05 09:00 | 0.93
NewNuke | 2018-01-05 10:00 | 0.93285
NewNuke | 2018-01-05 11:00 | 0.93285
NewNuke | 2018-01-05 12:00 | 0.93285
NewNuke | 2018-01-05 13:00 | 0.93285
NewNuke | 2018-01-05 14:00 | 0.93285
NewNuke | 2018-01-05 15:00 | 0.93285
NewNuke | 2018-01-05 16:00 | 0.93285
NewNuke | 2018-01-05 17:00 | 0.93285
NewNuke | 2018-01-05 18:00 | 0.93285
NewNuke | 2018-01-05 19:00 | 0.93285
NewNuke | 2018-01-05 20:00 | 0.93285
NewNuke | 2018-01-05 21:00 | 0.93285
NewNuke | 2018-01-05 22:00 | 0.93285
NewNuke | 2018-01-05 23:00 | 0.93285
NewNuke | 2018-01-06 | 0.93285
NewNuke | 2018-01-06 01:00 | 0.93285
NewNuke | 2018-01-06 02:00 | 0.93285
NewNuke | 2018-01-06 03:00 | 0.93285
NewNuke | 2018-01-06 04:00 | 0.93285
NewNuke | 2018-01-06 05:00 | 0.93285
NewNuke | 2018-01-06 06:00 | 0.93285
NewNuke | 2018-01-06 07:00 | 0.93285
NewNuke | 2018-01-06 08:00 | 0.93285
NewNuke | 2018-01-06 09:00 | 0.93285
NewNuke | 2018-01-06 10:00 | 0.93285
NewNuke | 2018-01-06 11:00 | 0.93285
NewNuke | 2018-01-06 12:00 | 0.93285
NewNuke | 2018-01-06 13:00 | 0.93285
NewNuke | 2018-01-06 14:00 | 0.93285
NewNuke | 2018-01-06 15:00 | 0.93285
NewNuke | 2018-01-06 16:00 | 0.93285
NewNuke | 2018-01-06 17:00 | 0.93285
NewNuke | 2018-01-06 18:00 | 0.93285
NewNuke | 2018-01-06 19:00 | 0.93285
NewNuke | 2018-01-06 20:00 | 0.93285
NewNuke | 2018-01-06 21:00 | 0.93285
NewNuke | 2018-01-06 22:00 | 0.93285
NewNuke | 2018-01-06 23:00 | 0.93285
NewNuke | 2018-01-07 | 0.93285
NewNuke | 2018-01-07 01:00 | 0.93285
NewNuke | 2018-01-07 02:00 | 0.93285
NewNuke | 2018-01-07 03:00 | 0.93285
NewNuke | 2018-01-07 04:00 | 0.94521
NewNuke | 2018-01-07 05:00 | 0.93475
NewNuke | 2018-01-07 06:00 | 0.93475
NewNuke | 2018-01-07 07:00 | 0.93475
NewNuke | 2018-01-07 08:00 | 0.94267
NewNuke | 2018-01-07 09:00 | 0.94267
NewNuke | 2018-01-07 10:00 | 0.94267
NewNuke | 2018-01-07 11:00 | 0.94267
NewNuke | 2018-01-07 12:00 | 0.95313
NewNuke | 2018-01-07 13:00 | 0.95313
NewNuke | 2018-01-07 14:00 | 0.95313
NewNuke | 2018-01-07 15:00 | 0.94299
NewNuke | 2018-01-07 16:00 | 0.94299
NewNuke | 2018-01-07 17:00 | 0.94299
NewNuke | 2018-01-07 18:00 | 0.94299
NewNuke | 2018-01-07 19:00 | 0.94299
NewNuke | 2018-01-07 20:00 | 0.94299
NewNuke | 2018-01-07 21:00 | 0.94299
NewNuke | 2018-01-07 22:00 | 0.94299
NewNuke | 2018-01-07 23:00 | 0.94299
NewNuke | 2018-01-08 | 0.94299
NewNuke | 2018-01-08 01:00 | 0.94299
NewNuke | 2018-01-08 02:00 | 0.94299
NewNuke | 2018-01-08 03:00 | 0.94299
NewNuke | 2018-01-08 04:00 | 0.94299
NewNuke | 2018-01-08 05:00 | 0.95248
NewNuke | 2018-01-08 06:00 | 0.95248
NewNuke | 2018-01-08 07:00 | 0.95248
NewNuke | 2018-01-08 08:00 | 0.95248
NewNuke | 2018-01-08 09:00 | 0.95248
NewNuke | 2018-01-08 10:00 | 0.95248
NewNuke | 2018-01-08 11:00 | 0.9467
NewNuke | 2018-01-08 12:00 | 0.9467
NewNuke | 2018-01-08 13:00 | 0.9467
NewNuke | 2018-01-08 14:00 | 0.9467
NewNuke | 2018-01-08 15:00 | 0.9467
NewNuke | 2018-01-08 16:00 | 0.9467
NewNuke | 2018-01-08 17:00 | 0.9467
NewNuke | 2018-01-08 18:00 | 0.9467
NewNuke | 2018-01-08 19:00 | 0.95715
NewNuke | 2018-01-08 20:00 | 0.95715
NewNuke | 2018-01-08 21:00 | 0.95715
NewNuke | 2018-01-08 22:00 | 0.95715
NewNuke | 2018-01-08 23:00 | 0.95715
NewNuke | 2018-01-09 | 0.95715
NewNuke | 2018-01-09 01:00 | 0.95715
NewNuke | 2018-01-09 02:00 | 0.95715
NewNuke | 2018-01-09 03:00 | 0.95715
NewNuke | 2018-01-09 04:00 | 0.95715
NewNuke | 2018-01-09 05:00 | 0.95715
NewNuke | 2018-01-09 06:00 | 0.95715
NewNuke | 2018-01-09 07:00 | 0.95715
NewNuke | 2018-01-09 08:00 | 0.95715
NewNuke | 2018-01-09 09:00 | 0.95715
NewNuke | 2018-01-09 10:00 | 0.95715
NewNuke | 2018-01-09 11:00 | 0.95715
NewNuke | 2018-01-09 12:00 | 0.95715
NewNuke | 2018-01-09 13:00 | 0.95715
NewNuke | 2018-01-09 14:00 | 0.95715
NewNuke | 2018-01-09 15:00 | 0.95715
NewNuke | 2018-01-09 16:00 | 0.95715
NewNuke | 2018-01-09 17:00 | 0.95715
NewNuke | 2018-01-09 18:00 | 0.96262
NewNuke | 2018-01-09 19:00 | 0.96262
NewNuke | 2018-01-09 20:00 | 0.96262
NewNuke | 2018-01-09 21:00 | 0.96262
NewNuke | 2018-01-09 22:00 | 0.96262
NewNuke | 2018-01-09 23:00 | 0.96262
NewNuke | 2018-01-10 | 0.96262
NewNuke | 2018-01-10 01:00 | 0.96262
NewNuke | 2018-01-10 02:00 | 0.96262
NewNuke | 2018-01-10 03:00 | 0.96262
NewNuke | 2018-01-10 04:00 | 0.96262
NewNuke | 2018-01-10 05:00 | 0.96262
NewNuke | 2018-01-10 06:00 | 0.96262
NewNuke | 2018-01-10 07:00 | 0.96262
NewNuke | 2018-01-10 08:00 | 0.96262
NewNuke | 2018-01-10 09:00 | 0.96262
NewNuke | 2018-01-10 10:00 | 0.96262
NewNuke | 2018-01-10 11:00 | 0.96262
NewNuke | 2018-01-10 12:00 | 0.96262
NewNuke | 2018-01-10 13:00 | 0.96262
NewNuke | 2018-01-10 14:00 | 0.96262
NewNuke | 2018-01-10 15:00 | 0.96262
NewNuke | 2018-01-10 16:00 | 0.96262
NewNuke | 2018-01-10 17:00 | 0.96262
NewNuke | 2018-01-10 18:00 | 0.96262
NewNuke | 2018-01-10 19:00 | 0.96262
NewNuke | 2018-01-10 20:00 | 0.96262
NewNuke | 2018-01-10 21:00 | 0.94551
NewNuke | 2018-01-10 22:00 | 0.94551
NewNuke | 2018-01-10 23:00 | 0.94551
NewNuke | 2018-01-11 | 0.94551
NewNuke | 2018-01-11 01:00 | 0.94551
NewNuke | 2018-01-11 02:00 | 0.94551
NewNuke | 2018-01-11 03:00 | 0.94551
NewNuke | 2018-01-11 04:00 | 0.94551
NewNuke | 2018-01-11 05:00 | 0.94551
NewNuke | 2018-01-11 06:00 | 0.94551
NewNuke | 2018-01-11 07:00 | 0.94551
NewNuke | 2018-01-11 08:00 | 0.96262
NewNuke | 2018-01-11 09:00 | 0.96262
NewNuke | 2018-01-11 10:00 | 0.96262
NewNuke | 2018-01-11 11:00 | 0.96262
NewNuke | 2018-01-11 12:00 | 0.96262
NewNuke | 2018-01-11 13:00 | 0.96262
NewNuke | 2018-01-11 14:00 | 0.96262
NewNuke | 2018-01-11 15:00 | 0.96262
NewNuke | 2018-01-11 16:00 | 0.96262
NewNuke | 2018-01-11 17:00 | 0.96262
NewNuke | 2018-01-11 18:00 | 0.96262
NewNuke | 2018-01-11 19:00 | 0.96262
NewNuke | 2018-01-11 20:00 | 0.94812
NewNuke | 2018-01-11 21:00 | 0.94812
NewNuke | 2018-01-11 22:00 | 0.94812
NewNuke | 2018-01-11 23:00 | 0.94812
NewNuke | 2018-01-12 | 0.94812
NewNuke | 2018-01-12 01:00 | 0.94812
NewNuke | 2018-01-12 02:00 | 0.94812
NewNuke | 2018-01-12 03:00 | 0.94812
NewNuke | 2018-01-12 04:00 | 0.94812
NewNuke | 2018-01-12 05:00 | 0.92753
NewNuke | 2018-01-12 06:00 | 0.92753
NewNuke | 2018-01-12 07:00 | 0.92753
NewNuke | 2018-01-12 08:00 | 0.92753
NewNuke | 2018-01-12 09:00 | 0.92753
NewNuke | 2018-01-12 10:00 | 0.92753
NewNuke | 2018-01-12 11:00 | 0.92753
NewNuke | 2018-01-12 12:00 | 0.92753
NewNuke | 2018-01-12 13:00 | 0.92753
NewNuke | 2018-01-12 14:00 | 0.92753
NewNuke | 2018-01-12 15:00 | 0.92753
NewNuke | 2018-01-12 16:00 | 0.92753
NewNuke | 2018-01-12 17:00 | 0.92753
NewNuke | 2018-01-12 18:00 | 0.92753
NewNuke | 2018-01-12 19:00 | 0.92753
NewNuke | 2018-01-12 20:00 | 0.92753
NewNuke | 2018-01-12 21:00 | 0.92753
NewNuke | 2018-01-12 22:00 | 0.92753
NewNuke | 2018-01-12 23:00 | 0.92753
NewNuke | 2018-01-13 | 0.92753
NewNuke | 2018-01-13 01:00 | 0.92753
NewNuke | 2018-01-13 02:00 | 0.90678
NewNuke | 2018-01-13 03:00 | 0.90678
NewNuke | 2018-01-13 04:00 | 0.90678
NewNuke | 2018-01-13 05:00 | 0.90678
NewNuke | 2018-01-13 06:00 | 0.90678
NewNuke | 2018-01-13 07:00 | 0.90678
NewNuke | 2018-01-13 08:00 | 0.90678
NewNuke | 2018-01-13 09:00 | 0.90678
NewNuke | 2018-01-13 10:00 | 0.90678
NewNuke | 2018-01-13 11:00 | 0.90678
NewNuke | 2018-01-13 12:00 | 0.90678
NewNuke | 2018-01-13 13:00 | 0.90678
NewNuke | 2018-01-13 14:00 | 0.90678
NewNuke | 2018-01-13 15:00 | 0.90678
NewNuke | 2018-01-13 16:00 | 0.90678
NewNuke | 2018-01-13 17:00 | 0.90678
NewNuke | 2018-01-13 18:00 | 0.90678
NewNuke | 2018-01-13 19:00 | 0.90678
NewNuke | 2018-01-13 20:00 | 0.90678
NewNuke | 2018-01-13 21:00 | 0.90678
NewNuke | 2018-01-13 22:00 | 0.90678
NewNuke | 2018-01-13 23:00 | 0.90678
NewNuke | 2018-01-14 | 0.90678
NewNuke | 2018-01-14 01:00 | 0.90678
NewNuke | 2018-01-14 02:00 | 0.90678
NewNuke | 2018-01-14 03:00 | 0.90678
NewNuke | 2018-01-14 04:00 | 0.90678
NewNuke | 2018-01-14 05:00 | 0.90678
NewNuke | 2018-01-14 06:00 | 0.90892
NewNuke | 2018-01-14 07:00 | 0.90892
NewNuke | 2018-01-14 08:00 | 0.90892
NewNuke | 2018-01-14 09:00 | 0.90892
NewNuke | 2018-01-14 10:00 | 0.90892
NewNuke | 2018-01-14 11:00 | 0.90892
NewNuke | 2018-01-14 12:00 | 0.90892
NewNuke | 2018-01-14 13:00 | 0.90892
NewNuke | 2018-01-14 14:00 | 0.90892
NewNuke | 2018-01-14 15:00 | 0.90892
NewNuke | 2018-01-14 16:00 | 0.90892
NewNuke | 2018-01-14 17:00 | 0.90892
NewNuke | 2018-01-14 18:00 | 0.90892
NewNuke | 2018-01-14 19:00 | 0.90892
NewNuke | 2018-01-14 20:00 | 0.92951
NewNuke | 2018-01-14 21:00 | 0.92951
NewNuke | 2018-01-14 22:00 | 0.92951
NewNuke | 2018-01-14 23:00 | 0.92951
NewNuke | 2018-01-15 | 0.95026
NewNuke | 2018-01-15 01:00 | 0.95026
NewNuke | 2018-01-15 02:00 | 0.95026
NewNuke | 2018-01-15 03:00 | 0.95026
NewNuke | 2018-01-15 04:00 | 0.93601
NewNuke | 2018-01-15 05:00 | 0.93601
NewNuke | 2018-01-15 06:00 | 0.93601
NewNuke | 2018-01-15 07:00 | 0.93601
NewNuke | 2018-01-15 08:00 | 0.93601
NewNuke | 2018-01-15 09:00 | 0.93601
NewNuke | 2018-01-15 10:00 | 0.93601
NewNuke | 2018-01-15 11:00 | 0.93403
NewNuke | 2018-01-15 12:00 | 0.93403
NewNuke | 2018-01-15 13:00 | 0.93173
NewNuke | 2018-01-15 14:00 | 0.93173
NewNuke | 2018-01-15 15:00 | 0.93173
NewNuke | 2018-01-15 16:00 | 0.93173
NewNuke | 2018-01-15 17:00 | 0.93173
NewNuke | 2018-01-15 18:00 | 0.93371
NewNuke | 2018-01-15 19:00 | 0.93371
NewNuke | 2018-01-15 20:00 | 0.93371
NewNuke | 2018-01-15 21:00 | 0.93371
NewNuke | 2018-01-15 22:00 | 0.93601
NewNuke | 2018-01-15 23:00 | 0.93601
NewNuke | 2018-01-16 | 0.93601
NewNuke | 2018-01-16 01:00 | 0.93601
NewNuke | 2018-01-16 02:00 | 0.93601
NewNuke | 2018-01-16 03:00 | 0.93601
NewNuke | 2018-01-16 04:00 | 0.93601
NewNuke | 2018-01-16 05:00 | 0.95026
NewNuke | 2018-01-16 06:00 | 0.95026
NewNuke | 2018-01-16 07:00 | 0.95026
NewNuke | 2018-01-16 08:00 | 0.95026
NewNuke | 2018-01-16 09:00 | 0.95026
NewNuke | 2018-01-16 10:00 | 0.95026
NewNuke | 2018-01-16 11:00 | 0.95026
NewNuke | 2018-01-16 12:00 | 0.94781
NewNuke | 2018-01-16 13:00 | 0.94781
NewNuke | 2018-01-16 14:00 | 0.94781
NewNuke | 2018-01-16 15:00 | 0.94781
NewNuke | 2018-01-16 16:00 | 0.93775
NewNuke | 2018-01-16 17:00 | 0.9402
NewNuke | 2018-01-16 18:00 | 0.9402
NewNuke | 2018-01-16 19:00 | 0.95026
NewNuke | 2018-01-16 20:00 | 0.95026
NewNuke | 2018-01-16 21:00 | 0.95026
NewNuke | 2018-01-16 22:00 | 0.95026
NewNuke | 2018-01-16 23:00 | 0.95026
NewNuke | 2018-01-17 | 0.95026
NewNuke | 2018-01-17 01:00 | 0.95026
NewNuke | 2018-01-17 02:00 | 0.95026
NewNuke | 2018-01-17 03:00 | 0.95026
NewNuke | 2018-01-17 04:00 | 0.95026
NewNuke | 2018-01-17 05:00 | 0.95026
NewNuke | 2018-01-17 06:00 | 0.95026
NewNuke | 2018-01-17 07:00 | 0.95026
NewNuke | 2018-01-17 08:00 | 0.95026
NewNuke | 2018-01-17 09:00 | 0.95026
NewNuke | 2018-01-17 10:00 | 0.95026
NewNuke | 2018-01-17 11:00 | 0.95026
NewNuke | 2018-01-17 12:00 | 0.95026
NewNuke | 2018-01-17 13:00 | 0.95026
NewNuke | 2018-01-17 14:00 | 0.95026
NewNuke | 2018-01-17 15:00 | 0.95026
NewNuke | 2018-01-17 16:00 | 0.95026
NewNuke | 2018-01-17 17:00 | 0.95026
NewNuke | 2018-01-17 18:00 | 0.95026
NewNuke | 2018-01-17 19:00 | 0.95026
NewNuke | 2018-01-17 20:00 | 0.95026
NewNuke | 2018-01-17 21:00 | 0.95026
NewNuke | 2018-01-17 22:00 | 0.95026
NewNuke | 2018-01-17 23:00 | 0.95026
NewNuke | 2018-01-18 | 0.95026
NewNuke | 2018-01-18 01:00 | 0.95026
NewNuke | 2018-01-18 02:00 | 0.95026
NewNuke | 2018-01-18 03:00 | 0.95026
NewNuke | 2018-01-18 04:00 | 0.95026
NewNuke | 2018-01-18 05:00 | 0.95026
NewNuke | 2018-01-18 06:00 | 0.95026
NewNuke | 2018-01-18 07:00 | 0.95026
NewNuke | 2018-01-18 08:00 | 0.95026
NewNuke | 2018-01-18 09:00 | 0.95026
NewNuke | 2018-01-18 10:00 | 0.95026
NewNuke | 2018-01-18 11:00 | 0.95026
NewNuke | 2018-01-18 12:00 | 0.95026
NewNuke | 2018-01-18 13:00 | 0.95026
NewNuke | 2018-01-18 14:00 | 0.95026
NewNuke | 2018-01-18 15:00 | 0.95026
NewNuke | 2018-01-18 16:00 | 0.95026
NewNuke | 2018-01-18 17:00 | 0.95026
NewNuke | 2018-01-18 18:00 | 0.95026
NewNuke | 2018-01-18 19:00 | 0.95026
NewNuke | 2018-01-18 20:00 | 0.95026
NewNuke | 2018-01-18 21:00 | 0.95026
NewNuke | 2018-01-18 22:00 | 0.95026
NewNuke | 2018-01-18 23:00 | 0.95026
NewNuke | 2018-01-19 | 0.95026
NewNuke | 2018-01-19 01:00 | 0.95026
NewNuke | 2018-01-19 02:00 | 0.95026
NewNuke | 2018-01-19 03:00 | 0.95026
NewNuke | 2018-01-19 04:00 | 0.95026
NewNuke | 2018-01-19 05:00 | 0.95026
NewNuke | 2018-01-19 06:00 | 0.95026
NewNuke | 2018-01-19 07:00 | 0.95026
NewNuke | 2018-01-19 08:00 | 0.95026
NewNuke | 2018-01-19 09:00 | 0.95026
NewNuke | 2018-01-19 10:00 | 0.93577
NewNuke | 2018-01-19 11:00 | 0.93577
NewNuke | 2018-01-19 12:00 | 0.92183
NewNuke | 2018-01-19 13:00 | 0.92183
NewNuke | 2018-01-19 14:00 | 0.92183
NewNuke | 2018-01-19 15:00 | 0.92183
NewNuke | 2018-01-19 16:00 | 0.92183
NewNuke | 2018-01-19 17:00 | 0.92183
NewNuke | 2018-01-19 18:00 | 0.92183
NewNuke | 2018-01-19 19:00 | 0.92183
NewNuke | 2018-01-19 20:00 | 0.92183
NewNuke | 2018-01-19 21:00 | 0.92183
NewNuke | 2018-01-19 22:00 | 0.92183
NewNuke | 2018-01-19 23:00 | 0.92183
NewNuke | 2018-01-20 | 0.92183
NewNuke | 2018-01-20 01:00 | 0.92183
NewNuke | 2018-01-20 02:00 | 0.93632
NewNuke | 2018-01-20 03:00 | 0.9242
NewNuke | 2018-01-20 04:00 | 0.90971
NewNuke | 2018-01-20 05:00 | 0.90971
NewNuke | 2018-01-20 06:00 | 0.92183
NewNuke | 2018-01-20 07:00 | 0.92183
NewNuke | 2018-01-20 08:00 | 0.92183
NewNuke | 2018-01-20 09:00 | 0.92183
NewNuke | 2018-01-20 10:00 | 0.92183
NewNuke | 2018-01-20 11:00 | 0.92183
NewNuke | 2018-01-20 12:00 | 0.92183
NewNuke | 2018-01-20 13:00 | 0.93632
NewNuke | 2018-01-20 14:00 | 0.93632
NewNuke | 2018-01-20 15:00 | 0.93632
NewNuke | 2018-01-20 16:00 | 0.93632
NewNuke | 2018-01-20 17:00 | 0.93632
NewNuke | 2018-01-20 18:00 | 0.93632
NewNuke | 2018-01-20 19:00 | 0.93434
NewNuke | 2018-01-20 20:00 | 0.93434
NewNuke | 2018-01-20 21:00 | 0.93434
NewNuke | 2018-01-20 22:00 | 0.93434
NewNuke | 2018-01-20 23:00 | 0.93434
NewNuke | 2018-01-21 | 0.93434
NewNuke | 2018-01-21 01:00 | 0.93434
NewNuke | 2018-01-21 02:00 | 0.93632
NewNuke | 2018-01-21 03:00 | 0.92761
NewNuke | 2018-01-21 04:00 | 0.92761
NewNuke | 2018-01-21 05:00 | 0.92761
NewNuke | 2018-01-21 06:00 | 0.92761
NewNuke | 2018-01-21 07:00 | 0.92761
NewNuke | 2018-01-21 08:00 | 0.92761
NewNuke | 2018-01-21 09:00 | 0.92761
NewNuke | 2018-01-21 10:00 | 0.92761
NewNuke | 2018-01-21 11:00 | 0.9421
NewNuke | 2018-01-21 12:00 | 0.9421
NewNuke | 2018-01-21 13:00 | 0.93553
NewNuke | 2018-01-21 14:00 | 0.93553
NewNuke | 2018-01-21 15:00 | 0.93553
NewNuke | 2018-01-21 16:00 | 0.93553
NewNuke | 2018-01-21 17:00 | 0.93553
NewNuke | 2018-01-21 18:00 | 0.93553
NewNuke | 2018-01-21 19:00 | 0.93553
NewNuke | 2018-01-21 20:00 | 0.9421
NewNuke | 2018-01-21 21:00 | 0.9421
NewNuke | 2018-01-21 22:00 | 0.9421
NewNuke | 2018-01-21 23:00 | 0.9421
NewNuke | 2018-01-22 | 0.9421
NewNuke | 2018-01-22 01:00 | 0.9421
NewNuke | 2018-01-22 02:00 | 0.9421
NewNuke | 2018-01-22 03:00 | 0.9421
NewNuke | 2018-01-22 04:00 | 0.9421
NewNuke | 2018-01-22 05:00 | 0.9421
NewNuke | 2018-01-22 06:00 | 0.9421
NewNuke | 2018-01-22 07:00 | 0.93973
NewNuke | 2018-01-22 08:00 | 0.93973
NewNuke | 2018-01-22 09:00 | 0.9421
NewNuke | 2018-01-22 10:00 | 0.9421
NewNuke | 2018-01-22 11:00 | 0.9421
NewNuke | 2018-01-22 12:00 | 0.9421
NewNuke | 2018-01-22 13:00 | 0.9421
NewNuke | 2018-01-22 14:00 | 0.9421
NewNuke | 2018-01-22 15:00 | 0.93545
NewNuke | 2018-01-22 16:00 | 0.93545
NewNuke | 2018-01-22 17:00 | 0.93545
NewNuke | 2018-01-22 18:00 | 0.94416
NewNuke | 2018-01-22 19:00 | 0.94416
NewNuke | 2018-01-22 20:00 | 0.94416
NewNuke | 2018-01-22 21:00 | 0.94416
NewNuke | 2018-01-22 22:00 | 0.94416
NewNuke | 2018-01-22 23:00 | 0.94416
NewNuke | 2018-01-23 | 0.94416
NewNuke | 2018-01-23 01:00 | 0.95082
NewNuke | 2018-01-23 02:00 | 0.95082
NewNuke | 2018-01-23 03:00 | 0.95082
NewNuke | 2018-01-23 04:00 | 0.95082
NewNuke | 2018-01-23 05:00 | 0.95082
NewNuke | 2018-01-23 06:00 | 0.95082
NewNuke | 2018-01-23 07:00 | 0.95082
NewNuke | 2018-01-23 08:00 | 0.95082
NewNuke | 2018-01-23 09:00 | 0.95082
NewNuke | 2018-01-23 10:00 | 0.95082
NewNuke | 2018-01-23 11:00 | 0.95082
NewNuke | 2018-01-23 12:00 | 0.95082
NewNuke | 2018-01-23 13:00 | 0.96476
NewNuke | 2018-01-23 14:00 | 0.96476
NewNuke | 2018-01-23 15:00 | 0.96476
NewNuke | 2018-01-23 16:00 | 0.96476
NewNuke | 2018-01-23 17:00 | 0.96476
NewNuke | 2018-01-23 18:00 | 0.96476
NewNuke | 2018-01-23 19:00 | 0.96476
NewNuke | 2018-01-23 20:00 | 0.95913
NewNuke | 2018-01-23 21:00 | 0.95913
NewNuke | 2018-01-23 22:00 | 0.95913
NewNuke | 2018-01-23 23:00 | 0.95913
NewNuke | 2018-01-24 | 0.95913
NewNuke | 2018-01-24 01:00 | 0.95913
NewNuke | 2018-01-24 02:00 | 0.95913
NewNuke | 2018-01-24 03:00 | 0.95913
NewNuke | 2018-01-24 04:00 | 0.95913
NewNuke | 2018-01-24 05:00 | 0.95913
NewNuke | 2018-01-24 06:00 | 0.95913
NewNuke | 2018-01-24 07:00 | 0.95913
NewNuke | 2018-01-24 08:00 | 0.95913
NewNuke | 2018-01-24 09:00 | 0.95913
NewNuke | 2018-01-24 10:00 | 0.95913
NewNuke | 2018-01-24 11:00 | 0.95913
NewNuke | 2018-01-24 12:00 | 0.95913
NewNuke | 2018-01-24 13:00 | 0.95913
NewNuke | 2018-01-24 14:00 | 0.95913
NewNuke | 2018-01-24 15:00 | 0.95913
NewNuke | 2018-01-24 16:00 | 0.95913
NewNuke | 2018-01-24 17:00 | 0.95913
NewNuke | 2018-01-24 18:00 | 0.96476
NewNuke | 2018-01-24 19:00 | 0.96476
NewNuke | 2018-01-24 20:00 | 0.96476
NewNuke | 2018-01-24 21:00 | 0.96476
NewNuke | 2018-01-24 22:00 | 0.96476
NewNuke | 2018-01-24 23:00 | 0.96476
NewNuke | 2018-01-25 | 0.96476
NewNuke | 2018-01-25 01:00 | 0.96476
NewNuke | 2018-01-25 02:00 | 0.96476
NewNuke | 2018-01-25 03:00 | 0.96476
NewNuke | 2018-01-25 04:00 | 0.96476
NewNuke | 2018-01-25 05:00 | 0.96476
NewNuke | 2018-01-25 06:00 | 0.96476
NewNuke | 2018-01-25 07:00 | 0.96476
NewNuke | 2018-01-25 08:00 | 0.96476
NewNuke | 2018-01-25 09:00 | 0.96476
NewNuke | 2018-01-25 10:00 | 0.96476
NewNuke | 2018-01-25 11:00 | 0.96476
NewNuke | 2018-01-25 12:00 | 0.96476
NewNuke | 2018-01-25 13:00 | 0.96476
NewNuke | 2018-01-25 14:00 | 0.96476
NewNuke | 2018-01-25 15:00 | 0.96476
NewNuke | 2018-01-25 16:00 | 0.96476
NewNuke | 2018-01-25 17:00 | 0.96476
NewNuke | 2018-01-25 18:00 | 0.96476
NewNuke | 2018-01-25 19:00 | 0.96476
NewNuke | 2018-01-25 20:00 | 0.96476
NewNuke | 2018-01-25 21:00 | 0.96476
NewNuke | 2018-01-25 22:00 | 0.96476
NewNuke | 2018-01-25 23:00 | 0.96476
NewNuke | 2018-01-26 | 0.96476
NewNuke | 2018-01-26 01:00 | 0.96476
NewNuke | 2018-01-26 02:00 | 0.96476
NewNuke | 2018-01-26 03:00 | 0.96476
NewNuke | 2018-01-26 04:00 | 0.96476
NewNuke | 2018-01-26 05:00 | 0.96476
NewNuke | 2018-01-26 06:00 | 0.96476
NewNuke | 2018-01-26 07:00 | 0.96476
NewNuke | 2018-01-26 08:00 | 0.96476
NewNuke | 2018-01-26 09:00 | 0.96476
NewNuke | 2018-01-26 10:00 | 0.96476
NewNuke | 2018-01-26 11:00 | 0.96476
NewNuke | 2018-01-26 12:00 | 0.96476
NewNuke | 2018-01-26 13:00 | 0.96476
NewNuke | 2018-01-26 14:00 | 0.96476
NewNuke | 2018-01-26 15:00 | 0.96476
NewNuke | 2018-01-26 16:00 | 0.96476
NewNuke | 2018-01-26 17:00 | 0.96476
NewNuke | 2018-01-26 18:00 | 0.96476
NewNuke | 2018-01-26 19:00 | 0.96476
NewNuke | 2018-01-26 20:00 | 0.96476
NewNuke | 2018-01-26 21:00 | 0.96476
NewNuke | 2018-01-26 22:00 | 0.96476
NewNuke | 2018-01-26 23:00 | 0.96476
NewNuke | 2018-01-27 | 0.96476
NewNuke | 2018-01-27 01:00 | 0.96476
NewNuke | 2018-01-27 02:00 | 0.96476
NewNuke | 2018-01-27 03:00 | 0.96476
NewNuke | 2018-01-27 04:00 | 0.96476
NewNuke | 2018-01-27 05:00 | 0.96476
NewNuke | 2018-01-27 06:00 | 0.96476
NewNuke | 2018-01-27 07:00 | 0.96476
NewNuke | 2018-01-27 08:00 | 0.96476
NewNuke | 2018-01-27 09:00 | 0.96476
NewNuke | 2018-01-27 10:00 | 0.96476
NewNuke | 2018-01-27 11:00 | 0.96476
NewNuke | 2018-01-27 12:00 | 0.96476
NewNuke | 2018-01-27 13:00 | 0.96476
NewNuke | 2018-01-27 14:00 | 0.96476
NewNuke | 2018-01-27 15:00 | 0.96476
NewNuke | 2018-01-27 16:00 | 0.96476
NewNuke | 2018-01-27 17:00 | 0.96285
NewNuke | 2018-01-27 18:00 | 0.96285
NewNuke | 2018-01-27 19:00 | 0.96285
NewNuke | 2018-01-27 20:00 | 0.96285
NewNuke | 2018-01-27 21:00 | 0.96285
NewNuke | 2018-01-27 22:00 | 0.96476
NewNuke | 2018-01-27 23:00 | 0.96476
NewNuke | 2018-01-28 | 0.94416
NewNuke | 2018-01-28 01:00 | 0.94416
NewNuke | 2018-01-28 02:00 | 0.94416
NewNuke | 2018-01-28 03:00 | 0.94416
NewNuke | 2018-01-28 04:00 | 0.94416
NewNuke | 2018-01-28 05:00 | 0.94416
NewNuke | 2018-01-28 06:00 | 0.94416
NewNuke | 2018-01-28 07:00 | 0.94416
NewNuke | 2018-01-28 08:00 | 0.94416
NewNuke | 2018-01-28 09:00 | 0.94416
NewNuke | 2018-01-28 10:00 | 0.94416
NewNuke | 2018-01-28 11:00 | 0.94416
NewNuke | 2018-01-28 12:00 | 0.94242
NewNuke | 2018-01-28 13:00 | 0.94242
NewNuke | 2018-01-28 14:00 | 0.94242
NewNuke | 2018-01-28 15:00 | 0.94242
NewNuke | 2018-01-28 16:00 | 0.94242
NewNuke | 2018-01-28 17:00 | 0.94242
NewNuke | 2018-01-28 18:00 | 0.94242
NewNuke | 2018-01-28 19:00 | 0.94242
NewNuke | 2018-01-28 20:00 | 0.94242
NewNuke | 2018-01-28 21:00 | 0.94242
NewNuke | 2018-01-28 22:00 | 0.96301
NewNuke | 2018-01-28 23:00 | 0.96301
NewNuke | 2018-01-29 | 0.96301
NewNuke | 2018-01-29 01:00 | 0.96301
NewNuke | 2018-01-29 02:00 | 0.94195
NewNuke | 2018-01-29 03:00 | 0.94195
NewNuke | 2018-01-29 04:00 | 0.94195
NewNuke | 2018-01-29 05:00 | 0.94195
NewNuke | 2018-01-29 06:00 | 0.9402
NewNuke | 2018-01-29 07:00 | 0.9402
NewNuke | 2018-01-29 08:00 | 0.94195
NewNuke | 2018-01-29 09:00 | 0.94195
NewNuke | 2018-01-29 10:00 | 0.92135
NewNuke | 2018-01-29 11:00 | 0.9231
NewNuke | 2018-01-29 12:00 | 0.9231
NewNuke | 2018-01-29 13:00 | 0.9231
NewNuke | 2018-01-29 14:00 | 0.9231
NewNuke | 2018-01-29 15:00 | 0.9231
NewNuke | 2018-01-29 16:00 | 0.9231
NewNuke | 2018-01-29 17:00 | 0.9231
NewNuke | 2018-01-29 18:00 | 0.9231
NewNuke | 2018-01-29 19:00 | 0.9231
NewNuke | 2018-01-29 20:00 | 0.9231
NewNuke | 2018-01-29 21:00 | 0.9231
NewNuke | 2018-01-29 22:00 | 0.9231
NewNuke | 2018-01-29 23:00 | 0.9231
NewNuke | 2018-01-30 | 0.9231
NewNuke | 2018-01-30 01:00 | 0.9231
NewNuke | 2018-01-30 02:00 | 0.9231
NewNuke | 2018-01-30 03:00 | 0.9231
NewNuke | 2018-01-30 04:00 | 0.9421
NewNuke | 2018-01-30 05:00 | 0.9421
NewNuke | 2018-01-30 06:00 | 0.9421
NewNuke | 2018-01-30 07:00 | 0.9421
NewNuke | 2018-01-30 08:00 | 0.9421
NewNuke | 2018-01-30 09:00 | 0.9421
NewNuke | 2018-01-30 10:00 | 0.9421
NewNuke | 2018-01-30 11:00 | 0.9421
NewNuke | 2018-01-30 12:00 | 0.9421
NewNuke | 2018-01-30 13:00 | 0.9421
NewNuke | 2018-01-30 14:00 | 0.9421
NewNuke | 2018-01-30 15:00 | 0.9421
NewNuke | 2018-01-30 16:00 | 0.9421
NewNuke | 2018-01-30 17:00 | 0.9421
NewNuke | 2018-01-30 18:00 | 0.94416
NewNuke | 2018-01-30 19:00 | 0.94416
NewNuke | 2018-01-30 20:00 | 0.94416
NewNuke | 2018-01-30 21:00 | 0.94416
NewNuke | 2018-01-30 22:00 | 0.94416
NewNuke | 2018-01-30 23:00 | 0.94416
NewNuke | 2018-01-31 | 0.94416
NewNuke | 2018-01-31 01:00 | 0.94416
NewNuke | 2018-01-31 02:00 | 0.94416
NewNuke | 2018-01-31 03:00 | 0.94416
NewNuke | 2018-01-31 04:00 | 0.94416
NewNuke | 2018-01-31 05:00 | 0.94416
NewNuke | 2018-01-31 06:00 | 0.94416
NewNuke | 2018-01-31 07:00 | 0.94416
NewNuke | 2018-01-31 08:00 | 0.94416
NewNuke | 2018-01-31 09:00 | 0.94416
NewNuke | 2018-01-31 10:00 | 0.92983
NewNuke | 2018-01-31 11:00 | 0.92983
NewNuke | 2018-01-31 12:00 | 0.94804
NewNuke | 2018-01-31 13:00 | 0.94804
NewNuke | 2018-01-31 14:00 | 0.94804
NewNuke | 2018-01-31 15:00 | 0.94804
NewNuke | 2018-01-31 16:00 | 0.94804
NewNuke | 2018-01-31 17:00 | 0.94804
NewNuke | 2018-01-31 18:00 | 0.94804
NewNuke | 2018-01-31 19:00 | 0.94804
NewNuke | 2018-01-31 20:00 | 0.94804
NewNuke | 2018-01-31 21:00 | 0.94804
NewNuke | 2018-01-31 22:00 | 0.94804
NewNuke | 2018-01-31 23:00 | 0.94804
NewNuke | 2018-02-01 | 0.94804
NewNuke | 2018-02-01 01:00 | 0.94804
NewNuke | 2018-02-01 02:00 | 0.94804
NewNuke | 2018-02-01 03:00 | 0.94804
NewNuke | 2018-02-01 04:00 | 0.94804
NewNuke | 2018-02-01 05:00 | 0.94804
NewNuke | 2018-02-01 06:00 | 0.94804
NewNuke | 2018-02-01 07:00 | 0.94804
NewNuke | 2018-02-01 08:00 | 0.94804
NewNuke | 2018-02-01 09:00 | 0.94804
NewNuke | 2018-02-01 10:00 | 0.94804
NewNuke | 2018-02-01 11:00 | 0.94804
NewNuke | 2018-02-01 12:00 | 0.94804
NewNuke | 2018-02-01 13:00 | 0.94804
NewNuke | 2018-02-01 14:00 | 0.94804
NewNuke | 2018-02-01 15:00 | 0.94804
NewNuke | 2018-02-01 16:00 | 0.94804
NewNuke | 2018-02-01 17:00 | 0.94804
NewNuke | 2018-02-01 18:00 | 0.94804
NewNuke | 2018-02-01 19:00 | 0.94804
NewNuke | 2018-02-01 20:00 | 0.94804
NewNuke | 2018-02-01 21:00 | 0.94804
NewNuke | 2018-02-01 22:00 | 0.94804
NewNuke | 2018-02-01 23:00 | 0.94804
NewNuke | 2018-02-02 | 0.94804
NewNuke | 2018-02-02 01:00 | 0.94804
NewNuke | 2018-02-02 02:00 | 0.94804
NewNuke | 2018-02-02 03:00 | 0.94804
NewNuke | 2018-02-02 04:00 | 0.95042
NewNuke | 2018-02-02 05:00 | 0.95042
NewNuke | 2018-02-02 06:00 | 0.95042
NewNuke | 2018-02-02 07:00 | 0.95042
NewNuke | 2018-02-02 08:00 | 0.95042
NewNuke | 2018-02-02 09:00 | 0.95042
NewNuke | 2018-02-02 10:00 | 0.95042
NewNuke | 2018-02-02 11:00 | 0.95042
NewNuke | 2018-02-02 12:00 | 0.95042
NewNuke | 2018-02-02 13:00 | 0.95042
NewNuke | 2018-02-02 14:00 | 0.95042
NewNuke | 2018-02-02 15:00 | 0.95042
NewNuke | 2018-02-02 16:00 | 0.95042
NewNuke | 2018-02-02 17:00 | 0.95042
NewNuke | 2018-02-02 18:00 | 0.95042
NewNuke | 2018-02-02 19:00 | 0.92983
NewNuke | 2018-02-02 20:00 | 0.92983
NewNuke | 2018-02-02 21:00 | 0.92983
NewNuke | 2018-02-02 22:00 | 0.90963
NewNuke | 2018-02-02 23:00 | 0.90963
NewNuke | 2018-02-03 | 0.89427
NewNuke | 2018-02-03 01:00 | 0.89427
NewNuke | 2018-02-03 02:00 | 0.88777
NewNuke | 2018-02-03 03:00 | 0.88777
NewNuke | 2018-02-03 04:00 | 0.88777
NewNuke | 2018-02-03 05:00 | 0.88777
NewNuke | 2018-02-03 06:00 | 0.88777
NewNuke | 2018-02-03 07:00 | 0.88777
NewNuke | 2018-02-03 08:00 | 0.89427
NewNuke | 2018-02-03 09:00 | 0.89427
NewNuke | 2018-02-03 10:00 | 0.89427
NewNuke | 2018-02-03 11:00 | 0.89427
NewNuke | 2018-02-03 12:00 | 0.89427
NewNuke | 2018-02-03 13:00 | 0.89427
NewNuke | 2018-02-03 14:00 | 0.89427
NewNuke | 2018-02-03 15:00 | 0.89427
NewNuke | 2018-02-03 16:00 | 0.89427
NewNuke | 2018-02-03 17:00 | 0.89427
NewNuke | 2018-02-03 18:00 | 0.9086
NewNuke | 2018-02-03 19:00 | 0.9086
NewNuke | 2018-02-03 20:00 | 0.9086
NewNuke | 2018-02-03 21:00 | 0.9086
NewNuke | 2018-02-03 22:00 | 0.9086
NewNuke | 2018-02-03 23:00 | 0.9086
NewNuke | 2018-02-04 | 0.90147
NewNuke | 2018-02-04 01:00 | 0.90147
NewNuke | 2018-02-04 02:00 | 0.90147
NewNuke | 2018-02-04 03:00 | 0.92207
NewNuke | 2018-02-04 04:00 | 0.91557
NewNuke | 2018-02-04 05:00 | 0.91557
NewNuke | 2018-02-04 06:00 | 0.91557
NewNuke | 2018-02-04 07:00 | 0.91557
NewNuke | 2018-02-04 08:00 | 0.90821
NewNuke | 2018-02-04 09:00 | 0.90821
NewNuke | 2018-02-04 10:00 | 0.9147
NewNuke | 2018-02-04 11:00 | 0.9147
NewNuke | 2018-02-04 12:00 | 0.9147
NewNuke | 2018-02-04 13:00 | 0.9147
NewNuke | 2018-02-04 14:00 | 0.9147
NewNuke | 2018-02-04 15:00 | 0.9147
NewNuke | 2018-02-04 16:00 | 0.9147
NewNuke | 2018-02-04 17:00 | 0.9147
NewNuke | 2018-02-04 18:00 | 0.9147
NewNuke | 2018-02-04 19:00 | 0.9147
NewNuke | 2018-02-04 20:00 | 0.9147
NewNuke | 2018-02-04 21:00 | 0.9147
NewNuke | 2018-02-04 22:00 | 0.9147
NewNuke | 2018-02-04 23:00 | 0.9147
NewNuke | 2018-02-05 | 0.9147
NewNuke | 2018-02-05 01:00 | 0.9147
NewNuke | 2018-02-05 02:00 | 0.92919
NewNuke | 2018-02-05 03:00 | 0.92919
NewNuke | 2018-02-05 04:00 | 0.92919
NewNuke | 2018-02-05 05:00 | 0.92919
NewNuke | 2018-02-05 06:00 | 0.92919
NewNuke | 2018-02-05 07:00 | 0.92919
NewNuke | 2018-02-05 08:00 | 0.92919
NewNuke | 2018-02-05 09:00 | 0.92919
NewNuke | 2018-02-05 10:00 | 0.92919
NewNuke | 2018-02-05 11:00 | 0.92919
NewNuke | 2018-02-05 12:00 | 0.92919
NewNuke | 2018-02-05 13:00 | 0.92919
NewNuke | 2018-02-05 14:00 | 0.92919
NewNuke | 2018-02-05 15:00 | 0.92674
NewNuke | 2018-02-05 16:00 | 0.92674
NewNuke | 2018-02-05 17:00 | 0.92674
NewNuke | 2018-02-05 18:00 | 0.92674
NewNuke | 2018-02-05 19:00 | 0.92674
NewNuke | 2018-02-05 20:00 | 0.92674
NewNuke | 2018-02-05 21:00 | 0.92674
NewNuke | 2018-02-05 22:00 | 0.92674
NewNuke | 2018-02-05 23:00 | 0.92674
NewNuke | 2018-02-06 | 0.92674
NewNuke | 2018-02-06 01:00 | 0.92674
NewNuke | 2018-02-06 02:00 | 0.92674
NewNuke | 2018-02-06 03:00 | 0.92674
NewNuke | 2018-02-06 04:00 | 0.92674
NewNuke | 2018-02-06 05:00 | 0.92674
NewNuke | 2018-02-06 06:00 | 0.92674
NewNuke | 2018-02-06 07:00 | 0.92674
NewNuke | 2018-02-06 08:00 | 0.92674
NewNuke | 2018-02-06 09:00 | 0.92674
NewNuke | 2018-02-06 10:00 | 0.92674
NewNuke | 2018-02-06 11:00 | 0.92674
NewNuke | 2018-02-06 12:00 | 0.92674
NewNuke | 2018-02-06 13:00 | 0.92674
NewNuke | 2018-02-06 14:00 | 0.92674
NewNuke | 2018-02-06 15:00 | 0.92674
NewNuke | 2018-02-06 16:00 | 0.92674
NewNuke | 2018-02-06 17:00 | 0.92674
NewNuke | 2018-02-06 18:00 | 0.92674
NewNuke | 2018-02-06 19:00 | 0.92674
NewNuke | 2018-02-06 20:00 | 0.92674
NewNuke | 2018-02-06 21:00 | 0.92674
NewNuke | 2018-02-06 22:00 | 0.92674
NewNuke | 2018-02-06 23:00 | 0.92674
NewNuke | 2018-02-07 | 0.92674
NewNuke | 2018-02-07 01:00 | 0.92674
NewNuke | 2018-02-07 02:00 | 0.92674
NewNuke | 2018-02-07 03:00 | 0.92674
NewNuke | 2018-02-07 04:00 | 0.92674
NewNuke | 2018-02-07 05:00 | 0.92674
NewNuke | 2018-02-07 06:00 | 0.92674
NewNuke | 2018-02-07 07:00 | 0.94115
NewNuke | 2018-02-07 08:00 | 0.94115
NewNuke | 2018-02-07 09:00 | 0.94115
NewNuke | 2018-02-07 10:00 | 0.92951
NewNuke | 2018-02-07 11:00 | 0.92951
NewNuke | 2018-02-07 12:00 | 0.92951
NewNuke | 2018-02-07 13:00 | 0.94115
NewNuke | 2018-02-07 14:00 | 0.93331
NewNuke | 2018-02-07 15:00 | 0.93331
NewNuke | 2018-02-07 16:00 | 0.93331
NewNuke | 2018-02-07 17:00 | 0.93331
NewNuke | 2018-02-07 18:00 | 0.94115
NewNuke | 2018-02-07 19:00 | 0.94115
NewNuke | 2018-02-07 20:00 | 0.94115
NewNuke | 2018-02-07 21:00 | 0.94115
NewNuke | 2018-02-07 22:00 | 0.94115
NewNuke | 2018-02-07 23:00 | 0.94115
NewNuke | 2018-02-08 | 0.94115
NewNuke | 2018-02-08 01:00 | 0.94115
NewNuke | 2018-02-08 02:00 | 0.94361
NewNuke | 2018-02-08 03:00 | 0.93862
NewNuke | 2018-02-08 04:00 | 0.93862
NewNuke | 2018-02-08 05:00 | 0.93862
NewNuke | 2018-02-08 06:00 | 0.93862
NewNuke | 2018-02-08 07:00 | 0.93125
NewNuke | 2018-02-08 08:00 | 0.91652
NewNuke | 2018-02-08 09:00 | 0.91652
NewNuke | 2018-02-08 10:00 | 0.91508
NewNuke | 2018-02-08 11:00 | 0.91508
NewNuke | 2018-02-08 12:00 | 0.93084
NewNuke | 2018-02-08 13:00 | 0.93084
NewNuke | 2018-02-08 14:00 | 0.93084
NewNuke | 2018-02-08 15:00 | 0.92039
NewNuke | 2018-02-08 16:00 | 0.91001
NewNuke | 2018-02-08 17:00 | 0.91001
NewNuke | 2018-02-08 18:00 | 0.91001
NewNuke | 2018-02-08 19:00 | 0.91001
NewNuke | 2018-02-08 20:00 | 0.91001
NewNuke | 2018-02-08 21:00 | 0.93718
NewNuke | 2018-02-08 22:00 | 0.93718
NewNuke | 2018-02-08 23:00 | 0.93718
NewNuke | 2018-02-09 | 0.93718
NewNuke | 2018-02-09 01:00 | 0.93718
NewNuke | 2018-02-09 02:00 | 0.93718
NewNuke | 2018-02-09 03:00 | 0.93718
NewNuke | 2018-02-09 04:00 | 0.93718
NewNuke | 2018-02-09 05:00 | 0.93718
NewNuke | 2018-02-09 06:00 | 0.93718
NewNuke | 2018-02-09 07:00 | 0.93718
NewNuke | 2018-02-09 08:00 | 0.93718
NewNuke | 2018-02-09 09:00 | 0.93718
NewNuke | 2018-02-09 10:00 | 0.93718
NewNuke | 2018-02-09 11:00 | 0.93718
NewNuke | 2018-02-09 12:00 | 0.93718
NewNuke | 2018-02-09 13:00 | 0.93718
NewNuke | 2018-02-09 14:00 | 0.93718
NewNuke | 2018-02-09 15:00 | 0.93718
NewNuke | 2018-02-09 16:00 | 0.93718
NewNuke | 2018-02-09 17:00 | 0.93718
NewNuke | 2018-02-09 18:00 | 0.94217
NewNuke | 2018-02-09 19:00 | 0.94217
NewNuke | 2018-02-09 20:00 | 0.94217
NewNuke | 2018-02-09 21:00 | 0.94217
NewNuke | 2018-02-09 22:00 | 0.94217
NewNuke | 2018-02-09 23:00 | 0.94217
NewNuke | 2018-02-10 | 0.94217
NewNuke | 2018-02-10 01:00 | 0.94217
NewNuke | 2018-02-10 02:00 | 0.94217
NewNuke | 2018-02-10 03:00 | 0.94217
NewNuke | 2018-02-10 04:00 | 0.94217
NewNuke | 2018-02-10 05:00 | 0.94217
NewNuke | 2018-02-10 06:00 | 0.94217
NewNuke | 2018-02-10 07:00 | 0.94217
NewNuke | 2018-02-10 08:00 | 0.94217
NewNuke | 2018-02-10 09:00 | 0.94217
NewNuke | 2018-02-10 10:00 | 0.94217
NewNuke | 2018-02-10 11:00 | 0.94217
NewNuke | 2018-02-10 12:00 | 0.94217
NewNuke | 2018-02-10 13:00 | 0.94217
NewNuke | 2018-02-10 14:00 | 0.94217
NewNuke | 2018-02-10 15:00 | 0.94217
NewNuke | 2018-02-10 16:00 | 0.94217
NewNuke | 2018-02-10 17:00 | 0.94217
NewNuke | 2018-02-10 18:00 | 0.94217
NewNuke | 2018-02-10 19:00 | 0.93353
NewNuke | 2018-02-10 20:00 | 0.93353
NewNuke | 2018-02-10 21:00 | 0.93353
NewNuke | 2018-02-10 22:00 | 0.93353
NewNuke | 2018-02-10 23:00 | 0.93353
NewNuke | 2018-02-11 | 0.94361
NewNuke | 2018-02-11 01:00 | 0.94361
NewNuke | 2018-02-11 02:00 | 0.94361
NewNuke | 2018-02-11 03:00 | 0.94361
NewNuke | 2018-02-11 04:00 | 0.94361
NewNuke | 2018-02-11 05:00 | 0.94361
NewNuke | 2018-02-11 06:00 | 0.94361
NewNuke | 2018-02-11 07:00 | 0.94361
NewNuke | 2018-02-11 08:00 | 0.94361
NewNuke | 2018-02-11 09:00 | 0.92919
NewNuke | 2018-02-11 10:00 | 0.92919
NewNuke | 2018-02-11 11:00 | 0.94361
NewNuke | 2018-02-11 12:00 | 0.94361
NewNuke | 2018-02-11 13:00 | 0.94361
NewNuke | 2018-02-11 14:00 | 0.94361
NewNuke | 2018-02-11 15:00 | 0.94361
NewNuke | 2018-02-11 16:00 | 0.94361
NewNuke | 2018-02-11 17:00 | 0.94361
NewNuke | 2018-02-11 18:00 | 0.94361
NewNuke | 2018-02-11 19:00 | 0.94361
NewNuke | 2018-02-11 20:00 | 0.94361
NewNuke | 2018-02-11 21:00 | 0.94361
NewNuke | 2018-02-11 22:00 | 0.94361
NewNuke | 2018-02-11 23:00 | 0.94361
NewNuke | 2018-02-12 | 0.9383
NewNuke | 2018-02-12 01:00 | 0.9383
NewNuke | 2018-02-12 02:00 | 0.9383
NewNuke | 2018-02-12 03:00 | 0.9383
NewNuke | 2018-02-12 04:00 | 0.9383
NewNuke | 2018-02-12 05:00 | 0.9383
NewNuke | 2018-02-12 06:00 | 0.9383
NewNuke | 2018-02-12 07:00 | 0.9383
NewNuke | 2018-02-12 08:00 | 0.9383
NewNuke | 2018-02-12 09:00 | 0.9383
NewNuke | 2018-02-12 10:00 | 0.9383
NewNuke | 2018-02-12 11:00 | 0.9383
NewNuke | 2018-02-12 12:00 | 0.9383
NewNuke | 2018-02-12 13:00 | 0.9383
NewNuke | 2018-02-12 14:00 | 0.9383
NewNuke | 2018-02-12 15:00 | 0.9383
NewNuke | 2018-02-12 16:00 | 0.9383
NewNuke | 2018-02-12 17:00 | 0.9383
NewNuke | 2018-02-12 18:00 | 0.9383
NewNuke | 2018-02-12 19:00 | 0.9383
NewNuke | 2018-02-12 20:00 | 0.9383
NewNuke | 2018-02-12 21:00 | 0.9383
NewNuke | 2018-02-12 22:00 | 0.9383
NewNuke | 2018-02-12 23:00 | 0.9383
NewNuke | 2018-02-13 | 0.93624
NewNuke | 2018-02-13 01:00 | 0.93624
NewNuke | 2018-02-13 02:00 | 0.93624
NewNuke | 2018-02-13 03:00 | 0.93624
NewNuke | 2018-02-13 04:00 | 0.93624
NewNuke | 2018-02-13 05:00 | 0.93624
NewNuke | 2018-02-13 06:00 | 0.93624
NewNuke | 2018-02-13 07:00 | 0.93624
NewNuke | 2018-02-13 08:00 | 0.93624
NewNuke | 2018-02-13 09:00 | 0.93624
NewNuke | 2018-02-13 10:00 | 0.93624
NewNuke | 2018-02-13 11:00 | 0.93624
NewNuke | 2018-02-13 12:00 | 0.93624
NewNuke | 2018-02-13 13:00 | 0.93624
NewNuke | 2018-02-13 14:00 | 0.93624
NewNuke | 2018-02-13 15:00 | 0.93624
NewNuke | 2018-02-13 16:00 | 0.93624
NewNuke | 2018-02-13 17:00 | 0.93624
NewNuke | 2018-02-13 18:00 | 0.93624
NewNuke | 2018-02-13 19:00 | 0.93624
NewNuke | 2018-02-13 20:00 | 0.93624
NewNuke | 2018-02-13 21:00 | 0.93624
NewNuke | 2018-02-13 22:00 | 0.93624
NewNuke | 2018-02-13 23:00 | 0.93624
NewNuke | 2018-02-14 | 0.93624
NewNuke | 2018-02-14 01:00 | 0.93624
NewNuke | 2018-02-14 02:00 | 0.93624
NewNuke | 2018-02-14 03:00 | 0.93624
NewNuke | 2018-02-14 04:00 | 0.93624
NewNuke | 2018-02-14 05:00 | 0.93624
NewNuke | 2018-02-14 06:00 | 0.93624
NewNuke | 2018-02-14 07:00 | 0.93624
NewNuke | 2018-02-14 08:00 | 0.93624
NewNuke | 2018-02-14 09:00 | 0.93624
NewNuke | 2018-02-14 10:00 | 0.93624
NewNuke | 2018-02-14 11:00 | 0.93624
NewNuke | 2018-02-14 12:00 | 0.93624
NewNuke | 2018-02-14 13:00 | 0.93624
NewNuke | 2018-02-14 14:00 | 0.93624
NewNuke | 2018-02-14 15:00 | 0.93624
NewNuke | 2018-02-14 16:00 | 0.93624
NewNuke | 2018-02-14 17:00 | 0.93624
NewNuke | 2018-02-14 18:00 | 0.93624
NewNuke | 2018-02-14 19:00 | 0.93624
NewNuke | 2018-02-14 20:00 | 0.93624
NewNuke | 2018-02-14 21:00 | 0.93624
NewNuke | 2018-02-14 22:00 | 0.93624
NewNuke | 2018-02-14 23:00 | 0.93624
NewNuke | 2018-02-15 | 0.93624
NewNuke | 2018-02-15 01:00 | 0.93624
NewNuke | 2018-02-15 02:00 | 0.93624
NewNuke | 2018-02-15 03:00 | 0.93624
NewNuke | 2018-02-15 04:00 | 0.93624
NewNuke | 2018-02-15 05:00 | 0.93624
NewNuke | 2018-02-15 06:00 | 0.93624
NewNuke | 2018-02-15 07:00 | 0.93624
NewNuke | 2018-02-15 08:00 | 0.93624
NewNuke | 2018-02-15 09:00 | 0.93624
NewNuke | 2018-02-15 10:00 | 0.93624
NewNuke | 2018-02-15 11:00 | 0.93624
NewNuke | 2018-02-15 12:00 | 0.93624
NewNuke | 2018-02-15 13:00 | 0.93624
NewNuke | 2018-02-15 14:00 | 0.93624
NewNuke | 2018-02-15 15:00 | 0.93624
NewNuke | 2018-02-15 16:00 | 0.93624
NewNuke | 2018-02-15 17:00 | 0.93624
NewNuke | 2018-02-15 18:00 | 0.93624
NewNuke | 2018-02-15 19:00 | 0.93624
NewNuke | 2018-02-15 20:00 | 0.93624
NewNuke | 2018-02-15 21:00 | 0.93624
NewNuke | 2018-02-15 22:00 | 0.93624
NewNuke | 2018-02-15 23:00 | 0.93624
NewNuke | 2018-02-16 | 0.93624
NewNuke | 2018-02-16 01:00 | 0.93624
NewNuke | 2018-02-16 02:00 | 0.93624
NewNuke | 2018-02-16 03:00 | 0.93624
NewNuke | 2018-02-16 04:00 | 0.93624
NewNuke | 2018-02-16 05:00 | 0.93624
NewNuke | 2018-02-16 06:00 | 0.93624
NewNuke | 2018-02-16 07:00 | 0.93624
NewNuke | 2018-02-16 08:00 | 0.93624
NewNuke | 2018-02-16 09:00 | 0.93624
NewNuke | 2018-02-16 10:00 | 0.93624
NewNuke | 2018-02-16 11:00 | 0.93624
NewNuke | 2018-02-16 12:00 | 0.93624
NewNuke | 2018-02-16 13:00 | 0.93624
NewNuke | 2018-02-16 14:00 | 0.93624
NewNuke | 2018-02-16 15:00 | 0.93624
NewNuke | 2018-02-16 16:00 | 0.93624
NewNuke | 2018-02-16 17:00 | 0.93624
NewNuke | 2018-02-16 18:00 | 0.93624
NewNuke | 2018-02-16 19:00 | 0.93624
NewNuke | 2018-02-16 20:00 | 0.93624
NewNuke | 2018-02-16 21:00 | 0.93624
NewNuke | 2018-02-16 22:00 | 0.93624
NewNuke | 2018-02-16 23:00 | 0.91628
NewNuke | 2018-02-17 | 0.87771
NewNuke | 2018-02-17 01:00 | 0.87708
NewNuke | 2018-02-17 02:00 | 0.87011
NewNuke | 2018-02-17 03:00 | 0.87011
NewNuke | 2018-02-17 04:00 | 0.87011
NewNuke | 2018-02-17 05:00 | 0.87011
NewNuke | 2018-02-17 06:00 | 0.87011
NewNuke | 2018-02-17 07:00 | 0.87011
NewNuke | 2018-02-17 08:00 | 0.87011
NewNuke | 2018-02-17 09:00 | 0.87011
NewNuke | 2018-02-17 10:00 | 0.87011
NewNuke | 2018-02-17 11:00 | 0.87011
NewNuke | 2018-02-17 12:00 | 0.87011
NewNuke | 2018-02-17 13:00 | 0.87011
NewNuke | 2018-02-17 14:00 | 0.87011
NewNuke | 2018-02-17 15:00 | 0.87011
NewNuke | 2018-02-17 16:00 | 0.87011
NewNuke | 2018-02-17 17:00 | 0.87011
NewNuke | 2018-02-17 18:00 | 0.87011
NewNuke | 2018-02-17 19:00 | 0.87011
NewNuke | 2018-02-17 20:00 | 0.87011
NewNuke | 2018-02-17 21:00 | 0.87011
NewNuke | 2018-02-17 22:00 | 0.87011
NewNuke | 2018-02-17 23:00 | 0.87011
NewNuke | 2018-02-18 | 0.87011
NewNuke | 2018-02-18 01:00 | 0.87011
NewNuke | 2018-02-18 02:00 | 0.87011
NewNuke | 2018-02-18 03:00 | 0.87011
NewNuke | 2018-02-18 04:00 | 0.8755
NewNuke | 2018-02-18 05:00 | 0.8755
NewNuke | 2018-02-18 06:00 | 0.8755
NewNuke | 2018-02-18 07:00 | 0.8755
NewNuke | 2018-02-18 08:00 | 0.8755
NewNuke | 2018-02-18 09:00 | 0.8755
NewNuke | 2018-02-18 10:00 | 0.8755
NewNuke | 2018-02-18 11:00 | 0.8755
NewNuke | 2018-02-18 12:00 | 0.8755
NewNuke | 2018-02-18 13:00 | 0.8755
NewNuke | 2018-02-18 14:00 | 0.8755
NewNuke | 2018-02-18 15:00 | 0.8755
NewNuke | 2018-02-18 16:00 | 0.8755
NewNuke | 2018-02-18 17:00 | 0.8755
NewNuke | 2018-02-18 18:00 | 0.8755
NewNuke | 2018-02-18 19:00 | 0.8755
NewNuke | 2018-02-18 20:00 | 0.8755
NewNuke | 2018-02-18 21:00 | 0.8755
NewNuke | 2018-02-18 22:00 | 0.8755
NewNuke | 2018-02-18 23:00 | 0.8755
NewNuke | 2018-02-19 | 0.8755
NewNuke | 2018-02-19 01:00 | 0.8755
NewNuke | 2018-02-19 02:00 | 0.8755
NewNuke | 2018-02-19 03:00 | 0.8755
NewNuke | 2018-02-19 04:00 | 0.8755
NewNuke | 2018-02-19 05:00 | 0.8755
NewNuke | 2018-02-19 06:00 | 0.8755
NewNuke | 2018-02-19 07:00 | 0.8755
NewNuke | 2018-02-19 08:00 | 0.86504
NewNuke | 2018-02-19 09:00 | 0.84136
NewNuke | 2018-02-19 10:00 | 0.84136
NewNuke | 2018-02-19 11:00 | 0.84136
NewNuke | 2018-02-19 12:00 | 0.84136
NewNuke | 2018-02-19 13:00 | 0.84136
NewNuke | 2018-02-19 14:00 | 0.84136
NewNuke | 2018-02-19 15:00 | 0.84136
NewNuke | 2018-02-19 16:00 | 0.84136
NewNuke | 2018-02-19 17:00 | 0.84136
NewNuke | 2018-02-19 18:00 | 0.84136
NewNuke | 2018-02-19 19:00 | 0.84136
NewNuke | 2018-02-19 20:00 | 0.84136
NewNuke | 2018-02-19 21:00 | 0.84136
NewNuke | 2018-02-19 22:00 | 0.84136
NewNuke | 2018-02-19 23:00 | 0.84136
NewNuke | 2018-02-20 | 0.84136
NewNuke | 2018-02-20 01:00 | 0.84136
NewNuke | 2018-02-20 02:00 | 0.84136
NewNuke | 2018-02-20 03:00 | 0.84136
NewNuke | 2018-02-20 04:00 | 0.84136
NewNuke | 2018-02-20 05:00 | 0.84136
NewNuke | 2018-02-20 06:00 | 0.84136
NewNuke | 2018-02-20 07:00 | 0.84136
NewNuke | 2018-02-20 08:00 | 0.84136
NewNuke | 2018-02-20 09:00 | 0.84136
NewNuke | 2018-02-20 10:00 | 0.84136
NewNuke | 2018-02-20 11:00 | 0.84136
NewNuke | 2018-02-20 12:00 | 0.84136
NewNuke | 2018-02-20 13:00 | 0.84136
NewNuke | 2018-02-20 14:00 | 0.84136
NewNuke | 2018-02-20 15:00 | 0.84136
NewNuke | 2018-02-20 16:00 | 0.84136
NewNuke | 2018-02-20 17:00 | 0.84136
NewNuke | 2018-02-20 18:00 | 0.84136
NewNuke | 2018-02-20 19:00 | 0.84136
NewNuke | 2018-02-20 20:00 | 0.84136
NewNuke | 2018-02-20 21:00 | 0.84136
NewNuke | 2018-02-20 22:00 | 0.84136
NewNuke | 2018-02-20 23:00 | 0.84136
NewNuke | 2018-02-21 | 0.84136
NewNuke | 2018-02-21 01:00 | 0.84136
NewNuke | 2018-02-21 02:00 | 0.83106
NewNuke | 2018-02-21 03:00 | 0.84136
NewNuke | 2018-02-21 04:00 | 0.84136
NewNuke | 2018-02-21 05:00 | 0.84136
NewNuke | 2018-02-21 06:00 | 0.84136
NewNuke | 2018-02-21 07:00 | 0.84136
NewNuke | 2018-02-21 08:00 | 0.84136
NewNuke | 2018-02-21 09:00 | 0.84136
NewNuke | 2018-02-21 10:00 | 0.84136
NewNuke | 2018-02-21 11:00 | 0.84136
NewNuke | 2018-02-21 12:00 | 0.84136
NewNuke | 2018-02-21 13:00 | 0.84136
NewNuke | 2018-02-21 14:00 | 0.84136
NewNuke | 2018-02-21 15:00 | 0.84136
NewNuke | 2018-02-21 16:00 | 0.84136
NewNuke | 2018-02-21 17:00 | 0.84136
NewNuke | 2018-02-21 18:00 | 0.86504
NewNuke | 2018-02-21 19:00 | 0.86504
NewNuke | 2018-02-21 20:00 | 0.86504
NewNuke | 2018-02-21 21:00 | 0.86504
NewNuke | 2018-02-21 22:00 | 0.86504
NewNuke | 2018-02-21 23:00 | 0.86504
NewNuke | 2018-02-22 | 0.86504
NewNuke | 2018-02-22 01:00 | 0.86504
NewNuke | 2018-02-22 02:00 | 0.86504
NewNuke | 2018-02-22 03:00 | 0.86504
NewNuke | 2018-02-22 04:00 | 0.86504
NewNuke | 2018-02-22 05:00 | 0.86504
NewNuke | 2018-02-22 06:00 | 0.86504
NewNuke | 2018-02-22 07:00 | 0.86504
NewNuke | 2018-02-22 08:00 | 0.86504
NewNuke | 2018-02-22 09:00 | 0.86504
NewNuke | 2018-02-22 10:00 | 0.86504
NewNuke | 2018-02-22 11:00 | 0.86504
NewNuke | 2018-02-22 12:00 | 0.86504
NewNuke | 2018-02-22 13:00 | 0.86504
NewNuke | 2018-02-22 14:00 | 0.86504
NewNuke | 2018-02-22 15:00 | 0.86504
NewNuke | 2018-02-22 16:00 | 0.86504
NewNuke | 2018-02-22 17:00 | 0.86504
NewNuke | 2018-02-22 18:00 | 0.86504
NewNuke | 2018-02-22 19:00 | 0.86504
NewNuke | 2018-02-22 20:00 | 0.86504
NewNuke | 2018-02-22 21:00 | 0.86504
NewNuke | 2018-02-22 22:00 | 0.86504
NewNuke | 2018-02-22 23:00 | 0.86504
NewNuke | 2018-02-23 | 0.86504
NewNuke | 2018-02-23 01:00 | 0.86504
NewNuke | 2018-02-23 02:00 | 0.86504
NewNuke | 2018-02-23 03:00 | 0.86504
NewNuke | 2018-02-23 04:00 | 0.86504
NewNuke | 2018-02-23 05:00 | 0.86504
NewNuke | 2018-02-23 06:00 | 0.86504
NewNuke | 2018-02-23 07:00 | 0.86504
NewNuke | 2018-02-23 08:00 | 0.86504
NewNuke | 2018-02-23 09:00 | 0.86504
NewNuke | 2018-02-23 10:00 | 0.86504
NewNuke | 2018-02-23 11:00 | 0.86504
NewNuke | 2018-02-23 12:00 | 0.86504
NewNuke | 2018-02-23 13:00 | 0.86504
NewNuke | 2018-02-23 14:00 | 0.86504
NewNuke | 2018-02-23 15:00 | 0.86504
NewNuke | 2018-02-23 16:00 | 0.86504
NewNuke | 2018-02-23 17:00 | 0.86504
NewNuke | 2018-02-23 18:00 | 0.86504
NewNuke | 2018-02-23 19:00 | 0.86504
NewNuke | 2018-02-23 20:00 | 0.86504
NewNuke | 2018-02-23 21:00 | 0.86504
NewNuke | 2018-02-23 22:00 | 0.86504
NewNuke | 2018-02-23 23:00 | 0.86504
NewNuke | 2018-02-24 | 0.86504
NewNuke | 2018-02-24 01:00 | 0.86504
NewNuke | 2018-02-24 02:00 | 0.86504
NewNuke | 2018-02-24 03:00 | 0.86504
NewNuke | 2018-02-24 04:00 | 0.86504
NewNuke | 2018-02-24 05:00 | 0.86504
NewNuke | 2018-02-24 06:00 | 0.86504
NewNuke | 2018-02-24 07:00 | 0.86504
NewNuke | 2018-02-24 08:00 | 0.86504
NewNuke | 2018-02-24 09:00 | 0.86504
NewNuke | 2018-02-24 10:00 | 0.86504
NewNuke | 2018-02-24 11:00 | 0.86504
NewNuke | 2018-02-24 12:00 | 0.86504
NewNuke | 2018-02-24 13:00 | 0.86504
NewNuke | 2018-02-24 14:00 | 0.86504
NewNuke | 2018-02-24 15:00 | 0.86504
NewNuke | 2018-02-24 16:00 | 0.86504
NewNuke | 2018-02-24 17:00 | 0.8755
NewNuke | 2018-02-24 18:00 | 0.8755
NewNuke | 2018-02-24 19:00 | 0.8755
NewNuke | 2018-02-24 20:00 | 0.8755
NewNuke | 2018-02-24 21:00 | 0.8755
NewNuke | 2018-02-24 22:00 | 0.8755
NewNuke | 2018-02-24 23:00 | 0.8755
NewNuke | 2018-02-25 | 0.8755
NewNuke | 2018-02-25 01:00 | 0.8755
NewNuke | 2018-02-25 02:00 | 0.8755
NewNuke | 2018-02-25 03:00 | 0.8755
NewNuke | 2018-02-25 04:00 | 0.8755
NewNuke | 2018-02-25 05:00 | 0.8755
NewNuke | 2018-02-25 06:00 | 0.8755
NewNuke | 2018-02-25 07:00 | 0.8755
NewNuke | 2018-02-25 08:00 | 0.8755
NewNuke | 2018-02-25 09:00 | 0.8755
NewNuke | 2018-02-25 10:00 | 0.8755
NewNuke | 2018-02-25 11:00 | 0.8755
NewNuke | 2018-02-25 12:00 | 0.8755
NewNuke | 2018-02-25 13:00 | 0.8755
NewNuke | 2018-02-25 14:00 | 0.8755
NewNuke | 2018-02-25 15:00 | 0.86108
NewNuke | 2018-02-25 16:00 | 0.86108
NewNuke | 2018-02-25 17:00 | 0.85902
NewNuke | 2018-02-25 18:00 | 0.85902
NewNuke | 2018-02-25 19:00 | 0.86108
NewNuke | 2018-02-25 20:00 | 0.86108
NewNuke | 2018-02-25 21:00 | 0.86108
NewNuke | 2018-02-25 22:00 | 0.86108
NewNuke | 2018-02-25 23:00 | 0.86108
NewNuke | 2018-02-26 | 0.86108
NewNuke | 2018-02-26 01:00 | 0.86108
NewNuke | 2018-02-26 02:00 | 0.84001
NewNuke | 2018-02-26 03:00 | 0.84001
NewNuke | 2018-02-26 04:00 | 0.84001
NewNuke | 2018-02-26 05:00 | 0.84001
NewNuke | 2018-02-26 06:00 | 0.84001
NewNuke | 2018-02-26 07:00 | 0.84001
NewNuke | 2018-02-26 08:00 | 0.84001
NewNuke | 2018-02-26 09:00 | 0.84001
NewNuke | 2018-02-26 10:00 | 0.84001
NewNuke | 2018-02-26 11:00 | 0.84001
NewNuke | 2018-02-26 12:00 | 0.84001
NewNuke | 2018-02-26 13:00 | 0.84001
NewNuke | 2018-02-26 14:00 | 0.84001
NewNuke | 2018-02-26 15:00 | 0.84001
NewNuke | 2018-02-26 16:00 | 0.85443
NewNuke | 2018-02-26 17:00 | 0.85443
NewNuke | 2018-02-26 18:00 | 0.85443
NewNuke | 2018-02-26 19:00 | 0.85443
NewNuke | 2018-02-26 20:00 | 0.85443
NewNuke | 2018-02-26 21:00 | 0.85443
NewNuke | 2018-02-26 22:00 | 0.85443
NewNuke | 2018-02-26 23:00 | 0.85443
NewNuke | 2018-02-27 | 0.85443
NewNuke | 2018-02-27 01:00 | 0.85443
NewNuke | 2018-02-27 02:00 | 0.85443
NewNuke | 2018-02-27 03:00 | 0.85443
NewNuke | 2018-02-27 04:00 | 0.85443
NewNuke | 2018-02-27 05:00 | 0.85443
NewNuke | 2018-02-27 06:00 | 0.85443
NewNuke | 2018-02-27 07:00 | 0.85443
NewNuke | 2018-02-27 08:00 | 0.85443
NewNuke | 2018-02-27 09:00 | 0.85443
NewNuke | 2018-02-27 10:00 | 0.85443
NewNuke | 2018-02-27 11:00 | 0.85443
NewNuke | 2018-02-27 12:00 | 0.85443
NewNuke | 2018-02-27 13:00 | 0.85443
NewNuke | 2018-02-27 14:00 | 0.85443
NewNuke | 2018-02-27 15:00 | 0.85443
NewNuke | 2018-02-27 16:00 | 0.85443
NewNuke | 2018-02-27 17:00 | 0.85443
NewNuke | 2018-02-27 18:00 | 0.85443
NewNuke | 2018-02-27 19:00 | 0.85443
NewNuke | 2018-02-27 20:00 | 0.85443
NewNuke | 2018-02-27 21:00 | 0.85443
NewNuke | 2018-02-27 22:00 | 0.85443
NewNuke | 2018-02-27 23:00 | 0.85443
NewNuke | 2018-02-28 | 0.85443
NewNuke | 2018-02-28 01:00 | 0.83993
NewNuke | 2018-02-28 02:00 | 0.83993
NewNuke | 2018-02-28 03:00 | 0.83993
NewNuke | 2018-02-28 04:00 | 0.83993
NewNuke | 2018-02-28 05:00 | 0.83993
NewNuke | 2018-02-28 06:00 | 0.83993
NewNuke | 2018-02-28 07:00 | 0.83993
NewNuke | 2018-02-28 08:00 | 0.83993
NewNuke | 2018-02-28 09:00 | 0.83993
NewNuke | 2018-02-28 10:00 | 0.83993
NewNuke | 2018-02-28 11:00 | 0.83993
NewNuke | 2018-02-28 12:00 | 0.83993
NewNuke | 2018-02-28 13:00 | 0.83993
NewNuke | 2018-02-28 14:00 | 0.83993
NewNuke | 2018-02-28 15:00 | 0.85443
NewNuke | 2018-02-28 16:00 | 0.85443
NewNuke | 2018-02-28 17:00 | 0.85443
NewNuke | 2018-02-28 18:00 | 0.85443
NewNuke | 2018-02-28 19:00 | 0.85443
NewNuke | 2018-02-28 20:00 | 0.85443
NewNuke | 2018-02-28 21:00 | 0.85443
NewNuke | 2018-02-28 22:00 | 0.85443
NewNuke | 2018-02-28 23:00 | 0.85443
NewNuke | 2018-03-01 | 0.85443
NewNuke | 2018-03-01 01:00 | 0.87557
NewNuke | 2018-03-01 02:00 | 0.87557
NewNuke | 2018-03-01 03:00 | 0.85641
NewNuke | 2018-03-01 04:00 | 0.85641
NewNuke | 2018-03-01 05:00 | 0.87573
NewNuke | 2018-03-01 06:00 | 0.87573
NewNuke | 2018-03-01 07:00 | 0.87573
NewNuke | 2018-03-01 08:00 | 0.87573
NewNuke | 2018-03-01 09:00 | 0.87573
NewNuke | 2018-03-01 10:00 | 0.87573
NewNuke | 2018-03-01 11:00 | 0.87573
NewNuke | 2018-03-01 12:00 | 0.87573
NewNuke | 2018-03-01 13:00 | 0.87573
NewNuke | 2018-03-01 14:00 | 0.87573
NewNuke | 2018-03-01 15:00 | 0.87573
NewNuke | 2018-03-01 16:00 | 0.87573
NewNuke | 2018-03-01 17:00 | 0.87573
NewNuke | 2018-03-01 18:00 | 0.87573
NewNuke | 2018-03-01 19:00 | 0.87573
NewNuke | 2018-03-01 20:00 | 0.87573
NewNuke | 2018-03-01 21:00 | 0.87573
NewNuke | 2018-03-01 22:00 | 0.87573
NewNuke | 2018-03-01 23:00 | 0.87573
NewNuke | 2018-03-02 | 0.87573
NewNuke | 2018-03-02 01:00 | 0.87573
NewNuke | 2018-03-02 02:00 | 0.87573
NewNuke | 2018-03-02 03:00 | 0.87573
NewNuke | 2018-03-02 04:00 | 0.87573
NewNuke | 2018-03-02 05:00 | 0.87573
NewNuke | 2018-03-02 06:00 | 0.87573
NewNuke | 2018-03-02 07:00 | 0.87573
NewNuke | 2018-03-02 08:00 | 0.87399
NewNuke | 2018-03-02 09:00 | 0.87375
NewNuke | 2018-03-02 10:00 | 0.87375
NewNuke | 2018-03-02 11:00 | 0.87375
NewNuke | 2018-03-02 12:00 | 0.87375
NewNuke | 2018-03-02 13:00 | 0.87375
NewNuke | 2018-03-02 14:00 | 0.87375
NewNuke | 2018-03-02 15:00 | 0.87375
NewNuke | 2018-03-02 16:00 | 0.87375
NewNuke | 2018-03-02 17:00 | 0.87375
NewNuke | 2018-03-02 18:00 | 0.87375
NewNuke | 2018-03-02 19:00 | 0.87375
NewNuke | 2018-03-02 20:00 | 0.87375
NewNuke | 2018-03-02 21:00 | 0.87375
NewNuke | 2018-03-02 22:00 | 0.87375
NewNuke | 2018-03-02 23:00 | 0.87375
NewNuke | 2018-03-03 | 0.85926
NewNuke | 2018-03-03 01:00 | 0.84484
NewNuke | 2018-03-03 02:00 | 0.86599
NewNuke | 2018-03-03 03:00 | 0.85395
NewNuke | 2018-03-03 04:00 | 0.86599
NewNuke | 2018-03-03 05:00 | 0.85831
NewNuke | 2018-03-03 06:00 | 0.85831
NewNuke | 2018-03-03 07:00 | 0.85831
NewNuke | 2018-03-03 08:00 | 0.85831
NewNuke | 2018-03-03 09:00 | 0.85831
NewNuke | 2018-03-03 10:00 | 0.85831
NewNuke | 2018-03-03 11:00 | 0.85831
NewNuke | 2018-03-03 12:00 | 0.85831
NewNuke | 2018-03-03 13:00 | 0.85831
NewNuke | 2018-03-03 14:00 | 0.85831
NewNuke | 2018-03-03 15:00 | 0.85831
NewNuke | 2018-03-03 16:00 | 0.85831
NewNuke | 2018-03-03 17:00 | 0.85831
NewNuke | 2018-03-03 18:00 | 0.85831
NewNuke | 2018-03-03 19:00 | 0.85831
NewNuke | 2018-03-03 20:00 | 0.84484
NewNuke | 2018-03-03 21:00 | 0.84484
NewNuke | 2018-03-03 22:00 | 0.84484
NewNuke | 2018-03-03 23:00 | 0.84484
NewNuke | 2018-03-04 | 0.84484
NewNuke | 2018-03-04 01:00 | 0.84484
NewNuke | 2018-03-04 02:00 | 0.83407
NewNuke | 2018-03-04 03:00 | 0.83407
NewNuke | 2018-03-04 04:00 | 0.83407
NewNuke | 2018-03-04 05:00 | 0.83407
NewNuke | 2018-03-04 06:00 | 0.83407
NewNuke | 2018-03-04 07:00 | 0.83407
NewNuke | 2018-03-04 08:00 | 0.83407
NewNuke | 2018-03-04 09:00 | 0.83407
NewNuke | 2018-03-04 10:00 | 0.83407
NewNuke | 2018-03-04 11:00 | 0.84484
NewNuke | 2018-03-04 12:00 | 0.84484
NewNuke | 2018-03-04 13:00 | 0.84484
NewNuke | 2018-03-04 14:00 | 0.84484
NewNuke | 2018-03-04 15:00 | 0.84484
NewNuke | 2018-03-04 16:00 | 0.84484
NewNuke | 2018-03-04 17:00 | 0.84484
NewNuke | 2018-03-04 18:00 | 0.84484
NewNuke | 2018-03-04 19:00 | 0.84484
NewNuke | 2018-03-04 20:00 | 0.84484
NewNuke | 2018-03-04 21:00 | 0.84484
NewNuke | 2018-03-04 22:00 | 0.84484
NewNuke | 2018-03-04 23:00 | 0.84484
NewNuke | 2018-03-05 | 0.86599
NewNuke | 2018-03-05 01:00 | 0.86599
NewNuke | 2018-03-05 02:00 | 0.84872
NewNuke | 2018-03-05 03:00 | 0.84603
NewNuke | 2018-03-05 04:00 | 0.84603
NewNuke | 2018-03-05 05:00 | 0.84603
NewNuke | 2018-03-05 06:00 | 0.84603
NewNuke | 2018-03-05 07:00 | 0.84603
NewNuke | 2018-03-05 08:00 | 0.84603
NewNuke | 2018-03-05 09:00 | 0.84603
NewNuke | 2018-03-05 10:00 | 0.84603
NewNuke | 2018-03-05 11:00 | 0.84603
NewNuke | 2018-03-05 12:00 | 0.85166
NewNuke | 2018-03-05 13:00 | 0.85166
NewNuke | 2018-03-05 14:00 | 0.85166
NewNuke | 2018-03-05 15:00 | 0.85166
NewNuke | 2018-03-05 16:00 | 0.85166
NewNuke | 2018-03-05 17:00 | 0.85166
NewNuke | 2018-03-05 18:00 | 0.85166
NewNuke | 2018-03-05 19:00 | 0.85166
NewNuke | 2018-03-05 20:00 | 0.85166
NewNuke | 2018-03-05 21:00 | 0.85166
NewNuke | 2018-03-05 22:00 | 0.85166
NewNuke | 2018-03-05 23:00 | 0.85166
NewNuke | 2018-03-06 | 0.85166
NewNuke | 2018-03-06 01:00 | 0.85166
NewNuke | 2018-03-06 02:00 | 0.85166
NewNuke | 2018-03-06 03:00 | 0.85166
NewNuke | 2018-03-06 04:00 | 0.85166
NewNuke | 2018-03-06 05:00 | 0.85166
NewNuke | 2018-03-06 06:00 | 0.85166
NewNuke | 2018-03-06 07:00 | 0.85166
NewNuke | 2018-03-06 08:00 | 0.85166
NewNuke | 2018-03-06 09:00 | 0.85166
NewNuke | 2018-03-06 10:00 | 0.85166
NewNuke | 2018-03-06 11:00 | 0.85166
NewNuke | 2018-03-06 12:00 | 0.85166
NewNuke | 2018-03-06 13:00 | 0.85166
NewNuke | 2018-03-06 14:00 | 0.85166
NewNuke | 2018-03-06 15:00 | 0.85166
NewNuke | 2018-03-06 16:00 | 0.85166
NewNuke | 2018-03-06 17:00 | 0.85166
NewNuke | 2018-03-06 18:00 | 0.85166
NewNuke | 2018-03-06 19:00 | 0.85166
NewNuke | 2018-03-06 20:00 | 0.85166
NewNuke | 2018-03-06 21:00 | 0.85166
NewNuke | 2018-03-06 22:00 | 0.85166
NewNuke | 2018-03-06 23:00 | 0.85166
NewNuke | 2018-03-07 | 0.85166
NewNuke | 2018-03-07 01:00 | 0.85166
NewNuke | 2018-03-07 02:00 | 0.85166
NewNuke | 2018-03-07 03:00 | 0.85166
NewNuke | 2018-03-07 04:00 | 0.85166
NewNuke | 2018-03-07 05:00 | 0.85166
NewNuke | 2018-03-07 06:00 | 0.85166
NewNuke | 2018-03-07 07:00 | 0.85166
NewNuke | 2018-03-07 08:00 | 0.85166
NewNuke | 2018-03-07 09:00 | 0.85166
NewNuke | 2018-03-07 10:00 | 0.85166
NewNuke | 2018-03-07 11:00 | 0.85166
NewNuke | 2018-03-07 12:00 | 0.85166
NewNuke | 2018-03-07 13:00 | 0.85166
NewNuke | 2018-03-07 14:00 | 0.85166
NewNuke | 2018-03-07 15:00 | 0.85166
NewNuke | 2018-03-07 16:00 | 0.85166
NewNuke | 2018-03-07 17:00 | 0.85166
NewNuke | 2018-03-07 18:00 | 0.85166
NewNuke | 2018-03-07 19:00 | 0.85166
NewNuke | 2018-03-07 20:00 | 0.85166
NewNuke | 2018-03-07 21:00 | 0.85166
NewNuke | 2018-03-07 22:00 | 0.85166
NewNuke | 2018-03-07 23:00 | 0.85166
NewNuke | 2018-03-08 | 0.85166
NewNuke | 2018-03-08 01:00 | 0.85166
NewNuke | 2018-03-08 02:00 | 0.85166
NewNuke | 2018-03-08 03:00 | 0.85166
NewNuke | 2018-03-08 04:00 | 0.85166
NewNuke | 2018-03-08 05:00 | 0.85166
NewNuke | 2018-03-08 06:00 | 0.85166
NewNuke | 2018-03-08 07:00 | 0.85166
NewNuke | 2018-03-08 08:00 | 0.85166
NewNuke | 2018-03-08 09:00 | 0.85166
NewNuke | 2018-03-08 10:00 | 0.85166
NewNuke | 2018-03-08 11:00 | 0.85166
NewNuke | 2018-03-08 12:00 | 0.85166
NewNuke | 2018-03-08 13:00 | 0.85166
NewNuke | 2018-03-08 14:00 | 0.85166
NewNuke | 2018-03-08 15:00 | 0.85166
NewNuke | 2018-03-08 16:00 | 0.85166
NewNuke | 2018-03-08 17:00 | 0.85166
NewNuke | 2018-03-08 18:00 | 0.85166
NewNuke | 2018-03-08 19:00 | 0.85166
NewNuke | 2018-03-08 20:00 | 0.85166
NewNuke | 2018-03-08 21:00 | 0.85166
NewNuke | 2018-03-08 22:00 | 0.85166
NewNuke | 2018-03-08 23:00 | 0.85166
NewNuke | 2018-03-09 | 0.85166
NewNuke | 2018-03-09 01:00 | 0.85166
NewNuke | 2018-03-09 02:00 | 0.85166
NewNuke | 2018-03-09 03:00 | 0.85166
NewNuke | 2018-03-09 04:00 | 0.85166
NewNuke | 2018-03-09 05:00 | 0.85166
NewNuke | 2018-03-09 06:00 | 0.84199
NewNuke | 2018-03-09 07:00 | 0.84199
NewNuke | 2018-03-09 08:00 | 0.84199
NewNuke | 2018-03-09 09:00 | 0.84199
NewNuke | 2018-03-09 10:00 | 0.84199
NewNuke | 2018-03-09 11:00 | 0.85166
NewNuke | 2018-03-09 12:00 | 0.85166
NewNuke | 2018-03-09 13:00 | 0.85166
NewNuke | 2018-03-09 14:00 | 0.85166
NewNuke | 2018-03-09 15:00 | 0.85166
NewNuke | 2018-03-09 16:00 | 0.85166
NewNuke | 2018-03-09 17:00 | 0.85166
NewNuke | 2018-03-09 18:00 | 0.85166
NewNuke | 2018-03-09 19:00 | 0.85166
NewNuke | 2018-03-09 20:00 | 0.85166
NewNuke | 2018-03-09 21:00 | 0.85166
NewNuke | 2018-03-09 22:00 | 0.85166
NewNuke | 2018-03-09 23:00 | 0.86599
NewNuke | 2018-03-10 | 0.84326
NewNuke | 2018-03-10 01:00 | 0.84326
NewNuke | 2018-03-10 02:00 | 0.84326
NewNuke | 2018-03-10 03:00 | 0.84326
NewNuke | 2018-03-10 04:00 | 0.83225
NewNuke | 2018-03-10 05:00 | 0.83225
NewNuke | 2018-03-10 06:00 | 0.83225
NewNuke | 2018-03-10 07:00 | 0.83225
NewNuke | 2018-03-10 08:00 | 0.83225
NewNuke | 2018-03-10 09:00 | 0.83225
NewNuke | 2018-03-10 10:00 | 0.82584
NewNuke | 2018-03-10 11:00 | 0.82584
NewNuke | 2018-03-10 12:00 | 0.82584
NewNuke | 2018-03-10 13:00 | 0.82584
NewNuke | 2018-03-10 14:00 | 0.82584
NewNuke | 2018-03-10 15:00 | 0.82584
NewNuke | 2018-03-10 16:00 | 0.82584
NewNuke | 2018-03-10 17:00 | 0.82584
NewNuke | 2018-03-10 18:00 | 0.82584
NewNuke | 2018-03-10 19:00 | 0.82584
NewNuke | 2018-03-10 20:00 | 0.82584
NewNuke | 2018-03-10 21:00 | 0.82584
NewNuke | 2018-03-10 22:00 | 0.82584
NewNuke | 2018-03-10 23:00 | 0.82584
NewNuke | 2018-03-11 | 0.81728
NewNuke | 2018-03-11 01:00 | 0.81728
NewNuke | 2018-03-11 02:00 | 0.81134
NewNuke | 2018-03-11 03:00 | 0.81134
NewNuke | 2018-03-11 04:00 | 0.81134
NewNuke | 2018-03-11 05:00 | 0.81134
NewNuke | 2018-03-11 06:00 | 0.80287
NewNuke | 2018-03-11 07:00 | 0.80287
NewNuke | 2018-03-11 08:00 | 0.80287
NewNuke | 2018-03-11 09:00 | 0.80287
NewNuke | 2018-03-11 10:00 | 0.78639
NewNuke | 2018-03-11 11:00 | 0.78639
NewNuke | 2018-03-11 12:00 | 0.80746
NewNuke | 2018-03-11 13:00 | 0.80746
NewNuke | 2018-03-11 14:00 | 0.8058
NewNuke | 2018-03-11 15:00 | 0.8058
NewNuke | 2018-03-11 16:00 | 0.8058
NewNuke | 2018-03-11 17:00 | 0.81221
NewNuke | 2018-03-11 18:00 | 0.83716
NewNuke | 2018-03-11 19:00 | 0.83716
NewNuke | 2018-03-11 20:00 | 0.83716
NewNuke | 2018-03-11 21:00 | 0.83716
NewNuke | 2018-03-11 22:00 | 0.83716
NewNuke | 2018-03-11 23:00 | 0.83716
NewNuke | 2018-03-12 | 0.83716
NewNuke | 2018-03-12 01:00 | 0.83716
NewNuke | 2018-03-12 02:00 | 0.83716
NewNuke | 2018-03-12 03:00 | 0.85166
NewNuke | 2018-03-12 04:00 | 0.85166
NewNuke | 2018-03-12 05:00 | 0.85166
NewNuke | 2018-03-12 06:00 | 0.85166
NewNuke | 2018-03-12 07:00 | 0.85166
NewNuke | 2018-03-12 08:00 | 0.85166
NewNuke | 2018-03-12 09:00 | 0.85166
NewNuke | 2018-03-12 10:00 | 0.85166
NewNuke | 2018-03-12 11:00 | 0.83716
NewNuke | 2018-03-12 12:00 | 0.83716
NewNuke | 2018-03-12 13:00 | 0.83716
NewNuke | 2018-03-12 14:00 | 0.83716
NewNuke | 2018-03-12 15:00 | 0.83716
NewNuke | 2018-03-12 16:00 | 0.83716
NewNuke | 2018-03-12 17:00 | 0.8317
NewNuke | 2018-03-12 18:00 | 0.8317
NewNuke | 2018-03-12 19:00 | 0.8317
NewNuke | 2018-03-12 20:00 | 0.8317
NewNuke | 2018-03-12 21:00 | 0.8317
NewNuke | 2018-03-12 22:00 | 0.8317
NewNuke | 2018-03-12 23:00 | 0.8317
NewNuke | 2018-03-13 | 0.84619
NewNuke | 2018-03-13 01:00 | 0.84619
NewNuke | 2018-03-13 02:00 | 0.83748
NewNuke | 2018-03-13 03:00 | 0.83748
NewNuke | 2018-03-13 04:00 | 0.83748
NewNuke | 2018-03-13 05:00 | 0.83748
NewNuke | 2018-03-13 06:00 | 0.83748
NewNuke | 2018-03-13 07:00 | 0.83748
NewNuke | 2018-03-13 08:00 | 0.83748
NewNuke | 2018-03-13 09:00 | 0.83748
NewNuke | 2018-03-13 10:00 | 0.84619
NewNuke | 2018-03-13 11:00 | 0.84619
NewNuke | 2018-03-13 12:00 | 0.84619
NewNuke | 2018-03-13 13:00 | 0.84619
NewNuke | 2018-03-13 14:00 | 0.84619
NewNuke | 2018-03-13 15:00 | 0.84619
NewNuke | 2018-03-13 16:00 | 0.84619
NewNuke | 2018-03-13 17:00 | 0.84619
NewNuke | 2018-03-13 18:00 | 0.84619
NewNuke | 2018-03-13 19:00 | 0.84619
NewNuke | 2018-03-13 20:00 | 0.84619
NewNuke | 2018-03-13 21:00 | 0.84619
NewNuke | 2018-03-13 22:00 | 0.84619
NewNuke | 2018-03-13 23:00 | 0.84619
NewNuke | 2018-03-14 | 0.84619
NewNuke | 2018-03-14 01:00 | 0.84619
NewNuke | 2018-03-14 02:00 | 0.84619
NewNuke | 2018-03-14 03:00 | 0.84619
NewNuke | 2018-03-14 04:00 | 0.84619
NewNuke | 2018-03-14 05:00 | 0.84619
NewNuke | 2018-03-14 06:00 | 0.84619
NewNuke | 2018-03-14 07:00 | 0.84619
NewNuke | 2018-03-14 08:00 | 0.84619
NewNuke | 2018-03-14 09:00 | 0.84619
NewNuke | 2018-03-14 10:00 | 0.84619
NewNuke | 2018-03-14 11:00 | 0.84619
NewNuke | 2018-03-14 12:00 | 0.84619
NewNuke | 2018-03-14 13:00 | 0.84619
NewNuke | 2018-03-14 14:00 | 0.84619
NewNuke | 2018-03-14 15:00 | 0.84619
NewNuke | 2018-03-14 16:00 | 0.84619
NewNuke | 2018-03-14 17:00 | 0.84619
NewNuke | 2018-03-14 18:00 | 0.84619
NewNuke | 2018-03-14 19:00 | 0.84785
NewNuke | 2018-03-14 20:00 | 0.84785
NewNuke | 2018-03-14 21:00 | 0.84785
NewNuke | 2018-03-14 22:00 | 0.84785
NewNuke | 2018-03-14 23:00 | 0.84785
NewNuke | 2018-03-15 | 0.84785
NewNuke | 2018-03-15 01:00 | 0.84785
NewNuke | 2018-03-15 02:00 | 0.84785
NewNuke | 2018-03-15 03:00 | 0.84785
NewNuke | 2018-03-15 04:00 | 0.84785
NewNuke | 2018-03-15 05:00 | 0.84785
NewNuke | 2018-03-15 06:00 | 0.84785
NewNuke | 2018-03-15 07:00 | 0.83407
NewNuke | 2018-03-15 08:00 | 0.83407
NewNuke | 2018-03-15 09:00 | 0.813
NewNuke | 2018-03-15 10:00 | 0.813
NewNuke | 2018-03-15 11:00 | 0.813
NewNuke | 2018-03-15 12:00 | 0.813
NewNuke | 2018-03-15 13:00 | 0.813
NewNuke | 2018-03-15 14:00 | 0.813
NewNuke | 2018-03-15 15:00 | 0.813
NewNuke | 2018-03-15 16:00 | 0.813
NewNuke | 2018-03-15 17:00 | 0.83407
NewNuke | 2018-03-15 18:00 | 0.813
NewNuke | 2018-03-15 19:00 | 0.82679
NewNuke | 2018-03-15 20:00 | 0.82679
NewNuke | 2018-03-15 21:00 | 0.82679
NewNuke | 2018-03-15 22:00 | 0.82679
NewNuke | 2018-03-15 23:00 | 0.82679
NewNuke | 2018-03-16 | 0.82679
NewNuke | 2018-03-16 01:00 | 0.82679
NewNuke | 2018-03-16 02:00 | 0.82679
NewNuke | 2018-03-16 03:00 | 0.82679
NewNuke | 2018-03-16 04:00 | 0.82679
NewNuke | 2018-03-16 05:00 | 0.81396
NewNuke | 2018-03-16 06:00 | 0.81396
NewNuke | 2018-03-16 07:00 | 0.81396
NewNuke | 2018-03-16 08:00 | 0.81396
NewNuke | 2018-03-16 09:00 | 0.81396
NewNuke | 2018-03-16 10:00 | 0.81396
NewNuke | 2018-03-16 11:00 | 0.81396
NewNuke | 2018-03-16 12:00 | 0.81396
NewNuke | 2018-03-16 13:00 | 0.81396
NewNuke | 2018-03-16 14:00 | 0.81396
NewNuke | 2018-03-16 15:00 | 0.81396
NewNuke | 2018-03-16 16:00 | 0.81396
NewNuke | 2018-03-16 17:00 | 0.81396
NewNuke | 2018-03-16 18:00 | 0.7917
NewNuke | 2018-03-16 19:00 | 0.7917
NewNuke | 2018-03-16 20:00 | 0.7917
NewNuke | 2018-03-16 21:00 | 0.7917
NewNuke | 2018-03-16 22:00 | 0.7917
NewNuke | 2018-03-16 23:00 | 0.7917
NewNuke | 2018-03-17 | 0.78473
NewNuke | 2018-03-17 01:00 | 0.78473
NewNuke | 2018-03-17 02:00 | 0.78473
NewNuke | 2018-03-17 03:00 | 0.78473
NewNuke | 2018-03-17 04:00 | 0.78473
NewNuke | 2018-03-17 05:00 | 0.78473
NewNuke | 2018-03-17 06:00 | 0.78473
NewNuke | 2018-03-17 07:00 | 0.78473
NewNuke | 2018-03-17 08:00 | 0.78473
NewNuke | 2018-03-17 09:00 | 0.78473
NewNuke | 2018-03-17 10:00 | 0.78473
NewNuke | 2018-03-17 11:00 | 0.78473
NewNuke | 2018-03-17 12:00 | 0.78473
NewNuke | 2018-03-17 13:00 | 0.78473
NewNuke | 2018-03-17 14:00 | 0.78473
NewNuke | 2018-03-17 15:00 | 0.78473
NewNuke | 2018-03-17 16:00 | 0.76604
NewNuke | 2018-03-17 17:00 | 0.76604
NewNuke | 2018-03-17 18:00 | 0.76604
NewNuke | 2018-03-17 19:00 | 0.76604
NewNuke | 2018-03-17 20:00 | 0.76604
NewNuke | 2018-03-17 21:00 | 0.76604
NewNuke | 2018-03-17 22:00 | 0.76604
NewNuke | 2018-03-17 23:00 | 0.77158
NewNuke | 2018-03-18 | 0.77158
NewNuke | 2018-03-18 01:00 | 0.77158
NewNuke | 2018-03-18 02:00 | 0.77158
NewNuke | 2018-03-18 03:00 | 0.77158
NewNuke | 2018-03-18 04:00 | 0.77158
NewNuke | 2018-03-18 05:00 | 0.77158
NewNuke | 2018-03-18 06:00 | 0.79027
NewNuke | 2018-03-18 07:00 | 0.79027
NewNuke | 2018-03-18 08:00 | 0.79027
NewNuke | 2018-03-18 09:00 | 0.79027
NewNuke | 2018-03-18 10:00 | 0.79027
NewNuke | 2018-03-18 11:00 | 0.79027
NewNuke | 2018-03-18 12:00 | 0.79027
NewNuke | 2018-03-18 13:00 | 0.79027
NewNuke | 2018-03-18 14:00 | 0.79027
NewNuke | 2018-03-18 15:00 | 0.79027
NewNuke | 2018-03-18 16:00 | 0.79027
NewNuke | 2018-03-18 17:00 | 0.79027
NewNuke | 2018-03-18 18:00 | 0.79027
NewNuke | 2018-03-18 19:00 | 0.79027
NewNuke | 2018-03-18 20:00 | 0.79027
NewNuke | 2018-03-18 21:00 | 0.79027
NewNuke | 2018-03-18 22:00 | 0.79027
NewNuke | 2018-03-18 23:00 | 0.79027
NewNuke | 2018-03-19 | 0.79027
NewNuke | 2018-03-19 01:00 | 0.79027
NewNuke | 2018-03-19 02:00 | 0.79027
NewNuke | 2018-03-19 03:00 | 0.79027
NewNuke | 2018-03-19 04:00 | 0.79027
NewNuke | 2018-03-19 05:00 | 0.79027
NewNuke | 2018-03-19 06:00 | 0.79027
NewNuke | 2018-03-19 07:00 | 0.79027
NewNuke | 2018-03-19 08:00 | 0.8031
NewNuke | 2018-03-19 09:00 | 0.8031
NewNuke | 2018-03-19 10:00 | 0.8031
NewNuke | 2018-03-19 11:00 | 0.8031
NewNuke | 2018-03-19 12:00 | 0.8031
NewNuke | 2018-03-19 13:00 | 0.8031
NewNuke | 2018-03-19 14:00 | 0.8031
NewNuke | 2018-03-19 15:00 | 0.8031
NewNuke | 2018-03-19 16:00 | 0.8031
NewNuke | 2018-03-19 17:00 | 0.8031
NewNuke | 2018-03-19 18:00 | 0.8031
NewNuke | 2018-03-19 19:00 | 0.8031
NewNuke | 2018-03-19 20:00 | 0.8031
NewNuke | 2018-03-19 21:00 | 0.8031
NewNuke | 2018-03-19 22:00 | 0.8031
NewNuke | 2018-03-19 23:00 | 0.8031
NewNuke | 2018-03-20 | 0.8031
NewNuke | 2018-03-20 01:00 | 0.8031
NewNuke | 2018-03-20 02:00 | 0.8031
NewNuke | 2018-03-20 03:00 | 0.8031
NewNuke | 2018-03-20 04:00 | 0.8031
NewNuke | 2018-03-20 05:00 | 0.8031
NewNuke | 2018-03-20 06:00 | 0.8031
NewNuke | 2018-03-20 07:00 | 0.8031
NewNuke | 2018-03-20 08:00 | 0.8031
NewNuke | 2018-03-20 09:00 | 0.8031
NewNuke | 2018-03-20 10:00 | 0.8031
NewNuke | 2018-03-20 11:00 | 0.8031
NewNuke | 2018-03-20 12:00 | 0.8031
NewNuke | 2018-03-20 13:00 | 0.8031
NewNuke | 2018-03-20 14:00 | 0.8031
NewNuke | 2018-03-20 15:00 | 0.8031
NewNuke | 2018-03-20 16:00 | 0.8031
NewNuke | 2018-03-20 17:00 | 0.8031
NewNuke | 2018-03-20 18:00 | 0.8031
NewNuke | 2018-03-20 19:00 | 0.8031
NewNuke | 2018-03-20 20:00 | 0.8031
NewNuke | 2018-03-20 21:00 | 0.79883
NewNuke | 2018-03-20 22:00 | 0.79883
NewNuke | 2018-03-20 23:00 | 0.79883
NewNuke | 2018-03-21 | 0.79883
NewNuke | 2018-03-21 01:00 | 0.79883
NewNuke | 2018-03-21 02:00 | 0.79883
NewNuke | 2018-03-21 03:00 | 0.79883
NewNuke | 2018-03-21 04:00 | 0.79883
NewNuke | 2018-03-21 05:00 | 0.79883
NewNuke | 2018-03-21 06:00 | 0.79883
NewNuke | 2018-03-21 07:00 | 0.79883
NewNuke | 2018-03-21 08:00 | 0.79883
NewNuke | 2018-03-21 09:00 | 0.79598
NewNuke | 2018-03-21 10:00 | 0.79598
NewNuke | 2018-03-21 11:00 | 0.79598
NewNuke | 2018-03-21 12:00 | 0.79883
NewNuke | 2018-03-21 13:00 | 0.80429
NewNuke | 2018-03-21 14:00 | 0.80247
NewNuke | 2018-03-21 15:00 | 0.80429
NewNuke | 2018-03-21 16:00 | 0.80429
NewNuke | 2018-03-21 17:00 | 0.80429
NewNuke | 2018-03-21 18:00 | 0.80429
NewNuke | 2018-03-21 19:00 | 0.80429
NewNuke | 2018-03-21 20:00 | 0.80429
NewNuke | 2018-03-21 21:00 | 0.80429
NewNuke | 2018-03-21 22:00 | 0.7965
NewNuke | 2018-03-21 23:00 | 0.7965
NewNuke | 2018-03-22 | 0.7965
NewNuke | 2018-03-22 01:00 | 0.7965
NewNuke | 2018-03-22 02:00 | 0.7965
NewNuke | 2018-03-22 03:00 | 0.7965
NewNuke | 2018-03-22 04:00 | 0.7965
NewNuke | 2018-03-22 05:00 | 0.7965
NewNuke | 2018-03-22 06:00 | 0.7965
NewNuke | 2018-03-22 07:00 | 0.80429
NewNuke | 2018-03-22 08:00 | 0.80429
NewNuke | 2018-03-22 09:00 | 0.80429
NewNuke | 2018-03-22 10:00 | 0.80429
NewNuke | 2018-03-22 11:00 | 0.80429
NewNuke | 2018-03-22 12:00 | 0.80429
NewNuke | 2018-03-22 13:00 | 0.80429
NewNuke | 2018-03-22 14:00 | 0.80429
NewNuke | 2018-03-22 15:00 | 0.79415
NewNuke | 2018-03-22 16:00 | 0.79415
NewNuke | 2018-03-22 17:00 | 0.79415
NewNuke | 2018-03-22 18:00 | 0.79415
NewNuke | 2018-03-22 19:00 | 0.79415
NewNuke | 2018-03-22 20:00 | 0.79415
NewNuke | 2018-03-22 21:00 | 0.80429
NewNuke | 2018-03-22 22:00 | 0.80429
NewNuke | 2018-03-22 23:00 | 0.80429
NewNuke | 2018-03-23 | 0.80429
NewNuke | 2018-03-23 01:00 | 0.80429
NewNuke | 2018-03-23 02:00 | 0.80429
NewNuke | 2018-03-23 03:00 | 0.80429
NewNuke | 2018-03-23 04:00 | 0.80429
NewNuke | 2018-03-23 05:00 | 0.80429
NewNuke | 2018-03-23 06:00 | 0.80429
NewNuke | 2018-03-23 07:00 | 0.80429
NewNuke | 2018-03-23 08:00 | 0.80429
NewNuke | 2018-03-23 09:00 | 0.80429
NewNuke | 2018-03-23 10:00 | 0.80429
NewNuke | 2018-03-23 11:00 | 0.80429
NewNuke | 2018-03-23 12:00 | 0.80429
NewNuke | 2018-03-23 13:00 | 0.80429
NewNuke | 2018-03-23 14:00 | 0.80429
NewNuke | 2018-03-23 15:00 | 0.80429
NewNuke | 2018-03-23 16:00 | 0.80429
NewNuke | 2018-03-23 17:00 | 0.80429
NewNuke | 2018-03-23 18:00 | 0.80429
NewNuke | 2018-03-23 19:00 | 0.80429
NewNuke | 2018-03-23 20:00 | 0.80429
NewNuke | 2018-03-23 21:00 | 0.80429
NewNuke | 2018-03-23 22:00 | 0.80429
NewNuke | 2018-03-23 23:00 | 0.79724
NewNuke | 2018-03-24 | 0.77348
NewNuke | 2018-03-24 01:00 | 0.75234
NewNuke | 2018-03-24 02:00 | 0.73174
NewNuke | 2018-03-24 03:00 | 0.72485
NewNuke | 2018-03-24 04:00 | 0.72485
NewNuke | 2018-03-24 05:00 | 0.72485
NewNuke | 2018-03-24 06:00 | 0.72485
NewNuke | 2018-03-24 07:00 | 0.72485
NewNuke | 2018-03-24 08:00 | 0.72485
NewNuke | 2018-03-24 09:00 | 0.72485
NewNuke | 2018-03-24 10:00 | 0.72485
NewNuke | 2018-03-24 11:00 | 0.72485
NewNuke | 2018-03-24 12:00 | 0.72485
NewNuke | 2018-03-24 13:00 | 0.72485
NewNuke | 2018-03-24 14:00 | 0.71841
NewNuke | 2018-03-24 15:00 | 0.71841
NewNuke | 2018-03-24 16:00 | 0.71841
NewNuke | 2018-03-24 17:00 | 0.71841
NewNuke | 2018-03-24 18:00 | 0.71841
NewNuke | 2018-03-24 19:00 | 0.71841
NewNuke | 2018-03-24 20:00 | 0.71841
NewNuke | 2018-03-24 21:00 | 0.71841
NewNuke | 2018-03-24 22:00 | 0.71841
NewNuke | 2018-03-24 23:00 | 0.71841
NewNuke | 2018-03-25 | 0.71841
NewNuke | 2018-03-25 01:00 | 0.71841
NewNuke | 2018-03-25 02:00 | 0.71841
NewNuke | 2018-03-25 03:00 | 0.71841
NewNuke | 2018-03-25 04:00 | 0.71841
NewNuke | 2018-03-25 05:00 | 0.71841
NewNuke | 2018-03-25 06:00 | 0.71841
NewNuke | 2018-03-25 07:00 | 0.71841
NewNuke | 2018-03-25 08:00 | 0.71841
NewNuke | 2018-03-25 09:00 | 0.71841
NewNuke | 2018-03-25 10:00 | 0.71714
NewNuke | 2018-03-25 11:00 | 0.71714
NewNuke | 2018-03-25 12:00 | 0.7009
NewNuke | 2018-03-25 13:00 | 0.70363
NewNuke | 2018-03-25 14:00 | 0.70363
NewNuke | 2018-03-25 15:00 | 0.70363
NewNuke | 2018-03-25 16:00 | 0.70363
NewNuke | 2018-03-25 17:00 | 0.70363
NewNuke | 2018-03-25 18:00 | 0.7361
NewNuke | 2018-03-25 19:00 | 0.7361
NewNuke | 2018-03-25 20:00 | 0.73982
NewNuke | 2018-03-25 21:00 | 0.73982
NewNuke | 2018-03-25 22:00 | 0.73982
NewNuke | 2018-03-25 23:00 | 0.746
NewNuke | 2018-03-26 | 0.76976
NewNuke | 2018-03-26 01:00 | 0.76976
NewNuke | 2018-03-26 02:00 | 0.76976
NewNuke | 2018-03-26 03:00 | 0.76976
NewNuke | 2018-03-26 04:00 | 0.76976
NewNuke | 2018-03-26 05:00 | 0.76976
NewNuke | 2018-03-26 06:00 | 0.76976
NewNuke | 2018-03-26 07:00 | 0.76976
NewNuke | 2018-03-26 08:00 | 0.76976
NewNuke | 2018-03-26 09:00 | 0.76976
NewNuke | 2018-03-26 10:00 | 0.76976
NewNuke | 2018-03-26 11:00 | 0.76976
NewNuke | 2018-03-26 12:00 | 0.76976
NewNuke | 2018-03-26 13:00 | 0.76976
NewNuke | 2018-03-26 14:00 | 0.76976
NewNuke | 2018-03-26 15:00 | 0.76976
NewNuke | 2018-03-26 16:00 | 0.76976
NewNuke | 2018-03-26 17:00 | 0.76976
NewNuke | 2018-03-26 18:00 | 0.76976
NewNuke | 2018-03-26 19:00 | 0.76976
NewNuke | 2018-03-26 20:00 | 0.76976
NewNuke | 2018-03-26 21:00 | 0.76976
NewNuke | 2018-03-26 22:00 | 0.76976
NewNuke | 2018-03-26 23:00 | 0.76976
NewNuke | 2018-03-27 | 0.76976
NewNuke | 2018-03-27 01:00 | 0.76976
NewNuke | 2018-03-27 02:00 | 0.76976
NewNuke | 2018-03-27 03:00 | 0.76976
NewNuke | 2018-03-27 04:00 | 0.76976
NewNuke | 2018-03-27 05:00 | 0.76976
NewNuke | 2018-03-27 06:00 | 0.76976
NewNuke | 2018-03-27 07:00 | 0.76976
NewNuke | 2018-03-27 08:00 | 0.76976
NewNuke | 2018-03-27 09:00 | 0.76976
NewNuke | 2018-03-27 10:00 | 0.76659
NewNuke | 2018-03-27 11:00 | 0.76659
NewNuke | 2018-03-27 12:00 | 0.76976
NewNuke | 2018-03-27 13:00 | 0.76976
NewNuke | 2018-03-27 14:00 | 0.76976
NewNuke | 2018-03-27 15:00 | 0.76976
NewNuke | 2018-03-27 16:00 | 0.76976
NewNuke | 2018-03-27 17:00 | 0.76976
NewNuke | 2018-03-27 18:00 | 0.76976
NewNuke | 2018-03-27 19:00 | 0.76976
NewNuke | 2018-03-27 20:00 | 0.76976
NewNuke | 2018-03-27 21:00 | 0.76976
NewNuke | 2018-03-27 22:00 | 0.76976
NewNuke | 2018-03-27 23:00 | 0.76976
NewNuke | 2018-03-28 | 0.76976
NewNuke | 2018-03-28 01:00 | 0.76976
NewNuke | 2018-03-28 02:00 | 0.76976
NewNuke | 2018-03-28 03:00 | 0.76731
NewNuke | 2018-03-28 04:00 | 0.76731
NewNuke | 2018-03-28 05:00 | 0.76731
NewNuke | 2018-03-28 06:00 | 0.76731
NewNuke | 2018-03-28 07:00 | 0.76026
NewNuke | 2018-03-28 08:00 | 0.76026
NewNuke | 2018-03-28 09:00 | 0.76026
NewNuke | 2018-03-28 10:00 | 0.76026
NewNuke | 2018-03-28 11:00 | 0.76026
NewNuke | 2018-03-28 12:00 | 0.76026
NewNuke | 2018-03-28 13:00 | 0.76026
NewNuke | 2018-03-28 14:00 | 0.76026
NewNuke | 2018-03-28 15:00 | 0.76026
NewNuke | 2018-03-28 16:00 | 0.76026
NewNuke | 2018-03-28 17:00 | 0.76026
NewNuke | 2018-03-28 18:00 | 0.76026
NewNuke | 2018-03-28 19:00 | 0.76026
NewNuke | 2018-03-28 20:00 | 0.76026
NewNuke | 2018-03-28 21:00 | 0.76026
NewNuke | 2018-03-28 22:00 | 0.76026
NewNuke | 2018-03-28 23:00 | 0.76026
NewNuke | 2018-03-29 | 0.76026
NewNuke | 2018-03-29 01:00 | 0.76026
NewNuke | 2018-03-29 02:00 | 0.76026
NewNuke | 2018-03-29 03:00 | 0.76026
NewNuke | 2018-03-29 04:00 | 0.76026
NewNuke | 2018-03-29 05:00 | 0.76026
NewNuke | 2018-03-29 06:00 | 0.76026
NewNuke | 2018-03-29 07:00 | 0.76026
NewNuke | 2018-03-29 08:00 | 0.76026
NewNuke | 2018-03-29 09:00 | 0.76026
NewNuke | 2018-03-29 10:00 | 0.76026
NewNuke | 2018-03-29 11:00 | 0.76026
NewNuke | 2018-03-29 12:00 | 0.76026
NewNuke | 2018-03-29 13:00 | 0.76026
NewNuke | 2018-03-29 14:00 | 0.76026
NewNuke | 2018-03-29 15:00 | 0.76026
NewNuke | 2018-03-29 16:00 | 0.76026
NewNuke | 2018-03-29 17:00 | 0.76026
NewNuke | 2018-03-29 18:00 | 0.76026
NewNuke | 2018-03-29 19:00 | 0.76026
NewNuke | 2018-03-29 20:00 | 0.76026
NewNuke | 2018-03-29 21:00 | 0.76026
NewNuke | 2018-03-29 22:00 | 0.76026
NewNuke | 2018-03-29 23:00 | 0.76026
NewNuke | 2018-03-30 | 0.76026
NewNuke | 2018-03-30 01:00 | 0.76026
NewNuke | 2018-03-30 02:00 | 0.76026
NewNuke | 2018-03-30 03:00 | 0.76026
NewNuke | 2018-03-30 04:00 | 0.76026
NewNuke | 2018-03-30 05:00 | 0.77562
NewNuke | 2018-03-30 06:00 | 0.77562
NewNuke | 2018-03-30 07:00 | 0.77562
NewNuke | 2018-03-30 08:00 | 0.77562
NewNuke | 2018-03-30 09:00 | 0.77562
NewNuke | 2018-03-30 10:00 | 0.77562
NewNuke | 2018-03-30 11:00 | 0.77562
NewNuke | 2018-03-30 12:00 | 0.77808
NewNuke | 2018-03-30 13:00 | 0.77808
NewNuke | 2018-03-30 14:00 | 0.77808
NewNuke | 2018-03-30 15:00 | 0.77808
NewNuke | 2018-03-30 16:00 | 0.77808
NewNuke | 2018-03-30 17:00 | 0.78513
NewNuke | 2018-03-30 18:00 | 0.78513
NewNuke | 2018-03-30 19:00 | 0.78513
NewNuke | 2018-03-30 20:00 | 0.78513
NewNuke | 2018-03-30 21:00 | 0.78513
NewNuke | 2018-03-30 22:00 | 0.78513
NewNuke | 2018-03-30 23:00 | 0.78513
NewNuke | 2018-03-31 | 0.77103
NewNuke | 2018-03-31 01:00 | 0.77103
NewNuke | 2018-03-31 02:00 | 0.75661
NewNuke | 2018-03-31 03:00 | 0.75661
NewNuke | 2018-03-31 04:00 | 0.75661
NewNuke | 2018-03-31 05:00 | 0.75661
NewNuke | 2018-03-31 06:00 | 0.75661
NewNuke | 2018-03-31 07:00 | 0.75661
NewNuke | 2018-03-31 08:00 | 0.75661
NewNuke | 2018-03-31 09:00 | 0.75661
NewNuke | 2018-03-31 10:00 | 0.75661
NewNuke | 2018-03-31 11:00 | 0.75661
NewNuke | 2018-03-31 12:00 | 0.75661
NewNuke | 2018-03-31 13:00 | 0.75661
NewNuke | 2018-03-31 14:00 | 0.75661
NewNuke | 2018-03-31 15:00 | 0.75661
NewNuke | 2018-03-31 16:00 | 0.75661
NewNuke | 2018-03-31 17:00 | 0.75661
NewNuke | 2018-03-31 18:00 | 0.75661
NewNuke | 2018-03-31 19:00 | 0.75661
NewNuke | 2018-03-31 20:00 | 0.75661
NewNuke | 2018-03-31 21:00 | 0.75661
NewNuke | 2018-03-31 22:00 | 0.75661
NewNuke | 2018-03-31 23:00 | 0.75661
NewNuke | 2018-04-01 | 0.75661
NewNuke | 2018-04-01 01:00 | 0.75661
NewNuke | 2018-04-01 02:00 | 0.75661
NewNuke | 2018-04-01 03:00 | 0.75661
NewNuke | 2018-04-01 04:00 | 0.75661
NewNuke | 2018-04-01 05:00 | 0.75661
NewNuke | 2018-04-01 06:00 | 0.75661
NewNuke | 2018-04-01 07:00 | 0.75661
NewNuke | 2018-04-01 08:00 | 0.74014
NewNuke | 2018-04-01 09:00 | 0.74014
NewNuke | 2018-04-01 10:00 | 0.74014
NewNuke | 2018-04-01 11:00 | 0.74014
NewNuke | 2018-04-01 12:00 | 0.74014
NewNuke | 2018-04-01 13:00 | 0.74014
NewNuke | 2018-04-01 14:00 | 0.74014
NewNuke | 2018-04-01 15:00 | 0.74014
NewNuke | 2018-04-01 16:00 | 0.74014
NewNuke | 2018-04-01 17:00 | 0.74014
NewNuke | 2018-04-01 18:00 | 0.738
NewNuke | 2018-04-01 19:00 | 0.74014
NewNuke | 2018-04-01 20:00 | 0.75661
NewNuke | 2018-04-01 21:00 | 0.75661
NewNuke | 2018-04-01 22:00 | 0.75661
NewNuke | 2018-04-01 23:00 | 0.75661
NewNuke | 2018-04-02 | 0.75661
NewNuke | 2018-04-02 01:00 | 0.75661
NewNuke | 2018-04-02 02:00 | 0.75661
NewNuke | 2018-04-02 03:00 | 0.75661
NewNuke | 2018-04-02 04:00 | 0.75661
NewNuke | 2018-04-02 05:00 | 0.75661
NewNuke | 2018-04-02 06:00 | 0.77768
NewNuke | 2018-04-02 07:00 | 0.77768
NewNuke | 2018-04-02 08:00 | 0.77768
NewNuke | 2018-04-02 09:00 | 0.77768
NewNuke | 2018-04-02 10:00 | 0.77768
NewNuke | 2018-04-02 11:00 | 0.77768
NewNuke | 2018-04-02 12:00 | 0.77768
NewNuke | 2018-04-02 13:00 | 0.77768
NewNuke | 2018-04-02 14:00 | 0.77768
NewNuke | 2018-04-02 15:00 | 0.78338
NewNuke | 2018-04-02 16:00 | 0.77483
NewNuke | 2018-04-02 17:00 | 0.78338
NewNuke | 2018-04-02 18:00 | 0.77618
NewNuke | 2018-04-02 19:00 | 0.77618
NewNuke | 2018-04-02 20:00 | 0.77618
NewNuke | 2018-04-02 21:00 | 0.77618
NewNuke | 2018-04-02 22:00 | 0.77618
NewNuke | 2018-04-02 23:00 | 0.77618
NewNuke | 2018-04-03 | 0.77618
NewNuke | 2018-04-03 01:00 | 0.77618
NewNuke | 2018-04-03 02:00 | 0.77618
NewNuke | 2018-04-03 03:00 | 0.77618
NewNuke | 2018-04-03 04:00 | 0.77618
NewNuke | 2018-04-03 05:00 | 0.77618
NewNuke | 2018-04-03 06:00 | 0.77618
NewNuke | 2018-04-03 07:00 | 0.77618
NewNuke | 2018-04-03 08:00 | 0.76818
NewNuke | 2018-04-03 09:00 | 0.76818
NewNuke | 2018-04-03 10:00 | 0.77618
NewNuke | 2018-04-03 11:00 | 0.77618
NewNuke | 2018-04-03 12:00 | 0.77618
NewNuke | 2018-04-03 13:00 | 0.77618
NewNuke | 2018-04-03 14:00 | 0.77618
NewNuke | 2018-04-03 15:00 | 0.77618
NewNuke | 2018-04-03 16:00 | 0.77618
NewNuke | 2018-04-03 17:00 | 0.77618
NewNuke | 2018-04-03 18:00 | 0.77618
NewNuke | 2018-04-03 19:00 | 0.77618
NewNuke | 2018-04-03 20:00 | 0.77618
NewNuke | 2018-04-03 21:00 | 0.77618
NewNuke | 2018-04-03 22:00 | 0.77618
NewNuke | 2018-04-03 23:00 | 0.77618
NewNuke | 2018-04-04 | 0.77618
NewNuke | 2018-04-04 01:00 | 0.77618
NewNuke | 2018-04-04 02:00 | 0.77618
NewNuke | 2018-04-04 03:00 | 0.77618
NewNuke | 2018-04-04 04:00 | 0.77618
NewNuke | 2018-04-04 05:00 | 0.77618
NewNuke | 2018-04-04 06:00 | 0.77618
NewNuke | 2018-04-04 07:00 | 0.77618
NewNuke | 2018-04-04 08:00 | 0.77618
NewNuke | 2018-04-04 09:00 | 0.77618
NewNuke | 2018-04-04 10:00 | 0.77618
NewNuke | 2018-04-04 11:00 | 0.77618
NewNuke | 2018-04-04 12:00 | 0.77618
NewNuke | 2018-04-04 13:00 | 0.77618
NewNuke | 2018-04-04 14:00 | 0.77618
NewNuke | 2018-04-04 15:00 | 0.77618
NewNuke | 2018-04-04 16:00 | 0.77618
NewNuke | 2018-04-04 17:00 | 0.77618
NewNuke | 2018-04-04 18:00 | 0.77404
NewNuke | 2018-04-04 19:00 | 0.77404
NewNuke | 2018-04-04 20:00 | 0.77404
NewNuke | 2018-04-04 21:00 | 0.77404
NewNuke | 2018-04-04 22:00 | 0.77404
NewNuke | 2018-04-04 23:00 | 0.77404
NewNuke | 2018-04-05 | 0.77404
NewNuke | 2018-04-05 01:00 | 0.77404
NewNuke | 2018-04-05 02:00 | 0.77404
NewNuke | 2018-04-05 03:00 | 0.77404
NewNuke | 2018-04-05 04:00 | 0.77404
NewNuke | 2018-04-05 05:00 | 0.77404
NewNuke | 2018-04-05 06:00 | 0.77404
NewNuke | 2018-04-05 07:00 | 0.77404
NewNuke | 2018-04-05 08:00 | 0.77404
NewNuke | 2018-04-05 09:00 | 0.77404
NewNuke | 2018-04-05 10:00 | 0.77404
NewNuke | 2018-04-05 11:00 | 0.77404
NewNuke | 2018-04-05 12:00 | 0.77404
NewNuke | 2018-04-05 13:00 | 0.77404
NewNuke | 2018-04-05 14:00 | 0.77404
NewNuke | 2018-04-05 15:00 | 0.77404
NewNuke | 2018-04-05 16:00 | 0.77404
NewNuke | 2018-04-05 17:00 | 0.77177
NewNuke | 2018-04-05 18:00 | 0.77177
NewNuke | 2018-04-05 19:00 | 0.77177
NewNuke | 2018-04-05 20:00 | 0.77404
NewNuke | 2018-04-05 21:00 | 0.77404
NewNuke | 2018-04-05 22:00 | 0.77404
NewNuke | 2018-04-05 23:00 | 0.77404
NewNuke | 2018-04-06 | 0.77404
NewNuke | 2018-04-06 01:00 | 0.77404
NewNuke | 2018-04-06 02:00 | 0.77618
NewNuke | 2018-04-06 03:00 | 0.77618
NewNuke | 2018-04-06 04:00 | 0.76232
NewNuke | 2018-04-06 05:00 | 0.76232
NewNuke | 2018-04-06 06:00 | 0.76232
NewNuke | 2018-04-06 07:00 | 0.76232
NewNuke | 2018-04-06 08:00 | 0.76232
NewNuke | 2018-04-06 09:00 | 0.76232
NewNuke | 2018-04-06 10:00 | 0.76232
NewNuke | 2018-04-06 11:00 | 0.76232
NewNuke | 2018-04-06 12:00 | 0.76232
NewNuke | 2018-04-06 13:00 | 0.76232
NewNuke | 2018-04-06 14:00 | 0.76232
NewNuke | 2018-04-06 15:00 | 0.76232
NewNuke | 2018-04-06 16:00 | 0.76232
NewNuke | 2018-04-06 17:00 | 0.76232
NewNuke | 2018-04-06 18:00 | 0.76232
NewNuke | 2018-04-06 19:00 | 0.76232
NewNuke | 2018-04-06 20:00 | 0.76232
NewNuke | 2018-04-06 21:00 | 0.76232
NewNuke | 2018-04-06 22:00 | 0.76232
NewNuke | 2018-04-06 23:00 | 0.74956
NewNuke | 2018-04-07 | 0.73586
NewNuke | 2018-04-07 01:00 | 0.73428
NewNuke | 2018-04-07 02:00 | 0.73269
NewNuke | 2018-04-07 03:00 | 0.73269
NewNuke | 2018-04-07 04:00 | 0.70862
NewNuke | 2018-04-07 05:00 | 0.70862
NewNuke | 2018-04-07 06:00 | 0.70862
NewNuke | 2018-04-07 07:00 | 0.70117
NewNuke | 2018-04-07 08:00 | 0.70117
NewNuke | 2018-04-07 09:00 | 0.70862
NewNuke | 2018-04-07 10:00 | 0.70862
NewNuke | 2018-04-07 11:00 | 0.70862
NewNuke | 2018-04-07 12:00 | 0.70862
NewNuke | 2018-04-07 13:00 | 0.70862
NewNuke | 2018-04-07 14:00 | 0.70862
NewNuke | 2018-04-07 15:00 | 0.70862
NewNuke | 2018-04-07 16:00 | 0.70862
NewNuke | 2018-04-07 17:00 | 0.70862
NewNuke | 2018-04-07 18:00 | 0.70862
NewNuke | 2018-04-07 19:00 | 0.70862
NewNuke | 2018-04-07 20:00 | 0.70862
NewNuke | 2018-04-07 21:00 | 0.70862
NewNuke | 2018-04-07 22:00 | 0.70862
NewNuke | 2018-04-07 23:00 | 0.70862
NewNuke | 2018-04-08 | 0.68755
NewNuke | 2018-04-08 01:00 | 0.68755
NewNuke | 2018-04-08 02:00 | 0.70862
NewNuke | 2018-04-08 03:00 | 0.70862
NewNuke | 2018-04-08 04:00 | 0.70862
NewNuke | 2018-04-08 05:00 | 0.70862
NewNuke | 2018-04-08 06:00 | 0.70862
NewNuke | 2018-04-08 07:00 | 0.70862
NewNuke | 2018-04-08 08:00 | 0.70862
NewNuke | 2018-04-08 09:00 | 0.70862
NewNuke | 2018-04-08 10:00 | 0.70862
NewNuke | 2018-04-08 11:00 | 0.70862
NewNuke | 2018-04-08 12:00 | 0.70862
NewNuke | 2018-04-08 13:00 | 0.70862
NewNuke | 2018-04-08 14:00 | 0.70862
NewNuke | 2018-04-08 15:00 | 0.70604
NewNuke | 2018-04-08 16:00 | 0.70604
NewNuke | 2018-04-08 17:00 | 0.70604
NewNuke | 2018-04-08 18:00 | 0.70862
NewNuke | 2018-04-08 19:00 | 0.70862
NewNuke | 2018-04-08 20:00 | 0.7182
NewNuke | 2018-04-08 21:00 | 0.7182
NewNuke | 2018-04-08 22:00 | 0.7182
NewNuke | 2018-04-08 23:00 | 0.7182
NewNuke | 2018-04-09 | 0.7182
NewNuke | 2018-04-09 01:00 | 0.7182
NewNuke | 2018-04-09 02:00 | 0.7182
NewNuke | 2018-04-09 03:00 | 0.7182
NewNuke | 2018-04-09 04:00 | 0.7182
NewNuke | 2018-04-09 05:00 | 0.7182
NewNuke | 2018-04-09 06:00 | 0.7182
NewNuke | 2018-04-09 07:00 | 0.7182
NewNuke | 2018-04-09 08:00 | 0.7182
NewNuke | 2018-04-09 09:00 | 0.7182
NewNuke | 2018-04-09 10:00 | 0.7182
NewNuke | 2018-04-09 11:00 | 0.7182
NewNuke | 2018-04-09 12:00 | 0.71614
NewNuke | 2018-04-09 13:00 | 0.71614
NewNuke | 2018-04-09 14:00 | 0.71614
NewNuke | 2018-04-09 15:00 | 0.71614
NewNuke | 2018-04-09 16:00 | 0.71614
NewNuke | 2018-04-09 17:00 | 0.71614
NewNuke | 2018-04-09 18:00 | 0.71614
NewNuke | 2018-04-09 19:00 | 0.71614
NewNuke | 2018-04-09 20:00 | 0.73064
NewNuke | 2018-04-09 21:00 | 0.73064
NewNuke | 2018-04-09 22:00 | 0.73064
NewNuke | 2018-04-09 23:00 | 0.73064
NewNuke | 2018-04-10 | 0.73064
NewNuke | 2018-04-10 01:00 | 0.73064
NewNuke | 2018-04-10 02:00 | 0.73064
NewNuke | 2018-04-10 03:00 | 0.73064
NewNuke | 2018-04-10 04:00 | 0.73064
NewNuke | 2018-04-10 05:00 | 0.73064
NewNuke | 2018-04-10 06:00 | 0.73064
NewNuke | 2018-04-10 07:00 | 0.73064
NewNuke | 2018-04-10 08:00 | 0.73064
NewNuke | 2018-04-10 09:00 | 0.73064
NewNuke | 2018-04-10 10:00 | 0.73064
NewNuke | 2018-04-10 11:00 | 0.73064
NewNuke | 2018-04-10 12:00 | 0.73064
NewNuke | 2018-04-10 13:00 | 0.73064
NewNuke | 2018-04-10 14:00 | 0.73064
NewNuke | 2018-04-10 15:00 | 0.73064
NewNuke | 2018-04-10 16:00 | 0.73064
NewNuke | 2018-04-10 17:00 | 0.73064
NewNuke | 2018-04-10 18:00 | 0.73064
NewNuke | 2018-04-10 19:00 | 0.73064
NewNuke | 2018-04-10 20:00 | 0.73064
NewNuke | 2018-04-10 21:00 | 0.73064
NewNuke | 2018-04-10 22:00 | 0.73064
NewNuke | 2018-04-10 23:00 | 0.73064
NewNuke | 2018-04-11 | 0.73064
NewNuke | 2018-04-11 01:00 | 0.73064
NewNuke | 2018-04-11 02:00 | 0.73064
NewNuke | 2018-04-11 03:00 | 0.73064
NewNuke | 2018-04-11 04:00 | 0.73064
NewNuke | 2018-04-11 05:00 | 0.73064
NewNuke | 2018-04-11 06:00 | 0.73064
NewNuke | 2018-04-11 07:00 | 0.73064
NewNuke | 2018-04-11 08:00 | 0.73064
NewNuke | 2018-04-11 09:00 | 0.73064
NewNuke | 2018-04-11 10:00 | 0.73064
NewNuke | 2018-04-11 11:00 | 0.73064
NewNuke | 2018-04-11 12:00 | 0.73064
NewNuke | 2018-04-11 13:00 | 0.73064
NewNuke | 2018-04-11 14:00 | 0.73064
NewNuke | 2018-04-11 15:00 | 0.73064
NewNuke | 2018-04-11 16:00 | 0.72858
NewNuke | 2018-04-11 17:00 | 0.72858
NewNuke | 2018-04-11 18:00 | 0.72858
NewNuke | 2018-04-11 19:00 | 0.72858
NewNuke | 2018-04-11 20:00 | 0.73064
NewNuke | 2018-04-11 21:00 | 0.73064
NewNuke | 2018-04-11 22:00 | 0.71194
NewNuke | 2018-04-11 23:00 | 0.71194
NewNuke | 2018-04-12 | 0.71194
NewNuke | 2018-04-12 01:00 | 0.71194
NewNuke | 2018-04-12 02:00 | 0.71194
NewNuke | 2018-04-12 03:00 | 0.71194
NewNuke | 2018-04-12 04:00 | 0.71194
NewNuke | 2018-04-12 05:00 | 0.71194
NewNuke | 2018-04-12 06:00 | 0.71194
NewNuke | 2018-04-12 07:00 | 0.71194
NewNuke | 2018-04-12 08:00 | 0.71194
NewNuke | 2018-04-12 09:00 | 0.71194
NewNuke | 2018-04-12 10:00 | 0.71194
NewNuke | 2018-04-12 11:00 | 0.71194
NewNuke | 2018-04-12 12:00 | 0.71194
NewNuke | 2018-04-12 13:00 | 0.71194
NewNuke | 2018-04-12 14:00 | 0.71194
NewNuke | 2018-04-12 15:00 | 0.7304
NewNuke | 2018-04-12 16:00 | 0.72707
NewNuke | 2018-04-12 17:00 | 0.72937
NewNuke | 2018-04-12 18:00 | 0.72778
NewNuke | 2018-04-12 19:00 | 0.74648
NewNuke | 2018-04-12 20:00 | 0.73586
NewNuke | 2018-04-12 21:00 | 0.73586
NewNuke | 2018-04-12 22:00 | 0.73586
NewNuke | 2018-04-12 23:00 | 0.73586
NewNuke | 2018-04-13 | 0.74648
NewNuke | 2018-04-13 01:00 | 0.74648
NewNuke | 2018-04-13 02:00 | 0.74648
NewNuke | 2018-04-13 03:00 | 0.74648
NewNuke | 2018-04-13 04:00 | 0.74648
NewNuke | 2018-04-13 05:00 | 0.74648
NewNuke | 2018-04-13 06:00 | 0.74648
NewNuke | 2018-04-13 07:00 | 0.74648
NewNuke | 2018-04-13 08:00 | 0.74648
NewNuke | 2018-04-13 09:00 | 0.74648
NewNuke | 2018-04-13 10:00 | 0.74648
NewNuke | 2018-04-13 11:00 | 0.74806
NewNuke | 2018-04-13 12:00 | 0.74806
NewNuke | 2018-04-13 13:00 | 0.74806
NewNuke | 2018-04-13 14:00 | 0.74806
NewNuke | 2018-04-13 15:00 | 0.74806
NewNuke | 2018-04-13 16:00 | 0.74806
NewNuke | 2018-04-13 17:00 | 0.74806
NewNuke | 2018-04-13 18:00 | 0.74806
NewNuke | 2018-04-13 19:00 | 0.74806
NewNuke | 2018-04-13 20:00 | 0.74806
NewNuke | 2018-04-13 21:00 | 0.74806
NewNuke | 2018-04-13 22:00 | 0.74806
NewNuke | 2018-04-13 23:00 | 0.74806
NewNuke | 2018-04-14 | 0.74806
NewNuke | 2018-04-14 01:00 | 0.74806
NewNuke | 2018-04-14 02:00 | 0.74806
NewNuke | 2018-04-14 03:00 | 0.74806
NewNuke | 2018-04-14 04:00 | 0.74806
NewNuke | 2018-04-14 05:00 | 0.74806
NewNuke | 2018-04-14 06:00 | 0.74806
NewNuke | 2018-04-14 07:00 | 0.74806
NewNuke | 2018-04-14 08:00 | 0.74806
NewNuke | 2018-04-14 09:00 | 0.74806
NewNuke | 2018-04-14 10:00 | 0.75012
NewNuke | 2018-04-14 11:00 | 0.75012
NewNuke | 2018-04-14 12:00 | 0.75012
NewNuke | 2018-04-14 13:00 | 0.73174
NewNuke | 2018-04-14 14:00 | 0.73174
NewNuke | 2018-04-14 15:00 | 0.73174
NewNuke | 2018-04-14 16:00 | 0.73174
NewNuke | 2018-04-14 17:00 | 0.73174
NewNuke | 2018-04-14 18:00 | 0.73174
NewNuke | 2018-04-14 19:00 | 0.73174
NewNuke | 2018-04-14 20:00 | 0.73174
NewNuke | 2018-04-14 21:00 | 0.73174
NewNuke | 2018-04-14 22:00 | 0.73174
NewNuke | 2018-04-14 23:00 | 0.73174
NewNuke | 2018-04-15 | 0.73174
NewNuke | 2018-04-15 01:00 | 0.73174
NewNuke | 2018-04-15 02:00 | 0.73174
NewNuke | 2018-04-15 03:00 | 0.73174
NewNuke | 2018-04-15 04:00 | 0.72073
NewNuke | 2018-04-15 05:00 | 0.72073
NewNuke | 2018-04-15 06:00 | 0.72073
NewNuke | 2018-04-15 07:00 | 0.72073
NewNuke | 2018-04-15 08:00 | 0.72073
NewNuke | 2018-04-15 09:00 | 0.72073
NewNuke | 2018-04-15 10:00 | 0.73174
NewNuke | 2018-04-15 11:00 | 0.73174
NewNuke | 2018-04-15 12:00 | 0.73174
NewNuke | 2018-04-15 13:00 | 0.73174
NewNuke | 2018-04-15 14:00 | 0.73174
NewNuke | 2018-04-15 15:00 | 0.73174
NewNuke | 2018-04-15 16:00 | 0.73174
NewNuke | 2018-04-15 17:00 | 0.73174
NewNuke | 2018-04-15 18:00 | 0.73174
NewNuke | 2018-04-15 19:00 | 0.73174
NewNuke | 2018-04-15 20:00 | 0.75012
NewNuke | 2018-04-15 21:00 | 0.75012
NewNuke | 2018-04-15 22:00 | 0.73562
NewNuke | 2018-04-15 23:00 | 0.73562
NewNuke | 2018-04-16 | 0.73562
NewNuke | 2018-04-16 01:00 | 0.73562
NewNuke | 2018-04-16 02:00 | 0.73562
NewNuke | 2018-04-16 03:00 | 0.73562
NewNuke | 2018-04-16 04:00 | 0.73562
NewNuke | 2018-04-16 05:00 | 0.73562
NewNuke | 2018-04-16 06:00 | 0.73562
NewNuke | 2018-04-16 07:00 | 0.73562
NewNuke | 2018-04-16 08:00 | 0.73562
NewNuke | 2018-04-16 09:00 | 0.73562
NewNuke | 2018-04-16 10:00 | 0.73562
NewNuke | 2018-04-16 11:00 | 0.73562
NewNuke | 2018-04-16 12:00 | 0.73562
NewNuke | 2018-04-16 13:00 | 0.73562
NewNuke | 2018-04-16 14:00 | 0.73562
NewNuke | 2018-04-16 15:00 | 0.73562
NewNuke | 2018-04-16 16:00 | 0.73562
NewNuke | 2018-04-16 17:00 | 0.73562
NewNuke | 2018-04-16 18:00 | 0.73562
NewNuke | 2018-04-16 19:00 | 0.73562
NewNuke | 2018-04-16 20:00 | 0.73562
NewNuke | 2018-04-16 21:00 | 0.73562
NewNuke | 2018-04-16 22:00 | 0.73562
NewNuke | 2018-04-16 23:00 | 0.73562
NewNuke | 2018-04-17 | 0.73562
NewNuke | 2018-04-17 01:00 | 0.73562
NewNuke | 2018-04-17 02:00 | 0.73562
NewNuke | 2018-04-17 03:00 | 0.73562
NewNuke | 2018-04-17 04:00 | 0.73562
NewNuke | 2018-04-17 05:00 | 0.73562
NewNuke | 2018-04-17 06:00 | 0.73562
NewNuke | 2018-04-17 07:00 | 0.73562
NewNuke | 2018-04-17 08:00 | 0.73562
NewNuke | 2018-04-17 09:00 | 0.73562
NewNuke | 2018-04-17 10:00 | 0.73562
NewNuke | 2018-04-17 11:00 | 0.73562
NewNuke | 2018-04-17 12:00 | 0.73562
NewNuke | 2018-04-17 13:00 | 0.73562
NewNuke | 2018-04-17 14:00 | 0.73562
NewNuke | 2018-04-17 15:00 | 0.73562
NewNuke | 2018-04-17 16:00 | 0.72121
NewNuke | 2018-04-17 17:00 | 0.72121
NewNuke | 2018-04-17 18:00 | 0.72121
NewNuke | 2018-04-17 19:00 | 0.72121
NewNuke | 2018-04-17 20:00 | 0.72121
NewNuke | 2018-04-17 21:00 | 0.72121
NewNuke | 2018-04-17 22:00 | 0.72121
NewNuke | 2018-04-17 23:00 | 0.72121
NewNuke | 2018-04-18 | 0.73412
NewNuke | 2018-04-18 01:00 | 0.73412
NewNuke | 2018-04-18 02:00 | 0.73412
NewNuke | 2018-04-18 03:00 | 0.73412
NewNuke | 2018-04-18 04:00 | 0.73412
NewNuke | 2018-04-18 05:00 | 0.73412
NewNuke | 2018-04-18 06:00 | 0.73412
NewNuke | 2018-04-18 07:00 | 0.73412
NewNuke | 2018-04-18 08:00 | 0.73412
NewNuke | 2018-04-18 09:00 | 0.73412
NewNuke | 2018-04-18 10:00 | 0.73412
NewNuke | 2018-04-18 11:00 | 0.73412
NewNuke | 2018-04-18 12:00 | 0.73412
NewNuke | 2018-04-18 13:00 | 0.73412
NewNuke | 2018-04-18 14:00 | 0.73412
NewNuke | 2018-04-18 15:00 | 0.73412
NewNuke | 2018-04-18 16:00 | 0.73412
NewNuke | 2018-04-18 17:00 | 0.73412
NewNuke | 2018-04-18 18:00 | 0.74853
NewNuke | 2018-04-18 19:00 | 0.76303
NewNuke | 2018-04-18 20:00 | 0.76303
NewNuke | 2018-04-18 21:00 | 0.76303
NewNuke | 2018-04-18 22:00 | 0.74378
NewNuke | 2018-04-18 23:00 | 0.73404
NewNuke | 2018-04-19 | 0.73404
NewNuke | 2018-04-19 01:00 | 0.73404
NewNuke | 2018-04-19 02:00 | 0.73713
NewNuke | 2018-04-19 03:00 | 0.73713
NewNuke | 2018-04-19 04:00 | 0.73713
NewNuke | 2018-04-19 05:00 | 0.73713
NewNuke | 2018-04-19 06:00 | 0.73713
NewNuke | 2018-04-19 07:00 | 0.73713
NewNuke | 2018-04-19 08:00 | 0.71638
NewNuke | 2018-04-19 09:00 | 0.71638
NewNuke | 2018-04-19 10:00 | 0.71638
NewNuke | 2018-04-19 11:00 | 0.71638
NewNuke | 2018-04-19 12:00 | 0.71638
NewNuke | 2018-04-19 13:00 | 0.72604
NewNuke | 2018-04-19 14:00 | 0.73713
NewNuke | 2018-04-19 15:00 | 0.72774
NewNuke | 2018-04-19 16:00 | 0.72774
NewNuke | 2018-04-19 17:00 | 0.73713
NewNuke | 2018-04-19 18:00 | 0.73056
NewNuke | 2018-04-19 19:00 | 0.73056
NewNuke | 2018-04-19 20:00 | 0.72929
NewNuke | 2018-04-19 21:00 | 0.75685
NewNuke | 2018-04-19 22:00 | 0.7361
NewNuke | 2018-04-19 23:00 | 0.74228
NewNuke | 2018-04-20 | 0.74228
NewNuke | 2018-04-20 01:00 | 0.74228
NewNuke | 2018-04-20 02:00 | 0.72786
NewNuke | 2018-04-20 03:00 | 0.72786
NewNuke | 2018-04-20 04:00 | 0.72786
NewNuke | 2018-04-20 05:00 | 0.72786
NewNuke | 2018-04-20 06:00 | 0.72786
NewNuke | 2018-04-20 07:00 | 0.72786
NewNuke | 2018-04-20 08:00 | 0.72786
NewNuke | 2018-04-20 09:00 | 0.72786
NewNuke | 2018-04-20 10:00 | 0.72786
NewNuke | 2018-04-20 11:00 | 0.72786
NewNuke | 2018-04-20 12:00 | 0.72786
NewNuke | 2018-04-20 13:00 | 0.72786
NewNuke | 2018-04-20 14:00 | 0.72786
NewNuke | 2018-04-20 15:00 | 0.72786
NewNuke | 2018-04-20 16:00 | 0.72786
NewNuke | 2018-04-20 17:00 | 0.72786
NewNuke | 2018-04-20 18:00 | 0.72786
NewNuke | 2018-04-20 19:00 | 0.72786
NewNuke | 2018-04-20 20:00 | 0.72786
NewNuke | 2018-04-20 21:00 | 0.72786
NewNuke | 2018-04-20 22:00 | 0.72786
NewNuke | 2018-04-20 23:00 | 0.72786
NewNuke | 2018-04-21 | 0.73119
NewNuke | 2018-04-21 01:00 | 0.73119
NewNuke | 2018-04-21 02:00 | 0.71044
NewNuke | 2018-04-21 03:00 | 0.71044
NewNuke | 2018-04-21 04:00 | 0.69175
NewNuke | 2018-04-21 05:00 | 0.69175
NewNuke | 2018-04-21 06:00 | 0.69175
NewNuke | 2018-04-21 07:00 | 0.69175
NewNuke | 2018-04-21 08:00 | 0.69175
NewNuke | 2018-04-21 09:00 | 0.69175
NewNuke | 2018-04-21 10:00 | 0.69175
NewNuke | 2018-04-21 11:00 | 0.69175
NewNuke | 2018-04-21 12:00 | 0.73119
NewNuke | 2018-04-21 13:00 | 0.73119
NewNuke | 2018-04-21 14:00 | 0.71733
NewNuke | 2018-04-21 15:00 | 0.71733
NewNuke | 2018-04-21 16:00 | 0.71733
NewNuke | 2018-04-21 17:00 | 0.71733
NewNuke | 2018-04-21 18:00 | 0.71955
NewNuke | 2018-04-21 19:00 | 0.71955
NewNuke | 2018-04-21 20:00 | 0.73119
NewNuke | 2018-04-21 21:00 | 0.73119
NewNuke | 2018-04-21 22:00 | 0.73119
NewNuke | 2018-04-21 23:00 | 0.74655
NewNuke | 2018-04-22 | 0.74655
NewNuke | 2018-04-22 01:00 | 0.74655
NewNuke | 2018-04-22 02:00 | 0.74655
NewNuke | 2018-04-22 03:00 | 0.74655
NewNuke | 2018-04-22 04:00 | 0.74655
NewNuke | 2018-04-22 05:00 | 0.74655
NewNuke | 2018-04-22 06:00 | 0.74655
NewNuke | 2018-04-22 07:00 | 0.74655
NewNuke | 2018-04-22 08:00 | 0.74655
NewNuke | 2018-04-22 09:00 | 0.74359
NewNuke | 2018-04-22 10:00 | 0.74655
NewNuke | 2018-04-22 11:00 | 0.74655
NewNuke | 2018-04-22 12:00 | 0.74655
NewNuke | 2018-04-22 13:00 | 0.74655
NewNuke | 2018-04-22 14:00 | 0.72652
NewNuke | 2018-04-22 15:00 | 0.72652
NewNuke | 2018-04-22 16:00 | 0.72652
NewNuke | 2018-04-22 17:00 | 0.72652
NewNuke | 2018-04-22 18:00 | 0.74465
NewNuke | 2018-04-22 19:00 | 0.74465
NewNuke | 2018-04-22 20:00 | 0.74465
NewNuke | 2018-04-22 21:00 | 0.74465
NewNuke | 2018-04-22 22:00 | 0.74727
NewNuke | 2018-04-22 23:00 | 0.74727
NewNuke | 2018-04-23 | 0.74727
NewNuke | 2018-04-23 01:00 | 0.74877
NewNuke | 2018-04-23 02:00 | 0.75432
NewNuke | 2018-04-23 03:00 | 0.74877
NewNuke | 2018-04-23 04:00 | 0.75432
NewNuke | 2018-04-23 05:00 | 0.75432
NewNuke | 2018-04-23 06:00 | 0.74133
NewNuke | 2018-04-23 07:00 | 0.74133
NewNuke | 2018-04-23 08:00 | 0.74133
NewNuke | 2018-04-23 09:00 | 0.74133
NewNuke | 2018-04-23 10:00 | 0.74133
NewNuke | 2018-04-23 11:00 | 0.74133
NewNuke | 2018-04-23 12:00 | 0.74133
NewNuke | 2018-04-23 13:00 | 0.74133
NewNuke | 2018-04-23 14:00 | 0.74133
NewNuke | 2018-04-23 15:00 | 0.74133
NewNuke | 2018-04-23 16:00 | 0.73886
NewNuke | 2018-04-23 17:00 | 0.73886
NewNuke | 2018-04-23 18:00 | 0.75432
NewNuke | 2018-04-23 19:00 | 0.75432
NewNuke | 2018-04-23 20:00 | 0.75432
NewNuke | 2018-04-23 21:00 | 0.75432
NewNuke | 2018-04-23 22:00 | 0.75432
NewNuke | 2018-04-23 23:00 | 0.75432
NewNuke | 2018-04-24 | 0.75432
NewNuke | 2018-04-24 01:00 | 0.75432
NewNuke | 2018-04-24 02:00 | 0.75432
NewNuke | 2018-04-24 03:00 | 0.75432
NewNuke | 2018-04-24 04:00 | 0.75432
NewNuke | 2018-04-24 05:00 | 0.75432
NewNuke | 2018-04-24 06:00 | 0.75432
NewNuke | 2018-04-24 07:00 | 0.75432
NewNuke | 2018-04-24 08:00 | 0.75432
NewNuke | 2018-04-24 09:00 | 0.75432
NewNuke | 2018-04-24 10:00 | 0.75432
NewNuke | 2018-04-24 11:00 | 0.75432
NewNuke | 2018-04-24 12:00 | 0.75432
NewNuke | 2018-04-24 13:00 | 0.75432
NewNuke | 2018-04-24 14:00 | 0.75432
NewNuke | 2018-04-24 15:00 | 0.75432
NewNuke | 2018-04-24 16:00 | 0.75432
NewNuke | 2018-04-24 17:00 | 0.75432
NewNuke | 2018-04-24 18:00 | 0.75432
NewNuke | 2018-04-24 19:00 | 0.75432
NewNuke | 2018-04-24 20:00 | 0.75432
NewNuke | 2018-04-24 21:00 | 0.75432
NewNuke | 2018-04-24 22:00 | 0.75432
NewNuke | 2018-04-24 23:00 | 0.75432
NewNuke | 2018-04-25 | 0.75432
NewNuke | 2018-04-25 01:00 | 0.75432
NewNuke | 2018-04-25 02:00 | 0.75432
NewNuke | 2018-04-25 03:00 | 0.75432
NewNuke | 2018-04-25 04:00 | 0.75432
NewNuke | 2018-04-25 05:00 | 0.75432
NewNuke | 2018-04-25 06:00 | 0.75432
NewNuke | 2018-04-25 07:00 | 0.75432
NewNuke | 2018-04-25 08:00 | 0.75432
NewNuke | 2018-04-25 09:00 | 0.75432
NewNuke | 2018-04-25 10:00 | 0.75432
NewNuke | 2018-04-25 11:00 | 0.75432
NewNuke | 2018-04-25 12:00 | 0.75432
NewNuke | 2018-04-25 13:00 | 0.75432
NewNuke | 2018-04-25 14:00 | 0.75432
NewNuke | 2018-04-25 15:00 | 0.75432
NewNuke | 2018-04-25 16:00 | 0.75432
NewNuke | 2018-04-25 17:00 | 0.75432
NewNuke | 2018-04-25 18:00 | 0.7399
NewNuke | 2018-04-25 19:00 | 0.7399
NewNuke | 2018-04-25 20:00 | 0.7399
NewNuke | 2018-04-25 21:00 | 0.7399
NewNuke | 2018-04-25 22:00 | 0.7399
NewNuke | 2018-04-25 23:00 | 0.7399
NewNuke | 2018-04-26 | 0.7399
NewNuke | 2018-04-26 01:00 | 0.7399
NewNuke | 2018-04-26 02:00 | 0.7399
NewNuke | 2018-04-26 03:00 | 0.7399
NewNuke | 2018-04-26 04:00 | 0.7399
NewNuke | 2018-04-26 05:00 | 0.75432
NewNuke | 2018-04-26 06:00 | 0.75432
NewNuke | 2018-04-26 07:00 | 0.75432
NewNuke | 2018-04-26 08:00 | 0.74624
NewNuke | 2018-04-26 09:00 | 0.74624
NewNuke | 2018-04-26 10:00 | 0.74624
NewNuke | 2018-04-26 11:00 | 0.74624
NewNuke | 2018-04-26 12:00 | 0.74624
NewNuke | 2018-04-26 13:00 | 0.74117
NewNuke | 2018-04-26 14:00 | 0.74925
NewNuke | 2018-04-26 15:00 | 0.74925
NewNuke | 2018-04-26 16:00 | 0.74925
NewNuke | 2018-04-26 17:00 | 0.74925
NewNuke | 2018-04-26 18:00 | 0.74925
NewNuke | 2018-04-26 19:00 | 0.76374
NewNuke | 2018-04-26 20:00 | 0.76374
NewNuke | 2018-04-26 21:00 | 0.76374
NewNuke | 2018-04-26 22:00 | 0.76374
NewNuke | 2018-04-26 23:00 | 0.76374
NewNuke | 2018-04-27 | 0.76374
NewNuke | 2018-04-27 01:00 | 0.76374
NewNuke | 2018-04-27 02:00 | 0.76881
NewNuke | 2018-04-27 03:00 | 0.76881
NewNuke | 2018-04-27 04:00 | 0.76881
NewNuke | 2018-04-27 05:00 | 0.76881
NewNuke | 2018-04-27 06:00 | 0.76881
NewNuke | 2018-04-27 07:00 | 0.76881
NewNuke | 2018-04-27 08:00 | 0.76605
NewNuke | 2018-04-27 09:00 | 0.77809
NewNuke | 2018-04-27 10:00 | 0.78085
NewNuke | 2018-04-27 11:00 | 0.78085
NewNuke | 2018-04-27 12:00 | 0.78085
NewNuke | 2018-04-27 13:00 | 0.78085
NewNuke | 2018-04-27 14:00 | 0.78085
NewNuke | 2018-04-27 15:00 | 0.78085
NewNuke | 2018-04-27 16:00 | 0.78085
NewNuke | 2018-04-27 17:00 | 0.78085
NewNuke | 2018-04-27 18:00 | 0.78085
NewNuke | 2018-04-27 19:00 | 0.78085
NewNuke | 2018-04-27 20:00 | 0.78085
NewNuke | 2018-04-27 21:00 | 0.78085
NewNuke | 2018-04-27 22:00 | 0.78085
NewNuke | 2018-04-27 23:00 | 0.78085
NewNuke | 2018-04-28 | 0.75562
NewNuke | 2018-04-28 01:00 | 0.75562
NewNuke | 2018-04-28 02:00 | 0.73201
NewNuke | 2018-04-28 03:00 | 0.71087
NewNuke | 2018-04-28 04:00 | 0.71609
NewNuke | 2018-04-28 05:00 | 0.71609
NewNuke | 2018-04-28 06:00 | 0.72362
NewNuke | 2018-04-28 07:00 | 0.72362
NewNuke | 2018-04-28 08:00 | 0.72362
NewNuke | 2018-04-28 09:00 | 0.72362
NewNuke | 2018-04-28 10:00 | 0.72362
NewNuke | 2018-04-28 11:00 | 0.72362
NewNuke | 2018-04-28 12:00 | 0.70287
NewNuke | 2018-04-28 13:00 | 0.70287
NewNuke | 2018-04-28 14:00 | 0.70287
NewNuke | 2018-04-28 15:00 | 0.70287
NewNuke | 2018-04-28 16:00 | 0.70287
NewNuke | 2018-04-28 17:00 | 0.70287
NewNuke | 2018-04-28 18:00 | 0.70287
NewNuke | 2018-04-28 19:00 | 0.70287
NewNuke | 2018-04-28 20:00 | 0.70287
NewNuke | 2018-04-28 21:00 | 0.70287
NewNuke | 2018-04-28 22:00 | 0.70287
NewNuke | 2018-04-28 23:00 | 0.70287
NewNuke | 2018-04-29 | 0.70287
NewNuke | 2018-04-29 01:00 | 0.70287
NewNuke | 2018-04-29 02:00 | 0.70287
NewNuke | 2018-04-29 03:00 | 0.70287
NewNuke | 2018-04-29 04:00 | 0.6993
NewNuke | 2018-04-29 05:00 | 0.6993
NewNuke | 2018-04-29 06:00 | 0.70287
NewNuke | 2018-04-29 07:00 | 0.69732
NewNuke | 2018-04-29 08:00 | 0.69732
NewNuke | 2018-04-29 09:00 | 0.69732
NewNuke | 2018-04-29 10:00 | 0.68623
NewNuke | 2018-04-29 11:00 | 0.68623
NewNuke | 2018-04-29 12:00 | 0.68623
NewNuke | 2018-04-29 13:00 | 0.68623
NewNuke | 2018-04-29 14:00 | 0.68623
NewNuke | 2018-04-29 15:00 | 0.69732
NewNuke | 2018-04-29 16:00 | 0.69732
NewNuke | 2018-04-29 17:00 | 0.69732
NewNuke | 2018-04-29 18:00 | 0.71847
NewNuke | 2018-04-29 19:00 | 0.71847
NewNuke | 2018-04-29 20:00 | 0.71847
NewNuke | 2018-04-29 21:00 | 0.71847
NewNuke | 2018-04-29 22:00 | 0.71847
NewNuke | 2018-04-29 23:00 | 0.71847
NewNuke | 2018-04-30 | 0.71847
NewNuke | 2018-04-30 01:00 | 0.71847
NewNuke | 2018-04-30 02:00 | 0.72401
NewNuke | 2018-04-30 03:00 | 0.72401
NewNuke | 2018-04-30 04:00 | 0.72401
NewNuke | 2018-04-30 05:00 | 0.72401
NewNuke | 2018-04-30 06:00 | 0.72401
NewNuke | 2018-04-30 07:00 | 0.72401
NewNuke | 2018-04-30 08:00 | 0.72401
NewNuke | 2018-04-30 09:00 | 0.72401
NewNuke | 2018-04-30 10:00 | 0.72401
NewNuke | 2018-04-30 11:00 | 0.72401
NewNuke | 2018-04-30 12:00 | 0.72401
NewNuke | 2018-04-30 13:00 | 0.72401
NewNuke | 2018-04-30 14:00 | 0.72401
NewNuke | 2018-04-30 15:00 | 0.72401
NewNuke | 2018-04-30 16:00 | 0.72401
NewNuke | 2018-04-30 17:00 | 0.72401
NewNuke | 2018-04-30 18:00 | 0.72401
NewNuke | 2018-04-30 19:00 | 0.72401
NewNuke | 2018-04-30 20:00 | 0.72401
NewNuke | 2018-04-30 21:00 | 0.72401
NewNuke | 2018-04-30 22:00 | 0.72401
NewNuke | 2018-04-30 23:00 | 0.72401
NewNuke | 2018-05-01 | 0.72401
NewNuke | 2018-05-01 01:00 | 0.72401
NewNuke | 2018-05-01 02:00 | 0.72401
NewNuke | 2018-05-01 03:00 | 0.72401
NewNuke | 2018-05-01 04:00 | 0.72401
NewNuke | 2018-05-01 05:00 | 0.72401
NewNuke | 2018-05-01 06:00 | 0.72401
NewNuke | 2018-05-01 07:00 | 0.72401
NewNuke | 2018-05-01 08:00 | 0.72401
NewNuke | 2018-05-01 09:00 | 0.72401
NewNuke | 2018-05-01 10:00 | 0.72401
NewNuke | 2018-05-01 11:00 | 0.72401
NewNuke | 2018-05-01 12:00 | 0.72401
NewNuke | 2018-05-01 13:00 | 0.72401
NewNuke | 2018-05-01 14:00 | 0.72401
NewNuke | 2018-05-01 15:00 | 0.7195
NewNuke | 2018-05-01 16:00 | 0.7195
NewNuke | 2018-05-01 17:00 | 0.7195
NewNuke | 2018-05-01 18:00 | 0.7195
NewNuke | 2018-05-01 19:00 | 0.7195
NewNuke | 2018-05-01 20:00 | 0.74716
NewNuke | 2018-05-01 21:00 | 0.74716
NewNuke | 2018-05-01 22:00 | 0.75028
NewNuke | 2018-05-01 23:00 | 0.75028
NewNuke | 2018-05-02 | 0.75028
NewNuke | 2018-05-02 01:00 | 0.75028
NewNuke | 2018-05-02 02:00 | 0.75028
NewNuke | 2018-05-02 03:00 | 0.75028
NewNuke | 2018-05-02 04:00 | 0.75028
NewNuke | 2018-05-02 05:00 | 0.75028
NewNuke | 2018-05-02 06:00 | 0.75028
NewNuke | 2018-05-02 07:00 | 0.75028
NewNuke | 2018-05-02 08:00 | 0.75028
NewNuke | 2018-05-02 09:00 | 0.75028
NewNuke | 2018-05-02 10:00 | 0.75028
NewNuke | 2018-05-02 11:00 | 0.75028
NewNuke | 2018-05-02 12:00 | 0.75479
NewNuke | 2018-05-02 13:00 | 0.75479
NewNuke | 2018-05-02 14:00 | 0.75479
NewNuke | 2018-05-02 15:00 | 0.75479
NewNuke | 2018-05-02 16:00 | 0.75479
NewNuke | 2018-05-02 17:00 | 0.75479
NewNuke | 2018-05-02 18:00 | 0.75479
NewNuke | 2018-05-02 19:00 | 0.75479
NewNuke | 2018-05-02 20:00 | 0.75479
NewNuke | 2018-05-02 21:00 | 0.75479
NewNuke | 2018-05-02 22:00 | 0.75479
NewNuke | 2018-05-02 23:00 | 0.77538
NewNuke | 2018-05-03 | 0.77538
NewNuke | 2018-05-03 01:00 | 0.76319
NewNuke | 2018-05-03 02:00 | 0.76319
NewNuke | 2018-05-03 03:00 | 0.76319
NewNuke | 2018-05-03 04:00 | 0.76319
NewNuke | 2018-05-03 05:00 | 0.76319
NewNuke | 2018-05-03 06:00 | 0.76319
NewNuke | 2018-05-03 07:00 | 0.76319
NewNuke | 2018-05-03 08:00 | 0.7464
NewNuke | 2018-05-03 09:00 | 0.7464
NewNuke | 2018-05-03 10:00 | 0.7464
NewNuke | 2018-05-03 11:00 | 0.7464
NewNuke | 2018-05-03 12:00 | 0.7464
NewNuke | 2018-05-03 13:00 | 0.7464
NewNuke | 2018-05-03 14:00 | 0.7464
NewNuke | 2018-05-03 15:00 | 0.7464
NewNuke | 2018-05-03 16:00 | 0.7464
NewNuke | 2018-05-03 17:00 | 0.75859
NewNuke | 2018-05-03 18:00 | 0.754
NewNuke | 2018-05-03 19:00 | 0.754
NewNuke | 2018-05-03 20:00 | 0.75859
NewNuke | 2018-05-03 21:00 | 0.77538
NewNuke | 2018-05-03 22:00 | 0.77538
NewNuke | 2018-05-03 23:00 | 0.77538
NewNuke | 2018-05-04 | 0.77538
NewNuke | 2018-05-04 01:00 | 0.77538
NewNuke | 2018-05-04 02:00 | 0.77538
NewNuke | 2018-05-04 03:00 | 0.77538
NewNuke | 2018-05-04 04:00 | 0.77538
NewNuke | 2018-05-04 05:00 | 0.77538
NewNuke | 2018-05-04 06:00 | 0.77538
NewNuke | 2018-05-04 07:00 | 0.77538
NewNuke | 2018-05-04 08:00 | 0.77538
NewNuke | 2018-05-04 09:00 | 0.77538
NewNuke | 2018-05-04 10:00 | 0.77263
NewNuke | 2018-05-04 11:00 | 0.77263
NewNuke | 2018-05-04 12:00 | 0.77538
NewNuke | 2018-05-04 13:00 | 0.77538
NewNuke | 2018-05-04 14:00 | 0.77538
NewNuke | 2018-05-04 15:00 | 0.77538
NewNuke | 2018-05-04 16:00 | 0.77538
NewNuke | 2018-05-04 17:00 | 0.77538
NewNuke | 2018-05-04 18:00 | 0.77538
NewNuke | 2018-05-04 19:00 | 0.77538
NewNuke | 2018-05-04 20:00 | 0.77538
NewNuke | 2018-05-04 21:00 | 0.77538
NewNuke | 2018-05-04 22:00 | 0.77538
NewNuke | 2018-05-04 23:00 | 0.77538
NewNuke | 2018-05-05 | 0.70196
NewNuke | 2018-05-05 01:00 | 0.70196
NewNuke | 2018-05-05 02:00 | 0.68121
NewNuke | 2018-05-05 03:00 | 0.68121
NewNuke | 2018-05-05 04:00 | 0.66015
NewNuke | 2018-05-05 05:00 | 0.66015
NewNuke | 2018-05-05 06:00 | 0.64811
NewNuke | 2018-05-05 07:00 | 0.64811
NewNuke | 2018-05-05 08:00 | 0.64811
NewNuke | 2018-05-05 09:00 | 0.64811
NewNuke | 2018-05-05 10:00 | 0.64811
NewNuke | 2018-05-05 11:00 | 0.64811
NewNuke | 2018-05-05 12:00 | 0.64811
NewNuke | 2018-05-05 13:00 | 0.64811
NewNuke | 2018-05-05 14:00 | 0.64811
NewNuke | 2018-05-05 15:00 | 0.64811
NewNuke | 2018-05-05 16:00 | 0.64811
NewNuke | 2018-05-05 17:00 | 0.6626
NewNuke | 2018-05-05 18:00 | 0.6626
NewNuke | 2018-05-05 19:00 | 0.6626
NewNuke | 2018-05-05 20:00 | 0.6626
NewNuke | 2018-05-05 21:00 | 0.6626
NewNuke | 2018-05-05 22:00 | 0.6626
NewNuke | 2018-05-05 23:00 | 0.65151
NewNuke | 2018-05-06 | 0.65151
NewNuke | 2018-05-06 01:00 | 0.65151
NewNuke | 2018-05-06 02:00 | 0.65151
NewNuke | 2018-05-06 03:00 | 0.65151
NewNuke | 2018-05-06 04:00 | 0.65151
NewNuke | 2018-05-06 05:00 | 0.65151
NewNuke | 2018-05-06 06:00 | 0.65151
NewNuke | 2018-05-06 07:00 | 0.65151
NewNuke | 2018-05-06 08:00 | 0.65151
NewNuke | 2018-05-06 09:00 | 0.65151
NewNuke | 2018-05-06 10:00 | 0.65151
NewNuke | 2018-05-06 11:00 | 0.65151
NewNuke | 2018-05-06 12:00 | 0.65151
NewNuke | 2018-05-06 13:00 | 0.67527
NewNuke | 2018-05-06 14:00 | 0.67527
NewNuke | 2018-05-06 15:00 | 0.67527
NewNuke | 2018-05-06 16:00 | 0.67812
NewNuke | 2018-05-06 17:00 | 0.68636
NewNuke | 2018-05-06 18:00 | 0.68636
NewNuke | 2018-05-06 19:00 | 0.68636
NewNuke | 2018-05-06 20:00 | 0.68636
NewNuke | 2018-05-06 21:00 | 0.68636
NewNuke | 2018-05-06 22:00 | 0.68636
NewNuke | 2018-05-06 23:00 | 0.68636
NewNuke | 2018-05-07 | 0.68636
NewNuke | 2018-05-07 01:00 | 0.68636
NewNuke | 2018-05-07 02:00 | 0.68636
NewNuke | 2018-05-07 03:00 | 0.68636
NewNuke | 2018-05-07 04:00 | 0.68636
NewNuke | 2018-05-07 05:00 | 0.68636
NewNuke | 2018-05-07 06:00 | 0.68636
NewNuke | 2018-05-07 07:00 | 0.68636
NewNuke | 2018-05-07 08:00 | 0.68636
NewNuke | 2018-05-07 09:00 | 0.68636
NewNuke | 2018-05-07 10:00 | 0.68636
NewNuke | 2018-05-07 11:00 | 0.68636
NewNuke | 2018-05-07 12:00 | 0.67955
NewNuke | 2018-05-07 13:00 | 0.67955
NewNuke | 2018-05-07 14:00 | 0.67955
NewNuke | 2018-05-07 15:00 | 0.67955
NewNuke | 2018-05-07 16:00 | 0.67955
NewNuke | 2018-05-07 17:00 | 0.67955
NewNuke | 2018-05-07 18:00 | 0.67955
NewNuke | 2018-05-07 19:00 | 0.67955
NewNuke | 2018-05-07 20:00 | 0.68636
NewNuke | 2018-05-07 21:00 | 0.68636
NewNuke | 2018-05-07 22:00 | 0.68636
NewNuke | 2018-05-07 23:00 | 0.68636
NewNuke | 2018-05-08 | 0.68636
NewNuke | 2018-05-08 01:00 | 0.66529
NewNuke | 2018-05-08 02:00 | 0.68636
NewNuke | 2018-05-08 03:00 | 0.68636
NewNuke | 2018-05-08 04:00 | 0.68636
NewNuke | 2018-05-08 05:00 | 0.68636
NewNuke | 2018-05-08 06:00 | 0.68636
NewNuke | 2018-05-08 07:00 | 0.68636
NewNuke | 2018-05-08 08:00 | 0.68636
NewNuke | 2018-05-08 09:00 | 0.68636
NewNuke | 2018-05-08 10:00 | 0.68636
NewNuke | 2018-05-08 11:00 | 0.68636
NewNuke | 2018-05-08 12:00 | 0.68636
NewNuke | 2018-05-08 13:00 | 0.68636
NewNuke | 2018-05-08 14:00 | 0.68636
NewNuke | 2018-05-08 15:00 | 0.68636
NewNuke | 2018-05-08 16:00 | 0.68636
NewNuke | 2018-05-08 17:00 | 0.68636
NewNuke | 2018-05-08 18:00 | 0.68636
NewNuke | 2018-05-08 19:00 | 0.68636
NewNuke | 2018-05-08 20:00 | 0.68636
NewNuke | 2018-05-08 21:00 | 0.68636
NewNuke | 2018-05-08 22:00 | 0.68636
NewNuke | 2018-05-08 23:00 | 0.68636
NewNuke | 2018-05-09 | 0.68636
NewNuke | 2018-05-09 01:00 | 0.68636
NewNuke | 2018-05-09 02:00 | 0.68636
NewNuke | 2018-05-09 03:00 | 0.68636
NewNuke | 2018-05-09 04:00 | 0.68636
NewNuke | 2018-05-09 05:00 | 0.68636
NewNuke | 2018-05-09 06:00 | 0.68636
NewNuke | 2018-05-09 07:00 | 0.68636
NewNuke | 2018-05-09 08:00 | 0.68636
NewNuke | 2018-05-09 09:00 | 0.68636
NewNuke | 2018-05-09 10:00 | 0.68636
NewNuke | 2018-05-09 11:00 | 0.68636
NewNuke | 2018-05-09 12:00 | 0.68636
NewNuke | 2018-05-09 13:00 | 0.68636
NewNuke | 2018-05-09 14:00 | 0.68636
NewNuke | 2018-05-09 15:00 | 0.68636
NewNuke | 2018-05-09 16:00 | 0.68636
NewNuke | 2018-05-09 17:00 | 0.68636
NewNuke | 2018-05-09 18:00 | 0.68636
NewNuke | 2018-05-09 19:00 | 0.68636
NewNuke | 2018-05-09 20:00 | 0.68636
NewNuke | 2018-05-09 21:00 | 0.68636
NewNuke | 2018-05-09 22:00 | 0.68636
NewNuke | 2018-05-09 23:00 | 0.68636
NewNuke | 2018-05-10 | 0.6843
NewNuke | 2018-05-10 01:00 | 0.67095
NewNuke | 2018-05-10 02:00 | 0.65645
NewNuke | 2018-05-10 03:00 | 0.66981
NewNuke | 2018-05-10 04:00 | 0.66981
NewNuke | 2018-05-10 05:00 | 0.66981
NewNuke | 2018-05-10 06:00 | 0.66981
NewNuke | 2018-05-10 07:00 | 0.66981
NewNuke | 2018-05-10 08:00 | 0.66981
NewNuke | 2018-05-10 09:00 | 0.66981
NewNuke | 2018-05-10 10:00 | 0.66981
NewNuke | 2018-05-10 11:00 | 0.66981
NewNuke | 2018-05-10 12:00 | 0.66981
NewNuke | 2018-05-10 13:00 | 0.66981
NewNuke | 2018-05-10 14:00 | 0.68256
NewNuke | 2018-05-10 15:00 | 0.68256
NewNuke | 2018-05-10 16:00 | 0.68256
NewNuke | 2018-05-10 17:00 | 0.68256
NewNuke | 2018-05-10 18:00 | 0.68256
NewNuke | 2018-05-10 19:00 | 0.68256
NewNuke | 2018-05-10 20:00 | 0.68256
NewNuke | 2018-05-10 21:00 | 0.68256
NewNuke | 2018-05-10 22:00 | 0.68256
NewNuke | 2018-05-10 23:00 | 0.68256
NewNuke | 2018-05-11 | 0.69705
NewNuke | 2018-05-11 01:00 | 0.69705
NewNuke | 2018-05-11 02:00 | 0.69705
NewNuke | 2018-05-11 03:00 | 0.69705
NewNuke | 2018-05-11 04:00 | 0.69705
NewNuke | 2018-05-11 05:00 | 0.69705
NewNuke | 2018-05-11 06:00 | 0.69705
NewNuke | 2018-05-11 07:00 | 0.69705
NewNuke | 2018-05-11 08:00 | 0.69705
NewNuke | 2018-05-11 09:00 | 0.69705
NewNuke | 2018-05-11 10:00 | 0.69705
NewNuke | 2018-05-11 11:00 | 0.69705
NewNuke | 2018-05-11 12:00 | 0.69705
NewNuke | 2018-05-11 13:00 | 0.69705
NewNuke | 2018-05-11 14:00 | 0.69705
NewNuke | 2018-05-11 15:00 | 0.69705
NewNuke | 2018-05-11 16:00 | 0.69705
NewNuke | 2018-05-11 17:00 | 0.69705
NewNuke | 2018-05-11 18:00 | 0.69705
NewNuke | 2018-05-11 19:00 | 0.69705
NewNuke | 2018-05-11 20:00 | 0.69705
NewNuke | 2018-05-11 21:00 | 0.69705
NewNuke | 2018-05-11 22:00 | 0.69705
NewNuke | 2018-05-11 23:00 | 0.69705
NewNuke | 2018-05-12 | 0.69705
NewNuke | 2018-05-12 01:00 | 0.69705
NewNuke | 2018-05-12 02:00 | 0.69705
NewNuke | 2018-05-12 03:00 | 0.69705
NewNuke | 2018-05-12 04:00 | 0.69705
NewNuke | 2018-05-12 05:00 | 0.69705
NewNuke | 2018-05-12 06:00 | 0.69705
NewNuke | 2018-05-12 07:00 | 0.69705
NewNuke | 2018-05-12 08:00 | 0.69705
NewNuke | 2018-05-12 09:00 | 0.69705
NewNuke | 2018-05-12 10:00 | 0.69705
NewNuke | 2018-05-12 11:00 | 0.69705
NewNuke | 2018-05-12 12:00 | 0.69705
NewNuke | 2018-05-12 13:00 | 0.68573
NewNuke | 2018-05-12 14:00 | 0.68573
NewNuke | 2018-05-12 15:00 | 0.68573
NewNuke | 2018-05-12 16:00 | 0.69705
NewNuke | 2018-05-12 17:00 | 0.69705
NewNuke | 2018-05-12 18:00 | 0.69705
NewNuke | 2018-05-12 19:00 | 0.69705
NewNuke | 2018-05-12 20:00 | 0.69705
NewNuke | 2018-05-12 21:00 | 0.69705
NewNuke | 2018-05-12 22:00 | 0.6942
NewNuke | 2018-05-12 23:00 | 0.6942
NewNuke | 2018-05-13 | 0.69705
NewNuke | 2018-05-13 01:00 | 0.69705
NewNuke | 2018-05-13 02:00 | 0.69705
NewNuke | 2018-05-13 03:00 | 0.69705
NewNuke | 2018-05-13 04:00 | 0.68319
NewNuke | 2018-05-13 05:00 | 0.68319
NewNuke | 2018-05-13 06:00 | 0.68319
NewNuke | 2018-05-13 07:00 | 0.68319
NewNuke | 2018-05-13 08:00 | 0.68319
NewNuke | 2018-05-13 09:00 | 0.68319
NewNuke | 2018-05-13 10:00 | 0.69705
NewNuke | 2018-05-13 11:00 | 0.69705
NewNuke | 2018-05-13 12:00 | 0.69705
NewNuke | 2018-05-13 13:00 | 0.69705
NewNuke | 2018-05-13 14:00 | 0.69705
NewNuke | 2018-05-13 15:00 | 0.69705
NewNuke | 2018-05-13 16:00 | 0.69705
NewNuke | 2018-05-13 17:00 | 0.69705
NewNuke | 2018-05-13 18:00 | 0.68589
NewNuke | 2018-05-13 19:00 | 0.68589
NewNuke | 2018-05-13 20:00 | 0.68589
NewNuke | 2018-05-13 21:00 | 0.68589
NewNuke | 2018-05-13 22:00 | 0.68589
NewNuke | 2018-05-13 23:00 | 0.68589
NewNuke | 2018-05-14 | 0.71281
NewNuke | 2018-05-14 01:00 | 0.71281
NewNuke | 2018-05-14 02:00 | 0.74806
NewNuke | 2018-05-14 03:00 | 0.75044
NewNuke | 2018-05-14 04:00 | 0.75044
NewNuke | 2018-05-14 05:00 | 0.75044
NewNuke | 2018-05-14 06:00 | 0.75044
NewNuke | 2018-05-14 07:00 | 0.75044
NewNuke | 2018-05-14 08:00 | 0.73333
NewNuke | 2018-05-14 09:00 | 0.73333
NewNuke | 2018-05-14 10:00 | 0.73333
NewNuke | 2018-05-14 11:00 | 0.73333
NewNuke | 2018-05-14 12:00 | 0.73333
NewNuke | 2018-05-14 13:00 | 0.73333
NewNuke | 2018-05-14 14:00 | 0.76216
NewNuke | 2018-05-14 15:00 | 0.76216
NewNuke | 2018-05-14 16:00 | 0.76216
NewNuke | 2018-05-14 17:00 | 0.76216
NewNuke | 2018-05-14 18:00 | 0.76216
NewNuke | 2018-05-14 19:00 | 0.76216
NewNuke | 2018-05-14 20:00 | 0.76216
NewNuke | 2018-05-14 21:00 | 0.76216
NewNuke | 2018-05-14 22:00 | 0.76216
NewNuke | 2018-05-14 23:00 | 0.76216
NewNuke | 2018-05-15 | 0.76216
NewNuke | 2018-05-15 01:00 | 0.76216
NewNuke | 2018-05-15 02:00 | 0.76216
NewNuke | 2018-05-15 03:00 | 0.76216
NewNuke | 2018-05-15 04:00 | 0.76216
NewNuke | 2018-05-15 05:00 | 0.76216
NewNuke | 2018-05-15 06:00 | 0.76216
NewNuke | 2018-05-15 07:00 | 0.76216
NewNuke | 2018-05-15 08:00 | 0.76382
NewNuke | 2018-05-15 09:00 | 0.76382
NewNuke | 2018-05-15 10:00 | 0.76382
NewNuke | 2018-05-15 11:00 | 0.76382
NewNuke | 2018-05-15 12:00 | 0.76382
NewNuke | 2018-05-15 13:00 | 0.76382
NewNuke | 2018-05-15 14:00 | 0.76097
NewNuke | 2018-05-15 15:00 | 0.76097
NewNuke | 2018-05-15 16:00 | 0.76097
NewNuke | 2018-05-15 17:00 | 0.76097
NewNuke | 2018-05-15 18:00 | 0.76097
NewNuke | 2018-05-15 19:00 | 0.76097
NewNuke | 2018-05-15 20:00 | 0.76097
NewNuke | 2018-05-15 21:00 | 0.76097
NewNuke | 2018-05-15 22:00 | 0.76097
NewNuke | 2018-05-15 23:00 | 0.76097
NewNuke | 2018-05-16 | 0.76097
NewNuke | 2018-05-16 01:00 | 0.76097
NewNuke | 2018-05-16 02:00 | 0.76097
NewNuke | 2018-05-16 03:00 | 0.76097
NewNuke | 2018-05-16 04:00 | 0.76097
NewNuke | 2018-05-16 05:00 | 0.76097
NewNuke | 2018-05-16 06:00 | 0.76097
NewNuke | 2018-05-16 07:00 | 0.76097
NewNuke | 2018-05-16 08:00 | 0.76097
NewNuke | 2018-05-16 09:00 | 0.76097
NewNuke | 2018-05-16 10:00 | 0.76097
NewNuke | 2018-05-16 11:00 | 0.76097
NewNuke | 2018-05-16 12:00 | 0.76097
NewNuke | 2018-05-16 13:00 | 0.76097
NewNuke | 2018-05-16 14:00 | 0.76097
NewNuke | 2018-05-16 15:00 | 0.76097
NewNuke | 2018-05-16 16:00 | 0.76097
NewNuke | 2018-05-16 17:00 | 0.76097
NewNuke | 2018-05-16 18:00 | 0.76097
NewNuke | 2018-05-16 19:00 | 0.76097
NewNuke | 2018-05-16 20:00 | 0.76097
NewNuke | 2018-05-16 21:00 | 0.76097
NewNuke | 2018-05-16 22:00 | 0.76097
NewNuke | 2018-05-16 23:00 | 0.76097
NewNuke | 2018-05-17 | 0.75931
NewNuke | 2018-05-17 01:00 | 0.75931
NewNuke | 2018-05-17 02:00 | 0.75931
NewNuke | 2018-05-17 03:00 | 0.75931
NewNuke | 2018-05-17 04:00 | 0.75931
NewNuke | 2018-05-17 05:00 | 0.75931
NewNuke | 2018-05-17 06:00 | 0.75931
NewNuke | 2018-05-17 07:00 | 0.75931
NewNuke | 2018-05-17 08:00 | 0.75931
NewNuke | 2018-05-17 09:00 | 0.75931
NewNuke | 2018-05-17 10:00 | 0.75931
NewNuke | 2018-05-17 11:00 | 0.75931
NewNuke | 2018-05-17 12:00 | 0.75931
NewNuke | 2018-05-17 13:00 | 0.75931
NewNuke | 2018-05-17 14:00 | 0.75234
NewNuke | 2018-05-17 15:00 | 0.75234
NewNuke | 2018-05-17 16:00 | 0.75234
NewNuke | 2018-05-17 17:00 | 0.75234
NewNuke | 2018-05-17 18:00 | 0.75234
NewNuke | 2018-05-17 19:00 | 0.75234
NewNuke | 2018-05-17 20:00 | 0.75234
NewNuke | 2018-05-17 21:00 | 0.75234
NewNuke | 2018-05-17 22:00 | 0.75234
NewNuke | 2018-05-17 23:00 | 0.75234
NewNuke | 2018-05-18 | 0.75234
NewNuke | 2018-05-18 01:00 | 0.75234
NewNuke | 2018-05-18 02:00 | 0.75234
NewNuke | 2018-05-18 03:00 | 0.75234
NewNuke | 2018-05-18 04:00 | 0.75234
NewNuke | 2018-05-18 05:00 | 0.75234
NewNuke | 2018-05-18 06:00 | 0.75234
NewNuke | 2018-05-18 07:00 | 0.75234
NewNuke | 2018-05-18 08:00 | 0.7563
NewNuke | 2018-05-18 09:00 | 0.7563
NewNuke | 2018-05-18 10:00 | 0.7563
NewNuke | 2018-05-18 11:00 | 0.7563
NewNuke | 2018-05-18 12:00 | 0.7544
NewNuke | 2018-05-18 13:00 | 0.7544
NewNuke | 2018-05-18 14:00 | 0.7515
NewNuke | 2018-05-18 15:00 | 0.7515
NewNuke | 2018-05-18 16:00 | 0.7544
NewNuke | 2018-05-18 17:00 | 0.7563
NewNuke | 2018-05-18 18:00 | 0.7563
NewNuke | 2018-05-18 19:00 | 0.7563
NewNuke | 2018-05-18 20:00 | 0.7563
NewNuke | 2018-05-18 21:00 | 0.7563
NewNuke | 2018-05-18 22:00 | 0.7563
NewNuke | 2018-05-18 23:00 | 0.73523
NewNuke | 2018-05-19 | 0.72279
NewNuke | 2018-05-19 01:00 | 0.72279
NewNuke | 2018-05-19 02:00 | 0.70173
NewNuke | 2018-05-19 03:00 | 0.70474
NewNuke | 2018-05-19 04:00 | 0.70474
NewNuke | 2018-05-19 05:00 | 0.70474
NewNuke | 2018-05-19 06:00 | 0.70474
NewNuke | 2018-05-19 07:00 | 0.70227
NewNuke | 2018-05-19 08:00 | 0.70227
NewNuke | 2018-05-19 09:00 | 0.70227
NewNuke | 2018-05-19 10:00 | 0.68151
NewNuke | 2018-05-19 11:00 | 0.68151
NewNuke | 2018-05-19 12:00 | 0.68151
NewNuke | 2018-05-19 13:00 | 0.68399
NewNuke | 2018-05-19 14:00 | 0.68399
NewNuke | 2018-05-19 15:00 | 0.68399
NewNuke | 2018-05-19 16:00 | 0.68399
NewNuke | 2018-05-19 17:00 | 0.68399
NewNuke | 2018-05-19 18:00 | 0.68399
NewNuke | 2018-05-19 19:00 | 0.68399
NewNuke | 2018-05-19 20:00 | 0.68399
NewNuke | 2018-05-19 21:00 | 0.68399
NewNuke | 2018-05-19 22:00 | 0.68399
NewNuke | 2018-05-19 23:00 | 0.68399
NewNuke | 2018-05-20 | 0.68399
NewNuke | 2018-05-20 01:00 | 0.68399
NewNuke | 2018-05-20 02:00 | 0.66339
NewNuke | 2018-05-20 03:00 | 0.66339
NewNuke | 2018-05-20 04:00 | 0.64898
NewNuke | 2018-05-20 05:00 | 0.64898
NewNuke | 2018-05-20 06:00 | 0.64898
NewNuke | 2018-05-20 07:00 | 0.64898
NewNuke | 2018-05-20 08:00 | 0.64082
NewNuke | 2018-05-20 09:00 | 0.64082
NewNuke | 2018-05-20 10:00 | 0.64082
NewNuke | 2018-05-20 11:00 | 0.64082
NewNuke | 2018-05-20 12:00 | 0.64082
NewNuke | 2018-05-20 13:00 | 0.62387
NewNuke | 2018-05-20 14:00 | 0.62387
NewNuke | 2018-05-20 15:00 | 0.62387
NewNuke | 2018-05-20 16:00 | 0.62387
NewNuke | 2018-05-20 17:00 | 0.62387
NewNuke | 2018-05-20 18:00 | 0.62387
NewNuke | 2018-05-20 19:00 | 0.62387
NewNuke | 2018-05-20 20:00 | 0.62387
NewNuke | 2018-05-20 21:00 | 0.62387
NewNuke | 2018-05-20 22:00 | 0.62387
NewNuke | 2018-05-20 23:00 | 0.62387
NewNuke | 2018-05-21 | 0.62387
NewNuke | 2018-05-21 01:00 | 0.62387
NewNuke | 2018-05-21 02:00 | 0.62387
NewNuke | 2018-05-21 03:00 | 0.62387
NewNuke | 2018-05-21 04:00 | 0.62387
NewNuke | 2018-05-21 05:00 | 0.62387
NewNuke | 2018-05-21 06:00 | 0.62498
NewNuke | 2018-05-21 07:00 | 0.62498
NewNuke | 2018-05-21 08:00 | 0.63583
NewNuke | 2018-05-21 09:00 | 0.63583
NewNuke | 2018-05-21 10:00 | 0.63583
NewNuke | 2018-05-21 11:00 | 0.63583
NewNuke | 2018-05-21 12:00 | 0.63583
NewNuke | 2018-05-21 13:00 | 0.64399
NewNuke | 2018-05-21 14:00 | 0.64399
NewNuke | 2018-05-21 15:00 | 0.63005
NewNuke | 2018-05-21 16:00 | 0.62815
NewNuke | 2018-05-21 17:00 | 0.66363
NewNuke | 2018-05-21 18:00 | 0.68454
NewNuke | 2018-05-21 19:00 | 0.68628
NewNuke | 2018-05-21 20:00 | 0.69895
NewNuke | 2018-05-21 21:00 | 0.69895
NewNuke | 2018-05-21 22:00 | 0.69895
NewNuke | 2018-05-21 23:00 | 0.7159
NewNuke | 2018-05-22 | 0.7159
NewNuke | 2018-05-22 01:00 | 0.7159
NewNuke | 2018-05-22 02:00 | 0.7365
NewNuke | 2018-05-22 03:00 | 0.73079
NewNuke | 2018-05-22 04:00 | 0.73079
NewNuke | 2018-05-22 05:00 | 0.73079
NewNuke | 2018-05-22 06:00 | 0.73079
NewNuke | 2018-05-22 07:00 | 0.72921
NewNuke | 2018-05-22 08:00 | 0.72921
NewNuke | 2018-05-22 09:00 | 0.72921
NewNuke | 2018-05-22 10:00 | 0.70204
NewNuke | 2018-05-22 11:00 | 0.6961
NewNuke | 2018-05-22 12:00 | 0.6961
NewNuke | 2018-05-22 13:00 | 0.68058
NewNuke | 2018-05-22 14:00 | 0.67084
NewNuke | 2018-05-22 15:00 | 0.67084
NewNuke | 2018-05-22 16:00 | 0.67084
NewNuke | 2018-05-22 17:00 | 0.68636
NewNuke | 2018-05-22 18:00 | 0.68636
NewNuke | 2018-05-22 19:00 | 0.68636
NewNuke | 2018-05-22 20:00 | 0.68636
NewNuke | 2018-05-22 21:00 | 0.70204
NewNuke | 2018-05-22 22:00 | 0.68525
NewNuke | 2018-05-22 23:00 | 0.68525
NewNuke | 2018-05-23 | 0.68525
NewNuke | 2018-05-23 01:00 | 0.68525
NewNuke | 2018-05-23 02:00 | 0.6969
NewNuke | 2018-05-23 03:00 | 0.6969
NewNuke | 2018-05-23 04:00 | 0.6969
NewNuke | 2018-05-23 05:00 | 0.6969
NewNuke | 2018-05-23 06:00 | 0.73079
NewNuke | 2018-05-23 07:00 | 0.73079
NewNuke | 2018-05-23 08:00 | 0.73079
NewNuke | 2018-05-23 09:00 | 0.73079
NewNuke | 2018-05-23 10:00 | 0.73079
NewNuke | 2018-05-23 11:00 | 0.73079
NewNuke | 2018-05-23 12:00 | 0.73079
NewNuke | 2018-05-23 13:00 | 0.73079
NewNuke | 2018-05-23 14:00 | 0.73079
NewNuke | 2018-05-23 15:00 | 0.73079
NewNuke | 2018-05-23 16:00 | 0.73079
NewNuke | 2018-05-23 17:00 | 0.73079
NewNuke | 2018-05-23 18:00 | 0.73079
NewNuke | 2018-05-23 19:00 | 0.73079
NewNuke | 2018-05-23 20:00 | 0.73079
NewNuke | 2018-05-23 21:00 | 0.73079
NewNuke | 2018-05-23 22:00 | 0.73079
NewNuke | 2018-05-23 23:00 | 0.73079
NewNuke | 2018-05-24 | 0.73079
NewNuke | 2018-05-24 01:00 | 0.73079
NewNuke | 2018-05-24 02:00 | 0.73079
NewNuke | 2018-05-24 03:00 | 0.73079
NewNuke | 2018-05-24 04:00 | 0.73079
NewNuke | 2018-05-24 05:00 | 0.73079
NewNuke | 2018-05-24 06:00 | 0.73079
NewNuke | 2018-05-24 07:00 | 0.73079
NewNuke | 2018-05-24 08:00 | 0.73079
NewNuke | 2018-05-24 09:00 | 0.73079
NewNuke | 2018-05-24 10:00 | 0.73079
NewNuke | 2018-05-24 11:00 | 0.73079
NewNuke | 2018-05-24 12:00 | 0.73079
NewNuke | 2018-05-24 13:00 | 0.73079
NewNuke | 2018-05-24 14:00 | 0.73079
NewNuke | 2018-05-24 15:00 | 0.73079
NewNuke | 2018-05-24 16:00 | 0.73079
NewNuke | 2018-05-24 17:00 | 0.73079
NewNuke | 2018-05-24 18:00 | 0.73079
NewNuke | 2018-05-24 19:00 | 0.73079
NewNuke | 2018-05-24 20:00 | 0.73079
NewNuke | 2018-05-24 21:00 | 0.73079
NewNuke | 2018-05-24 22:00 | 0.73079
NewNuke | 2018-05-24 23:00 | 0.73079
NewNuke | 2018-05-25 | 0.73079
NewNuke | 2018-05-25 01:00 | 0.7167
NewNuke | 2018-05-25 02:00 | 0.7167
NewNuke | 2018-05-25 03:00 | 0.7167
NewNuke | 2018-05-25 04:00 | 0.7167
NewNuke | 2018-05-25 05:00 | 0.7167
NewNuke | 2018-05-25 06:00 | 0.7167
NewNuke | 2018-05-25 07:00 | 0.7167
NewNuke | 2018-05-25 08:00 | 0.7167
NewNuke | 2018-05-25 09:00 | 0.7167
NewNuke | 2018-05-25 10:00 | 0.71388
NewNuke | 2018-05-25 11:00 | 0.71388
NewNuke | 2018-05-25 12:00 | 0.7167
NewNuke | 2018-05-25 13:00 | 0.7167
NewNuke | 2018-05-25 14:00 | 0.7167
NewNuke | 2018-05-25 15:00 | 0.7167
NewNuke | 2018-05-25 16:00 | 0.7167
NewNuke | 2018-05-25 17:00 | 0.7167
NewNuke | 2018-05-25 18:00 | 0.7167
NewNuke | 2018-05-25 19:00 | 0.7167
NewNuke | 2018-05-25 20:00 | 0.7167
NewNuke | 2018-05-25 21:00 | 0.7167
NewNuke | 2018-05-25 22:00 | 0.69674
NewNuke | 2018-05-25 23:00 | 0.69674
NewNuke | 2018-05-26 | 0.65611
NewNuke | 2018-05-26 01:00 | 0.63496
NewNuke | 2018-05-26 02:00 | 0.63409
NewNuke | 2018-05-26 03:00 | 0.63409
NewNuke | 2018-05-26 04:00 | 0.62284
NewNuke | 2018-05-26 05:00 | 0.62284
NewNuke | 2018-05-26 06:00 | 0.62284
NewNuke | 2018-05-26 07:00 | 0.62284
NewNuke | 2018-05-26 08:00 | 0.60835
NewNuke | 2018-05-26 09:00 | 0.58776
NewNuke | 2018-05-26 10:00 | 0.58776
NewNuke | 2018-05-26 11:00 | 0.58776
NewNuke | 2018-05-26 12:00 | 0.58776
NewNuke | 2018-05-26 13:00 | 0.58776
NewNuke | 2018-05-26 14:00 | 0.58776
NewNuke | 2018-05-26 15:00 | 0.58776
NewNuke | 2018-05-26 16:00 | 0.58776
NewNuke | 2018-05-26 17:00 | 0.58776
NewNuke | 2018-05-26 18:00 | 0.599
NewNuke | 2018-05-26 19:00 | 0.599
NewNuke | 2018-05-26 20:00 | 0.599
NewNuke | 2018-05-26 21:00 | 0.599
NewNuke | 2018-05-26 22:00 | 0.599
NewNuke | 2018-05-26 23:00 | 0.599
NewNuke | 2018-05-27 | 0.599
NewNuke | 2018-05-27 01:00 | 0.599
NewNuke | 2018-05-27 02:00 | 0.599
NewNuke | 2018-05-27 03:00 | 0.599
NewNuke | 2018-05-27 04:00 | 0.62015
NewNuke | 2018-05-27 05:00 | 0.59956
NewNuke | 2018-05-27 06:00 | 0.61096
NewNuke | 2018-05-27 07:00 | 0.61096
NewNuke | 2018-05-27 08:00 | 0.61096
NewNuke | 2018-05-27 09:00 | 0.61096
NewNuke | 2018-05-27 10:00 | 0.61096
NewNuke | 2018-05-27 11:00 | 0.59528
NewNuke | 2018-05-27 12:00 | 0.60098
NewNuke | 2018-05-27 13:00 | 0.60098
NewNuke | 2018-05-27 14:00 | 0.60098
NewNuke | 2018-05-27 15:00 | 0.60098
NewNuke | 2018-05-27 16:00 | 0.60098
NewNuke | 2018-05-27 17:00 | 0.64217
NewNuke | 2018-05-27 18:00 | 0.67741
NewNuke | 2018-05-27 19:00 | 0.67741
NewNuke | 2018-05-27 20:00 | 0.66688
NewNuke | 2018-05-27 21:00 | 0.6702
NewNuke | 2018-05-27 22:00 | 0.6702
NewNuke | 2018-05-27 23:00 | 0.67741
NewNuke | 2018-05-28 | 0.67741
NewNuke | 2018-05-28 01:00 | 0.67741
NewNuke | 2018-05-28 02:00 | 0.69183
NewNuke | 2018-05-28 03:00 | 0.69183
NewNuke | 2018-05-28 04:00 | 0.69183
NewNuke | 2018-05-28 05:00 | 0.69183
NewNuke | 2018-05-28 06:00 | 0.69183
NewNuke | 2018-05-28 07:00 | 0.69183
NewNuke | 2018-05-28 08:00 | 0.69183
NewNuke | 2018-05-28 09:00 | 0.69183
NewNuke | 2018-05-28 10:00 | 0.69183
NewNuke | 2018-05-28 11:00 | 0.69183
NewNuke | 2018-05-28 12:00 | 0.69183
NewNuke | 2018-05-28 13:00 | 0.70592
NewNuke | 2018-05-28 14:00 | 0.70592
NewNuke | 2018-05-28 15:00 | 0.70592
NewNuke | 2018-05-28 16:00 | 0.71147
NewNuke | 2018-05-28 17:00 | 0.71147
NewNuke | 2018-05-28 18:00 | 0.71147
NewNuke | 2018-05-28 19:00 | 0.71147
NewNuke | 2018-05-28 20:00 | 0.71147
NewNuke | 2018-05-28 21:00 | 0.71147
NewNuke | 2018-05-28 22:00 | 0.71147
NewNuke | 2018-05-28 23:00 | 0.71147
NewNuke | 2018-05-29 | 0.71147
NewNuke | 2018-05-29 01:00 | 0.71147
NewNuke | 2018-05-29 02:00 | 0.71147
NewNuke | 2018-05-29 03:00 | 0.71147
NewNuke | 2018-05-29 04:00 | 0.71147
NewNuke | 2018-05-29 05:00 | 0.71147
NewNuke | 2018-05-29 06:00 | 0.71147
NewNuke | 2018-05-29 07:00 | 0.71147
NewNuke | 2018-05-29 08:00 | 0.71147
NewNuke | 2018-05-29 09:00 | 0.71147
NewNuke | 2018-05-29 10:00 | 0.71147
NewNuke | 2018-05-29 11:00 | 0.71147
NewNuke | 2018-05-29 12:00 | 0.71147
NewNuke | 2018-05-29 13:00 | 0.71147
NewNuke | 2018-05-29 14:00 | 0.71147
NewNuke | 2018-05-29 15:00 | 0.71147
NewNuke | 2018-05-29 16:00 | 0.71147
NewNuke | 2018-05-29 17:00 | 0.71147
NewNuke | 2018-05-29 18:00 | 0.71147
NewNuke | 2018-05-29 19:00 | 0.71147
NewNuke | 2018-05-29 20:00 | 0.71147
NewNuke | 2018-05-29 21:00 | 0.71147
NewNuke | 2018-05-29 22:00 | 0.71147
NewNuke | 2018-05-29 23:00 | 0.71147
NewNuke | 2018-05-30 | 0.71147
NewNuke | 2018-05-30 01:00 | 0.71147
NewNuke | 2018-05-30 02:00 | 0.71147
NewNuke | 2018-05-30 03:00 | 0.71147
NewNuke | 2018-05-30 04:00 | 0.71147
NewNuke | 2018-05-30 05:00 | 0.71147
NewNuke | 2018-05-30 06:00 | 0.71147
NewNuke | 2018-05-30 07:00 | 0.71147
NewNuke | 2018-05-30 08:00 | 0.71147
NewNuke | 2018-05-30 09:00 | 0.71147
NewNuke | 2018-05-30 10:00 | 0.71147
NewNuke | 2018-05-30 11:00 | 0.71147
NewNuke | 2018-05-30 12:00 | 0.71147
NewNuke | 2018-05-30 13:00 | 0.71147
NewNuke | 2018-05-30 14:00 | 0.71147
NewNuke | 2018-05-30 15:00 | 0.71147
NewNuke | 2018-05-30 16:00 | 0.71147
NewNuke | 2018-05-30 17:00 | 0.71147
NewNuke | 2018-05-30 18:00 | 0.71147
NewNuke | 2018-05-30 19:00 | 0.71147
NewNuke | 2018-05-30 20:00 | 0.71147
NewNuke | 2018-05-30 21:00 | 0.71147
NewNuke | 2018-05-30 22:00 | 0.71147
NewNuke | 2018-05-30 23:00 | 0.71147
NewNuke | 2018-05-31 | 0.71147
NewNuke | 2018-05-31 01:00 | 0.71147
NewNuke | 2018-05-31 02:00 | 0.71147
NewNuke | 2018-05-31 03:00 | 0.71147
NewNuke | 2018-05-31 04:00 | 0.71147
NewNuke | 2018-05-31 05:00 | 0.71147
NewNuke | 2018-05-31 06:00 | 0.71147
NewNuke | 2018-05-31 07:00 | 0.71147
NewNuke | 2018-05-31 08:00 | 0.71147
NewNuke | 2018-05-31 09:00 | 0.71147
NewNuke | 2018-05-31 10:00 | 0.71147
NewNuke | 2018-05-31 11:00 | 0.71147
NewNuke | 2018-05-31 12:00 | 0.71147
NewNuke | 2018-05-31 13:00 | 0.72541
NewNuke | 2018-05-31 14:00 | 0.72541
NewNuke | 2018-05-31 15:00 | 0.72541
NewNuke | 2018-05-31 16:00 | 0.72541
NewNuke | 2018-05-31 17:00 | 0.72541
NewNuke | 2018-05-31 18:00 | 0.72541
NewNuke | 2018-05-31 19:00 | 0.72541
NewNuke | 2018-05-31 20:00 | 0.72541
NewNuke | 2018-05-31 21:00 | 0.72541
NewNuke | 2018-05-31 22:00 | 0.72541
NewNuke | 2018-05-31 23:00 | 0.72541
NewNuke | 2018-06-01 | 0.71099
NewNuke | 2018-06-01 01:00 | 0.71099
NewNuke | 2018-06-01 02:00 | 0.71099
NewNuke | 2018-06-01 03:00 | 0.71099
NewNuke | 2018-06-01 04:00 | 0.71099
NewNuke | 2018-06-01 05:00 | 0.71099
NewNuke | 2018-06-01 06:00 | 0.71099
NewNuke | 2018-06-01 07:00 | 0.71099
NewNuke | 2018-06-01 08:00 | 0.71099
NewNuke | 2018-06-01 09:00 | 0.70809
NewNuke | 2018-06-01 10:00 | 0.70809
NewNuke | 2018-06-01 11:00 | 0.70809
NewNuke | 2018-06-01 12:00 | 0.71099
NewNuke | 2018-06-01 13:00 | 0.71099
NewNuke | 2018-06-01 14:00 | 0.71099
NewNuke | 2018-06-01 15:00 | 0.71099
NewNuke | 2018-06-01 16:00 | 0.71099
NewNuke | 2018-06-01 17:00 | 0.71099
NewNuke | 2018-06-01 18:00 | 0.71099
NewNuke | 2018-06-01 19:00 | 0.71099
NewNuke | 2018-06-01 20:00 | 0.71099
NewNuke | 2018-06-01 21:00 | 0.71099
NewNuke | 2018-06-01 22:00 | 0.71099
NewNuke | 2018-06-01 23:00 | 0.69808
NewNuke | 2018-06-02 | 0.68367
NewNuke | 2018-06-02 01:00 | 0.68367
NewNuke | 2018-06-02 02:00 | 0.66767
NewNuke | 2018-06-02 03:00 | 0.66767
NewNuke | 2018-06-02 04:00 | 0.68208
NewNuke | 2018-06-02 05:00 | 0.68023
NewNuke | 2018-06-02 06:00 | 0.68023
NewNuke | 2018-06-02 07:00 | 0.67152
NewNuke | 2018-06-02 08:00 | 0.66851
NewNuke | 2018-06-02 09:00 | 0.67152
NewNuke | 2018-06-02 10:00 | 0.67152
NewNuke | 2018-06-02 11:00 | 0.68023
NewNuke | 2018-06-02 12:00 | 0.68023
NewNuke | 2018-06-02 13:00 | 0.68023
NewNuke | 2018-06-02 14:00 | 0.68023
NewNuke | 2018-06-02 15:00 | 0.68023
NewNuke | 2018-06-02 16:00 | 0.68023
NewNuke | 2018-06-02 17:00 | 0.6965
NewNuke | 2018-06-02 18:00 | 0.6965
NewNuke | 2018-06-02 19:00 | 0.6965
NewNuke | 2018-06-02 20:00 | 0.69492
NewNuke | 2018-06-02 21:00 | 0.69492
NewNuke | 2018-06-02 22:00 | 0.69492
NewNuke | 2018-06-02 23:00 | 0.69187
NewNuke | 2018-06-03 | 0.69346
NewNuke | 2018-06-03 01:00 | 0.69346
NewNuke | 2018-06-03 02:00 | 0.69346
NewNuke | 2018-06-03 03:00 | 0.69346
NewNuke | 2018-06-03 04:00 | 0.69346
NewNuke | 2018-06-03 05:00 | 0.69346
NewNuke | 2018-06-03 06:00 | 0.69346
NewNuke | 2018-06-03 07:00 | 0.69346
NewNuke | 2018-06-03 08:00 | 0.69346
NewNuke | 2018-06-03 09:00 | 0.69346
NewNuke | 2018-06-03 10:00 | 0.69346
NewNuke | 2018-06-03 11:00 | 0.69346
NewNuke | 2018-06-03 12:00 | 0.69346
NewNuke | 2018-06-03 13:00 | 0.69346
NewNuke | 2018-06-03 14:00 | 0.69346
NewNuke | 2018-06-03 15:00 | 0.69346
NewNuke | 2018-06-03 16:00 | 0.69346
NewNuke | 2018-06-03 17:00 | 0.69346
NewNuke | 2018-06-03 18:00 | 0.69346
NewNuke | 2018-06-03 19:00 | 0.69346
NewNuke | 2018-06-03 20:00 | 0.69346
NewNuke | 2018-06-03 21:00 | 0.69346
NewNuke | 2018-06-03 22:00 | 0.69346
NewNuke | 2018-06-03 23:00 | 0.69346
NewNuke | 2018-06-04 | 0.69346
NewNuke | 2018-06-04 01:00 | 0.69346
NewNuke | 2018-06-04 02:00 | 0.67271
NewNuke | 2018-06-04 03:00 | 0.67271
NewNuke | 2018-06-04 04:00 | 0.67271
NewNuke | 2018-06-04 05:00 | 0.67575
NewNuke | 2018-06-04 06:00 | 0.67575
NewNuke | 2018-06-04 07:00 | 0.67575
NewNuke | 2018-06-04 08:00 | 0.67733
NewNuke | 2018-06-04 09:00 | 0.67733
NewNuke | 2018-06-04 10:00 | 0.67733
NewNuke | 2018-06-04 11:00 | 0.67733
NewNuke | 2018-06-04 12:00 | 0.67733
NewNuke | 2018-06-04 13:00 | 0.67733
NewNuke | 2018-06-04 14:00 | 0.67733
NewNuke | 2018-06-04 15:00 | 0.67733
NewNuke | 2018-06-04 16:00 | 0.67733
NewNuke | 2018-06-04 17:00 | 0.67733
NewNuke | 2018-06-04 18:00 | 0.67733
NewNuke | 2018-06-04 19:00 | 0.67733
NewNuke | 2018-06-04 20:00 | 0.67733
NewNuke | 2018-06-04 21:00 | 0.67733
NewNuke | 2018-06-04 22:00 | 0.67733
NewNuke | 2018-06-04 23:00 | 0.67733
NewNuke | 2018-06-05 | 0.67733
NewNuke | 2018-06-05 01:00 | 0.67733
NewNuke | 2018-06-05 02:00 | 0.67733
NewNuke | 2018-06-05 03:00 | 0.67733
NewNuke | 2018-06-05 04:00 | 0.67733
NewNuke | 2018-06-05 05:00 | 0.67733
NewNuke | 2018-06-05 06:00 | 0.67733
NewNuke | 2018-06-05 07:00 | 0.67733
NewNuke | 2018-06-05 08:00 | 0.67733
NewNuke | 2018-06-05 09:00 | 0.67733
NewNuke | 2018-06-05 10:00 | 0.67733
NewNuke | 2018-06-05 11:00 | 0.67733
NewNuke | 2018-06-05 12:00 | 0.67733
NewNuke | 2018-06-05 13:00 | 0.67733
NewNuke | 2018-06-05 14:00 | 0.67733
NewNuke | 2018-06-05 15:00 | 0.67733
NewNuke | 2018-06-05 16:00 | 0.67733
NewNuke | 2018-06-05 17:00 | 0.67733
NewNuke | 2018-06-05 18:00 | 0.67733
NewNuke | 2018-06-05 19:00 | 0.67733
NewNuke | 2018-06-05 20:00 | 0.67733
NewNuke | 2018-06-05 21:00 | 0.67733
NewNuke | 2018-06-05 22:00 | 0.67733
NewNuke | 2018-06-05 23:00 | 0.67733
NewNuke | 2018-06-06 | 0.67733
NewNuke | 2018-06-06 01:00 | 0.67733
NewNuke | 2018-06-06 02:00 | 0.67733
NewNuke | 2018-06-06 03:00 | 0.69808
NewNuke | 2018-06-06 04:00 | 0.67812
NewNuke | 2018-06-06 05:00 | 0.67812
NewNuke | 2018-06-06 06:00 | 0.67812
NewNuke | 2018-06-06 07:00 | 0.67812
NewNuke | 2018-06-06 08:00 | 0.67812
NewNuke | 2018-06-06 09:00 | 0.67812
NewNuke | 2018-06-06 10:00 | 0.67812
NewNuke | 2018-06-06 11:00 | 0.67812
NewNuke | 2018-06-06 12:00 | 0.67812
NewNuke | 2018-06-06 13:00 | 0.67812
NewNuke | 2018-06-06 14:00 | 0.67812
NewNuke | 2018-06-06 15:00 | 0.69808
NewNuke | 2018-06-06 16:00 | 0.69808
NewNuke | 2018-06-06 17:00 | 0.69808
NewNuke | 2018-06-06 18:00 | 0.69808
NewNuke | 2018-06-06 19:00 | 0.69808
NewNuke | 2018-06-06 20:00 | 0.69808
NewNuke | 2018-06-06 21:00 | 0.69808
NewNuke | 2018-06-06 22:00 | 0.69808
NewNuke | 2018-06-06 23:00 | 0.69808
NewNuke | 2018-06-07 | 0.69808
NewNuke | 2018-06-07 01:00 | 0.69808
NewNuke | 2018-06-07 02:00 | 0.68993
NewNuke | 2018-06-07 03:00 | 0.68993
NewNuke | 2018-06-07 04:00 | 0.68993
NewNuke | 2018-06-07 05:00 | 0.6878
NewNuke | 2018-06-07 06:00 | 0.6878
NewNuke | 2018-06-07 07:00 | 0.6878
NewNuke | 2018-06-07 08:00 | 0.6878
NewNuke | 2018-06-07 09:00 | 0.68993
NewNuke | 2018-06-07 10:00 | 0.68565
NewNuke | 2018-06-07 11:00 | 0.68565
NewNuke | 2018-06-07 12:00 | 0.68565
NewNuke | 2018-06-07 13:00 | 0.68565
NewNuke | 2018-06-07 14:00 | 0.68565
NewNuke | 2018-06-07 15:00 | 0.68391
NewNuke | 2018-06-07 16:00 | 0.68391
NewNuke | 2018-06-07 17:00 | 0.68391
NewNuke | 2018-06-07 18:00 | 0.68391
NewNuke | 2018-06-07 19:00 | 0.68391
NewNuke | 2018-06-07 20:00 | 0.68391
NewNuke | 2018-06-07 21:00 | 0.68391
NewNuke | 2018-06-07 22:00 | 0.68391
NewNuke | 2018-06-07 23:00 | 0.68715
NewNuke | 2018-06-08 | 0.68715
NewNuke | 2018-06-08 01:00 | 0.68715
NewNuke | 2018-06-08 02:00 | 0.68715
NewNuke | 2018-06-08 03:00 | 0.68715
NewNuke | 2018-06-08 04:00 | 0.68715
NewNuke | 2018-06-08 05:00 | 0.68715
NewNuke | 2018-06-08 06:00 | 0.68715
NewNuke | 2018-06-08 07:00 | 0.68715
NewNuke | 2018-06-08 08:00 | 0.68715
NewNuke | 2018-06-08 09:00 | 0.68715
NewNuke | 2018-06-08 10:00 | 0.68715
NewNuke | 2018-06-08 11:00 | 0.68715
NewNuke | 2018-06-08 12:00 | 0.69032
NewNuke | 2018-06-08 13:00 | 0.69032
NewNuke | 2018-06-08 14:00 | 0.69032
NewNuke | 2018-06-08 15:00 | 0.68747
NewNuke | 2018-06-08 16:00 | 0.69064
NewNuke | 2018-06-08 17:00 | 0.69064
NewNuke | 2018-06-08 18:00 | 0.69349
NewNuke | 2018-06-08 19:00 | 0.6828
NewNuke | 2018-06-08 20:00 | 0.6828
NewNuke | 2018-06-08 21:00 | 0.6828
NewNuke | 2018-06-08 22:00 | 0.6828
NewNuke | 2018-06-08 23:00 | 0.67607
NewNuke | 2018-06-09 | 0.66482
NewNuke | 2018-06-09 01:00 | 0.66482
NewNuke | 2018-06-09 02:00 | 0.66482
NewNuke | 2018-06-09 03:00 | 0.66482
NewNuke | 2018-06-09 04:00 | 0.66482
NewNuke | 2018-06-09 05:00 | 0.66482
NewNuke | 2018-06-09 06:00 | 0.66482
NewNuke | 2018-06-09 07:00 | 0.66482
NewNuke | 2018-06-09 08:00 | 0.6511
NewNuke | 2018-06-09 09:00 | 0.6511
NewNuke | 2018-06-09 10:00 | 0.66482
NewNuke | 2018-06-09 11:00 | 0.66482
NewNuke | 2018-06-09 12:00 | 0.66482
NewNuke | 2018-06-09 13:00 | 0.65032
NewNuke | 2018-06-09 14:00 | 0.65032
NewNuke | 2018-06-09 15:00 | 0.65032
NewNuke | 2018-06-09 16:00 | 0.65032
NewNuke | 2018-06-09 17:00 | 0.65032
NewNuke | 2018-06-09 18:00 | 0.65032
NewNuke | 2018-06-09 19:00 | 0.65032
NewNuke | 2018-06-09 20:00 | 0.66482
NewNuke | 2018-06-09 21:00 | 0.66482
NewNuke | 2018-06-09 22:00 | 0.66482
NewNuke | 2018-06-09 23:00 | 0.66482
NewNuke | 2018-06-10 | 0.66482
NewNuke | 2018-06-10 01:00 | 0.66482
NewNuke | 2018-06-10 02:00 | 0.66482
NewNuke | 2018-06-10 03:00 | 0.66482
NewNuke | 2018-06-10 04:00 | 0.65817
NewNuke | 2018-06-10 05:00 | 0.65817
NewNuke | 2018-06-10 06:00 | 0.65817
NewNuke | 2018-06-10 07:00 | 0.65555
NewNuke | 2018-06-10 08:00 | 0.64827
NewNuke | 2018-06-10 09:00 | 0.67155
NewNuke | 2018-06-10 10:00 | 0.67155
NewNuke | 2018-06-10 11:00 | 0.66922
NewNuke | 2018-06-10 12:00 | 0.66922
NewNuke | 2018-06-10 13:00 | 0.67104
NewNuke | 2018-06-10 14:00 | 0.67104
NewNuke | 2018-06-10 15:00 | 0.67104
NewNuke | 2018-06-10 16:00 | 0.66727
NewNuke | 2018-06-10 17:00 | 0.67472
NewNuke | 2018-06-10 18:00 | 0.67472
NewNuke | 2018-06-10 19:00 | 0.67705
NewNuke | 2018-06-10 20:00 | 0.6643
NewNuke | 2018-06-10 21:00 | 0.6643
NewNuke | 2018-06-10 22:00 | 0.6643
NewNuke | 2018-06-10 23:00 | 0.6643
NewNuke | 2018-06-11 | 0.6643
NewNuke | 2018-06-11 01:00 | 0.6643
NewNuke | 2018-06-11 02:00 | 0.6643
NewNuke | 2018-06-11 03:00 | 0.6643
NewNuke | 2018-06-11 04:00 | 0.65836
NewNuke | 2018-06-11 05:00 | 0.65836
NewNuke | 2018-06-11 06:00 | 0.65836
NewNuke | 2018-06-11 07:00 | 0.65836
NewNuke | 2018-06-11 08:00 | 0.65836
NewNuke | 2018-06-11 09:00 | 0.65836
NewNuke | 2018-06-11 10:00 | 0.65836
NewNuke | 2018-06-11 11:00 | 0.65836
NewNuke | 2018-06-11 12:00 | 0.65836
NewNuke | 2018-06-11 13:00 | 0.67705
NewNuke | 2018-06-11 14:00 | 0.67523
NewNuke | 2018-06-11 15:00 | 0.67523
NewNuke | 2018-06-11 16:00 | 0.67705
NewNuke | 2018-06-11 17:00 | 0.67705
NewNuke | 2018-06-11 18:00 | 0.67705
NewNuke | 2018-06-11 19:00 | 0.67705
NewNuke | 2018-06-11 20:00 | 0.67705
NewNuke | 2018-06-11 21:00 | 0.67705
NewNuke | 2018-06-11 22:00 | 0.67705
NewNuke | 2018-06-11 23:00 | 0.67705
NewNuke | 2018-06-12 | 0.67705
NewNuke | 2018-06-12 01:00 | 0.67705
NewNuke | 2018-06-12 02:00 | 0.67705
NewNuke | 2018-06-12 03:00 | 0.67705
NewNuke | 2018-06-12 04:00 | 0.67705
NewNuke | 2018-06-12 05:00 | 0.67705
NewNuke | 2018-06-12 06:00 | 0.67705
NewNuke | 2018-06-12 07:00 | 0.67705
NewNuke | 2018-06-12 08:00 | 0.67705
NewNuke | 2018-06-12 09:00 | 0.67705
NewNuke | 2018-06-12 10:00 | 0.67705
NewNuke | 2018-06-12 11:00 | 0.67705
NewNuke | 2018-06-12 12:00 | 0.67705
NewNuke | 2018-06-12 13:00 | 0.67705
NewNuke | 2018-06-12 14:00 | 0.67705
NewNuke | 2018-06-12 15:00 | 0.67705
NewNuke | 2018-06-12 16:00 | 0.67705
NewNuke | 2018-06-12 17:00 | 0.67705
NewNuke | 2018-06-12 18:00 | 0.68082
NewNuke | 2018-06-12 19:00 | 0.68082
NewNuke | 2018-06-12 20:00 | 0.68082
NewNuke | 2018-06-12 21:00 | 0.68082
NewNuke | 2018-06-12 22:00 | 0.67432
NewNuke | 2018-06-12 23:00 | 0.67432
NewNuke | 2018-06-13 | 0.67432
NewNuke | 2018-06-13 01:00 | 0.67432
NewNuke | 2018-06-13 02:00 | 0.67432
NewNuke | 2018-06-13 03:00 | 0.67432
NewNuke | 2018-06-13 04:00 | 0.67432
NewNuke | 2018-06-13 05:00 | 0.67432
NewNuke | 2018-06-13 06:00 | 0.67432
NewNuke | 2018-06-13 07:00 | 0.67432
NewNuke | 2018-06-13 08:00 | 0.66331
NewNuke | 2018-06-13 09:00 | 0.65484
NewNuke | 2018-06-13 10:00 | 0.65484
NewNuke | 2018-06-13 11:00 | 0.65484
NewNuke | 2018-06-13 12:00 | 0.65484
NewNuke | 2018-06-13 13:00 | 0.65484
NewNuke | 2018-06-13 14:00 | 0.65484
NewNuke | 2018-06-13 15:00 | 0.66331
NewNuke | 2018-06-13 16:00 | 0.66331
NewNuke | 2018-06-13 17:00 | 0.66331
NewNuke | 2018-06-13 18:00 | 0.66331
NewNuke | 2018-06-13 19:00 | 0.66331
NewNuke | 2018-06-13 20:00 | 0.66331
NewNuke | 2018-06-13 21:00 | 0.66331
NewNuke | 2018-06-13 22:00 | 0.67432
NewNuke | 2018-06-13 23:00 | 0.67432
NewNuke | 2018-06-14 | 0.67432
NewNuke | 2018-06-14 01:00 | 0.67432
NewNuke | 2018-06-14 02:00 | 0.67432
NewNuke | 2018-06-14 03:00 | 0.67432
NewNuke | 2018-06-14 04:00 | 0.67432
NewNuke | 2018-06-14 05:00 | 0.67432
NewNuke | 2018-06-14 06:00 | 0.67432
NewNuke | 2018-06-14 07:00 | 0.66347
NewNuke | 2018-06-14 08:00 | 0.65452
NewNuke | 2018-06-14 09:00 | 0.65452
NewNuke | 2018-06-14 10:00 | 0.65452
NewNuke | 2018-06-14 11:00 | 0.65452
NewNuke | 2018-06-14 12:00 | 0.65452
NewNuke | 2018-06-14 13:00 | 0.65452
NewNuke | 2018-06-14 14:00 | 0.66347
NewNuke | 2018-06-14 15:00 | 0.67432
NewNuke | 2018-06-14 16:00 | 0.67432
NewNuke | 2018-06-14 17:00 | 0.67258
NewNuke | 2018-06-14 18:00 | 0.67432
NewNuke | 2018-06-14 19:00 | 0.66466
NewNuke | 2018-06-14 20:00 | 0.66466
NewNuke | 2018-06-14 21:00 | 0.66466
NewNuke | 2018-06-14 22:00 | 0.66466
NewNuke | 2018-06-14 23:00 | 0.66466
NewNuke | 2018-06-15 | 0.66466
NewNuke | 2018-06-15 01:00 | 0.66466
NewNuke | 2018-06-15 02:00 | 0.66466
NewNuke | 2018-06-15 03:00 | 0.66466
NewNuke | 2018-06-15 04:00 | 0.66466
NewNuke | 2018-06-15 05:00 | 0.66466
NewNuke | 2018-06-15 06:00 | 0.66466
NewNuke | 2018-06-15 07:00 | 0.66466
NewNuke | 2018-06-15 08:00 | 0.66466
NewNuke | 2018-06-15 09:00 | 0.66466
NewNuke | 2018-06-15 10:00 | 0.66466
NewNuke | 2018-06-15 11:00 | 0.66466
NewNuke | 2018-06-15 12:00 | 0.66466
NewNuke | 2018-06-15 13:00 | 0.66466
NewNuke | 2018-06-15 14:00 | 0.66181
NewNuke | 2018-06-15 15:00 | 0.66181
NewNuke | 2018-06-15 16:00 | 0.66466
NewNuke | 2018-06-15 17:00 | 0.66466
NewNuke | 2018-06-15 18:00 | 0.67068
NewNuke | 2018-06-15 19:00 | 0.66466
NewNuke | 2018-06-15 20:00 | 0.66466
NewNuke | 2018-06-15 21:00 | 0.66466
NewNuke | 2018-06-15 22:00 | 0.66466
NewNuke | 2018-06-15 23:00 | 0.67432
NewNuke | 2018-06-16 | 0.6702
NewNuke | 2018-06-16 01:00 | 0.65571
NewNuke | 2018-06-16 02:00 | 0.64177
NewNuke | 2018-06-16 03:00 | 0.62482
NewNuke | 2018-06-16 04:00 | 0.62482
NewNuke | 2018-06-16 05:00 | 0.62482
NewNuke | 2018-06-16 06:00 | 0.62482
NewNuke | 2018-06-16 07:00 | 0.6112
NewNuke | 2018-06-16 08:00 | 0.58783
NewNuke | 2018-06-16 09:00 | 0.58783
NewNuke | 2018-06-16 10:00 | 0.59195
NewNuke | 2018-06-16 11:00 | 0.59195
NewNuke | 2018-06-16 12:00 | 0.59195
NewNuke | 2018-06-16 13:00 | 0.59195
NewNuke | 2018-06-16 14:00 | 0.6009
NewNuke | 2018-06-16 15:00 | 0.6009
NewNuke | 2018-06-16 16:00 | 0.6009
NewNuke | 2018-06-16 17:00 | 0.6009
NewNuke | 2018-06-16 18:00 | 0.6009
NewNuke | 2018-06-16 19:00 | 0.6009
NewNuke | 2018-06-16 20:00 | 0.6009
NewNuke | 2018-06-16 21:00 | 0.6009
NewNuke | 2018-06-16 22:00 | 0.6009
NewNuke | 2018-06-16 23:00 | 0.6009
NewNuke | 2018-06-17 | 0.61785
NewNuke | 2018-06-17 01:00 | 0.61785
NewNuke | 2018-06-17 02:00 | 0.61785
NewNuke | 2018-06-17 03:00 | 0.61785
NewNuke | 2018-06-17 04:00 | 0.60138
NewNuke | 2018-06-17 05:00 | 0.60138
NewNuke | 2018-06-17 06:00 | 0.60138
NewNuke | 2018-06-17 07:00 | 0.60138
NewNuke | 2018-06-17 08:00 | 0.62197
NewNuke | 2018-06-17 09:00 | 0.62197
NewNuke | 2018-06-17 10:00 | 0.60787
NewNuke | 2018-06-17 11:00 | 0.60787
NewNuke | 2018-06-17 12:00 | 0.63844
NewNuke | 2018-06-17 13:00 | 0.63844
NewNuke | 2018-06-17 14:00 | 0.63844
NewNuke | 2018-06-17 15:00 | 0.63844
NewNuke | 2018-06-17 16:00 | 0.62474
NewNuke | 2018-06-17 17:00 | 0.62474
NewNuke | 2018-06-17 18:00 | 0.62474
NewNuke | 2018-06-17 19:00 | 0.62474
NewNuke | 2018-06-17 20:00 | 0.63916
NewNuke | 2018-06-17 21:00 | 0.63916
NewNuke | 2018-06-17 22:00 | 0.63916
NewNuke | 2018-06-17 23:00 | 0.65278
NewNuke | 2018-06-18 | 0.66648
NewNuke | 2018-06-18 01:00 | 0.66648
NewNuke | 2018-06-18 02:00 | 0.66648
NewNuke | 2018-06-18 03:00 | 0.66648
NewNuke | 2018-06-18 04:00 | 0.67155
NewNuke | 2018-06-18 05:00 | 0.67155
NewNuke | 2018-06-18 06:00 | 0.67155
NewNuke | 2018-06-18 07:00 | 0.68502
NewNuke | 2018-06-18 08:00 | 0.67654
NewNuke | 2018-06-18 09:00 | 0.67654
NewNuke | 2018-06-18 10:00 | 0.67654
NewNuke | 2018-06-18 11:00 | 0.67654
NewNuke | 2018-06-18 12:00 | 0.67654
NewNuke | 2018-06-18 13:00 | 0.67654
NewNuke | 2018-06-18 14:00 | 0.68502
NewNuke | 2018-06-18 15:00 | 0.68502
NewNuke | 2018-06-18 16:00 | 0.68502
NewNuke | 2018-06-18 17:00 | 0.68502
NewNuke | 2018-06-18 18:00 | 0.68502
NewNuke | 2018-06-18 19:00 | 0.68502
NewNuke | 2018-06-18 20:00 | 0.69151
NewNuke | 2018-06-18 21:00 | 0.69151
NewNuke | 2018-06-18 22:00 | 0.69151
NewNuke | 2018-06-18 23:00 | 0.69151
NewNuke | 2018-06-19 | 0.69151
NewNuke | 2018-06-19 01:00 | 0.69124
NewNuke | 2018-06-19 02:00 | 0.69124
NewNuke | 2018-06-19 03:00 | 0.69124
NewNuke | 2018-06-19 04:00 | 0.69124
NewNuke | 2018-06-19 05:00 | 0.69124
NewNuke | 2018-06-19 06:00 | 0.69124
NewNuke | 2018-06-19 07:00 | 0.69124
NewNuke | 2018-06-19 08:00 | 0.68335
NewNuke | 2018-06-19 09:00 | 0.68335
NewNuke | 2018-06-19 10:00 | 0.68335
NewNuke | 2018-06-19 11:00 | 0.68335
NewNuke | 2018-06-19 12:00 | 0.68335
NewNuke | 2018-06-19 13:00 | 0.68335
NewNuke | 2018-06-19 14:00 | 0.69151
NewNuke | 2018-06-19 15:00 | 0.69151
NewNuke | 2018-06-19 16:00 | 0.69151
NewNuke | 2018-06-19 17:00 | 0.69151
NewNuke | 2018-06-19 18:00 | 0.69151
NewNuke | 2018-06-19 19:00 | 0.69151
NewNuke | 2018-06-19 20:00 | 0.69151
NewNuke | 2018-06-19 21:00 | 0.69151
NewNuke | 2018-06-19 22:00 | 0.69151
NewNuke | 2018-06-19 23:00 | 0.69151
NewNuke | 2018-06-20 | 0.69151
NewNuke | 2018-06-20 01:00 | 0.69151
NewNuke | 2018-06-20 02:00 | 0.69151
NewNuke | 2018-06-20 03:00 | 0.67709
NewNuke | 2018-06-20 04:00 | 0.67709
NewNuke | 2018-06-20 05:00 | 0.67709
NewNuke | 2018-06-20 06:00 | 0.67709
NewNuke | 2018-06-20 07:00 | 0.67709
NewNuke | 2018-06-20 08:00 | 0.66815
NewNuke | 2018-06-20 09:00 | 0.66815
NewNuke | 2018-06-20 10:00 | 0.66815
NewNuke | 2018-06-20 11:00 | 0.66815
NewNuke | 2018-06-20 12:00 | 0.66815
NewNuke | 2018-06-20 13:00 | 0.66815
NewNuke | 2018-06-20 14:00 | 0.66815
NewNuke | 2018-06-20 15:00 | 0.66815
NewNuke | 2018-06-20 16:00 | 0.67709
NewNuke | 2018-06-20 17:00 | 0.67709
NewNuke | 2018-06-20 18:00 | 0.67709
NewNuke | 2018-06-20 19:00 | 0.67709
NewNuke | 2018-06-20 20:00 | 0.67709
NewNuke | 2018-06-20 21:00 | 0.67709
NewNuke | 2018-06-20 22:00 | 0.67709
NewNuke | 2018-06-20 23:00 | 0.67709
NewNuke | 2018-06-21 | 0.67709
NewNuke | 2018-06-21 01:00 | 0.67709
NewNuke | 2018-06-21 02:00 | 0.67709
NewNuke | 2018-06-21 03:00 | 0.67709
NewNuke | 2018-06-21 04:00 | 0.67709
NewNuke | 2018-06-21 05:00 | 0.67709
NewNuke | 2018-06-21 06:00 | 0.67709
NewNuke | 2018-06-21 07:00 | 0.67709
NewNuke | 2018-06-21 08:00 | 0.66815
NewNuke | 2018-06-21 09:00 | 0.66815
NewNuke | 2018-06-21 10:00 | 0.68256
NewNuke | 2018-06-21 11:00 | 0.68256
NewNuke | 2018-06-21 12:00 | 0.68256
NewNuke | 2018-06-21 13:00 | 0.67543
NewNuke | 2018-06-21 14:00 | 0.67543
NewNuke | 2018-06-21 15:00 | 0.68438
NewNuke | 2018-06-21 16:00 | 0.69151
NewNuke | 2018-06-21 17:00 | 0.69151
NewNuke | 2018-06-21 18:00 | 0.69151
NewNuke | 2018-06-21 19:00 | 0.69151
NewNuke | 2018-06-21 20:00 | 0.69151
NewNuke | 2018-06-21 21:00 | 0.69151
NewNuke | 2018-06-21 22:00 | 0.69151
NewNuke | 2018-06-21 23:00 | 0.69151
NewNuke | 2018-06-22 | 0.69151
NewNuke | 2018-06-22 01:00 | 0.69151
NewNuke | 2018-06-22 02:00 | 0.69151
NewNuke | 2018-06-22 03:00 | 0.69151
NewNuke | 2018-06-22 04:00 | 0.69151
NewNuke | 2018-06-22 05:00 | 0.69151
NewNuke | 2018-06-22 06:00 | 0.69151
NewNuke | 2018-06-22 07:00 | 0.69198
NewNuke | 2018-06-22 08:00 | 0.68399
NewNuke | 2018-06-22 09:00 | 0.68399
NewNuke | 2018-06-22 10:00 | 0.68399
NewNuke | 2018-06-22 11:00 | 0.68399
NewNuke | 2018-06-22 12:00 | 0.68399
NewNuke | 2018-06-22 13:00 | 0.68399
NewNuke | 2018-06-22 14:00 | 0.69198
NewNuke | 2018-06-22 15:00 | 0.69198
NewNuke | 2018-06-22 16:00 | 0.69198
NewNuke | 2018-06-22 17:00 | 0.69198
NewNuke | 2018-06-22 18:00 | 0.69198
NewNuke | 2018-06-22 19:00 | 0.69198
NewNuke | 2018-06-22 20:00 | 0.69198
NewNuke | 2018-06-22 21:00 | 0.69198
NewNuke | 2018-06-22 22:00 | 0.69198
NewNuke | 2018-06-22 23:00 | 0.69198
NewNuke | 2018-06-23 | 0.64104
NewNuke | 2018-06-23 01:00 | 0.6199
NewNuke | 2018-06-23 02:00 | 0.6199
NewNuke | 2018-06-23 03:00 | 0.6199
NewNuke | 2018-06-23 04:00 | 0.6199
NewNuke | 2018-06-23 05:00 | 0.6199
NewNuke | 2018-06-23 06:00 | 0.59914
NewNuke | 2018-06-23 07:00 | 0.59914
NewNuke | 2018-06-23 08:00 | 0.59914
NewNuke | 2018-06-23 09:00 | 0.59408
NewNuke | 2018-06-23 10:00 | 0.59408
NewNuke | 2018-06-23 11:00 | 0.59408
NewNuke | 2018-06-23 12:00 | 0.59408
NewNuke | 2018-06-23 13:00 | 0.59408
NewNuke | 2018-06-23 14:00 | 0.59408
NewNuke | 2018-06-23 15:00 | 0.59408
NewNuke | 2018-06-23 16:00 | 0.59408
NewNuke | 2018-06-23 17:00 | 0.59408
NewNuke | 2018-06-23 18:00 | 0.59408
NewNuke | 2018-06-23 19:00 | 0.59408
NewNuke | 2018-06-23 20:00 | 0.59408
NewNuke | 2018-06-23 21:00 | 0.59408
NewNuke | 2018-06-23 22:00 | 0.61231
NewNuke | 2018-06-23 23:00 | 0.61231
NewNuke | 2018-06-24 | 0.61231
NewNuke | 2018-06-24 01:00 | 0.61231
NewNuke | 2018-06-24 02:00 | 0.61231
NewNuke | 2018-06-24 03:00 | 0.61231
NewNuke | 2018-06-24 04:00 | 0.61231
NewNuke | 2018-06-24 05:00 | 0.61231
NewNuke | 2018-06-24 06:00 | 0.60542
NewNuke | 2018-06-24 07:00 | 0.60542
NewNuke | 2018-06-24 08:00 | 0.60542
NewNuke | 2018-06-24 09:00 | 0.60542
NewNuke | 2018-06-24 10:00 | 0.60542
NewNuke | 2018-06-24 11:00 | 0.60542
NewNuke | 2018-06-24 12:00 | 0.60542
NewNuke | 2018-06-24 13:00 | 0.60542
NewNuke | 2018-06-24 14:00 | 0.61785
NewNuke | 2018-06-24 15:00 | 0.61785
NewNuke | 2018-06-24 16:00 | 0.61785
NewNuke | 2018-06-24 17:00 | 0.61785
NewNuke | 2018-06-24 18:00 | 0.63892
NewNuke | 2018-06-24 19:00 | 0.63892
NewNuke | 2018-06-24 20:00 | 0.63892
NewNuke | 2018-06-24 21:00 | 0.63892
NewNuke | 2018-06-24 22:00 | 0.63892
NewNuke | 2018-06-24 23:00 | 0.63892
NewNuke | 2018-06-25 | 0.64581
NewNuke | 2018-06-25 01:00 | 0.64581
NewNuke | 2018-06-25 02:00 | 0.64581
NewNuke | 2018-06-25 03:00 | 0.65587
NewNuke | 2018-06-25 04:00 | 0.65587
NewNuke | 2018-06-25 05:00 | 0.65587
NewNuke | 2018-06-25 06:00 | 0.65587
NewNuke | 2018-06-25 07:00 | 0.66379
NewNuke | 2018-06-25 08:00 | 0.65935
NewNuke | 2018-06-25 09:00 | 0.65935
NewNuke | 2018-06-25 10:00 | 0.65935
NewNuke | 2018-06-25 11:00 | 0.65935
NewNuke | 2018-06-25 12:00 | 0.65935
NewNuke | 2018-06-25 13:00 | 0.65935
NewNuke | 2018-06-25 14:00 | 0.65935
NewNuke | 2018-06-25 15:00 | 0.66379
NewNuke | 2018-06-25 16:00 | 0.66379
NewNuke | 2018-06-25 17:00 | 0.66379
NewNuke | 2018-06-25 18:00 | 0.66379
NewNuke | 2018-06-25 19:00 | 0.66379
NewNuke | 2018-06-25 20:00 | 0.6493
NewNuke | 2018-06-25 21:00 | 0.64945
NewNuke | 2018-06-25 22:00 | 0.64945
NewNuke | 2018-06-25 23:00 | 0.64945
NewNuke | 2018-06-26 | 0.65531
NewNuke | 2018-06-26 01:00 | 0.65531
NewNuke | 2018-06-26 02:00 | 0.65531
NewNuke | 2018-06-26 03:00 | 0.65531
NewNuke | 2018-06-26 04:00 | 0.65531
NewNuke | 2018-06-26 05:00 | 0.66379
NewNuke | 2018-06-26 06:00 | 0.66379
NewNuke | 2018-06-26 07:00 | 0.65927
NewNuke | 2018-06-26 08:00 | 0.65927
NewNuke | 2018-06-26 09:00 | 0.65927
NewNuke | 2018-06-26 10:00 | 0.65927
NewNuke | 2018-06-26 11:00 | 0.65927
NewNuke | 2018-06-26 12:00 | 0.65927
NewNuke | 2018-06-26 13:00 | 0.65927
NewNuke | 2018-06-26 14:00 | 0.65904
NewNuke | 2018-06-26 15:00 | 0.65904
NewNuke | 2018-06-26 16:00 | 0.65904
NewNuke | 2018-06-26 17:00 | 0.65745
NewNuke | 2018-06-26 18:00 | 0.65745
NewNuke | 2018-06-26 19:00 | 0.65745
NewNuke | 2018-06-26 20:00 | 0.65745
NewNuke | 2018-06-26 21:00 | 0.65745
NewNuke | 2018-06-26 22:00 | 0.65745
NewNuke | 2018-06-26 23:00 | 0.65745
NewNuke | 2018-06-27 | 0.65745
NewNuke | 2018-06-27 01:00 | 0.65745
NewNuke | 2018-06-27 02:00 | 0.65745
NewNuke | 2018-06-27 03:00 | 0.65745
NewNuke | 2018-06-27 04:00 | 0.65745
NewNuke | 2018-06-27 05:00 | 0.65745
NewNuke | 2018-06-27 06:00 | 0.65745
NewNuke | 2018-06-27 07:00 | 0.65745
NewNuke | 2018-06-27 08:00 | 0.65745
NewNuke | 2018-06-27 09:00 | 0.65745
NewNuke | 2018-06-27 10:00 | 0.65745
NewNuke | 2018-06-27 11:00 | 0.65745
NewNuke | 2018-06-27 12:00 | 0.65745
NewNuke | 2018-06-27 13:00 | 0.65745
NewNuke | 2018-06-27 14:00 | 0.65745
NewNuke | 2018-06-27 15:00 | 0.65745
NewNuke | 2018-06-27 16:00 | 0.65745
NewNuke | 2018-06-27 17:00 | 0.6786
NewNuke | 2018-06-27 18:00 | 0.66624
NewNuke | 2018-06-27 19:00 | 0.67876
NewNuke | 2018-06-27 20:00 | 0.67876
NewNuke | 2018-06-27 21:00 | 0.67876
NewNuke | 2018-06-27 22:00 | 0.68351
NewNuke | 2018-06-27 23:00 | 0.68351
NewNuke | 2018-06-28 | 0.65975
NewNuke | 2018-06-28 01:00 | 0.65975
NewNuke | 2018-06-28 02:00 | 0.66141
NewNuke | 2018-06-28 03:00 | 0.66141
NewNuke | 2018-06-28 04:00 | 0.66141
NewNuke | 2018-06-28 05:00 | 0.66141
NewNuke | 2018-06-28 06:00 | 0.66141
NewNuke | 2018-06-28 07:00 | 0.65262
NewNuke | 2018-06-28 08:00 | 0.64644
NewNuke | 2018-06-28 09:00 | 0.64644
NewNuke | 2018-06-28 10:00 | 0.64644
NewNuke | 2018-06-28 11:00 | 0.64644
NewNuke | 2018-06-28 12:00 | 0.65223
NewNuke | 2018-06-28 13:00 | 0.65223
NewNuke | 2018-06-28 14:00 | 0.65223
NewNuke | 2018-06-28 15:00 | 0.65223
NewNuke | 2018-06-28 16:00 | 0.65223
NewNuke | 2018-06-28 17:00 | 0.65223
NewNuke | 2018-06-28 18:00 | 0.65223
NewNuke | 2018-06-28 19:00 | 0.65223
NewNuke | 2018-06-28 20:00 | 0.65223
NewNuke | 2018-06-28 21:00 | 0.66141
NewNuke | 2018-06-28 22:00 | 0.65959
NewNuke | 2018-06-28 23:00 | 0.65959
NewNuke | 2018-06-29 | 0.65959
NewNuke | 2018-06-29 01:00 | 0.65959
NewNuke | 2018-06-29 02:00 | 0.65959
NewNuke | 2018-06-29 03:00 | 0.65959
NewNuke | 2018-06-29 04:00 | 0.65959
NewNuke | 2018-06-29 05:00 | 0.65959
NewNuke | 2018-06-29 06:00 | 0.65959
NewNuke | 2018-06-29 07:00 | 0.66141
NewNuke | 2018-06-29 08:00 | 0.65737
NewNuke | 2018-06-29 09:00 | 0.65737
NewNuke | 2018-06-29 10:00 | 0.67131
NewNuke | 2018-06-29 11:00 | 0.65927
NewNuke | 2018-06-29 12:00 | 0.65927
NewNuke | 2018-06-29 13:00 | 0.67131
NewNuke | 2018-06-29 14:00 | 0.67535
NewNuke | 2018-06-29 15:00 | 0.67535
NewNuke | 2018-06-29 16:00 | 0.67535
NewNuke | 2018-06-29 17:00 | 0.67535
NewNuke | 2018-06-29 18:00 | 0.67535
NewNuke | 2018-06-29 19:00 | 0.67535
NewNuke | 2018-06-29 20:00 | 0.65318
NewNuke | 2018-06-29 21:00 | 0.65318
NewNuke | 2018-06-29 22:00 | 0.62823
NewNuke | 2018-06-29 23:00 | 0.61345
NewNuke | 2018-06-30 | 0.6125
NewNuke | 2018-06-30 01:00 | 0.6125
NewNuke | 2018-06-30 02:00 | 0.59983
NewNuke | 2018-06-30 03:00 | 0.59983
NewNuke | 2018-06-30 04:00 | 0.59983
NewNuke | 2018-06-30 05:00 | 0.59983
NewNuke | 2018-06-30 06:00 | 0.59983
NewNuke | 2018-06-30 07:00 | 0.59983
NewNuke | 2018-06-30 08:00 | 0.59983
NewNuke | 2018-06-30 09:00 | 0.59983
NewNuke | 2018-06-30 10:00 | 0.59983
NewNuke | 2018-06-30 11:00 | 0.59983
NewNuke | 2018-06-30 12:00 | 0.59983
NewNuke | 2018-06-30 13:00 | 0.59983
NewNuke | 2018-06-30 14:00 | 0.59713
NewNuke | 2018-06-30 15:00 | 0.59713
NewNuke | 2018-06-30 16:00 | 0.59983
NewNuke | 2018-06-30 17:00 | 0.59983
NewNuke | 2018-06-30 18:00 | 0.59983
NewNuke | 2018-06-30 19:00 | 0.6146
NewNuke | 2018-06-30 20:00 | 0.6146
NewNuke | 2018-06-30 21:00 | 0.6146
NewNuke | 2018-06-30 22:00 | 0.6146
NewNuke | 2018-06-30 23:00 | 0.6146
NewNuke | 2018-07-01 | 0.6146
NewNuke | 2018-07-01 01:00 | 0.6146
NewNuke | 2018-07-01 02:00 | 0.6146
NewNuke | 2018-07-01 03:00 | 0.6146
NewNuke | 2018-07-01 04:00 | 0.6146
NewNuke | 2018-07-01 05:00 | 0.6146
NewNuke | 2018-07-01 06:00 | 0.6146
NewNuke | 2018-07-01 07:00 | 0.6146
NewNuke | 2018-07-01 08:00 | 0.6146
NewNuke | 2018-07-01 09:00 | 0.6146
NewNuke | 2018-07-01 10:00 | 0.6146
NewNuke | 2018-07-01 11:00 | 0.6146
NewNuke | 2018-07-01 12:00 | 0.6146
NewNuke | 2018-07-01 13:00 | 0.6146
NewNuke | 2018-07-01 14:00 | 0.6146
NewNuke | 2018-07-01 15:00 | 0.6146
NewNuke | 2018-07-01 16:00 | 0.6146
NewNuke | 2018-07-01 17:00 | 0.6146
NewNuke | 2018-07-01 18:00 | 0.6146
NewNuke | 2018-07-01 19:00 | 0.6146
NewNuke | 2018-07-01 20:00 | 0.6146
NewNuke | 2018-07-01 21:00 | 0.6146
NewNuke | 2018-07-01 22:00 | 0.6146
NewNuke | 2018-07-01 23:00 | 0.63029
NewNuke | 2018-07-02 | 0.63029
NewNuke | 2018-07-02 01:00 | 0.63029
NewNuke | 2018-07-02 02:00 | 0.63599
NewNuke | 2018-07-02 03:00 | 0.63599
NewNuke | 2018-07-02 04:00 | 0.63599
NewNuke | 2018-07-02 05:00 | 0.63599
NewNuke | 2018-07-02 06:00 | 0.63599
NewNuke | 2018-07-02 07:00 | 0.63599
NewNuke | 2018-07-02 08:00 | 0.63599
NewNuke | 2018-07-02 09:00 | 0.63599
NewNuke | 2018-07-02 10:00 | 0.63599
NewNuke | 2018-07-02 11:00 | 0.63599
NewNuke | 2018-07-02 12:00 | 0.63599
NewNuke | 2018-07-02 13:00 | 0.6504
NewNuke | 2018-07-02 14:00 | 0.64915
NewNuke | 2018-07-02 15:00 | 0.64915
NewNuke | 2018-07-02 16:00 | 0.64915
NewNuke | 2018-07-02 17:00 | 0.64915
NewNuke | 2018-07-02 18:00 | 0.64915
NewNuke | 2018-07-02 19:00 | 0.65343
NewNuke | 2018-07-02 20:00 | 0.65343
NewNuke | 2018-07-02 21:00 | 0.63696
NewNuke | 2018-07-02 22:00 | 0.63821
NewNuke | 2018-07-02 23:00 | 0.63821
NewNuke | 2018-07-03 | 0.63821
NewNuke | 2018-07-03 01:00 | 0.63821
NewNuke | 2018-07-03 02:00 | 0.64011
NewNuke | 2018-07-03 03:00 | 0.64011
NewNuke | 2018-07-03 04:00 | 0.64011
NewNuke | 2018-07-03 05:00 | 0.64011
NewNuke | 2018-07-03 06:00 | 0.64011
NewNuke | 2018-07-03 07:00 | 0.64011
NewNuke | 2018-07-03 08:00 | 0.64011
NewNuke | 2018-07-03 09:00 | 0.63848
NewNuke | 2018-07-03 10:00 | 0.63848
NewNuke | 2018-07-03 11:00 | 0.63848
NewNuke | 2018-07-03 12:00 | 0.63848
NewNuke | 2018-07-03 13:00 | 0.63848
NewNuke | 2018-07-03 14:00 | 0.63848
NewNuke | 2018-07-03 15:00 | 0.63848
NewNuke | 2018-07-03 16:00 | 0.63848
NewNuke | 2018-07-03 17:00 | 0.64011
NewNuke | 2018-07-03 18:00 | 0.64011
NewNuke | 2018-07-03 19:00 | 0.64011
NewNuke | 2018-07-03 20:00 | 0.64011
NewNuke | 2018-07-03 21:00 | 0.64011
NewNuke | 2018-07-03 22:00 | 0.64011
NewNuke | 2018-07-03 23:00 | 0.64011
NewNuke | 2018-07-04 | 0.64011
NewNuke | 2018-07-04 01:00 | 0.64011
NewNuke | 2018-07-04 02:00 | 0.65737
NewNuke | 2018-07-04 03:00 | 0.65737
NewNuke | 2018-07-04 04:00 | 0.65737
NewNuke | 2018-07-04 05:00 | 0.65737
NewNuke | 2018-07-04 06:00 | 0.65737
NewNuke | 2018-07-04 07:00 | 0.65737
NewNuke | 2018-07-04 08:00 | 0.65737
NewNuke | 2018-07-04 09:00 | 0.65737
NewNuke | 2018-07-04 10:00 | 0.65737
NewNuke | 2018-07-04 11:00 | 0.65737
NewNuke | 2018-07-04 12:00 | 0.65737
NewNuke | 2018-07-04 13:00 | 0.65737
NewNuke | 2018-07-04 14:00 | 0.65737
NewNuke | 2018-07-04 15:00 | 0.65737
NewNuke | 2018-07-04 16:00 | 0.65737
NewNuke | 2018-07-04 17:00 | 0.65737
NewNuke | 2018-07-04 18:00 | 0.65737
NewNuke | 2018-07-04 19:00 | 0.65737
NewNuke | 2018-07-04 20:00 | 0.65737
NewNuke | 2018-07-04 21:00 | 0.65737
NewNuke | 2018-07-04 22:00 | 0.65737
NewNuke | 2018-07-04 23:00 | 0.65737
NewNuke | 2018-07-05 | 0.65737
NewNuke | 2018-07-05 01:00 | 0.65737
NewNuke | 2018-07-05 02:00 | 0.65737
NewNuke | 2018-07-05 03:00 | 0.65737
NewNuke | 2018-07-05 04:00 | 0.65737
NewNuke | 2018-07-05 05:00 | 0.65737
NewNuke | 2018-07-05 06:00 | 0.65737
NewNuke | 2018-07-05 07:00 | 0.65737
NewNuke | 2018-07-05 08:00 | 0.65737
NewNuke | 2018-07-05 09:00 | 0.65737
NewNuke | 2018-07-05 10:00 | 0.65737
NewNuke | 2018-07-05 11:00 | 0.65737
NewNuke | 2018-07-05 12:00 | 0.65737
NewNuke | 2018-07-05 13:00 | 0.65737
NewNuke | 2018-07-05 14:00 | 0.66276
NewNuke | 2018-07-05 15:00 | 0.66276
NewNuke | 2018-07-05 16:00 | 0.66276
NewNuke | 2018-07-05 17:00 | 0.68652
NewNuke | 2018-07-05 18:00 | 0.68652
NewNuke | 2018-07-05 19:00 | 0.68652
NewNuke | 2018-07-05 20:00 | 0.68652
NewNuke | 2018-07-05 21:00 | 0.68652
NewNuke | 2018-07-05 22:00 | 0.68652
NewNuke | 2018-07-05 23:00 | 0.68652
NewNuke | 2018-07-06 | 0.68652
NewNuke | 2018-07-06 01:00 | 0.68652
NewNuke | 2018-07-06 02:00 | 0.68652
NewNuke | 2018-07-06 03:00 | 0.68652
NewNuke | 2018-07-06 04:00 | 0.68652
NewNuke | 2018-07-06 05:00 | 0.68652
NewNuke | 2018-07-06 06:00 | 0.68652
NewNuke | 2018-07-06 07:00 | 0.68652
NewNuke | 2018-07-06 08:00 | 0.68652
NewNuke | 2018-07-06 09:00 | 0.68652
NewNuke | 2018-07-06 10:00 | 0.68652
NewNuke | 2018-07-06 11:00 | 0.68652
NewNuke | 2018-07-06 12:00 | 0.68652
NewNuke | 2018-07-06 13:00 | 0.68652
NewNuke | 2018-07-06 14:00 | 0.68652
NewNuke | 2018-07-06 15:00 | 0.68652
NewNuke | 2018-07-06 16:00 | 0.68652
NewNuke | 2018-07-06 17:00 | 0.68652
NewNuke | 2018-07-06 18:00 | 0.68652
NewNuke | 2018-07-06 19:00 | 0.68652
NewNuke | 2018-07-06 20:00 | 0.68652
NewNuke | 2018-07-06 21:00 | 0.68652
NewNuke | 2018-07-06 22:00 | 0.68652
NewNuke | 2018-07-06 23:00 | 0.68652
NewNuke | 2018-07-07 | 0.67242
NewNuke | 2018-07-07 01:00 | 0.67242
NewNuke | 2018-07-07 02:00 | 0.65809
NewNuke | 2018-07-07 03:00 | 0.64549
NewNuke | 2018-07-07 04:00 | 0.60946
NewNuke | 2018-07-07 05:00 | 0.60946
NewNuke | 2018-07-07 06:00 | 0.60946
NewNuke | 2018-07-07 07:00 | 0.60946
NewNuke | 2018-07-07 08:00 | 0.60946
NewNuke | 2018-07-07 09:00 | 0.59496
NewNuke | 2018-07-07 10:00 | 0.60193
NewNuke | 2018-07-07 11:00 | 0.60193
NewNuke | 2018-07-07 12:00 | 0.59671
NewNuke | 2018-07-07 13:00 | 0.59671
NewNuke | 2018-07-07 14:00 | 0.59671
NewNuke | 2018-07-07 15:00 | 0.59671
NewNuke | 2018-07-07 16:00 | 0.59671
NewNuke | 2018-07-07 17:00 | 0.59671
NewNuke | 2018-07-07 18:00 | 0.59671
NewNuke | 2018-07-07 19:00 | 0.59671
NewNuke | 2018-07-07 20:00 | 0.59671
NewNuke | 2018-07-07 21:00 | 0.59671
NewNuke | 2018-07-07 22:00 | 0.59671
NewNuke | 2018-07-07 23:00 | 0.59671
NewNuke | 2018-07-08 | 0.59671
NewNuke | 2018-07-08 01:00 | 0.60874
NewNuke | 2018-07-08 02:00 | 0.60874
NewNuke | 2018-07-08 03:00 | 0.58768
NewNuke | 2018-07-08 04:00 | 0.58768
NewNuke | 2018-07-08 05:00 | 0.58768
NewNuke | 2018-07-08 06:00 | 0.58768
NewNuke | 2018-07-08 07:00 | 0.58768
NewNuke | 2018-07-08 08:00 | 0.58768
NewNuke | 2018-07-08 09:00 | 0.58768
NewNuke | 2018-07-08 10:00 | 0.59908
NewNuke | 2018-07-08 11:00 | 0.58459
NewNuke | 2018-07-08 12:00 | 0.58459
NewNuke | 2018-07-08 13:00 | 0.58459
NewNuke | 2018-07-08 14:00 | 0.58459
NewNuke | 2018-07-08 15:00 | 0.60565
NewNuke | 2018-07-08 16:00 | 0.62015
NewNuke | 2018-07-08 17:00 | 0.62015
NewNuke | 2018-07-08 18:00 | 0.62015
NewNuke | 2018-07-08 19:00 | 0.62015
NewNuke | 2018-07-08 20:00 | 0.62015
NewNuke | 2018-07-08 21:00 | 0.62015
NewNuke | 2018-07-08 22:00 | 0.62015
NewNuke | 2018-07-08 23:00 | 0.62015
NewNuke | 2018-07-09 | 0.62015
NewNuke | 2018-07-09 01:00 | 0.62015
NewNuke | 2018-07-09 02:00 | 0.64122
NewNuke | 2018-07-09 03:00 | 0.64122
NewNuke | 2018-07-09 04:00 | 0.64233
NewNuke | 2018-07-09 05:00 | 0.64233
NewNuke | 2018-07-09 06:00 | 0.66308
NewNuke | 2018-07-09 07:00 | 0.64486
NewNuke | 2018-07-09 08:00 | 0.64605
NewNuke | 2018-07-09 09:00 | 0.64605
NewNuke | 2018-07-09 10:00 | 0.66434
NewNuke | 2018-07-09 11:00 | 0.66434
NewNuke | 2018-07-09 12:00 | 0.66434
NewNuke | 2018-07-09 13:00 | 0.66434
NewNuke | 2018-07-09 14:00 | 0.66434
NewNuke | 2018-07-09 15:00 | 0.66434
NewNuke | 2018-07-09 16:00 | 0.66704
NewNuke | 2018-07-09 17:00 | 0.66704
NewNuke | 2018-07-09 18:00 | 0.66704
NewNuke | 2018-07-09 19:00 | 0.66704
NewNuke | 2018-07-09 20:00 | 0.66704
NewNuke | 2018-07-09 21:00 | 0.66704
NewNuke | 2018-07-09 22:00 | 0.66704
NewNuke | 2018-07-09 23:00 | 0.66704
NewNuke | 2018-07-10 | 0.66704
NewNuke | 2018-07-10 01:00 | 0.66704
NewNuke | 2018-07-10 02:00 | 0.68525
NewNuke | 2018-07-10 03:00 | 0.68525
NewNuke | 2018-07-10 04:00 | 0.68525
NewNuke | 2018-07-10 05:00 | 0.68525
NewNuke | 2018-07-10 06:00 | 0.68525
NewNuke | 2018-07-10 07:00 | 0.68525
NewNuke | 2018-07-10 08:00 | 0.68525
NewNuke | 2018-07-10 09:00 | 0.68525
NewNuke | 2018-07-10 10:00 | 0.68525
NewNuke | 2018-07-10 11:00 | 0.68525
NewNuke | 2018-07-10 12:00 | 0.68525
NewNuke | 2018-07-10 13:00 | 0.68525
NewNuke | 2018-07-10 14:00 | 0.68525
NewNuke | 2018-07-10 15:00 | 0.68525
NewNuke | 2018-07-10 16:00 | 0.68525
NewNuke | 2018-07-10 17:00 | 0.68525
NewNuke | 2018-07-10 18:00 | 0.68525
NewNuke | 2018-07-10 19:00 | 0.68525
NewNuke | 2018-07-10 20:00 | 0.67076
NewNuke | 2018-07-10 21:00 | 0.67076
NewNuke | 2018-07-10 22:00 | 0.67076
NewNuke | 2018-07-10 23:00 | 0.67076
NewNuke | 2018-07-11 | 0.67076
NewNuke | 2018-07-11 01:00 | 0.67076
NewNuke | 2018-07-11 02:00 | 0.6523
NewNuke | 2018-07-11 03:00 | 0.6523
NewNuke | 2018-07-11 04:00 | 0.6523
NewNuke | 2018-07-11 05:00 | 0.6523
NewNuke | 2018-07-11 06:00 | 0.6523
NewNuke | 2018-07-11 07:00 | 0.6523
NewNuke | 2018-07-11 08:00 | 0.6523
NewNuke | 2018-07-11 09:00 | 0.6523
NewNuke | 2018-07-11 10:00 | 0.6523
NewNuke | 2018-07-11 11:00 | 0.6523
NewNuke | 2018-07-11 12:00 | 0.6523
NewNuke | 2018-07-11 13:00 | 0.6523
NewNuke | 2018-07-11 14:00 | 0.6523
NewNuke | 2018-07-11 15:00 | 0.6523
NewNuke | 2018-07-11 16:00 | 0.6523
NewNuke | 2018-07-11 17:00 | 0.6523
NewNuke | 2018-07-11 18:00 | 0.6523
NewNuke | 2018-07-11 19:00 | 0.6523
NewNuke | 2018-07-11 20:00 | 0.6523
NewNuke | 2018-07-11 21:00 | 0.6523
NewNuke | 2018-07-11 22:00 | 0.6523
NewNuke | 2018-07-11 23:00 | 0.6523
NewNuke | 2018-07-12 | 0.65066
NewNuke | 2018-07-12 01:00 | 0.67434
NewNuke | 2018-07-12 02:00 | 0.67599
NewNuke | 2018-07-12 03:00 | 0.67599
NewNuke | 2018-07-12 04:00 | 0.67599
NewNuke | 2018-07-12 05:00 | 0.67599
NewNuke | 2018-07-12 06:00 | 0.66521
NewNuke | 2018-07-12 07:00 | 0.66521
NewNuke | 2018-07-12 08:00 | 0.67599
NewNuke | 2018-07-12 09:00 | 0.67599
NewNuke | 2018-07-12 10:00 | 0.67599
NewNuke | 2018-07-12 11:00 | 0.67599
NewNuke | 2018-07-12 12:00 | 0.67599
NewNuke | 2018-07-12 13:00 | 0.67599
NewNuke | 2018-07-12 14:00 | 0.67599
NewNuke | 2018-07-12 15:00 | 0.67599
NewNuke | 2018-07-12 16:00 | 0.67599
NewNuke | 2018-07-12 17:00 | 0.67599
NewNuke | 2018-07-12 18:00 | 0.67599
NewNuke | 2018-07-12 19:00 | 0.67599
NewNuke | 2018-07-12 20:00 | 0.67599
NewNuke | 2018-07-12 21:00 | 0.67599
NewNuke | 2018-07-12 22:00 | 0.65492
NewNuke | 2018-07-12 23:00 | 0.65492
NewNuke | 2018-07-13 | 0.65492
NewNuke | 2018-07-13 01:00 | 0.65492
NewNuke | 2018-07-13 02:00 | 0.65492
NewNuke | 2018-07-13 03:00 | 0.65492
NewNuke | 2018-07-13 04:00 | 0.65492
NewNuke | 2018-07-13 05:00 | 0.65492
NewNuke | 2018-07-13 06:00 | 0.65492
NewNuke | 2018-07-13 07:00 | 0.65492
NewNuke | 2018-07-13 08:00 | 0.65492
NewNuke | 2018-07-13 09:00 | 0.65492
NewNuke | 2018-07-13 10:00 | 0.65492
NewNuke | 2018-07-13 11:00 | 0.65492
NewNuke | 2018-07-13 12:00 | 0.65492
NewNuke | 2018-07-13 13:00 | 0.65492
NewNuke | 2018-07-13 14:00 | 0.65492
NewNuke | 2018-07-13 15:00 | 0.65492
NewNuke | 2018-07-13 16:00 | 0.65492
NewNuke | 2018-07-13 17:00 | 0.65492
NewNuke | 2018-07-13 18:00 | 0.67298
NewNuke | 2018-07-13 19:00 | 0.65183
NewNuke | 2018-07-13 20:00 | 0.67298
NewNuke | 2018-07-13 21:00 | 0.67298
NewNuke | 2018-07-13 22:00 | 0.65191
NewNuke | 2018-07-13 23:00 | 0.63797
NewNuke | 2018-07-14 | 0.60819
NewNuke | 2018-07-14 01:00 | 0.60819
NewNuke | 2018-07-14 02:00 | 0.5937
NewNuke | 2018-07-14 03:00 | 0.60518
NewNuke | 2018-07-14 04:00 | 0.60518
NewNuke | 2018-07-14 05:00 | 0.60518
NewNuke | 2018-07-14 06:00 | 0.60518
NewNuke | 2018-07-14 07:00 | 0.60518
NewNuke | 2018-07-14 08:00 | 0.60518
NewNuke | 2018-07-14 09:00 | 0.60518
NewNuke | 2018-07-14 10:00 | 0.60518
NewNuke | 2018-07-14 11:00 | 0.60518
NewNuke | 2018-07-14 12:00 | 0.60518
NewNuke | 2018-07-14 13:00 | 0.60518
NewNuke | 2018-07-14 14:00 | 0.60518
NewNuke | 2018-07-14 15:00 | 0.60518
NewNuke | 2018-07-14 16:00 | 0.60518
NewNuke | 2018-07-14 17:00 | 0.60518
NewNuke | 2018-07-14 18:00 | 0.60748
NewNuke | 2018-07-14 19:00 | 0.60748
NewNuke | 2018-07-14 20:00 | 0.60748
NewNuke | 2018-07-14 21:00 | 0.60748
NewNuke | 2018-07-14 22:00 | 0.60748
NewNuke | 2018-07-14 23:00 | 0.60748
NewNuke | 2018-07-15 | 0.59306
NewNuke | 2018-07-15 01:00 | 0.59306
NewNuke | 2018-07-15 02:00 | 0.61413
NewNuke | 2018-07-15 03:00 | 0.61413
NewNuke | 2018-07-15 04:00 | 0.61413
NewNuke | 2018-07-15 05:00 | 0.61413
NewNuke | 2018-07-15 06:00 | 0.60581
NewNuke | 2018-07-15 07:00 | 0.60581
NewNuke | 2018-07-15 08:00 | 0.60581
NewNuke | 2018-07-15 09:00 | 0.61912
NewNuke | 2018-07-15 10:00 | 0.61389
NewNuke | 2018-07-15 11:00 | 0.61389
NewNuke | 2018-07-15 12:00 | 0.62015
NewNuke | 2018-07-15 13:00 | 0.62015
NewNuke | 2018-07-15 14:00 | 0.62221
NewNuke | 2018-07-15 15:00 | 0.62221
NewNuke | 2018-07-15 16:00 | 0.62221
NewNuke | 2018-07-15 17:00 | 0.62221
NewNuke | 2018-07-15 18:00 | 0.63615
NewNuke | 2018-07-15 19:00 | 0.63615
NewNuke | 2018-07-15 20:00 | 0.63615
NewNuke | 2018-07-15 21:00 | 0.63615
NewNuke | 2018-07-15 22:00 | 0.63615
NewNuke | 2018-07-15 23:00 | 0.65722
NewNuke | 2018-07-16 | 0.65611
NewNuke | 2018-07-16 01:00 | 0.65611
NewNuke | 2018-07-16 02:00 | 0.67052
NewNuke | 2018-07-16 03:00 | 0.67052
NewNuke | 2018-07-16 04:00 | 0.67052
NewNuke | 2018-07-16 05:00 | 0.6881
NewNuke | 2018-07-16 06:00 | 0.6881
NewNuke | 2018-07-16 07:00 | 0.6881
NewNuke | 2018-07-16 08:00 | 0.6881
NewNuke | 2018-07-16 09:00 | 0.6881
NewNuke | 2018-07-16 10:00 | 0.6881
NewNuke | 2018-07-16 11:00 | 0.69333
NewNuke | 2018-07-16 12:00 | 0.69333
NewNuke | 2018-07-16 13:00 | 0.69333
NewNuke | 2018-07-16 14:00 | 0.69333
NewNuke | 2018-07-16 15:00 | 0.69333
NewNuke | 2018-07-16 16:00 | 0.69333
NewNuke | 2018-07-16 17:00 | 0.69333
NewNuke | 2018-07-16 18:00 | 0.68003
NewNuke | 2018-07-16 19:00 | 0.68003
NewNuke | 2018-07-16 20:00 | 0.68003
NewNuke | 2018-07-16 21:00 | 0.68003
NewNuke | 2018-07-16 22:00 | 0.69333
NewNuke | 2018-07-16 23:00 | 0.69333
NewNuke | 2018-07-17 | 0.69333
NewNuke | 2018-07-17 01:00 | 0.69333
NewNuke | 2018-07-17 02:00 | 0.69333
NewNuke | 2018-07-17 03:00 | 0.69333
NewNuke | 2018-07-17 04:00 | 0.69333
NewNuke | 2018-07-17 05:00 | 0.69333
NewNuke | 2018-07-17 06:00 | 0.69333
NewNuke | 2018-07-17 07:00 | 0.69333
NewNuke | 2018-07-17 08:00 | 0.69333
NewNuke | 2018-07-17 09:00 | 0.69333
NewNuke | 2018-07-17 10:00 | 0.69333
NewNuke | 2018-07-17 11:00 | 0.69333
NewNuke | 2018-07-17 12:00 | 0.69333
NewNuke | 2018-07-17 13:00 | 0.69333
NewNuke | 2018-07-17 14:00 | 0.69333
NewNuke | 2018-07-17 15:00 | 0.69333
NewNuke | 2018-07-17 16:00 | 0.69333
NewNuke | 2018-07-17 17:00 | 0.69333
NewNuke | 2018-07-17 18:00 | 0.69333
NewNuke | 2018-07-17 19:00 | 0.69333
NewNuke | 2018-07-17 20:00 | 0.69333
NewNuke | 2018-07-17 21:00 | 0.69333
NewNuke | 2018-07-17 22:00 | 0.69333
NewNuke | 2018-07-17 23:00 | 0.69333
NewNuke | 2018-07-18 | 0.69333
NewNuke | 2018-07-18 01:00 | 0.69333
NewNuke | 2018-07-18 02:00 | 0.69333
NewNuke | 2018-07-18 03:00 | 0.69333
NewNuke | 2018-07-18 04:00 | 0.69333
NewNuke | 2018-07-18 05:00 | 0.69333
NewNuke | 2018-07-18 06:00 | 0.69333
NewNuke | 2018-07-18 07:00 | 0.69333
NewNuke | 2018-07-18 08:00 | 0.69333
NewNuke | 2018-07-18 09:00 | 0.69333
NewNuke | 2018-07-18 10:00 | 0.69333
NewNuke | 2018-07-18 11:00 | 0.69333
NewNuke | 2018-07-18 12:00 | 0.69333
NewNuke | 2018-07-18 13:00 | 0.69333
NewNuke | 2018-07-18 14:00 | 0.69634
NewNuke | 2018-07-18 15:00 | 0.69634
NewNuke | 2018-07-18 16:00 | 0.69634
NewNuke | 2018-07-18 17:00 | 0.69634
NewNuke | 2018-07-18 18:00 | 0.69634
NewNuke | 2018-07-18 19:00 | 0.69634
NewNuke | 2018-07-18 20:00 | 0.69634
NewNuke | 2018-07-18 21:00 | 0.69941
NewNuke | 2018-07-18 22:00 | 0.69634
NewNuke | 2018-07-18 23:00 | 0.69634
NewNuke | 2018-07-19 | 0.69634
NewNuke | 2018-07-19 01:00 | 0.69634
NewNuke | 2018-07-19 02:00 | 0.69634
NewNuke | 2018-07-19 03:00 | 0.71083
NewNuke | 2018-07-19 04:00 | 0.71083
NewNuke | 2018-07-19 05:00 | 0.71083
NewNuke | 2018-07-19 06:00 | 0.71083
NewNuke | 2018-07-19 07:00 | 0.71083
NewNuke | 2018-07-19 08:00 | 0.71083
NewNuke | 2018-07-19 09:00 | 0.71083
NewNuke | 2018-07-19 10:00 | 0.71083
NewNuke | 2018-07-19 11:00 | 0.71083
NewNuke | 2018-07-19 12:00 | 0.71083
NewNuke | 2018-07-19 13:00 | 0.71083
NewNuke | 2018-07-19 14:00 | 0.71083
NewNuke | 2018-07-19 15:00 | 0.71083
NewNuke | 2018-07-19 16:00 | 0.71083
NewNuke | 2018-07-19 17:00 | 0.71083
NewNuke | 2018-07-19 18:00 | 0.71083
NewNuke | 2018-07-19 19:00 | 0.71083
NewNuke | 2018-07-19 20:00 | 0.71083
NewNuke | 2018-07-19 21:00 | 0.71083
NewNuke | 2018-07-19 22:00 | 0.71083
NewNuke | 2018-07-19 23:00 | 0.71083
NewNuke | 2018-07-20 | 0.71083
NewNuke | 2018-07-20 01:00 | 0.6965
NewNuke | 2018-07-20 02:00 | 0.6965
NewNuke | 2018-07-20 03:00 | 0.6965
NewNuke | 2018-07-20 04:00 | 0.6965
NewNuke | 2018-07-20 05:00 | 0.6965
NewNuke | 2018-07-20 06:00 | 0.6965
NewNuke | 2018-07-20 07:00 | 0.6965
NewNuke | 2018-07-20 08:00 | 0.6965
NewNuke | 2018-07-20 09:00 | 0.6965
NewNuke | 2018-07-20 10:00 | 0.6965
NewNuke | 2018-07-20 11:00 | 0.6965
NewNuke | 2018-07-20 12:00 | 0.6965
NewNuke | 2018-07-20 13:00 | 0.6965
NewNuke | 2018-07-20 14:00 | 0.6965
NewNuke | 2018-07-20 15:00 | 0.6965
NewNuke | 2018-07-20 16:00 | 0.6965
NewNuke | 2018-07-20 17:00 | 0.6965
NewNuke | 2018-07-20 18:00 | 0.6965
NewNuke | 2018-07-20 19:00 | 0.6965
NewNuke | 2018-07-20 20:00 | 0.6965
NewNuke | 2018-07-20 21:00 | 0.6965
NewNuke | 2018-07-20 22:00 | 0.6965
NewNuke | 2018-07-20 23:00 | 0.6965
NewNuke | 2018-07-21 | 0.64431
NewNuke | 2018-07-21 01:00 | 0.63718
NewNuke | 2018-07-21 02:00 | 0.62276
NewNuke | 2018-07-21 03:00 | 0.60843
NewNuke | 2018-07-21 04:00 | 0.61248
NewNuke | 2018-07-21 05:00 | 0.614
NewNuke | 2018-07-21 06:00 | 0.61716
NewNuke | 2018-07-21 07:00 | 0.61758
NewNuke | 2018-07-21 08:00 | 0.61796
NewNuke | 2018-07-21 09:00 | 0.61858
NewNuke | 2018-07-21 10:00 | 0.61639
NewNuke | 2018-07-21 11:00 | 0.61415
NewNuke | 2018-07-21 12:00 | 0.61264
NewNuke | 2018-07-21 13:00 | 0.61196
NewNuke | 2018-07-21 14:00 | 0.61476
NewNuke | 2018-07-21 15:00 | 0.61635
NewNuke | 2018-07-21 16:00 | 0.61847
NewNuke | 2018-07-21 17:00 | 0.61868
NewNuke | 2018-07-21 18:00 | 0.62202
NewNuke | 2018-07-21 19:00 | 0.62631
NewNuke | 2018-07-21 20:00 | 0.62772
NewNuke | 2018-07-21 21:00 | 0.62897
NewNuke | 2018-07-21 22:00 | 0.62492
NewNuke | 2018-07-21 23:00 | 0.62519
NewNuke | 2018-07-22 | 0.62284
NewNuke | 2018-07-22 01:00 | 0.62284
NewNuke | 2018-07-22 02:00 | 0.62284
NewNuke | 2018-07-22 03:00 | 0.62113
NewNuke | 2018-07-22 04:00 | 0.6269
NewNuke | 2018-07-22 05:00 | 0.62807
NewNuke | 2018-07-22 06:00 | 0.63746
NewNuke | 2018-07-22 07:00 | 0.64602
NewNuke | 2018-07-22 08:00 | 0.6488
NewNuke | 2018-07-22 09:00 | 0.64963
NewNuke | 2018-07-22 10:00 | 0.64747
NewNuke | 2018-07-22 11:00 | 0.64521
NewNuke | 2018-07-22 12:00 | 0.64602
NewNuke | 2018-07-22 13:00 | 0.64643
NewNuke | 2018-07-22 14:00 | 0.64399
NewNuke | 2018-07-22 15:00 | 0.64399
NewNuke | 2018-07-22 16:00 | 0.65134
NewNuke | 2018-07-22 17:00 | 0.65175
NewNuke | 2018-07-22 18:00 | 0.66767
NewNuke | 2018-07-22 19:00 | 0.65113
NewNuke | 2018-07-22 20:00 | 0.65085
NewNuke | 2018-07-22 21:00 | 0.65147
NewNuke | 2018-07-22 22:00 | 0.64858
NewNuke | 2018-07-22 23:00 | 0.64912
NewNuke | 2018-07-23 | 0.6584
NewNuke | 2018-07-23 01:00 | 0.67282
NewNuke | 2018-07-23 02:00 | 0.67282
NewNuke | 2018-07-23 03:00 | 0.67282
NewNuke | 2018-07-23 04:00 | 0.67282
NewNuke | 2018-07-23 05:00 | 0.67282
NewNuke | 2018-07-23 06:00 | 0.67282
NewNuke | 2018-07-23 07:00 | 0.67282
NewNuke | 2018-07-23 08:00 | 0.67282
NewNuke | 2018-07-23 09:00 | 0.67282
NewNuke | 2018-07-23 10:00 | 0.67282
NewNuke | 2018-07-23 11:00 | 0.67282
NewNuke | 2018-07-23 12:00 | 0.67282
NewNuke | 2018-07-23 13:00 | 0.67282
NewNuke | 2018-07-23 14:00 | 0.67282
NewNuke | 2018-07-23 15:00 | 0.66989
NewNuke | 2018-07-23 16:00 | 0.67282
NewNuke | 2018-07-23 17:00 | 0.6584
NewNuke | 2018-07-23 18:00 | 0.6584
NewNuke | 2018-07-23 19:00 | 0.6584
NewNuke | 2018-07-23 20:00 | 0.6584
NewNuke | 2018-07-23 21:00 | 0.6584
NewNuke | 2018-07-23 22:00 | 0.6584
NewNuke | 2018-07-23 23:00 | 0.6584
NewNuke | 2018-07-24 | 0.65096
NewNuke | 2018-07-24 01:00 | 0.65156
NewNuke | 2018-07-24 02:00 | 0.65238
NewNuke | 2018-07-24 03:00 | 0.65188
NewNuke | 2018-07-24 04:00 | 0.65392
NewNuke | 2018-07-24 05:00 | 0.65628
NewNuke | 2018-07-24 06:00 | 0.6559
NewNuke | 2018-07-24 07:00 | 0.65349
NewNuke | 2018-07-24 08:00 | 0.65131
NewNuke | 2018-07-24 09:00 | 0.65028
NewNuke | 2018-07-24 10:00 | 0.64958
NewNuke | 2018-07-24 11:00 | 0.64901
NewNuke | 2018-07-24 12:00 | 0.64853
NewNuke | 2018-07-24 13:00 | 0.64782
NewNuke | 2018-07-24 14:00 | 0.65067
NewNuke | 2018-07-24 15:00 | 0.65722
NewNuke | 2018-07-24 16:00 | 0.66292
NewNuke | 2018-07-24 17:00 | 0.66485
NewNuke | 2018-07-24 18:00 | 0.66987
NewNuke | 2018-07-24 19:00 | 0.67036
NewNuke | 2018-07-24 20:00 | 0.67046
NewNuke | 2018-07-24 21:00 | 0.67092
NewNuke | 2018-07-24 22:00 | 0.66925
NewNuke | 2018-07-24 23:00 | 0.67146
NewNuke | 2018-07-25 | 0.67683
NewNuke | 2018-07-25 01:00 | 0.68218
NewNuke | 2018-07-25 02:00 | 0.68956
NewNuke | 2018-07-25 03:00 | 0.69221
NewNuke | 2018-07-25 04:00 | 0.69876
NewNuke | 2018-07-25 05:00 | 0.70322
NewNuke | 2018-07-25 06:00 | 0.70559
NewNuke | 2018-07-25 07:00 | 0.70428
NewNuke | 2018-07-25 08:00 | 0.70231
NewNuke | 2018-07-25 09:00 | 0.70062
NewNuke | 2018-07-25 10:00 | 0.69992
NewNuke | 2018-07-25 11:00 | 0.7001
NewNuke | 2018-07-25 12:00 | 0.69959
NewNuke | 2018-07-25 13:00 | 0.69924
NewNuke | 2018-07-25 14:00 | 0.69878
NewNuke | 2018-07-25 15:00 | 0.69819
NewNuke | 2018-07-25 16:00 | 0.69845
NewNuke | 2018-07-25 17:00 | 0.69873
NewNuke | 2018-07-25 18:00 | 0.69876
NewNuke | 2018-07-25 19:00 | 0.69872
NewNuke | 2018-07-25 20:00 | 0.69604
NewNuke | 2018-07-25 21:00 | 0.69621
NewNuke | 2018-07-25 22:00 | 0.69531
NewNuke | 2018-07-25 23:00 | 0.69531
NewNuke | 2018-07-26 | 0.6822
NewNuke | 2018-07-26 01:00 | 0.68323
NewNuke | 2018-07-26 02:00 | 0.68175
NewNuke | 2018-07-26 03:00 | 0.68644
NewNuke | 2018-07-26 04:00 | 0.69808
NewNuke | 2018-07-26 05:00 | 0.69134
NewNuke | 2018-07-26 06:00 | 0.68798
NewNuke | 2018-07-26 07:00 | 0.68726
NewNuke | 2018-07-26 08:00 | 0.68641
NewNuke | 2018-07-26 09:00 | 0.68522
NewNuke | 2018-07-26 10:00 | 0.68487
NewNuke | 2018-07-26 11:00 | 0.6833
NewNuke | 2018-07-26 12:00 | 0.68052
NewNuke | 2018-07-26 13:00 | 0.68082
NewNuke | 2018-07-26 14:00 | 0.67245
NewNuke | 2018-07-26 15:00 | 0.67052
NewNuke | 2018-07-26 16:00 | 0.67052
NewNuke | 2018-07-26 17:00 | 0.67196
NewNuke | 2018-07-26 18:00 | 0.67228
NewNuke | 2018-07-26 19:00 | 0.67196
NewNuke | 2018-07-26 20:00 | 0.67095
NewNuke | 2018-07-26 21:00 | 0.67166
NewNuke | 2018-07-26 22:00 | 0.66694
NewNuke | 2018-07-26 23:00 | 0.66637
NewNuke | 2018-07-27 | 0.66656
NewNuke | 2018-07-27 01:00 | 0.67077
NewNuke | 2018-07-27 02:00 | 0.67404
NewNuke | 2018-07-27 03:00 | 0.67256
NewNuke | 2018-07-27 04:00 | 0.67323
NewNuke | 2018-07-27 05:00 | 0.67697
NewNuke | 2018-07-27 06:00 | 0.67885
NewNuke | 2018-07-27 07:00 | 0.6783
NewNuke | 2018-07-27 08:00 | 0.67645
NewNuke | 2018-07-27 09:00 | 0.67502
NewNuke | 2018-07-27 10:00 | 0.66848
NewNuke | 2018-07-27 11:00 | 0.66396
NewNuke | 2018-07-27 12:00 | 0.66195
NewNuke | 2018-07-27 13:00 | 0.65867
NewNuke | 2018-07-27 14:00 | 0.65631
NewNuke | 2018-07-27 15:00 | 0.65406
NewNuke | 2018-07-27 16:00 | 0.65249
NewNuke | 2018-07-27 17:00 | 0.65265
NewNuke | 2018-07-27 18:00 | 0.65308
NewNuke | 2018-07-27 19:00 | 0.6493
NewNuke | 2018-07-27 20:00 | 0.64462
NewNuke | 2018-07-27 21:00 | 0.63856
NewNuke | 2018-07-27 22:00 | 0.63338
NewNuke | 2018-07-27 23:00 | 0.63344
NewNuke | 2018-07-28 | 0.63494
NewNuke | 2018-07-28 01:00 | 0.62899
NewNuke | 2018-07-28 02:00 | 0.63284
NewNuke | 2018-07-28 03:00 | 0.63637
NewNuke | 2018-07-28 04:00 | 0.63768
NewNuke | 2018-07-28 05:00 | 0.63531
NewNuke | 2018-07-28 06:00 | 0.6364
NewNuke | 2018-07-28 07:00 | 0.63876
NewNuke | 2018-07-28 08:00 | 0.63751
NewNuke | 2018-07-28 09:00 | 0.63805
NewNuke | 2018-07-28 10:00 | 0.63816
NewNuke | 2018-07-28 11:00 | 0.6393
NewNuke | 2018-07-28 12:00 | 0.63528
NewNuke | 2018-07-28 13:00 | 0.62815
NewNuke | 2018-07-28 14:00 | 0.62997
NewNuke | 2018-07-28 15:00 | 0.62997
NewNuke | 2018-07-28 16:00 | 0.63486
NewNuke | 2018-07-28 17:00 | 0.62997
NewNuke | 2018-07-28 18:00 | 0.63376
NewNuke | 2018-07-28 19:00 | 0.63425
NewNuke | 2018-07-28 20:00 | 0.62997
NewNuke | 2018-07-28 21:00 | 0.61902
NewNuke | 2018-07-28 22:00 | 0.61929
NewNuke | 2018-07-28 23:00 | 0.61334
NewNuke | 2018-07-29 | 0.60946
NewNuke | 2018-07-29 01:00 | 0.60946
NewNuke | 2018-07-29 02:00 | 0.60946
NewNuke | 2018-07-29 03:00 | 0.60946
NewNuke | 2018-07-29 04:00 | 0.59713
NewNuke | 2018-07-29 05:00 | 0.59282
NewNuke | 2018-07-29 06:00 | 0.59282
NewNuke | 2018-07-29 07:00 | 0.59282
NewNuke | 2018-07-29 08:00 | 0.59282
NewNuke | 2018-07-29 09:00 | 0.59853
NewNuke | 2018-07-29 10:00 | 0.59309
NewNuke | 2018-07-29 11:00 | 0.58966
NewNuke | 2018-07-29 12:00 | 0.58966
NewNuke | 2018-07-29 13:00 | 0.58966
NewNuke | 2018-07-29 14:00 | 0.58966
NewNuke | 2018-07-29 15:00 | 0.58966
NewNuke | 2018-07-29 16:00 | 0.60515
NewNuke | 2018-07-29 17:00 | 0.61478
NewNuke | 2018-07-29 18:00 | 0.61692
NewNuke | 2018-07-29 19:00 | 0.61639
NewNuke | 2018-07-29 20:00 | 0.61658
NewNuke | 2018-07-29 21:00 | 0.61624
NewNuke | 2018-07-29 22:00 | 0.61486
NewNuke | 2018-07-29 23:00 | 0.61145
NewNuke | 2018-07-30 | 0.60936
NewNuke | 2018-07-30 01:00 | 0.61625
NewNuke | 2018-07-30 02:00 | 0.61771
NewNuke | 2018-07-30 03:00 | 0.62131
NewNuke | 2018-07-30 04:00 | 0.63417
NewNuke | 2018-07-30 05:00 | 0.63786
NewNuke | 2018-07-30 06:00 | 0.63924
NewNuke | 2018-07-30 07:00 | 0.63727
NewNuke | 2018-07-30 08:00 | 0.63539
NewNuke | 2018-07-30 09:00 | 0.63353
NewNuke | 2018-07-30 10:00 | 0.63114
NewNuke | 2018-07-30 11:00 | 0.63149
NewNuke | 2018-07-30 12:00 | 0.63144
NewNuke | 2018-07-30 13:00 | 0.62908
NewNuke | 2018-07-30 14:00 | 0.62864
NewNuke | 2018-07-30 15:00 | 0.62816
NewNuke | 2018-07-30 16:00 | 0.62891
NewNuke | 2018-07-30 17:00 | 0.63417
NewNuke | 2018-07-30 18:00 | 0.64809
NewNuke | 2018-07-30 19:00 | 0.6495
NewNuke | 2018-07-30 20:00 | 0.64949
NewNuke | 2018-07-30 21:00 | 0.65593
NewNuke | 2018-07-30 22:00 | 0.64736
NewNuke | 2018-07-30 23:00 | 0.64337
NewNuke | 2018-07-31 | 0.64402
NewNuke | 2018-07-31 01:00 | 0.63997
NewNuke | 2018-07-31 02:00 | 0.63963
NewNuke | 2018-07-31 03:00 | 0.64221
NewNuke | 2018-07-31 04:00 | 0.65536
NewNuke | 2018-07-31 05:00 | 0.66411
NewNuke | 2018-07-31 06:00 | 0.66384
NewNuke | 2018-07-31 07:00 | 0.6638
NewNuke | 2018-07-31 08:00 | 0.66254
NewNuke | 2018-07-31 09:00 | 0.66086
NewNuke | 2018-07-31 10:00 | 0.6608
NewNuke | 2018-07-31 11:00 | 0.66026
NewNuke | 2018-07-31 12:00 | 0.66027
NewNuke | 2018-07-31 13:00 | 0.66087
NewNuke | 2018-07-31 14:00 | 0.66133
NewNuke | 2018-07-31 15:00 | 0.66566
NewNuke | 2018-07-31 16:00 | 0.67104
NewNuke | 2018-07-31 17:00 | 0.67185
NewNuke | 2018-07-31 18:00 | 0.67206
NewNuke | 2018-07-31 19:00 | 0.67241
NewNuke | 2018-07-31 20:00 | 0.67211
NewNuke | 2018-07-31 21:00 | 0.67231
NewNuke | 2018-07-31 22:00 | 0.65878
NewNuke | 2018-07-31 23:00 | 0.65927
NewNuke | 2018-08-01 | 0.66059
NewNuke | 2018-08-01 01:00 | 0.66198
NewNuke | 2018-08-01 02:00 | 0.68034
NewNuke | 2018-08-01 03:00 | 0.68034
NewNuke | 2018-08-01 04:00 | 0.68034
NewNuke | 2018-08-01 05:00 | 0.68034
NewNuke | 2018-08-01 06:00 | 0.67412
NewNuke | 2018-08-01 07:00 | 0.66856
NewNuke | 2018-08-01 08:00 | 0.66784
NewNuke | 2018-08-01 09:00 | 0.66235
NewNuke | 2018-08-01 10:00 | 0.65901
NewNuke | 2018-08-01 11:00 | 0.66609
NewNuke | 2018-08-01 12:00 | 0.66609
NewNuke | 2018-08-01 13:00 | 0.66236
NewNuke | 2018-08-01 14:00 | 0.65151
NewNuke | 2018-08-01 15:00 | 0.6511
NewNuke | 2018-08-01 16:00 | 0.64454
NewNuke | 2018-08-01 17:00 | 0.6416
NewNuke | 2018-08-01 18:00 | 0.65192
NewNuke | 2018-08-01 19:00 | 0.65192
NewNuke | 2018-08-01 20:00 | 0.65192
NewNuke | 2018-08-01 21:00 | 0.65192
NewNuke | 2018-08-01 22:00 | 0.65192
NewNuke | 2018-08-01 23:00 | 0.65192
NewNuke | 2018-08-02 | 0.6528
NewNuke | 2018-08-02 01:00 | 0.6528
NewNuke | 2018-08-02 02:00 | 0.62191
NewNuke | 2018-08-02 03:00 | 0.62191
NewNuke | 2018-08-02 04:00 | 0.62259
NewNuke | 2018-08-02 05:00 | 0.6258
NewNuke | 2018-08-02 06:00 | 0.62668
NewNuke | 2018-08-02 07:00 | 0.62617
NewNuke | 2018-08-02 08:00 | 0.62563
NewNuke | 2018-08-02 09:00 | 0.6245
NewNuke | 2018-08-02 10:00 | 0.62672
NewNuke | 2018-08-02 11:00 | 0.62672
NewNuke | 2018-08-02 12:00 | 0.62672
NewNuke | 2018-08-02 13:00 | 0.62672
NewNuke | 2018-08-02 14:00 | 0.63075
NewNuke | 2018-08-02 15:00 | 0.63075
NewNuke | 2018-08-02 16:00 | 0.63075
NewNuke | 2018-08-02 17:00 | 0.63075
NewNuke | 2018-08-02 18:00 | 0.63075
NewNuke | 2018-08-02 19:00 | 0.63029
NewNuke | 2018-08-02 20:00 | 0.62807
NewNuke | 2018-08-02 21:00 | 0.62807
NewNuke | 2018-08-02 22:00 | 0.62807
NewNuke | 2018-08-02 23:00 | 0.62807
NewNuke | 2018-08-03 | 0.62062
NewNuke | 2018-08-03 01:00 | 0.62062
NewNuke | 2018-08-03 02:00 | 0.62062
NewNuke | 2018-08-03 03:00 | 0.62663
NewNuke | 2018-08-03 04:00 | 0.62666
NewNuke | 2018-08-03 05:00 | 0.63092
NewNuke | 2018-08-03 06:00 | 0.63092
NewNuke | 2018-08-03 07:00 | 0.63092
NewNuke | 2018-08-03 08:00 | 0.63092
NewNuke | 2018-08-03 09:00 | 0.63092
NewNuke | 2018-08-03 10:00 | 0.63092
NewNuke | 2018-08-03 11:00 | 0.63092
NewNuke | 2018-08-03 12:00 | 0.62379
NewNuke | 2018-08-03 13:00 | 0.62379
NewNuke | 2018-08-03 14:00 | 0.62379
NewNuke | 2018-08-03 15:00 | 0.6269
NewNuke | 2018-08-03 16:00 | 0.62341
NewNuke | 2018-08-03 17:00 | 0.6204
NewNuke | 2018-08-03 18:00 | 0.59427
NewNuke | 2018-08-03 19:00 | 0.59728
NewNuke | 2018-08-03 20:00 | 0.59294
NewNuke | 2018-08-03 21:00 | 0.59294
NewNuke | 2018-08-03 22:00 | 0.59737
NewNuke | 2018-08-03 23:00 | 0.59737
NewNuke | 2018-08-04 | 0.59571
NewNuke | 2018-08-04 01:00 | 0.59571
NewNuke | 2018-08-04 02:00 | 0.58357
NewNuke | 2018-08-04 03:00 | 0.58357
NewNuke | 2018-08-04 04:00 | 0.57985
NewNuke | 2018-08-04 05:00 | 0.57985
NewNuke | 2018-08-04 06:00 | 0.57985
NewNuke | 2018-08-04 07:00 | 0.57985
NewNuke | 2018-08-04 08:00 | 0.57985
NewNuke | 2018-08-04 09:00 | 0.57985
NewNuke | 2018-08-04 10:00 | 0.5686
NewNuke | 2018-08-04 11:00 | 0.57605
NewNuke | 2018-08-04 12:00 | 0.57605
NewNuke | 2018-08-04 13:00 | 0.57605
NewNuke | 2018-08-04 14:00 | 0.57605
NewNuke | 2018-08-04 15:00 | 0.58611
NewNuke | 2018-08-04 16:00 | 0.59735
NewNuke | 2018-08-04 17:00 | 0.59735
NewNuke | 2018-08-04 18:00 | 0.61185
NewNuke | 2018-08-04 19:00 | 0.61185
NewNuke | 2018-08-04 20:00 | 0.61185
NewNuke | 2018-08-04 21:00 | 0.61185
NewNuke | 2018-08-04 22:00 | 0.61185
NewNuke | 2018-08-04 23:00 | 0.61185
NewNuke | 2018-08-05 | 0.59181
NewNuke | 2018-08-05 01:00 | 0.59181
NewNuke | 2018-08-05 02:00 | 0.59181
NewNuke | 2018-08-05 03:00 | 0.57256
NewNuke | 2018-08-05 04:00 | 0.57256
NewNuke | 2018-08-05 05:00 | 0.57256
NewNuke | 2018-08-05 06:00 | 0.57256
NewNuke | 2018-08-05 07:00 | 0.59181
NewNuke | 2018-08-05 08:00 | 0.59181
NewNuke | 2018-08-05 09:00 | 0.59181
NewNuke | 2018-08-05 10:00 | 0.59181
NewNuke | 2018-08-05 11:00 | 0.59181
NewNuke | 2018-08-05 12:00 | 0.57573
NewNuke | 2018-08-05 13:00 | 0.57573
NewNuke | 2018-08-05 14:00 | 0.57573
NewNuke | 2018-08-05 15:00 | 0.57573
NewNuke | 2018-08-05 16:00 | 0.57573
NewNuke | 2018-08-05 17:00 | 0.57573
NewNuke | 2018-08-05 18:00 | 0.5549
NewNuke | 2018-08-05 19:00 | 0.5549
NewNuke | 2018-08-05 20:00 | 0.57874
NewNuke | 2018-08-05 21:00 | 0.57874
NewNuke | 2018-08-05 22:00 | 0.58413
NewNuke | 2018-08-05 23:00 | 0.59046
NewNuke | 2018-08-06 | 0.59221
NewNuke | 2018-08-06 01:00 | 0.59221
NewNuke | 2018-08-06 02:00 | 0.59221
NewNuke | 2018-08-06 03:00 | 0.59221
NewNuke | 2018-08-06 04:00 | 0.57811
NewNuke | 2018-08-06 05:00 | 0.57811
NewNuke | 2018-08-06 06:00 | 0.57811
NewNuke | 2018-08-06 07:00 | 0.57811
NewNuke | 2018-08-06 08:00 | 0.57811
NewNuke | 2018-08-06 09:00 | 0.57811
NewNuke | 2018-08-06 10:00 | 0.57811
NewNuke | 2018-08-06 11:00 | 0.57811
NewNuke | 2018-08-06 12:00 | 0.57811
NewNuke | 2018-08-06 13:00 | 0.57811
NewNuke | 2018-08-06 14:00 | 0.57811
NewNuke | 2018-08-06 15:00 | 0.57811
NewNuke | 2018-08-06 16:00 | 0.57811
NewNuke | 2018-08-06 17:00 | 0.5732
NewNuke | 2018-08-06 18:00 | 0.56788
NewNuke | 2018-08-06 19:00 | 0.57407
NewNuke | 2018-08-06 20:00 | 0.57407
NewNuke | 2018-08-06 21:00 | 0.57407
NewNuke | 2018-08-06 22:00 | 0.57407
NewNuke | 2018-08-06 23:00 | 0.58033
NewNuke | 2018-08-07 | 0.57256
NewNuke | 2018-08-07 01:00 | 0.57256
NewNuke | 2018-08-07 02:00 | 0.57589
NewNuke | 2018-08-07 03:00 | 0.57589
NewNuke | 2018-08-07 04:00 | 0.57589
NewNuke | 2018-08-07 05:00 | 0.57717
NewNuke | 2018-08-07 06:00 | 0.5798
NewNuke | 2018-08-07 07:00 | 0.58053
NewNuke | 2018-08-07 08:00 | 0.58041
NewNuke | 2018-08-07 09:00 | 0.58041
NewNuke | 2018-08-07 10:00 | 0.58041
NewNuke | 2018-08-07 11:00 | 0.58041
NewNuke | 2018-08-07 12:00 | 0.58041
NewNuke | 2018-08-07 13:00 | 0.58041
NewNuke | 2018-08-07 14:00 | 0.58041
NewNuke | 2018-08-07 15:00 | 0.58041
NewNuke | 2018-08-07 16:00 | 0.58041
NewNuke | 2018-08-07 17:00 | 0.58041
NewNuke | 2018-08-07 18:00 | 0.58041
NewNuke | 2018-08-07 19:00 | 0.57645
NewNuke | 2018-08-07 20:00 | 0.57645
NewNuke | 2018-08-07 21:00 | 0.57645
NewNuke | 2018-08-07 22:00 | 0.57681
NewNuke | 2018-08-07 23:00 | 0.57727
NewNuke | 2018-08-08 | 0.58041
NewNuke | 2018-08-08 01:00 | 0.58041
NewNuke | 2018-08-08 02:00 | 0.59149
NewNuke | 2018-08-08 03:00 | 0.59149
NewNuke | 2018-08-08 04:00 | 0.59587
NewNuke | 2018-08-08 05:00 | 0.61264
NewNuke | 2018-08-08 06:00 | 0.61264
NewNuke | 2018-08-08 07:00 | 0.61264
NewNuke | 2018-08-08 08:00 | 0.61264
NewNuke | 2018-08-08 09:00 | 0.61522
NewNuke | 2018-08-08 10:00 | 0.61758
NewNuke | 2018-08-08 11:00 | 0.6348
NewNuke | 2018-08-08 12:00 | 0.6333
NewNuke | 2018-08-08 13:00 | 0.63235
NewNuke | 2018-08-08 14:00 | 0.63235
NewNuke | 2018-08-08 15:00 | 0.64684
NewNuke | 2018-08-08 16:00 | 0.64684
NewNuke | 2018-08-08 17:00 | 0.64684
NewNuke | 2018-08-08 18:00 | 0.64684
NewNuke | 2018-08-08 19:00 | 0.64684
NewNuke | 2018-08-08 20:00 | 0.64684
NewNuke | 2018-08-08 21:00 | 0.64684
NewNuke | 2018-08-08 22:00 | 0.64684
NewNuke | 2018-08-08 23:00 | 0.64684
NewNuke | 2018-08-09 | 0.65175
NewNuke | 2018-08-09 01:00 | 0.65175
NewNuke | 2018-08-09 02:00 | 0.65175
NewNuke | 2018-08-09 03:00 | 0.63765
NewNuke | 2018-08-09 04:00 | 0.63765
NewNuke | 2018-08-09 05:00 | 0.63765
NewNuke | 2018-08-09 06:00 | 0.63765
NewNuke | 2018-08-09 07:00 | 0.63765
NewNuke | 2018-08-09 08:00 | 0.63765
NewNuke | 2018-08-09 09:00 | 0.63765
NewNuke | 2018-08-09 10:00 | 0.65207
NewNuke | 2018-08-09 11:00 | 0.65207
NewNuke | 2018-08-09 12:00 | 0.631
NewNuke | 2018-08-09 13:00 | 0.631
NewNuke | 2018-08-09 14:00 | 0.631
NewNuke | 2018-08-09 15:00 | 0.631
NewNuke | 2018-08-09 16:00 | 0.63279
NewNuke | 2018-08-09 17:00 | 0.63482
NewNuke | 2018-08-09 18:00 | 0.63764
NewNuke | 2018-08-09 19:00 | 0.63406
NewNuke | 2018-08-09 20:00 | 0.63204
NewNuke | 2018-08-09 21:00 | 0.64431
NewNuke | 2018-08-09 22:00 | 0.64431
NewNuke | 2018-08-09 23:00 | 0.64431
NewNuke | 2018-08-10 | 0.64763
NewNuke | 2018-08-10 01:00 | 0.64763
NewNuke | 2018-08-10 02:00 | 0.64763
NewNuke | 2018-08-10 03:00 | 0.64763
NewNuke | 2018-08-10 04:00 | 0.64763
NewNuke | 2018-08-10 05:00 | 0.64763
NewNuke | 2018-08-10 06:00 | 0.64763
NewNuke | 2018-08-10 07:00 | 0.64763
NewNuke | 2018-08-10 08:00 | 0.64763
NewNuke | 2018-08-10 09:00 | 0.64763
NewNuke | 2018-08-10 10:00 | 0.64763
NewNuke | 2018-08-10 11:00 | 0.64763
NewNuke | 2018-08-10 12:00 | 0.64763
NewNuke | 2018-08-10 13:00 | 0.64763
NewNuke | 2018-08-10 14:00 | 0.64763
NewNuke | 2018-08-10 15:00 | 0.64763
NewNuke | 2018-08-10 16:00 | 0.64467
NewNuke | 2018-08-10 17:00 | 0.64467
NewNuke | 2018-08-10 18:00 | 0.64763
NewNuke | 2018-08-10 19:00 | 0.64763
NewNuke | 2018-08-10 20:00 | 0.64763
NewNuke | 2018-08-10 21:00 | 0.64763
NewNuke | 2018-08-10 22:00 | 0.62799
NewNuke | 2018-08-10 23:00 | 0.62799
NewNuke | 2018-08-11 | 0.61358
NewNuke | 2018-08-11 01:00 | 0.63829
NewNuke | 2018-08-11 02:00 | 0.59029
NewNuke | 2018-08-11 03:00 | 0.59029
NewNuke | 2018-08-11 04:00 | 0.58419
NewNuke | 2018-08-11 05:00 | 0.58419
NewNuke | 2018-08-11 06:00 | 0.5758
NewNuke | 2018-08-11 07:00 | 0.57302
NewNuke | 2018-08-11 08:00 | 0.57153
NewNuke | 2018-08-11 09:00 | 0.57153
NewNuke | 2018-08-11 10:00 | 0.57153
NewNuke | 2018-08-11 11:00 | 0.57153
NewNuke | 2018-08-11 12:00 | 0.57153
NewNuke | 2018-08-11 13:00 | 0.57153
NewNuke | 2018-08-11 14:00 | 0.57153
NewNuke | 2018-08-11 15:00 | 0.57153
NewNuke | 2018-08-11 16:00 | 0.57779
NewNuke | 2018-08-11 17:00 | 0.57779
NewNuke | 2018-08-11 18:00 | 0.57952
NewNuke | 2018-08-11 19:00 | 0.57952
NewNuke | 2018-08-11 20:00 | 0.57952
NewNuke | 2018-08-11 21:00 | 0.57952
NewNuke | 2018-08-11 22:00 | 0.57952
NewNuke | 2018-08-11 23:00 | 0.57952
NewNuke | 2018-08-12 | 0.57952
NewNuke | 2018-08-12 01:00 | 0.59362
NewNuke | 2018-08-12 02:00 | 0.59362
NewNuke | 2018-08-12 03:00 | 0.59362
NewNuke | 2018-08-12 04:00 | 0.59362
NewNuke | 2018-08-12 05:00 | 0.59362
NewNuke | 2018-08-12 06:00 | 0.59362
NewNuke | 2018-08-12 07:00 | 0.59362
NewNuke | 2018-08-12 08:00 | 0.59362
NewNuke | 2018-08-12 09:00 | 0.59362
NewNuke | 2018-08-12 10:00 | 0.59362
NewNuke | 2018-08-12 11:00 | 0.59362
NewNuke | 2018-08-12 12:00 | 0.59362
NewNuke | 2018-08-12 13:00 | 0.59362
NewNuke | 2018-08-12 14:00 | 0.59362
NewNuke | 2018-08-12 15:00 | 0.59362
NewNuke | 2018-08-12 16:00 | 0.59615
NewNuke | 2018-08-12 17:00 | 0.59615
NewNuke | 2018-08-12 18:00 | 0.59615
NewNuke | 2018-08-12 19:00 | 0.59615
NewNuke | 2018-08-12 20:00 | 0.59615
NewNuke | 2018-08-12 21:00 | 0.59615
NewNuke | 2018-08-12 22:00 | 0.59615
NewNuke | 2018-08-12 23:00 | 0.59615
NewNuke | 2018-08-13 | 0.59615
NewNuke | 2018-08-13 01:00 | 0.59615
NewNuke | 2018-08-13 02:00 | 0.59615
NewNuke | 2018-08-13 03:00 | 0.59615
NewNuke | 2018-08-13 04:00 | 0.59615
NewNuke | 2018-08-13 05:00 | 0.59615
NewNuke | 2018-08-13 06:00 | 0.59615
NewNuke | 2018-08-13 07:00 | 0.59442
NewNuke | 2018-08-13 08:00 | 0.59615
NewNuke | 2018-08-13 09:00 | 0.59615
NewNuke | 2018-08-13 10:00 | 0.59365
NewNuke | 2018-08-13 11:00 | 0.59471
NewNuke | 2018-08-13 12:00 | 0.59468
NewNuke | 2018-08-13 13:00 | 0.60173
NewNuke | 2018-08-13 14:00 | 0.60998
NewNuke | 2018-08-13 15:00 | 0.61012
NewNuke | 2018-08-13 16:00 | 0.61278
NewNuke | 2018-08-13 17:00 | 0.61278
NewNuke | 2018-08-13 18:00 | 0.61278
NewNuke | 2018-08-13 19:00 | 0.61278
NewNuke | 2018-08-13 20:00 | 0.61278
NewNuke | 2018-08-13 21:00 | 0.61278
NewNuke | 2018-08-13 22:00 | 0.61278
NewNuke | 2018-08-13 23:00 | 0.61278
NewNuke | 2018-08-14 | 0.60977
NewNuke | 2018-08-14 01:00 | 0.60977
NewNuke | 2018-08-14 02:00 | 0.59504
NewNuke | 2018-08-14 03:00 | 0.59504
NewNuke | 2018-08-14 04:00 | 0.59544
NewNuke | 2018-08-14 05:00 | 0.59702
NewNuke | 2018-08-14 06:00 | 0.59826
NewNuke | 2018-08-14 07:00 | 0.59856
NewNuke | 2018-08-14 08:00 | 0.59892
NewNuke | 2018-08-14 09:00 | 0.59745
NewNuke | 2018-08-14 10:00 | 0.59753
NewNuke | 2018-08-14 11:00 | 0.59775
NewNuke | 2018-08-14 12:00 | 0.598
NewNuke | 2018-08-14 13:00 | 0.59962
NewNuke | 2018-08-14 14:00 | 0.60954
NewNuke | 2018-08-14 15:00 | 0.60954
NewNuke | 2018-08-14 16:00 | 0.60954
NewNuke | 2018-08-14 17:00 | 0.60149
NewNuke | 2018-08-14 18:00 | 0.60691
NewNuke | 2018-08-14 19:00 | 0.61649
NewNuke | 2018-08-14 20:00 | 0.62774
NewNuke | 2018-08-14 21:00 | 0.63338
NewNuke | 2018-08-14 22:00 | 0.63338
NewNuke | 2018-08-14 23:00 | 0.63338
NewNuke | 2018-08-15 | 0.62384
NewNuke | 2018-08-15 01:00 | 0.62181
NewNuke | 2018-08-15 02:00 | 0.62181
NewNuke | 2018-08-15 03:00 | 0.62181
NewNuke | 2018-08-15 04:00 | 0.62188
NewNuke | 2018-08-15 05:00 | 0.62466
NewNuke | 2018-08-15 06:00 | 0.62932
NewNuke | 2018-08-15 07:00 | 0.63181
NewNuke | 2018-08-15 08:00 | 0.63062
NewNuke | 2018-08-15 09:00 | 0.63002
NewNuke | 2018-08-15 10:00 | 0.6287
NewNuke | 2018-08-15 11:00 | 0.62636
NewNuke | 2018-08-15 12:00 | 0.6288
NewNuke | 2018-08-15 13:00 | 0.62954
NewNuke | 2018-08-15 14:00 | 0.62935
NewNuke | 2018-08-15 15:00 | 0.62569
NewNuke | 2018-08-15 16:00 | 0.62618
NewNuke | 2018-08-15 17:00 | 0.62687
NewNuke | 2018-08-15 18:00 | 0.62633
NewNuke | 2018-08-15 19:00 | 0.62515
NewNuke | 2018-08-15 20:00 | 0.62419
NewNuke | 2018-08-15 21:00 | 0.62419
NewNuke | 2018-08-15 22:00 | 0.62419
NewNuke | 2018-08-15 23:00 | 0.62553
NewNuke | 2018-08-16 | 0.62709
NewNuke | 2018-08-16 01:00 | 0.62839
NewNuke | 2018-08-16 02:00 | 0.63868
NewNuke | 2018-08-16 03:00 | 0.63868
NewNuke | 2018-08-16 04:00 | 0.63868
NewNuke | 2018-08-16 05:00 | 0.63868
NewNuke | 2018-08-16 06:00 | 0.63868
NewNuke | 2018-08-16 07:00 | 0.63868
NewNuke | 2018-08-16 08:00 | 0.63868
NewNuke | 2018-08-16 09:00 | 0.63868
NewNuke | 2018-08-16 10:00 | 0.63868
NewNuke | 2018-08-16 11:00 | 0.63868
NewNuke | 2018-08-16 12:00 | 0.63868
NewNuke | 2018-08-16 13:00 | 0.63868
NewNuke | 2018-08-16 14:00 | 0.63868
NewNuke | 2018-08-16 15:00 | 0.63868
NewNuke | 2018-08-16 16:00 | 0.63868
NewNuke | 2018-08-16 17:00 | 0.63868
NewNuke | 2018-08-16 18:00 | 0.63868
NewNuke | 2018-08-16 19:00 | 0.63868
NewNuke | 2018-08-16 20:00 | 0.63868
NewNuke | 2018-08-16 21:00 | 0.63868
NewNuke | 2018-08-16 22:00 | 0.63868
NewNuke | 2018-08-16 23:00 | 0.63868
NewNuke | 2018-08-17 | 0.61793
NewNuke | 2018-08-17 01:00 | 0.61793
NewNuke | 2018-08-17 02:00 | 0.61793
NewNuke | 2018-08-17 03:00 | 0.61793
NewNuke | 2018-08-17 04:00 | 0.61793
NewNuke | 2018-08-17 05:00 | 0.61793
NewNuke | 2018-08-17 06:00 | 0.61793
NewNuke | 2018-08-17 07:00 | 0.61793
NewNuke | 2018-08-17 08:00 | 0.61793
NewNuke | 2018-08-17 09:00 | 0.61793
NewNuke | 2018-08-17 10:00 | 0.61793
NewNuke | 2018-08-17 11:00 | 0.61793
NewNuke | 2018-08-17 12:00 | 0.61793
NewNuke | 2018-08-17 13:00 | 0.61793
NewNuke | 2018-08-17 14:00 | 0.61793
NewNuke | 2018-08-17 15:00 | 0.61793
NewNuke | 2018-08-17 16:00 | 0.61793
NewNuke | 2018-08-17 17:00 | 0.61793
NewNuke | 2018-08-17 18:00 | 0.61793
NewNuke | 2018-08-17 19:00 | 0.61793
NewNuke | 2018-08-17 20:00 | 0.61793
NewNuke | 2018-08-17 21:00 | 0.61793
NewNuke | 2018-08-17 22:00 | 0.61793
NewNuke | 2018-08-17 23:00 | 0.61793
NewNuke | 2018-08-18 | 0.60067
NewNuke | 2018-08-18 01:00 | 0.60067
NewNuke | 2018-08-18 02:00 | 0.57134
NewNuke | 2018-08-18 03:00 | 0.57134
NewNuke | 2018-08-18 04:00 | 0.57697
NewNuke | 2018-08-18 05:00 | 0.57697
NewNuke | 2018-08-18 06:00 | 0.57697
NewNuke | 2018-08-18 07:00 | 0.57697
NewNuke | 2018-08-18 08:00 | 0.57697
NewNuke | 2018-08-18 09:00 | 0.57697
NewNuke | 2018-08-18 10:00 | 0.57697
NewNuke | 2018-08-18 11:00 | 0.57697
NewNuke | 2018-08-18 12:00 | 0.57697
NewNuke | 2018-08-18 13:00 | 0.5654
NewNuke | 2018-08-18 14:00 | 0.5654
NewNuke | 2018-08-18 15:00 | 0.5654
NewNuke | 2018-08-18 16:00 | 0.5654
NewNuke | 2018-08-18 17:00 | 0.5654
NewNuke | 2018-08-18 18:00 | 0.5654
NewNuke | 2018-08-18 19:00 | 0.5654
NewNuke | 2018-08-18 20:00 | 0.57697
NewNuke | 2018-08-18 21:00 | 0.57697
NewNuke | 2018-08-18 22:00 | 0.57697
NewNuke | 2018-08-18 23:00 | 0.57697
NewNuke | 2018-08-19 | 0.57073
NewNuke | 2018-08-19 01:00 | 0.55916
NewNuke | 2018-08-19 02:00 | 0.55916
NewNuke | 2018-08-19 03:00 | 0.55916
NewNuke | 2018-08-19 04:00 | 0.55916
NewNuke | 2018-08-19 05:00 | 0.55916
NewNuke | 2018-08-19 06:00 | 0.55916
NewNuke | 2018-08-19 07:00 | 0.55916
NewNuke | 2018-08-19 08:00 | 0.55916
NewNuke | 2018-08-19 09:00 | 0.55916
NewNuke | 2018-08-19 10:00 | 0.54248
NewNuke | 2018-08-19 11:00 | 0.55916
NewNuke | 2018-08-19 12:00 | 0.57358
NewNuke | 2018-08-19 13:00 | 0.57358
NewNuke | 2018-08-19 14:00 | 0.57358
NewNuke | 2018-08-19 15:00 | 0.57358
NewNuke | 2018-08-19 16:00 | 0.58514
NewNuke | 2018-08-19 17:00 | 0.58514
NewNuke | 2018-08-19 18:00 | 0.58514
NewNuke | 2018-08-19 19:00 | 0.58514
NewNuke | 2018-08-19 20:00 | 0.58514
NewNuke | 2018-08-19 21:00 | 0.58514
NewNuke | 2018-08-19 22:00 | 0.58514
NewNuke | 2018-08-19 23:00 | 0.58514
NewNuke | 2018-08-20 | 0.59987
NewNuke | 2018-08-20 01:00 | 0.57619
NewNuke | 2018-08-20 02:00 | 0.57619
NewNuke | 2018-08-20 03:00 | 0.57619
NewNuke | 2018-08-20 04:00 | 0.57619
NewNuke | 2018-08-20 05:00 | 0.57619
NewNuke | 2018-08-20 06:00 | 0.57619
NewNuke | 2018-08-20 07:00 | 0.57619
NewNuke | 2018-08-20 08:00 | 0.57963
NewNuke | 2018-08-20 09:00 | 0.59734
NewNuke | 2018-08-20 10:00 | 0.59734
NewNuke | 2018-08-20 11:00 | 0.59734
NewNuke | 2018-08-20 12:00 | 0.59734
NewNuke | 2018-08-20 13:00 | 0.59734
NewNuke | 2018-08-20 14:00 | 0.59734
NewNuke | 2018-08-20 15:00 | 0.59734
NewNuke | 2018-08-20 16:00 | 0.59734
NewNuke | 2018-08-20 17:00 | 0.59734
NewNuke | 2018-08-20 18:00 | 0.59734
NewNuke | 2018-08-20 19:00 | 0.59734
NewNuke | 2018-08-20 20:00 | 0.5933
NewNuke | 2018-08-20 21:00 | 0.5933
NewNuke | 2018-08-20 22:00 | 0.5933
NewNuke | 2018-08-20 23:00 | 0.5933
NewNuke | 2018-08-21 | 0.5933
NewNuke | 2018-08-21 01:00 | 0.5933
NewNuke | 2018-08-21 02:00 | 0.5933
NewNuke | 2018-08-21 03:00 | 0.5933
NewNuke | 2018-08-21 04:00 | 0.5933
NewNuke | 2018-08-21 05:00 | 0.5933
NewNuke | 2018-08-21 06:00 | 0.5933
NewNuke | 2018-08-21 07:00 | 0.5933
NewNuke | 2018-08-21 08:00 | 0.5933
NewNuke | 2018-08-21 09:00 | 0.5933
NewNuke | 2018-08-21 10:00 | 0.5933
NewNuke | 2018-08-21 11:00 | 0.5933
NewNuke | 2018-08-21 12:00 | 0.5933
NewNuke | 2018-08-21 13:00 | 0.5933
NewNuke | 2018-08-21 14:00 | 0.5933
NewNuke | 2018-08-21 15:00 | 0.5933
NewNuke | 2018-08-21 16:00 | 0.5933
NewNuke | 2018-08-21 17:00 | 0.5933
NewNuke | 2018-08-21 18:00 | 0.5933
NewNuke | 2018-08-21 19:00 | 0.5933
NewNuke | 2018-08-21 20:00 | 0.5933
NewNuke | 2018-08-21 21:00 | 0.5933
NewNuke | 2018-08-21 22:00 | 0.5933
NewNuke | 2018-08-21 23:00 | 0.5933
NewNuke | 2018-08-22 | 0.5933
NewNuke | 2018-08-22 01:00 | 0.5933
NewNuke | 2018-08-22 02:00 | 0.5933
NewNuke | 2018-08-22 03:00 | 0.5933
NewNuke | 2018-08-22 04:00 | 0.58593
NewNuke | 2018-08-22 05:00 | 0.58593
NewNuke | 2018-08-22 06:00 | 0.58593
NewNuke | 2018-08-22 07:00 | 0.58593
NewNuke | 2018-08-22 08:00 | 0.58593
NewNuke | 2018-08-22 09:00 | 0.58593
NewNuke | 2018-08-22 10:00 | 0.58593
NewNuke | 2018-08-22 11:00 | 0.58593
NewNuke | 2018-08-22 12:00 | 0.58593
NewNuke | 2018-08-22 13:00 | 0.58593
NewNuke | 2018-08-22 14:00 | 0.58593
NewNuke | 2018-08-22 15:00 | 0.58593
NewNuke | 2018-08-22 16:00 | 0.58593
NewNuke | 2018-08-22 17:00 | 0.58593
NewNuke | 2018-08-22 18:00 | 0.58593
NewNuke | 2018-08-22 19:00 | 0.58593
NewNuke | 2018-08-22 20:00 | 0.58593
NewNuke | 2018-08-22 21:00 | 0.5933
NewNuke | 2018-08-22 22:00 | 0.5933
NewNuke | 2018-08-22 23:00 | 0.5933
NewNuke | 2018-08-23 | 0.5933
NewNuke | 2018-08-23 01:00 | 0.5933
NewNuke | 2018-08-23 02:00 | 0.5933
NewNuke | 2018-08-23 03:00 | 0.5933
NewNuke | 2018-08-23 04:00 | 0.5933
NewNuke | 2018-08-23 05:00 | 0.5933
NewNuke | 2018-08-23 06:00 | 0.5933
NewNuke | 2018-08-23 07:00 | 0.5933
NewNuke | 2018-08-23 08:00 | 0.5933
NewNuke | 2018-08-23 09:00 | 0.5933
NewNuke | 2018-08-23 10:00 | 0.5933
NewNuke | 2018-08-23 11:00 | 0.5933
NewNuke | 2018-08-23 12:00 | 0.5933
NewNuke | 2018-08-23 13:00 | 0.5933
NewNuke | 2018-08-23 14:00 | 0.5933
NewNuke | 2018-08-23 15:00 | 0.5933
NewNuke | 2018-08-23 16:00 | 0.5933
NewNuke | 2018-08-23 17:00 | 0.5933
NewNuke | 2018-08-23 18:00 | 0.5933
NewNuke | 2018-08-23 19:00 | 0.5933
NewNuke | 2018-08-23 20:00 | 0.5933
NewNuke | 2018-08-23 21:00 | 0.5933
NewNuke | 2018-08-23 22:00 | 0.5933
NewNuke | 2018-08-23 23:00 | 0.5933
NewNuke | 2018-08-24 | 0.5933
NewNuke | 2018-08-24 01:00 | 0.5933
NewNuke | 2018-08-24 02:00 | 0.57627
NewNuke | 2018-08-24 03:00 | 0.57627
NewNuke | 2018-08-24 04:00 | 0.57627
NewNuke | 2018-08-24 05:00 | 0.57627
NewNuke | 2018-08-24 06:00 | 0.5796
NewNuke | 2018-08-24 07:00 | 0.58139
NewNuke | 2018-08-24 08:00 | 0.58094
NewNuke | 2018-08-24 09:00 | 0.5933
NewNuke | 2018-08-24 10:00 | 0.5933
NewNuke | 2018-08-24 11:00 | 0.5933
NewNuke | 2018-08-24 12:00 | 0.5933
NewNuke | 2018-08-24 13:00 | 0.5933
NewNuke | 2018-08-24 14:00 | 0.59029
NewNuke | 2018-08-24 15:00 | 0.59029
NewNuke | 2018-08-24 16:00 | 0.57223
NewNuke | 2018-08-24 17:00 | 0.57223
NewNuke | 2018-08-24 18:00 | 0.57223
NewNuke | 2018-08-24 19:00 | 0.57223
NewNuke | 2018-08-24 20:00 | 0.57223
NewNuke | 2018-08-24 21:00 | 0.57223
NewNuke | 2018-08-24 22:00 | 0.57223
NewNuke | 2018-08-24 23:00 | 0.57223
NewNuke | 2018-08-25 | 0.54332
NewNuke | 2018-08-25 01:00 | 0.52218
NewNuke | 2018-08-25 02:00 | 0.50768
NewNuke | 2018-08-25 03:00 | 0.50768
NewNuke | 2018-08-25 04:00 | 0.48661
NewNuke | 2018-08-25 05:00 | 0.48661
NewNuke | 2018-08-25 06:00 | 0.48661
NewNuke | 2018-08-25 07:00 | 0.49091
NewNuke | 2018-08-25 08:00 | 0.49113
NewNuke | 2018-08-25 09:00 | 0.49037
NewNuke | 2018-08-25 10:00 | 0.48997
NewNuke | 2018-08-25 11:00 | 0.49
NewNuke | 2018-08-25 12:00 | 0.48891
NewNuke | 2018-08-25 13:00 | 0.48661
NewNuke | 2018-08-25 14:00 | 0.48661
NewNuke | 2018-08-25 15:00 | 0.48661
NewNuke | 2018-08-25 16:00 | 0.48511
NewNuke | 2018-08-25 17:00 | 0.48463
NewNuke | 2018-08-25 18:00 | 0.4825
NewNuke | 2018-08-25 19:00 | 0.4825
NewNuke | 2018-08-25 20:00 | 0.48156
NewNuke | 2018-08-25 21:00 | 0.47822
NewNuke | 2018-08-25 22:00 | 0.47616
NewNuke | 2018-08-25 23:00 | 0.47616
NewNuke | 2018-08-26 | 0.47616
NewNuke | 2018-08-26 01:00 | 0.47616
NewNuke | 2018-08-26 02:00 | 0.47616
NewNuke | 2018-08-26 03:00 | 0.47616
NewNuke | 2018-08-26 04:00 | 0.47616
NewNuke | 2018-08-26 05:00 | 0.47616
NewNuke | 2018-08-26 06:00 | 0.47616
NewNuke | 2018-08-26 07:00 | 0.47616
NewNuke | 2018-08-26 08:00 | 0.47616
NewNuke | 2018-08-26 09:00 | 0.47616
NewNuke | 2018-08-26 10:00 | 0.47616
NewNuke | 2018-08-26 11:00 | 0.47616
NewNuke | 2018-08-26 12:00 | 0.47616
NewNuke | 2018-08-26 13:00 | 0.49723
NewNuke | 2018-08-26 14:00 | 0.48281
NewNuke | 2018-08-26 15:00 | 0.48281
NewNuke | 2018-08-26 16:00 | 0.49528
NewNuke | 2018-08-26 17:00 | 0.50086
NewNuke | 2018-08-26 18:00 | 0.50103
NewNuke | 2018-08-26 19:00 | 0.50103
NewNuke | 2018-08-26 20:00 | 0.52986
NewNuke | 2018-08-26 21:00 | 0.51283
NewNuke | 2018-08-26 22:00 | 0.51283
NewNuke | 2018-08-26 23:00 | 0.53398
NewNuke | 2018-08-27 | 0.53398
NewNuke | 2018-08-27 01:00 | 0.53398
NewNuke | 2018-08-27 02:00 | 0.53398
NewNuke | 2018-08-27 03:00 | 0.53398
NewNuke | 2018-08-27 04:00 | 0.53398
NewNuke | 2018-08-27 05:00 | 0.53398
NewNuke | 2018-08-27 06:00 | 0.53398
NewNuke | 2018-08-27 07:00 | 0.53398
NewNuke | 2018-08-27 08:00 | 0.54115
NewNuke | 2018-08-27 09:00 | 0.55101
NewNuke | 2018-08-27 10:00 | 0.55101
NewNuke | 2018-08-27 11:00 | 0.55101
NewNuke | 2018-08-27 12:00 | 0.55101
NewNuke | 2018-08-27 13:00 | 0.55101
NewNuke | 2018-08-27 14:00 | 0.55101
NewNuke | 2018-08-27 15:00 | 0.55101
NewNuke | 2018-08-27 16:00 | 0.55101
NewNuke | 2018-08-27 17:00 | 0.55101
NewNuke | 2018-08-27 18:00 | 0.55101
NewNuke | 2018-08-27 19:00 | 0.55101
NewNuke | 2018-08-27 20:00 | 0.5651
NewNuke | 2018-08-27 21:00 | 0.5651
NewNuke | 2018-08-27 22:00 | 0.5651
NewNuke | 2018-08-27 23:00 | 0.5651
NewNuke | 2018-08-28 | 0.5651
NewNuke | 2018-08-28 01:00 | 0.5651
NewNuke | 2018-08-28 02:00 | 0.5651
NewNuke | 2018-08-28 03:00 | 0.5651
NewNuke | 2018-08-28 04:00 | 0.5651
NewNuke | 2018-08-28 05:00 | 0.5651
NewNuke | 2018-08-28 06:00 | 0.56737
NewNuke | 2018-08-28 07:00 | 0.56784
NewNuke | 2018-08-28 08:00 | 0.56797
NewNuke | 2018-08-28 09:00 | 0.5674
NewNuke | 2018-08-28 10:00 | 0.56694
NewNuke | 2018-08-28 11:00 | 0.56666
NewNuke | 2018-08-28 12:00 | 0.56637
NewNuke | 2018-08-28 13:00 | 0.56604
NewNuke | 2018-08-28 14:00 | 0.56604
NewNuke | 2018-08-28 15:00 | 0.56796
NewNuke | 2018-08-28 16:00 | 0.56796
NewNuke | 2018-08-28 17:00 | 0.56796
NewNuke | 2018-08-28 18:00 | 0.56796
NewNuke | 2018-08-28 19:00 | 0.55093
NewNuke | 2018-08-28 20:00 | 0.55115
NewNuke | 2018-08-28 21:00 | 0.55535
NewNuke | 2018-08-28 22:00 | 0.56796
NewNuke | 2018-08-28 23:00 | 0.55939
NewNuke | 2018-08-29 | 0.59401
NewNuke | 2018-08-29 01:00 | 0.59401
NewNuke | 2018-08-29 02:00 | 0.59401
NewNuke | 2018-08-29 03:00 | 0.59401
NewNuke | 2018-08-29 04:00 | 0.59401
NewNuke | 2018-08-29 05:00 | 0.59401
NewNuke | 2018-08-29 06:00 | 0.59401
NewNuke | 2018-08-29 07:00 | 0.59401
NewNuke | 2018-08-29 08:00 | 0.59401
NewNuke | 2018-08-29 09:00 | 0.59401
NewNuke | 2018-08-29 10:00 | 0.59401
NewNuke | 2018-08-29 11:00 | 0.59401
NewNuke | 2018-08-29 12:00 | 0.59401
NewNuke | 2018-08-29 13:00 | 0.59401
NewNuke | 2018-08-29 14:00 | 0.59401
NewNuke | 2018-08-29 15:00 | 0.59401
NewNuke | 2018-08-29 16:00 | 0.59401
NewNuke | 2018-08-29 17:00 | 0.58871
NewNuke | 2018-08-29 18:00 | 0.58871
NewNuke | 2018-08-29 19:00 | 0.58871
NewNuke | 2018-08-29 20:00 | 0.58871
NewNuke | 2018-08-29 21:00 | 0.58871
NewNuke | 2018-08-29 22:00 | 0.58871
NewNuke | 2018-08-29 23:00 | 0.58871
NewNuke | 2018-08-30 | 0.58871
NewNuke | 2018-08-30 01:00 | 0.58871
NewNuke | 2018-08-30 02:00 | 0.58871
NewNuke | 2018-08-30 03:00 | 0.58871
NewNuke | 2018-08-30 04:00 | 0.58871
NewNuke | 2018-08-30 05:00 | 0.58883
NewNuke | 2018-08-30 06:00 | 0.59075
NewNuke | 2018-08-30 07:00 | 0.59173
NewNuke | 2018-08-30 08:00 | 0.5911
NewNuke | 2018-08-30 09:00 | 0.59013
NewNuke | 2018-08-30 10:00 | 0.5901
NewNuke | 2018-08-30 11:00 | 0.59086
NewNuke | 2018-08-30 12:00 | 0.59116
NewNuke | 2018-08-30 13:00 | 0.59172
NewNuke | 2018-08-30 14:00 | 0.59151
NewNuke | 2018-08-30 15:00 | 0.59134
NewNuke | 2018-08-30 16:00 | 0.59116
NewNuke | 2018-08-30 17:00 | 0.59343
NewNuke | 2018-08-30 18:00 | 0.6032
NewNuke | 2018-08-30 19:00 | 0.6032
NewNuke | 2018-08-30 20:00 | 0.6032
NewNuke | 2018-08-30 21:00 | 0.6032
NewNuke | 2018-08-30 22:00 | 0.6032
NewNuke | 2018-08-30 23:00 | 0.6032
NewNuke | 2018-08-31 | 0.6032
NewNuke | 2018-08-31 01:00 | 0.6032
NewNuke | 2018-08-31 02:00 | 0.61714
NewNuke | 2018-08-31 03:00 | 0.61714
NewNuke | 2018-08-31 04:00 | 0.61714
NewNuke | 2018-08-31 05:00 | 0.61714
NewNuke | 2018-08-31 06:00 | 0.61714
NewNuke | 2018-08-31 07:00 | 0.61714
NewNuke | 2018-08-31 08:00 | 0.61714
NewNuke | 2018-08-31 09:00 | 0.61714
NewNuke | 2018-08-31 10:00 | 0.61714
NewNuke | 2018-08-31 11:00 | 0.61714
NewNuke | 2018-08-31 12:00 | 0.61714
NewNuke | 2018-08-31 13:00 | 0.61714
NewNuke | 2018-08-31 14:00 | 0.61421
NewNuke | 2018-08-31 15:00 | 0.61421
NewNuke | 2018-08-31 16:00 | 0.64082
NewNuke | 2018-08-31 17:00 | 0.64082
NewNuke | 2018-08-31 18:00 | 0.64082
NewNuke | 2018-08-31 19:00 | 0.64082
NewNuke | 2018-08-31 20:00 | 0.64613
NewNuke | 2018-08-31 21:00 | 0.64613
NewNuke | 2018-08-31 22:00 | 0.64613
NewNuke | 2018-08-31 23:00 | 0.63496
NewNuke | 2018-09-01 | 0.63496
NewNuke | 2018-09-01 01:00 | 0.62205
NewNuke | 2018-09-01 02:00 | 0.57397
NewNuke | 2018-09-01 03:00 | 0.57397
NewNuke | 2018-09-01 04:00 | 0.57397
NewNuke | 2018-09-01 05:00 | 0.57397
NewNuke | 2018-09-01 06:00 | 0.57397
NewNuke | 2018-09-01 07:00 | 0.57397
NewNuke | 2018-09-01 08:00 | 0.57231
NewNuke | 2018-09-01 09:00 | 0.55975
NewNuke | 2018-09-01 10:00 | 0.56056
NewNuke | 2018-09-01 11:00 | 0.55821
NewNuke | 2018-09-01 12:00 | 0.57231
NewNuke | 2018-09-01 13:00 | 0.57397
NewNuke | 2018-09-01 14:00 | 0.57397
NewNuke | 2018-09-01 15:00 | 0.57435
NewNuke | 2018-09-01 16:00 | 0.5773
NewNuke | 2018-09-01 17:00 | 0.58105
NewNuke | 2018-09-01 18:00 | 0.6089
NewNuke | 2018-09-01 19:00 | 0.6089
NewNuke | 2018-09-01 20:00 | 0.62949
NewNuke | 2018-09-01 21:00 | 0.62949
NewNuke | 2018-09-01 22:00 | 0.62949
NewNuke | 2018-09-01 23:00 | 0.62523
NewNuke | 2018-09-02 | 0.60569
NewNuke | 2018-09-02 01:00 | 0.59824
NewNuke | 2018-09-02 02:00 | 0.59824
NewNuke | 2018-09-02 03:00 | 0.59824
NewNuke | 2018-09-02 04:00 | 0.59824
NewNuke | 2018-09-02 05:00 | 0.60569
NewNuke | 2018-09-02 06:00 | 0.60569
NewNuke | 2018-09-02 07:00 | 0.60569
NewNuke | 2018-09-02 08:00 | 0.60569
NewNuke | 2018-09-02 09:00 | 0.60569
NewNuke | 2018-09-02 10:00 | 0.60569
NewNuke | 2018-09-02 11:00 | 0.60569
NewNuke | 2018-09-02 12:00 | 0.60569
NewNuke | 2018-09-02 13:00 | 0.58509
NewNuke | 2018-09-02 14:00 | 0.58509
NewNuke | 2018-09-02 15:00 | 0.58509
NewNuke | 2018-09-02 16:00 | 0.59951
NewNuke | 2018-09-02 17:00 | 0.59951
NewNuke | 2018-09-02 18:00 | 0.59951
NewNuke | 2018-09-02 19:00 | 0.59951
NewNuke | 2018-09-02 20:00 | 0.59951
NewNuke | 2018-09-02 21:00 | 0.59951
NewNuke | 2018-09-02 22:00 | 0.59951
NewNuke | 2018-09-02 23:00 | 0.59951
NewNuke | 2018-09-03 | 0.62118
NewNuke | 2018-09-03 01:00 | 0.62118
NewNuke | 2018-09-03 02:00 | 0.64193
NewNuke | 2018-09-03 03:00 | 0.64193
NewNuke | 2018-09-03 04:00 | 0.65397
NewNuke | 2018-09-03 05:00 | 0.65397
NewNuke | 2018-09-03 06:00 | 0.65397
NewNuke | 2018-09-03 07:00 | 0.65397
NewNuke | 2018-09-03 08:00 | 0.66442
NewNuke | 2018-09-03 09:00 | 0.66442
NewNuke | 2018-09-03 10:00 | 0.66442
NewNuke | 2018-09-03 11:00 | 0.66442
NewNuke | 2018-09-03 12:00 | 0.66442
NewNuke | 2018-09-03 13:00 | 0.66442
NewNuke | 2018-09-03 14:00 | 0.66442
NewNuke | 2018-09-03 15:00 | 0.66442
NewNuke | 2018-09-03 16:00 | 0.671
NewNuke | 2018-09-03 17:00 | 0.69159
NewNuke | 2018-09-03 18:00 | 0.69159
NewNuke | 2018-09-03 19:00 | 0.69159
NewNuke | 2018-09-03 20:00 | 0.68003
NewNuke | 2018-09-03 21:00 | 0.68003
NewNuke | 2018-09-03 22:00 | 0.68003
NewNuke | 2018-09-03 23:00 | 0.68003
NewNuke | 2018-09-04 | 0.66022
NewNuke | 2018-09-04 01:00 | 0.66022
NewNuke | 2018-09-04 02:00 | 0.66022
NewNuke | 2018-09-04 03:00 | 0.66022
NewNuke | 2018-09-04 04:00 | 0.66022
NewNuke | 2018-09-04 05:00 | 0.63916
NewNuke | 2018-09-04 06:00 | 0.63916
NewNuke | 2018-09-04 07:00 | 0.63916
NewNuke | 2018-09-04 08:00 | 0.64514
NewNuke | 2018-09-04 09:00 | 0.65072
NewNuke | 2018-09-04 10:00 | 0.66775
NewNuke | 2018-09-04 11:00 | 0.66775
NewNuke | 2018-09-04 12:00 | 0.66775
NewNuke | 2018-09-04 13:00 | 0.66775
NewNuke | 2018-09-04 14:00 | 0.68006
NewNuke | 2018-09-04 15:00 | 0.68006
NewNuke | 2018-09-04 16:00 | 0.70112
NewNuke | 2018-09-04 17:00 | 0.70112
NewNuke | 2018-09-04 18:00 | 0.7039
NewNuke | 2018-09-04 19:00 | 0.7039
NewNuke | 2018-09-04 20:00 | 0.68899
NewNuke | 2018-09-04 21:00 | 0.68899
NewNuke | 2018-09-04 22:00 | 0.68899
NewNuke | 2018-09-04 23:00 | 0.68899
NewNuke | 2018-09-05 | 0.68899
NewNuke | 2018-09-05 01:00 | 0.68899
NewNuke | 2018-09-05 02:00 | 0.68701
NewNuke | 2018-09-05 03:00 | 0.68701
NewNuke | 2018-09-05 04:00 | 0.68368
NewNuke | 2018-09-05 05:00 | 0.68368
NewNuke | 2018-09-05 06:00 | 0.68701
NewNuke | 2018-09-05 07:00 | 0.68899
NewNuke | 2018-09-05 08:00 | 0.68899
NewNuke | 2018-09-05 09:00 | 0.68899
NewNuke | 2018-09-05 10:00 | 0.68899
NewNuke | 2018-09-05 11:00 | 0.68899
NewNuke | 2018-09-05 12:00 | 0.68899
NewNuke | 2018-09-05 13:00 | 0.68899
NewNuke | 2018-09-05 14:00 | 0.68899
NewNuke | 2018-09-05 15:00 | 0.68899
NewNuke | 2018-09-05 16:00 | 0.68899
NewNuke | 2018-09-05 17:00 | 0.68361
NewNuke | 2018-09-05 18:00 | 0.68646
NewNuke | 2018-09-05 19:00 | 0.68646
NewNuke | 2018-09-05 20:00 | 0.70136
NewNuke | 2018-09-05 21:00 | 0.70485
NewNuke | 2018-09-05 22:00 | 0.70485
NewNuke | 2018-09-05 23:00 | 0.70485
NewNuke | 2018-09-06 | 0.70485
NewNuke | 2018-09-06 01:00 | 0.68994
NewNuke | 2018-09-06 02:00 | 0.68994
NewNuke | 2018-09-06 03:00 | 0.68994
NewNuke | 2018-09-06 04:00 | 0.68994
NewNuke | 2018-09-06 05:00 | 0.68994
NewNuke | 2018-09-06 06:00 | 0.68994
NewNuke | 2018-09-06 07:00 | 0.68994
NewNuke | 2018-09-06 08:00 | 0.68994
NewNuke | 2018-09-06 09:00 | 0.68994
NewNuke | 2018-09-06 10:00 | 0.70485
NewNuke | 2018-09-06 11:00 | 0.70485
NewNuke | 2018-09-06 12:00 | 0.70485
NewNuke | 2018-09-06 13:00 | 0.70485
NewNuke | 2018-09-06 14:00 | 0.70485
NewNuke | 2018-09-06 15:00 | 0.70485
NewNuke | 2018-09-06 16:00 | 0.70485
NewNuke | 2018-09-06 17:00 | 0.70485
NewNuke | 2018-09-06 18:00 | 0.70485
NewNuke | 2018-09-06 19:00 | 0.68994
NewNuke | 2018-09-06 20:00 | 0.68994
NewNuke | 2018-09-06 21:00 | 0.68994
NewNuke | 2018-09-06 22:00 | 0.68994
NewNuke | 2018-09-06 23:00 | 0.68361
NewNuke | 2018-09-07 | 0.70737
NewNuke | 2018-09-07 01:00 | 0.70737
NewNuke | 2018-09-07 02:00 | 0.70737
NewNuke | 2018-09-07 03:00 | 0.70737
NewNuke | 2018-09-07 04:00 | 0.70737
NewNuke | 2018-09-07 05:00 | 0.70737
NewNuke | 2018-09-07 06:00 | 0.70737
NewNuke | 2018-09-07 07:00 | 0.70737
NewNuke | 2018-09-07 08:00 | 0.70737
NewNuke | 2018-09-07 09:00 | 0.71403
NewNuke | 2018-09-07 10:00 | 0.71403
NewNuke | 2018-09-07 11:00 | 0.71031
NewNuke | 2018-09-07 12:00 | 0.71031
NewNuke | 2018-09-07 13:00 | 0.71031
NewNuke | 2018-09-07 14:00 | 0.71586
NewNuke | 2018-09-07 15:00 | 0.71586
NewNuke | 2018-09-07 16:00 | 0.72227
NewNuke | 2018-09-07 17:00 | 0.72227
NewNuke | 2018-09-07 18:00 | 0.72227
NewNuke | 2018-09-07 19:00 | 0.72227
NewNuke | 2018-09-07 20:00 | 0.72465
NewNuke | 2018-09-07 21:00 | 0.72465
NewNuke | 2018-09-07 22:00 | 0.72465
NewNuke | 2018-09-07 23:00 | 0.72465
NewNuke | 2018-09-08 | 0.706
NewNuke | 2018-09-08 01:00 | 0.706
NewNuke | 2018-09-08 02:00 | 0.706
NewNuke | 2018-09-08 03:00 | 0.706
NewNuke | 2018-09-08 04:00 | 0.706
NewNuke | 2018-09-08 05:00 | 0.706
NewNuke | 2018-09-08 06:00 | 0.70252
NewNuke | 2018-09-08 07:00 | 0.70252
NewNuke | 2018-09-08 08:00 | 0.68802
NewNuke | 2018-09-08 09:00 | 0.67814
NewNuke | 2018-09-08 10:00 | 0.67814
NewNuke | 2018-09-08 11:00 | 0.69287
NewNuke | 2018-09-08 12:00 | 0.69287
NewNuke | 2018-09-08 13:00 | 0.69287
NewNuke | 2018-09-08 14:00 | 0.68947
NewNuke | 2018-09-08 15:00 | 0.68947
NewNuke | 2018-09-08 16:00 | 0.69287
NewNuke | 2018-09-08 17:00 | 0.69287
NewNuke | 2018-09-08 18:00 | 0.69287
NewNuke | 2018-09-08 19:00 | 0.69636
NewNuke | 2018-09-08 20:00 | 0.69636
NewNuke | 2018-09-08 21:00 | 0.69636
NewNuke | 2018-09-08 22:00 | 0.69636
NewNuke | 2018-09-08 23:00 | 0.69636
NewNuke | 2018-09-09 | 0.68329
NewNuke | 2018-09-09 01:00 | 0.68329
NewNuke | 2018-09-09 02:00 | 0.68329
NewNuke | 2018-09-09 03:00 | 0.68329
NewNuke | 2018-09-09 04:00 | 0.68329
NewNuke | 2018-09-09 05:00 | 0.68329
NewNuke | 2018-09-09 06:00 | 0.68329
NewNuke | 2018-09-09 07:00 | 0.68329
NewNuke | 2018-09-09 08:00 | 0.68338
NewNuke | 2018-09-09 09:00 | 0.68338
NewNuke | 2018-09-09 10:00 | 0.68338
NewNuke | 2018-09-09 11:00 | 0.68338
NewNuke | 2018-09-09 12:00 | 0.68338
NewNuke | 2018-09-09 13:00 | 0.68338
NewNuke | 2018-09-09 14:00 | 0.68338
NewNuke | 2018-09-09 15:00 | 0.68338
NewNuke | 2018-09-09 16:00 | 0.68338
NewNuke | 2018-09-09 17:00 | 0.68338
NewNuke | 2018-09-09 18:00 | 0.69515
NewNuke | 2018-09-09 19:00 | 0.69515
NewNuke | 2018-09-09 20:00 | 0.69515
NewNuke | 2018-09-09 21:00 | 0.69515
NewNuke | 2018-09-09 22:00 | 0.69515
NewNuke | 2018-09-09 23:00 | 0.69515
NewNuke | 2018-09-10 | 0.69857
NewNuke | 2018-09-10 01:00 | 0.69857
NewNuke | 2018-09-10 02:00 | 0.70491
NewNuke | 2018-09-10 03:00 | 0.71982
NewNuke | 2018-09-10 04:00 | 0.71982
NewNuke | 2018-09-10 05:00 | 0.71982
NewNuke | 2018-09-10 06:00 | 0.71982
NewNuke | 2018-09-10 07:00 | 0.71982
NewNuke | 2018-09-10 08:00 | 0.71217
NewNuke | 2018-09-10 09:00 | 0.71217
NewNuke | 2018-09-10 10:00 | 0.71217
NewNuke | 2018-09-10 11:00 | 0.71217
NewNuke | 2018-09-10 12:00 | 0.71217
NewNuke | 2018-09-10 13:00 | 0.71217
NewNuke | 2018-09-10 14:00 | 0.71217
NewNuke | 2018-09-10 15:00 | 0.71217
NewNuke | 2018-09-10 16:00 | 0.722
NewNuke | 2018-09-10 17:00 | 0.722
NewNuke | 2018-09-10 18:00 | 0.7178
NewNuke | 2018-09-10 19:00 | 0.69705
NewNuke | 2018-09-10 20:00 | 0.69705
NewNuke | 2018-09-10 21:00 | 0.69705
NewNuke | 2018-09-10 22:00 | 0.69705
NewNuke | 2018-09-10 23:00 | 0.69705
NewNuke | 2018-09-11 | 0.69705
NewNuke | 2018-09-11 01:00 | 0.69705
NewNuke | 2018-09-11 02:00 | 0.69705
NewNuke | 2018-09-11 03:00 | 0.69705
NewNuke | 2018-09-11 04:00 | 0.69705
NewNuke | 2018-09-11 05:00 | 0.69705
NewNuke | 2018-09-11 06:00 | 0.69705
NewNuke | 2018-09-11 07:00 | 0.68953
NewNuke | 2018-09-11 08:00 | 0.68953
NewNuke | 2018-09-11 09:00 | 0.68953
NewNuke | 2018-09-11 10:00 | 0.68953
NewNuke | 2018-09-11 11:00 | 0.68953
NewNuke | 2018-09-11 12:00 | 0.68953
NewNuke | 2018-09-11 13:00 | 0.68953
NewNuke | 2018-09-11 14:00 | 0.70695
NewNuke | 2018-09-11 15:00 | 0.71448
NewNuke | 2018-09-11 16:00 | 0.71448
NewNuke | 2018-09-11 17:00 | 0.7224
NewNuke | 2018-09-11 18:00 | 0.7266
NewNuke | 2018-09-11 19:00 | 0.7266
NewNuke | 2018-09-11 20:00 | 0.7266
NewNuke | 2018-09-11 21:00 | 0.7266
NewNuke | 2018-09-11 22:00 | 0.74109
NewNuke | 2018-09-11 23:00 | 0.74109
NewNuke | 2018-09-12 | 0.74109
NewNuke | 2018-09-12 01:00 | 0.74109
NewNuke | 2018-09-12 02:00 | 0.73816
NewNuke | 2018-09-12 03:00 | 0.73816
NewNuke | 2018-09-12 04:00 | 0.73816
NewNuke | 2018-09-12 05:00 | 0.73816
NewNuke | 2018-09-12 06:00 | 0.73816
NewNuke | 2018-09-12 07:00 | 0.73816
NewNuke | 2018-09-12 08:00 | 0.73816
NewNuke | 2018-09-12 09:00 | 0.73816
NewNuke | 2018-09-12 10:00 | 0.73816
NewNuke | 2018-09-12 11:00 | 0.75099
NewNuke | 2018-09-12 12:00 | 0.75099
NewNuke | 2018-09-12 13:00 | 0.75099
NewNuke | 2018-09-12 14:00 | 0.74901
NewNuke | 2018-09-12 15:00 | 0.74901
NewNuke | 2018-09-12 16:00 | 0.74901
NewNuke | 2018-09-12 17:00 | 0.75099
NewNuke | 2018-09-12 18:00 | 0.75099
NewNuke | 2018-09-12 19:00 | 0.75099
NewNuke | 2018-09-12 20:00 | 0.75392
NewNuke | 2018-09-12 21:00 | 0.75392
NewNuke | 2018-09-12 22:00 | 0.75392
NewNuke | 2018-09-12 23:00 | 0.75392
NewNuke | 2018-09-13 | 0.75392
NewNuke | 2018-09-13 01:00 | 0.75392
NewNuke | 2018-09-13 02:00 | 0.75392
NewNuke | 2018-09-13 03:00 | 0.75392
NewNuke | 2018-09-13 04:00 | 0.75392
NewNuke | 2018-09-13 05:00 | 0.75392
NewNuke | 2018-09-13 06:00 | 0.75392
NewNuke | 2018-09-13 07:00 | 0.75392
NewNuke | 2018-09-13 08:00 | 0.75392
NewNuke | 2018-09-13 09:00 | 0.75392
NewNuke | 2018-09-13 10:00 | 0.75392
NewNuke | 2018-09-13 11:00 | 0.75392
NewNuke | 2018-09-13 12:00 | 0.75392
NewNuke | 2018-09-13 13:00 | 0.75392
NewNuke | 2018-09-13 14:00 | 0.75582
NewNuke | 2018-09-13 15:00 | 0.75582
NewNuke | 2018-09-13 16:00 | 0.75582
NewNuke | 2018-09-13 17:00 | 0.75582
NewNuke | 2018-09-13 18:00 | 0.75582
NewNuke | 2018-09-13 19:00 | 0.75582
NewNuke | 2018-09-13 20:00 | 0.75582
NewNuke | 2018-09-13 21:00 | 0.75582
NewNuke | 2018-09-13 22:00 | 0.75582
NewNuke | 2018-09-13 23:00 | 0.75582
NewNuke | 2018-09-14 | 0.74038
NewNuke | 2018-09-14 01:00 | 0.74038
NewNuke | 2018-09-14 02:00 | 0.74038
NewNuke | 2018-09-14 03:00 | 0.74038
NewNuke | 2018-09-14 04:00 | 0.74751
NewNuke | 2018-09-14 05:00 | 0.74751
NewNuke | 2018-09-14 06:00 | 0.74751
NewNuke | 2018-09-14 07:00 | 0.74751
NewNuke | 2018-09-14 08:00 | 0.74751
NewNuke | 2018-09-14 09:00 | 0.74751
NewNuke | 2018-09-14 10:00 | 0.74751
NewNuke | 2018-09-14 11:00 | 0.74751
NewNuke | 2018-09-14 12:00 | 0.74751
NewNuke | 2018-09-14 13:00 | 0.74751
NewNuke | 2018-09-14 14:00 | 0.74751
NewNuke | 2018-09-14 15:00 | 0.74751
NewNuke | 2018-09-14 16:00 | 0.74751
NewNuke | 2018-09-14 17:00 | 0.75582
NewNuke | 2018-09-14 18:00 | 0.75582
NewNuke | 2018-09-14 19:00 | 0.75582
NewNuke | 2018-09-14 20:00 | 0.75582
NewNuke | 2018-09-14 21:00 | 0.76184
NewNuke | 2018-09-14 22:00 | 0.76184
NewNuke | 2018-09-14 23:00 | 0.73808
NewNuke | 2018-09-15 | 0.70252
NewNuke | 2018-09-15 01:00 | 0.70252
NewNuke | 2018-09-15 02:00 | 0.69555
NewNuke | 2018-09-15 03:00 | 0.69555
NewNuke | 2018-09-15 04:00 | 0.69366
NewNuke | 2018-09-15 05:00 | 0.69366
NewNuke | 2018-09-15 06:00 | 0.69366
NewNuke | 2018-09-15 07:00 | 0.69366
NewNuke | 2018-09-15 08:00 | 0.69366
NewNuke | 2018-09-15 09:00 | 0.69366
NewNuke | 2018-09-15 10:00 | 0.69366
NewNuke | 2018-09-15 11:00 | 0.69366
NewNuke | 2018-09-15 12:00 | 0.69366
NewNuke | 2018-09-15 13:00 | 0.69366
NewNuke | 2018-09-15 14:00 | 0.69267
NewNuke | 2018-09-15 15:00 | 0.69267
NewNuke | 2018-09-15 16:00 | 0.69555
NewNuke | 2018-09-15 17:00 | 0.69555
NewNuke | 2018-09-15 18:00 | 0.69555
NewNuke | 2018-09-15 19:00 | 0.69555
NewNuke | 2018-09-15 20:00 | 0.69555
NewNuke | 2018-09-15 21:00 | 0.69555
NewNuke | 2018-09-15 22:00 | 0.69555
NewNuke | 2018-09-15 23:00 | 0.69555
NewNuke | 2018-09-16 | 0.69555
NewNuke | 2018-09-16 01:00 | 0.69555
NewNuke | 2018-09-16 02:00 | 0.69555
NewNuke | 2018-09-16 03:00 | 0.69555
NewNuke | 2018-09-16 04:00 | 0.68652
NewNuke | 2018-09-16 05:00 | 0.68652
NewNuke | 2018-09-16 06:00 | 0.68652
NewNuke | 2018-09-16 07:00 | 0.68652
NewNuke | 2018-09-16 08:00 | 0.68652
NewNuke | 2018-09-16 09:00 | 0.68652
NewNuke | 2018-09-16 10:00 | 0.68652
NewNuke | 2018-09-16 11:00 | 0.68652
NewNuke | 2018-09-16 12:00 | 0.68652
NewNuke | 2018-09-16 13:00 | 0.68652
NewNuke | 2018-09-16 14:00 | 0.68652
NewNuke | 2018-09-16 15:00 | 0.68652
NewNuke | 2018-09-16 16:00 | 0.68652
NewNuke | 2018-09-16 17:00 | 0.68652
NewNuke | 2018-09-16 18:00 | 0.70767
NewNuke | 2018-09-16 19:00 | 0.70767
NewNuke | 2018-09-16 20:00 | 0.70767
NewNuke | 2018-09-16 21:00 | 0.70767
NewNuke | 2018-09-16 22:00 | 0.7167
NewNuke | 2018-09-16 23:00 | 0.69594
NewNuke | 2018-09-17 | 0.70862
NewNuke | 2018-09-17 01:00 | 0.70862
NewNuke | 2018-09-17 02:00 | 0.70862
NewNuke | 2018-09-17 03:00 | 0.70862
NewNuke | 2018-09-17 04:00 | 0.70862
NewNuke | 2018-09-17 05:00 | 0.70862
NewNuke | 2018-09-17 06:00 | 0.70862
NewNuke | 2018-09-17 07:00 | 0.71654
NewNuke | 2018-09-17 08:00 | 0.71654
NewNuke | 2018-09-17 09:00 | 0.71654
NewNuke | 2018-09-17 10:00 | 0.71654
NewNuke | 2018-09-17 11:00 | 0.73729
NewNuke | 2018-09-17 12:00 | 0.73729
NewNuke | 2018-09-17 13:00 | 0.73729
NewNuke | 2018-09-17 14:00 | 0.73729
NewNuke | 2018-09-17 15:00 | 0.73729
NewNuke | 2018-09-17 16:00 | 0.72604
NewNuke | 2018-09-17 17:00 | 0.72604
NewNuke | 2018-09-17 18:00 | 0.72604
NewNuke | 2018-09-17 19:00 | 0.72604
NewNuke | 2018-09-17 20:00 | 0.72604
NewNuke | 2018-09-17 21:00 | 0.72604
NewNuke | 2018-09-17 22:00 | 0.72604
NewNuke | 2018-09-17 23:00 | 0.72604
NewNuke | 2018-09-18 | 0.72097
NewNuke | 2018-09-18 01:00 | 0.72097
NewNuke | 2018-09-18 02:00 | 0.72097
NewNuke | 2018-09-18 03:00 | 0.72097
NewNuke | 2018-09-18 04:00 | 0.72097
NewNuke | 2018-09-18 05:00 | 0.72097
NewNuke | 2018-09-18 06:00 | 0.72097
NewNuke | 2018-09-18 07:00 | 0.72097
NewNuke | 2018-09-18 08:00 | 0.72097
NewNuke | 2018-09-18 09:00 | 0.72097
NewNuke | 2018-09-18 10:00 | 0.72097
NewNuke | 2018-09-18 11:00 | 0.72097
NewNuke | 2018-09-18 12:00 | 0.70038
NewNuke | 2018-09-18 13:00 | 0.70038
NewNuke | 2018-09-18 14:00 | 0.70038
NewNuke | 2018-09-18 15:00 | 0.69864
NewNuke | 2018-09-18 16:00 | 0.69579
NewNuke | 2018-09-18 17:00 | 0.69753
NewNuke | 2018-09-18 18:00 | 0.70878
NewNuke | 2018-09-18 19:00 | 0.70878
NewNuke | 2018-09-18 20:00 | 0.71575
NewNuke | 2018-09-18 21:00 | 0.71575
NewNuke | 2018-09-18 22:00 | 0.71575
NewNuke | 2018-09-18 23:00 | 0.71575
NewNuke | 2018-09-19 | 0.71575
NewNuke | 2018-09-19 01:00 | 0.71575
NewNuke | 2018-09-19 02:00 | 0.71575
NewNuke | 2018-09-19 03:00 | 0.71575
NewNuke | 2018-09-19 04:00 | 0.71575
NewNuke | 2018-09-19 05:00 | 0.7186
NewNuke | 2018-09-19 06:00 | 0.7186
NewNuke | 2018-09-19 07:00 | 0.7186
NewNuke | 2018-09-19 08:00 | 0.7186
NewNuke | 2018-09-19 09:00 | 0.7186
NewNuke | 2018-09-19 10:00 | 0.7186
NewNuke | 2018-09-19 11:00 | 0.7186
NewNuke | 2018-09-19 12:00 | 0.7186
NewNuke | 2018-09-19 13:00 | 0.7186
NewNuke | 2018-09-19 14:00 | 0.7186
NewNuke | 2018-09-19 15:00 | 0.7186
NewNuke | 2018-09-19 16:00 | 0.7186
NewNuke | 2018-09-19 17:00 | 0.7186
NewNuke | 2018-09-19 18:00 | 0.7186
NewNuke | 2018-09-19 19:00 | 0.71202
NewNuke | 2018-09-19 20:00 | 0.71202
NewNuke | 2018-09-19 21:00 | 0.71202
NewNuke | 2018-09-19 22:00 | 0.69468
NewNuke | 2018-09-19 23:00 | 0.69468
NewNuke | 2018-09-20 | 0.70125
NewNuke | 2018-09-20 01:00 | 0.70125
NewNuke | 2018-09-20 02:00 | 0.68731
NewNuke | 2018-09-20 03:00 | 0.68731
NewNuke | 2018-09-20 04:00 | 0.68731
NewNuke | 2018-09-20 05:00 | 0.68731
NewNuke | 2018-09-20 06:00 | 0.68731
NewNuke | 2018-09-20 07:00 | 0.68731
NewNuke | 2018-09-20 08:00 | 0.68731
NewNuke | 2018-09-20 09:00 | 0.68731
NewNuke | 2018-09-20 10:00 | 0.68731
NewNuke | 2018-09-20 11:00 | 0.68731
NewNuke | 2018-09-20 12:00 | 0.68731
NewNuke | 2018-09-20 13:00 | 0.68327
NewNuke | 2018-09-20 14:00 | 0.6881
NewNuke | 2018-09-20 15:00 | 0.6881
NewNuke | 2018-09-20 16:00 | 0.6881
NewNuke | 2018-09-20 17:00 | 0.6881
NewNuke | 2018-09-20 18:00 | 0.6881
NewNuke | 2018-09-20 19:00 | 0.6881
NewNuke | 2018-09-20 20:00 | 0.6881
NewNuke | 2018-09-20 21:00 | 0.6881
NewNuke | 2018-09-20 22:00 | 0.6881
NewNuke | 2018-09-20 23:00 | 0.6881
NewNuke | 2018-09-21 | 0.68628
NewNuke | 2018-09-21 01:00 | 0.66252
NewNuke | 2018-09-21 02:00 | 0.66252
NewNuke | 2018-09-21 03:00 | 0.66252
NewNuke | 2018-09-21 04:00 | 0.65951
NewNuke | 2018-09-21 05:00 | 0.6801
NewNuke | 2018-09-21 06:00 | 0.66442
NewNuke | 2018-09-21 07:00 | 0.66442
NewNuke | 2018-09-21 08:00 | 0.66442
NewNuke | 2018-09-21 09:00 | 0.66442
NewNuke | 2018-09-21 10:00 | 0.66442
NewNuke | 2018-09-21 11:00 | 0.66442
NewNuke | 2018-09-21 12:00 | 0.68375
NewNuke | 2018-09-21 13:00 | 0.68375
NewNuke | 2018-09-21 14:00 | 0.68375
NewNuke | 2018-09-21 15:00 | 0.68375
NewNuke | 2018-09-21 16:00 | 0.68779
NewNuke | 2018-09-21 17:00 | 0.70228
NewNuke | 2018-09-21 18:00 | 0.70228
NewNuke | 2018-09-21 19:00 | 0.68454
NewNuke | 2018-09-21 20:00 | 0.68454
NewNuke | 2018-09-21 21:00 | 0.68454
NewNuke | 2018-09-21 22:00 | 0.67971
NewNuke | 2018-09-21 23:00 | 0.67971
NewNuke | 2018-09-22 | 0.64819
NewNuke | 2018-09-22 01:00 | 0.58467
NewNuke | 2018-09-22 02:00 | 0.58467
NewNuke | 2018-09-22 03:00 | 0.58467
NewNuke | 2018-09-22 04:00 | 0.58467
NewNuke | 2018-09-22 05:00 | 0.58467
NewNuke | 2018-09-22 06:00 | 0.58467
NewNuke | 2018-09-22 07:00 | 0.58467
NewNuke | 2018-09-22 08:00 | 0.58467
NewNuke | 2018-09-22 09:00 | 0.58467
NewNuke | 2018-09-22 10:00 | 0.58636
NewNuke | 2018-09-22 11:00 | 0.60169
NewNuke | 2018-09-22 12:00 | 0.60169
NewNuke | 2018-09-22 13:00 | 0.61373
NewNuke | 2018-09-22 14:00 | 0.61373
NewNuke | 2018-09-22 15:00 | 0.61373
NewNuke | 2018-09-22 16:00 | 0.61373
NewNuke | 2018-09-22 17:00 | 0.60249
NewNuke | 2018-09-22 18:00 | 0.61278
NewNuke | 2018-09-22 19:00 | 0.61278
NewNuke | 2018-09-22 20:00 | 0.61278
NewNuke | 2018-09-22 21:00 | 0.61278
NewNuke | 2018-09-22 22:00 | 0.61278
NewNuke | 2018-09-22 23:00 | 0.62403
NewNuke | 2018-09-23 | 0.607
NewNuke | 2018-09-23 01:00 | 0.607
NewNuke | 2018-09-23 02:00 | 0.607
NewNuke | 2018-09-23 03:00 | 0.607
NewNuke | 2018-09-23 04:00 | 0.59671
NewNuke | 2018-09-23 05:00 | 0.59671
NewNuke | 2018-09-23 06:00 | 0.59671
NewNuke | 2018-09-23 07:00 | 0.59671
NewNuke | 2018-09-23 08:00 | 0.61746
NewNuke | 2018-09-23 09:00 | 0.61746
NewNuke | 2018-09-23 10:00 | 0.61746
NewNuke | 2018-09-23 11:00 | 0.61746
NewNuke | 2018-09-23 12:00 | 0.63805
NewNuke | 2018-09-23 13:00 | 0.62783
NewNuke | 2018-09-23 14:00 | 0.62783
NewNuke | 2018-09-23 15:00 | 0.62601
NewNuke | 2018-09-23 16:00 | 0.62783
NewNuke | 2018-09-23 17:00 | 0.62783
NewNuke | 2018-09-23 18:00 | 0.64486
NewNuke | 2018-09-23 19:00 | 0.64486
NewNuke | 2018-09-23 20:00 | 0.64486
NewNuke | 2018-09-23 21:00 | 0.66593
NewNuke | 2018-09-23 22:00 | 0.66593
NewNuke | 2018-09-23 23:00 | 0.6489
NewNuke | 2018-09-24 | 0.6489
NewNuke | 2018-09-24 01:00 | 0.6489
NewNuke | 2018-09-24 02:00 | 0.64035
NewNuke | 2018-09-24 03:00 | 0.64035
NewNuke | 2018-09-24 04:00 | 0.64035
NewNuke | 2018-09-24 05:00 | 0.656
NewNuke | 2018-09-24 06:00 | 0.66176
NewNuke | 2018-09-24 07:00 | 0.66593
NewNuke | 2018-09-24 08:00 | 0.67123
NewNuke | 2018-09-24 09:00 | 0.67123
NewNuke | 2018-09-24 10:00 | 0.67123
NewNuke | 2018-09-24 11:00 | 0.67123
NewNuke | 2018-09-24 12:00 | 0.68145
NewNuke | 2018-09-24 13:00 | 0.68145
NewNuke | 2018-09-24 14:00 | 0.68145
NewNuke | 2018-09-24 15:00 | 0.68145
NewNuke | 2018-09-24 16:00 | 0.68145
NewNuke | 2018-09-24 17:00 | 0.69539
NewNuke | 2018-09-24 18:00 | 0.70331
NewNuke | 2018-09-24 19:00 | 0.70331
NewNuke | 2018-09-24 20:00 | 0.70331
NewNuke | 2018-09-24 21:00 | 0.70331
NewNuke | 2018-09-24 22:00 | 0.70331
NewNuke | 2018-09-24 23:00 | 0.71567
NewNuke | 2018-09-25 | 0.71567
NewNuke | 2018-09-25 01:00 | 0.71567
NewNuke | 2018-09-25 02:00 | 0.71567
NewNuke | 2018-09-25 03:00 | 0.71567
NewNuke | 2018-09-25 04:00 | 0.71567
NewNuke | 2018-09-25 05:00 | 0.71567
NewNuke | 2018-09-25 06:00 | 0.71567
NewNuke | 2018-09-25 07:00 | 0.71567
NewNuke | 2018-09-25 08:00 | 0.71567
NewNuke | 2018-09-25 09:00 | 0.71567
NewNuke | 2018-09-25 10:00 | 0.71567
NewNuke | 2018-09-25 11:00 | 0.71567
NewNuke | 2018-09-25 12:00 | 0.71567
NewNuke | 2018-09-25 13:00 | 0.71567
NewNuke | 2018-09-25 14:00 | 0.71329
NewNuke | 2018-09-25 15:00 | 0.71329
NewNuke | 2018-09-25 16:00 | 0.71329
NewNuke | 2018-09-25 17:00 | 0.71329
NewNuke | 2018-09-25 18:00 | 0.71329
NewNuke | 2018-09-25 19:00 | 0.71329
NewNuke | 2018-09-25 20:00 | 0.71329
NewNuke | 2018-09-25 21:00 | 0.71535
NewNuke | 2018-09-25 22:00 | 0.71535
NewNuke | 2018-09-25 23:00 | 0.71535
NewNuke | 2018-09-26 | 0.71891
NewNuke | 2018-09-26 01:00 | 0.71891
NewNuke | 2018-09-26 02:00 | 0.71891
NewNuke | 2018-09-26 03:00 | 0.71891
NewNuke | 2018-09-26 04:00 | 0.71891
NewNuke | 2018-09-26 05:00 | 0.71891
NewNuke | 2018-09-26 06:00 | 0.71891
NewNuke | 2018-09-26 07:00 | 0.71891
NewNuke | 2018-09-26 08:00 | 0.71891
NewNuke | 2018-09-26 09:00 | 0.71891
NewNuke | 2018-09-26 10:00 | 0.69785
NewNuke | 2018-09-26 11:00 | 0.69785
NewNuke | 2018-09-26 12:00 | 0.69785
NewNuke | 2018-09-26 13:00 | 0.69785
NewNuke | 2018-09-26 14:00 | 0.69785
NewNuke | 2018-09-26 15:00 | 0.69785
NewNuke | 2018-09-26 16:00 | 0.69785
NewNuke | 2018-09-26 17:00 | 0.69618
NewNuke | 2018-09-26 18:00 | 0.69618
NewNuke | 2018-09-26 19:00 | 0.69618
NewNuke | 2018-09-26 20:00 | 0.71994
NewNuke | 2018-09-26 21:00 | 0.71994
NewNuke | 2018-09-26 22:00 | 0.71994
NewNuke | 2018-09-26 23:00 | 0.71994
NewNuke | 2018-09-27 | 0.71091
NewNuke | 2018-09-27 01:00 | 0.71091
NewNuke | 2018-09-27 02:00 | 0.7041
NewNuke | 2018-09-27 03:00 | 0.7041
NewNuke | 2018-09-27 04:00 | 0.69682
NewNuke | 2018-09-27 05:00 | 0.69682
NewNuke | 2018-09-27 06:00 | 0.69682
NewNuke | 2018-09-27 07:00 | 0.69682
NewNuke | 2018-09-27 08:00 | 0.69682
NewNuke | 2018-09-27 09:00 | 0.69682
NewNuke | 2018-09-27 10:00 | 0.69682
NewNuke | 2018-09-27 11:00 | 0.69682
NewNuke | 2018-09-27 12:00 | 0.69682
NewNuke | 2018-09-27 13:00 | 0.69682
NewNuke | 2018-09-27 14:00 | 0.70933
NewNuke | 2018-09-27 15:00 | 0.70933
NewNuke | 2018-09-27 16:00 | 0.70933
NewNuke | 2018-09-27 17:00 | 0.70933
NewNuke | 2018-09-27 18:00 | 0.706
NewNuke | 2018-09-27 19:00 | 0.706
NewNuke | 2018-09-27 20:00 | 0.706
NewNuke | 2018-09-27 21:00 | 0.706
NewNuke | 2018-09-27 22:00 | 0.68565
NewNuke | 2018-09-27 23:00 | 0.68565
NewNuke | 2018-09-28 | 0.68565
NewNuke | 2018-09-28 01:00 | 0.68565
NewNuke | 2018-09-28 02:00 | 0.68565
NewNuke | 2018-09-28 03:00 | 0.68565
NewNuke | 2018-09-28 04:00 | 0.68565
NewNuke | 2018-09-28 05:00 | 0.68565
NewNuke | 2018-09-28 06:00 | 0.68565
NewNuke | 2018-09-28 07:00 | 0.68565
NewNuke | 2018-09-28 08:00 | 0.68565
NewNuke | 2018-09-28 09:00 | 0.68565
NewNuke | 2018-09-28 10:00 | 0.68565
NewNuke | 2018-09-28 11:00 | 0.68565
NewNuke | 2018-09-28 12:00 | 0.70941
NewNuke | 2018-09-28 13:00 | 0.70941
NewNuke | 2018-09-28 14:00 | 0.70941
NewNuke | 2018-09-28 15:00 | 0.70941
NewNuke | 2018-09-28 16:00 | 0.70941
NewNuke | 2018-09-28 17:00 | 0.70941
NewNuke | 2018-09-28 18:00 | 0.70941
NewNuke | 2018-09-28 19:00 | 0.70941
NewNuke | 2018-09-28 20:00 | 0.70941
NewNuke | 2018-09-28 21:00 | 0.70941
NewNuke | 2018-09-28 22:00 | 0.68343
NewNuke | 2018-09-28 23:00 | 0.68747
NewNuke | 2018-09-29 | 0.6611
NewNuke | 2018-09-29 01:00 | 0.6611
NewNuke | 2018-09-29 02:00 | 0.59716
NewNuke | 2018-09-29 03:00 | 0.59534
NewNuke | 2018-09-29 04:00 | 0.59492
NewNuke | 2018-09-29 05:00 | 0.5981
NewNuke | 2018-09-29 06:00 | 0.60051
NewNuke | 2018-09-29 07:00 | 0.60222
NewNuke | 2018-09-29 08:00 | 0.60022
NewNuke | 2018-09-29 09:00 | 0.59661
NewNuke | 2018-09-29 10:00 | 0.59644
NewNuke | 2018-09-29 11:00 | 0.58856
NewNuke | 2018-09-29 12:00 | 0.58346
NewNuke | 2018-09-29 13:00 | 0.584
NewNuke | 2018-09-29 14:00 | 0.5891
NewNuke | 2018-09-29 15:00 | 0.59652
NewNuke | 2018-09-29 16:00 | 0.60086
NewNuke | 2018-09-29 17:00 | 0.60448
NewNuke | 2018-09-29 18:00 | 0.60594
NewNuke | 2018-09-29 19:00 | 0.60643
NewNuke | 2018-09-29 20:00 | 0.60439
NewNuke | 2018-09-29 21:00 | 0.60447
NewNuke | 2018-09-29 22:00 | 0.60323
NewNuke | 2018-09-29 23:00 | 0.59452
NewNuke | 2018-09-30 | 0.59583
NewNuke | 2018-09-30 01:00 | 0.59683
NewNuke | 2018-09-30 02:00 | 0.60589
NewNuke | 2018-09-30 03:00 | 0.60589
NewNuke | 2018-09-30 04:00 | 0.60589
NewNuke | 2018-09-30 05:00 | 0.60589
NewNuke | 2018-09-30 06:00 | 0.60589
NewNuke | 2018-09-30 07:00 | 0.60589
NewNuke | 2018-09-30 08:00 | 0.60589
NewNuke | 2018-09-30 09:00 | 0.60589
NewNuke | 2018-09-30 10:00 | 0.60589
NewNuke | 2018-09-30 11:00 | 0.60589
NewNuke | 2018-09-30 12:00 | 0.6009
NewNuke | 2018-09-30 13:00 | 0.6009
NewNuke | 2018-09-30 14:00 | 0.6009
NewNuke | 2018-09-30 15:00 | 0.6009
NewNuke | 2018-09-30 16:00 | 0.59773
NewNuke | 2018-09-30 17:00 | 0.59773
NewNuke | 2018-09-30 18:00 | 0.61335
NewNuke | 2018-09-30 19:00 | 0.62371
NewNuke | 2018-09-30 20:00 | 0.63955
NewNuke | 2018-09-30 21:00 | 0.63162
NewNuke | 2018-09-30 22:00 | 0.63955
NewNuke | 2018-09-30 23:00 | 0.63955
NewNuke | 2018-10-01 | 0.64771
NewNuke | 2018-10-01 01:00 | 0.64771
NewNuke | 2018-10-01 02:00 | 0.66213
NewNuke | 2018-10-01 03:00 | 0.66213
NewNuke | 2018-10-01 04:00 | 0.65991
NewNuke | 2018-10-01 05:00 | 0.66213
NewNuke | 2018-10-01 06:00 | 0.66395
NewNuke | 2018-10-01 07:00 | 0.66746
NewNuke | 2018-10-01 08:00 | 0.66463
NewNuke | 2018-10-01 09:00 | 0.66495
NewNuke | 2018-10-01 10:00 | 0.6665
NewNuke | 2018-10-01 11:00 | 0.66626
NewNuke | 2018-10-01 12:00 | 0.66566
NewNuke | 2018-10-01 13:00 | 0.6629
NewNuke | 2018-10-01 14:00 | 0.66314
NewNuke | 2018-10-01 15:00 | 0.66369
NewNuke | 2018-10-01 16:00 | 0.66502
NewNuke | 2018-10-01 17:00 | 0.66642
NewNuke | 2018-10-01 18:00 | 0.66925
NewNuke | 2018-10-01 19:00 | 0.66998
NewNuke | 2018-10-01 20:00 | 0.66081
NewNuke | 2018-10-01 21:00 | 0.66213
NewNuke | 2018-10-01 22:00 | 0.66213
NewNuke | 2018-10-01 23:00 | 0.66213
NewNuke | 2018-10-02 | 0.66213
NewNuke | 2018-10-02 01:00 | 0.66213
NewNuke | 2018-10-02 02:00 | 0.66213
NewNuke | 2018-10-02 03:00 | 0.66213
NewNuke | 2018-10-02 04:00 | 0.66213
NewNuke | 2018-10-02 05:00 | 0.66629
NewNuke | 2018-10-02 06:00 | 0.66575
NewNuke | 2018-10-02 07:00 | 0.66881
NewNuke | 2018-10-02 08:00 | 0.6678
NewNuke | 2018-10-02 09:00 | 0.66564
NewNuke | 2018-10-02 10:00 | 0.66734
NewNuke | 2018-10-02 11:00 | 0.66762
NewNuke | 2018-10-02 12:00 | 0.66908
NewNuke | 2018-10-02 13:00 | 0.66973
NewNuke | 2018-10-02 14:00 | 0.68319
NewNuke | 2018-10-02 15:00 | 0.68319
NewNuke | 2018-10-02 16:00 | 0.68652
NewNuke | 2018-10-02 17:00 | 0.68978
NewNuke | 2018-10-02 18:00 | 0.69027
NewNuke | 2018-10-02 19:00 | 0.68121
NewNuke | 2018-10-02 20:00 | 0.68121
NewNuke | 2018-10-02 21:00 | 0.66373
NewNuke | 2018-10-02 22:00 | 0.66428
NewNuke | 2018-10-02 23:00 | 0.66276
NewNuke | 2018-10-03 | 0.66046
NewNuke | 2018-10-03 01:00 | 0.65059
NewNuke | 2018-10-03 02:00 | 0.66054
NewNuke | 2018-10-03 03:00 | 0.66054
NewNuke | 2018-10-03 04:00 | 0.66054
NewNuke | 2018-10-03 05:00 | 0.66054
NewNuke | 2018-10-03 06:00 | 0.65644
NewNuke | 2018-10-03 07:00 | 0.65503
NewNuke | 2018-10-03 08:00 | 0.6556
NewNuke | 2018-10-03 09:00 | 0.65666
NewNuke | 2018-10-03 10:00 | 0.65253
NewNuke | 2018-10-03 11:00 | 0.65042
NewNuke | 2018-10-03 12:00 | 0.64944
NewNuke | 2018-10-03 13:00 | 0.64903
NewNuke | 2018-10-03 14:00 | 0.65428
NewNuke | 2018-10-03 15:00 | 0.65574
NewNuke | 2018-10-03 16:00 | 0.65809
NewNuke | 2018-10-03 17:00 | 0.66144
NewNuke | 2018-10-03 18:00 | 0.66217
NewNuke | 2018-10-03 19:00 | 0.66144
NewNuke | 2018-10-03 20:00 | 0.65994
NewNuke | 2018-10-03 21:00 | 0.66195
NewNuke | 2018-10-03 22:00 | 0.66018
NewNuke | 2018-10-03 23:00 | 0.65999
NewNuke | 2018-10-04 | 0.65999
NewNuke | 2018-10-04 01:00 | 0.65999
NewNuke | 2018-10-04 02:00 | 0.66436
NewNuke | 2018-10-04 03:00 | 0.67409
NewNuke | 2018-10-04 04:00 | 0.67409
NewNuke | 2018-10-04 05:00 | 0.67409
NewNuke | 2018-10-04 06:00 | 0.68128
NewNuke | 2018-10-04 07:00 | 0.68047
NewNuke | 2018-10-04 08:00 | 0.67965
NewNuke | 2018-10-04 09:00 | 0.67817
NewNuke | 2018-10-04 10:00 | 0.67947
NewNuke | 2018-10-04 11:00 | 0.68186
NewNuke | 2018-10-04 12:00 | 0.68047
NewNuke | 2018-10-04 13:00 | 0.68042
NewNuke | 2018-10-04 14:00 | 0.68012
NewNuke | 2018-10-04 15:00 | 0.68204
NewNuke | 2018-10-04 16:00 | 0.68182
NewNuke | 2018-10-04 17:00 | 0.68253
NewNuke | 2018-10-04 18:00 | 0.68527
NewNuke | 2018-10-04 19:00 | 0.69096
NewNuke | 2018-10-04 20:00 | 0.68905
NewNuke | 2018-10-04 21:00 | 0.68905
NewNuke | 2018-10-04 22:00 | 0.68966
NewNuke | 2018-10-04 23:00 | 0.68905
NewNuke | 2018-10-05 | 0.68905
NewNuke | 2018-10-05 01:00 | 0.68905
NewNuke | 2018-10-05 02:00 | 0.68905
NewNuke | 2018-10-05 03:00 | 0.68905
NewNuke | 2018-10-05 04:00 | 0.69031
NewNuke | 2018-10-05 05:00 | 0.69504
NewNuke | 2018-10-05 06:00 | 0.69981
NewNuke | 2018-10-05 07:00 | 0.7003
NewNuke | 2018-10-05 08:00 | 0.69895
NewNuke | 2018-10-05 09:00 | 0.69683
NewNuke | 2018-10-05 10:00 | 0.69458
NewNuke | 2018-10-05 11:00 | 0.69276
NewNuke | 2018-10-05 12:00 | 0.68905
NewNuke | 2018-10-05 13:00 | 0.68905
NewNuke | 2018-10-05 14:00 | 0.68905
NewNuke | 2018-10-05 15:00 | 0.68905
NewNuke | 2018-10-05 16:00 | 0.67511
NewNuke | 2018-10-05 17:00 | 0.67321
NewNuke | 2018-10-05 18:00 | 0.67424
NewNuke | 2018-10-05 19:00 | 0.67413
NewNuke | 2018-10-05 20:00 | 0.67035
NewNuke | 2018-10-05 21:00 | 0.66521
NewNuke | 2018-10-05 22:00 | 0.66506
NewNuke | 2018-10-05 23:00 | 0.64684
NewNuke | 2018-10-06 | 0.66355
NewNuke | 2018-10-06 01:00 | 0.63979
NewNuke | 2018-10-06 02:00 | 0.61904
NewNuke | 2018-10-06 03:00 | 0.61904
NewNuke | 2018-10-06 04:00 | 0.60664
NewNuke | 2018-10-06 05:00 | 0.61076
NewNuke | 2018-10-06 06:00 | 0.61242
NewNuke | 2018-10-06 07:00 | 0.61361
NewNuke | 2018-10-06 08:00 | 0.61321
NewNuke | 2018-10-06 09:00 | 0.60618
NewNuke | 2018-10-06 10:00 | 0.60779
NewNuke | 2018-10-06 11:00 | 0.60651
NewNuke | 2018-10-06 12:00 | 0.60784
NewNuke | 2018-10-06 13:00 | 0.60567
NewNuke | 2018-10-06 14:00 | 0.60532
NewNuke | 2018-10-06 15:00 | 0.60512
NewNuke | 2018-10-06 16:00 | 0.60689
NewNuke | 2018-10-06 17:00 | 0.60741
NewNuke | 2018-10-06 18:00 | 0.60954
NewNuke | 2018-10-06 19:00 | 0.60879
NewNuke | 2018-10-06 20:00 | 0.60029
NewNuke | 2018-10-06 21:00 | 0.60317
NewNuke | 2018-10-06 22:00 | 0.6007
NewNuke | 2018-10-06 23:00 | 0.60084
NewNuke | 2018-10-07 | 0.59834
NewNuke | 2018-10-07 01:00 | 0.59377
NewNuke | 2018-10-07 02:00 | 0.59633
NewNuke | 2018-10-07 03:00 | 0.59762
NewNuke | 2018-10-07 04:00 | 0.59439
NewNuke | 2018-10-07 05:00 | 0.59713
NewNuke | 2018-10-07 06:00 | 0.59981
NewNuke | 2018-10-07 07:00 | 0.60689
NewNuke | 2018-10-07 08:00 | 0.61676
NewNuke | 2018-10-07 09:00 | 0.62503
NewNuke | 2018-10-07 10:00 | 0.63838
NewNuke | 2018-10-07 11:00 | 0.64112
NewNuke | 2018-10-07 12:00 | 0.64415
NewNuke | 2018-10-07 13:00 | 0.6457
NewNuke | 2018-10-07 14:00 | 0.64598
NewNuke | 2018-10-07 15:00 | 0.65129
NewNuke | 2018-10-07 16:00 | 0.65333
NewNuke | 2018-10-07 17:00 | 0.655
NewNuke | 2018-10-07 18:00 | 0.65937
NewNuke | 2018-10-07 19:00 | 0.65942
NewNuke | 2018-10-07 20:00 | 0.65707
NewNuke | 2018-10-07 21:00 | 0.65718
NewNuke | 2018-10-07 22:00 | 0.65796
NewNuke | 2018-10-07 23:00 | 0.65717
NewNuke | 2018-10-08 | 0.65314
NewNuke | 2018-10-08 01:00 | 0.66097
NewNuke | 2018-10-08 02:00 | 0.66479
NewNuke | 2018-10-08 03:00 | 0.66477
NewNuke | 2018-10-08 04:00 | 0.67258
NewNuke | 2018-10-08 05:00 | 0.67694
NewNuke | 2018-10-08 06:00 | 0.67942
NewNuke | 2018-10-08 07:00 | 0.68094
NewNuke | 2018-10-08 08:00 | 0.68132
NewNuke | 2018-10-08 09:00 | 0.68117
NewNuke | 2018-10-08 10:00 | 0.68091
NewNuke | 2018-10-08 11:00 | 0.67827
NewNuke | 2018-10-08 12:00 | 0.67594
NewNuke | 2018-10-08 13:00 | 0.67706
NewNuke | 2018-10-08 14:00 | 0.67757
NewNuke | 2018-10-08 15:00 | 0.67831
NewNuke | 2018-10-08 16:00 | 0.67835
NewNuke | 2018-10-08 17:00 | 0.67953
NewNuke | 2018-10-08 18:00 | 0.67797
NewNuke | 2018-10-08 19:00 | 0.67597
NewNuke | 2018-10-08 20:00 | 0.66648
NewNuke | 2018-10-08 21:00 | 0.66476
NewNuke | 2018-10-08 22:00 | 0.66623
NewNuke | 2018-10-08 23:00 | 0.66282
NewNuke | 2018-10-09 | 0.66442
NewNuke | 2018-10-09 01:00 | 0.66354
NewNuke | 2018-10-09 02:00 | 0.66553
NewNuke | 2018-10-09 03:00 | 0.66708
NewNuke | 2018-10-09 04:00 | 0.67225
NewNuke | 2018-10-09 05:00 | 0.66404
NewNuke | 2018-10-09 06:00 | 0.65625
NewNuke | 2018-10-09 07:00 | 0.66135
NewNuke | 2018-10-09 08:00 | 0.66181
NewNuke | 2018-10-09 09:00 | 0.65636
NewNuke | 2018-10-09 10:00 | 0.64071
NewNuke | 2018-10-09 11:00 | 0.63889
NewNuke | 2018-10-09 12:00 | 0.6368
NewNuke | 2018-10-09 13:00 | 0.63837
NewNuke | 2018-10-09 14:00 | 0.63895
NewNuke | 2018-10-09 15:00 | 0.64022
NewNuke | 2018-10-09 16:00 | 0.6412
NewNuke | 2018-10-09 17:00 | 0.64305
NewNuke | 2018-10-09 18:00 | 0.65524
NewNuke | 2018-10-09 19:00 | 0.66049
NewNuke | 2018-10-09 20:00 | 0.65181
NewNuke | 2018-10-09 21:00 | 0.64708
NewNuke | 2018-10-09 22:00 | 0.64872
NewNuke | 2018-10-09 23:00 | 0.64606
NewNuke | 2018-10-10 | 0.65845
NewNuke | 2018-10-10 01:00 | 0.65579
NewNuke | 2018-10-10 02:00 | 0.65447
NewNuke | 2018-10-10 03:00 | 0.66008
NewNuke | 2018-10-10 04:00 | 0.6607
NewNuke | 2018-10-10 05:00 | 0.66358
NewNuke | 2018-10-10 06:00 | 0.66365
NewNuke | 2018-10-10 07:00 | 0.66545
NewNuke | 2018-10-10 08:00 | 0.66631
NewNuke | 2018-10-10 09:00 | 0.66609
NewNuke | 2018-10-10 10:00 | 0.66466
NewNuke | 2018-10-10 11:00 | 0.66182
NewNuke | 2018-10-10 12:00 | 0.65986
NewNuke | 2018-10-10 13:00 | 0.6594
NewNuke | 2018-10-10 14:00 | 0.65745
NewNuke | 2018-10-10 15:00 | 0.66078
NewNuke | 2018-10-10 16:00 | 0.66165
NewNuke | 2018-10-10 17:00 | 0.66144
NewNuke | 2018-10-10 18:00 | 0.66056
NewNuke | 2018-10-10 19:00 | 0.65872
NewNuke | 2018-10-10 20:00 | 0.65737
NewNuke | 2018-10-10 21:00 | 0.65969
NewNuke | 2018-10-10 22:00 | 0.65626
NewNuke | 2018-10-10 23:00 | 0.64693
NewNuke | 2018-10-11 | 0.64581
NewNuke | 2018-10-11 01:00 | 0.64581
NewNuke | 2018-10-11 02:00 | 0.62937
NewNuke | 2018-10-11 03:00 | 0.62493
NewNuke | 2018-10-11 04:00 | 0.62807
NewNuke | 2018-10-11 05:00 | 0.63016
NewNuke | 2018-10-11 06:00 | 0.62972
NewNuke | 2018-10-11 07:00 | 0.62858
NewNuke | 2018-10-11 08:00 | 0.62764
NewNuke | 2018-10-11 09:00 | 0.6269
NewNuke | 2018-10-11 10:00 | 0.63475
NewNuke | 2018-10-11 11:00 | 0.63453
NewNuke | 2018-10-11 12:00 | 0.62945
NewNuke | 2018-10-11 13:00 | 0.63583
NewNuke | 2018-10-11 14:00 | 0.63734
NewNuke | 2018-10-11 15:00 | 0.63722
NewNuke | 2018-10-11 16:00 | 0.64803
NewNuke | 2018-10-11 17:00 | 0.65023
NewNuke | 2018-10-11 18:00 | 0.65139
NewNuke | 2018-10-11 19:00 | 0.64673
NewNuke | 2018-10-11 20:00 | 0.63808
NewNuke | 2018-10-11 21:00 | 0.63295
NewNuke | 2018-10-11 22:00 | 0.63052
NewNuke | 2018-10-11 23:00 | 0.63052
NewNuke | 2018-10-12 | 0.63052
NewNuke | 2018-10-12 01:00 | 0.63052
NewNuke | 2018-10-12 02:00 | 0.63052
NewNuke | 2018-10-12 03:00 | 0.63052
NewNuke | 2018-10-12 04:00 | 0.64144
NewNuke | 2018-10-12 05:00 | 0.64619
NewNuke | 2018-10-12 06:00 | 0.64766
NewNuke | 2018-10-12 07:00 | 0.64855
NewNuke | 2018-10-12 08:00 | 0.64773
NewNuke | 2018-10-12 09:00 | 0.64526
NewNuke | 2018-10-12 10:00 | 0.6425
NewNuke | 2018-10-12 11:00 | 0.63808
NewNuke | 2018-10-12 12:00 | 0.63738
NewNuke | 2018-10-12 13:00 | 0.6418
NewNuke | 2018-10-12 14:00 | 0.64055
NewNuke | 2018-10-12 15:00 | 0.64195
NewNuke | 2018-10-12 16:00 | 0.64383
NewNuke | 2018-10-12 17:00 | 0.64553
NewNuke | 2018-10-12 18:00 | 0.64511
NewNuke | 2018-10-12 19:00 | 0.64297
NewNuke | 2018-10-12 20:00 | 0.64103
NewNuke | 2018-10-12 21:00 | 0.63665
NewNuke | 2018-10-12 22:00 | 0.63925
NewNuke | 2018-10-12 23:00 | 0.62767
NewNuke | 2018-10-13 | 0.61372
NewNuke | 2018-10-13 01:00 | 0.61177
NewNuke | 2018-10-13 02:00 | 0.61556
NewNuke | 2018-10-13 03:00 | 0.61739
NewNuke | 2018-10-13 04:00 | 0.6218
NewNuke | 2018-10-13 05:00 | 0.62744
NewNuke | 2018-10-13 06:00 | 0.62923
NewNuke | 2018-10-13 07:00 | 0.63176
NewNuke | 2018-10-13 08:00 | 0.63597
NewNuke | 2018-10-13 09:00 | 0.64136
NewNuke | 2018-10-13 10:00 | 0.63748
NewNuke | 2018-10-13 11:00 | 0.63243
NewNuke | 2018-10-13 12:00 | 0.63341
NewNuke | 2018-10-13 13:00 | 0.63455
NewNuke | 2018-10-13 14:00 | 0.63873
NewNuke | 2018-10-13 15:00 | 0.64128
NewNuke | 2018-10-13 16:00 | 0.64188
NewNuke | 2018-10-13 17:00 | 0.64237
NewNuke | 2018-10-13 18:00 | 0.64345
NewNuke | 2018-10-13 19:00 | 0.64296
NewNuke | 2018-10-13 20:00 | 0.63645
NewNuke | 2018-10-13 21:00 | 0.63924
NewNuke | 2018-10-13 22:00 | 0.64099
NewNuke | 2018-10-13 23:00 | 0.63388
NewNuke | 2018-10-14 | 0.616
NewNuke | 2018-10-14 01:00 | 0.61223
NewNuke | 2018-10-14 02:00 | 0.61223
NewNuke | 2018-10-14 03:00 | 0.61223
NewNuke | 2018-10-14 04:00 | 0.61223
NewNuke | 2018-10-14 05:00 | 0.61223
NewNuke | 2018-10-14 06:00 | 0.61223
NewNuke | 2018-10-14 07:00 | 0.60938
NewNuke | 2018-10-14 08:00 | 0.61134
NewNuke | 2018-10-14 09:00 | 0.61223
NewNuke | 2018-10-14 10:00 | 0.61757
NewNuke | 2018-10-14 11:00 | 0.61353
NewNuke | 2018-10-14 12:00 | 0.61033
NewNuke | 2018-10-14 13:00 | 0.61033
NewNuke | 2018-10-14 14:00 | 0.62522
NewNuke | 2018-10-14 15:00 | 0.64006
NewNuke | 2018-10-14 16:00 | 0.6566
NewNuke | 2018-10-14 17:00 | 0.66396
NewNuke | 2018-10-14 18:00 | 0.67225
NewNuke | 2018-10-14 19:00 | 0.67581
NewNuke | 2018-10-14 20:00 | 0.67287
NewNuke | 2018-10-14 21:00 | 0.6654
NewNuke | 2018-10-14 22:00 | 0.65774
NewNuke | 2018-10-14 23:00 | 0.65088
NewNuke | 2018-10-15 | 0.65088
NewNuke | 2018-10-15 01:00 | 0.65088
NewNuke | 2018-10-15 02:00 | 0.66529
NewNuke | 2018-10-15 03:00 | 0.66529
NewNuke | 2018-10-15 04:00 | 0.67592
NewNuke | 2018-10-15 05:00 | 0.6843
NewNuke | 2018-10-15 06:00 | 0.68443
NewNuke | 2018-10-15 07:00 | 0.68451
NewNuke | 2018-10-15 08:00 | 0.68405
NewNuke | 2018-10-15 09:00 | 0.68413
NewNuke | 2018-10-15 10:00 | 0.68319
NewNuke | 2018-10-15 11:00 | 0.68253
NewNuke | 2018-10-15 12:00 | 0.67996
NewNuke | 2018-10-15 13:00 | 0.68104
NewNuke | 2018-10-15 14:00 | 0.68126
NewNuke | 2018-10-15 15:00 | 0.68246
NewNuke | 2018-10-15 16:00 | 0.68373
NewNuke | 2018-10-15 17:00 | 0.68444
NewNuke | 2018-10-15 18:00 | 0.68381
NewNuke | 2018-10-15 19:00 | 0.67722
NewNuke | 2018-10-15 20:00 | 0.67683
NewNuke | 2018-10-15 21:00 | 0.67182
NewNuke | 2018-10-15 22:00 | 0.67024
NewNuke | 2018-10-15 23:00 | 0.67364
NewNuke | 2018-10-16 | 0.67952
NewNuke | 2018-10-16 01:00 | 0.67698
NewNuke | 2018-10-16 02:00 | 0.67626
NewNuke | 2018-10-16 03:00 | 0.67546
NewNuke | 2018-10-16 04:00 | 0.68167
NewNuke | 2018-10-16 05:00 | 0.68251
NewNuke | 2018-10-16 06:00 | 0.68614
NewNuke | 2018-10-16 07:00 | 0.68693
NewNuke | 2018-10-16 08:00 | 0.68657
NewNuke | 2018-10-16 09:00 | 0.68444
NewNuke | 2018-10-16 10:00 | 0.68286
NewNuke | 2018-10-16 11:00 | 0.68212
NewNuke | 2018-10-16 12:00 | 0.67996
NewNuke | 2018-10-16 13:00 | 0.67896
NewNuke | 2018-10-16 14:00 | 0.6808
NewNuke | 2018-10-16 15:00 | 0.68313
NewNuke | 2018-10-16 16:00 | 0.6849
NewNuke | 2018-10-16 17:00 | 0.68647
NewNuke | 2018-10-16 18:00 | 0.68738
NewNuke | 2018-10-16 19:00 | 0.68601
NewNuke | 2018-10-16 20:00 | 0.68533
NewNuke | 2018-10-16 21:00 | 0.68413
NewNuke | 2018-10-16 22:00 | 0.6869
NewNuke | 2018-10-16 23:00 | 0.68744
NewNuke | 2018-10-17 | 0.68839
NewNuke | 2018-10-17 01:00 | 0.68427
NewNuke | 2018-10-17 02:00 | 0.69102
NewNuke | 2018-10-17 03:00 | 0.69154
NewNuke | 2018-10-17 04:00 | 0.69241
NewNuke | 2018-10-17 05:00 | 0.69409
NewNuke | 2018-10-17 06:00 | 0.69593
NewNuke | 2018-10-17 07:00 | 0.69739
NewNuke | 2018-10-17 08:00 | 0.69956
NewNuke | 2018-10-17 09:00 | 0.69781
NewNuke | 2018-10-17 10:00 | 0.6958
NewNuke | 2018-10-17 11:00 | 0.6939
NewNuke | 2018-10-17 12:00 | 0.6875
NewNuke | 2018-10-17 13:00 | 0.67717
NewNuke | 2018-10-17 14:00 | 0.67543
NewNuke | 2018-10-17 15:00 | 0.67293
NewNuke | 2018-10-17 16:00 | 0.67065
NewNuke | 2018-10-17 17:00 | 0.66674
NewNuke | 2018-10-17 18:00 | 0.66718
NewNuke | 2018-10-17 19:00 | 0.66658
NewNuke | 2018-10-17 20:00 | 0.66559
NewNuke | 2018-10-17 21:00 | 0.66672
NewNuke | 2018-10-17 22:00 | 0.6626
NewNuke | 2018-10-17 23:00 | 0.65984
NewNuke | 2018-10-18 | 0.65905
NewNuke | 2018-10-18 01:00 | 0.65885
NewNuke | 2018-10-18 02:00 | 0.66067
NewNuke | 2018-10-18 03:00 | 0.66354
NewNuke | 2018-10-18 04:00 | 0.66764
NewNuke | 2018-10-18 05:00 | 0.67353
NewNuke | 2018-10-18 06:00 | 0.67491
NewNuke | 2018-10-18 07:00 | 0.67513
NewNuke | 2018-10-18 08:00 | 0.67543
NewNuke | 2018-10-18 09:00 | 0.6747
NewNuke | 2018-10-18 10:00 | 0.67789
NewNuke | 2018-10-18 11:00 | 0.68802
NewNuke | 2018-10-18 12:00 | 0.69496
NewNuke | 2018-10-18 13:00 | 0.69566
NewNuke | 2018-10-18 14:00 | 0.69729
NewNuke | 2018-10-18 15:00 | 0.698
NewNuke | 2018-10-18 16:00 | 0.69865
NewNuke | 2018-10-18 17:00 | 0.70112
NewNuke | 2018-10-18 18:00 | 0.70494
NewNuke | 2018-10-18 19:00 | 0.70684
NewNuke | 2018-10-18 20:00 | 0.69907
NewNuke | 2018-10-18 21:00 | 0.69639
NewNuke | 2018-10-18 22:00 | 0.6913
NewNuke | 2018-10-18 23:00 | 0.69138
NewNuke | 2018-10-19 | 0.69077
NewNuke | 2018-10-19 01:00 | 0.68589
NewNuke | 2018-10-19 02:00 | 0.68909
NewNuke | 2018-10-19 03:00 | 0.69216
NewNuke | 2018-10-19 04:00 | 0.7006
NewNuke | 2018-10-19 05:00 | 0.70215
NewNuke | 2018-10-19 06:00 | 0.70727
NewNuke | 2018-10-19 07:00 | 0.70901
NewNuke | 2018-10-19 08:00 | 0.70794
NewNuke | 2018-10-19 09:00 | 0.70694
NewNuke | 2018-10-19 10:00 | 0.70041
NewNuke | 2018-10-19 11:00 | 0.6897
NewNuke | 2018-10-19 12:00 | 0.68628
NewNuke | 2018-10-19 13:00 | 0.68606
NewNuke | 2018-10-19 14:00 | 0.68701
NewNuke | 2018-10-19 15:00 | 0.68573
NewNuke | 2018-10-19 16:00 | 0.68774
NewNuke | 2018-10-19 17:00 | 0.68825
NewNuke | 2018-10-19 18:00 | 0.68955
NewNuke | 2018-10-19 19:00 | 0.68329
NewNuke | 2018-10-19 20:00 | 0.66466
NewNuke | 2018-10-19 21:00 | 0.66466
NewNuke | 2018-10-19 22:00 | 0.65191
NewNuke | 2018-10-19 23:00 | 0.65191
NewNuke | 2018-10-20 | 0.63014
NewNuke | 2018-10-20 01:00 | 0.6365
NewNuke | 2018-10-20 02:00 | 0.6422
NewNuke | 2018-10-20 03:00 | 0.64624
NewNuke | 2018-10-20 04:00 | 0.64616
NewNuke | 2018-10-20 05:00 | 0.64947
NewNuke | 2018-10-20 06:00 | 0.64673
NewNuke | 2018-10-20 07:00 | 0.6351
NewNuke | 2018-10-20 08:00 | 0.63572
NewNuke | 2018-10-20 09:00 | 0.63504
NewNuke | 2018-10-20 10:00 | 0.62926
NewNuke | 2018-10-20 11:00 | 0.61761
NewNuke | 2018-10-20 12:00 | 0.62847
NewNuke | 2018-10-20 13:00 | 0.63811
NewNuke | 2018-10-20 14:00 | 0.63727
NewNuke | 2018-10-20 15:00 | 0.63764
NewNuke | 2018-10-20 16:00 | 0.64111
NewNuke | 2018-10-20 17:00 | 0.64907
NewNuke | 2018-10-20 18:00 | 0.65891
NewNuke | 2018-10-20 19:00 | 0.66651
NewNuke | 2018-10-20 20:00 | 0.66563
NewNuke | 2018-10-20 21:00 | 0.66712
NewNuke | 2018-10-20 22:00 | 0.66197
NewNuke | 2018-10-20 23:00 | 0.66163
NewNuke | 2018-10-21 | 0.65665
NewNuke | 2018-10-21 01:00 | 0.66059
NewNuke | 2018-10-21 02:00 | 0.6667
NewNuke | 2018-10-21 03:00 | 0.66696
NewNuke | 2018-10-21 04:00 | 0.66631
NewNuke | 2018-10-21 05:00 | 0.6776
NewNuke | 2018-10-21 06:00 | 0.68237
NewNuke | 2018-10-21 07:00 | 0.69105
NewNuke | 2018-10-21 08:00 | 0.69165
NewNuke | 2018-10-21 09:00 | 0.69205
NewNuke | 2018-10-21 10:00 | 0.69084
NewNuke | 2018-10-21 11:00 | 0.68424
NewNuke | 2018-10-21 12:00 | 0.66765
NewNuke | 2018-10-21 13:00 | 0.67695
NewNuke | 2018-10-21 14:00 | 0.67803
NewNuke | 2018-10-21 15:00 | 0.69829
NewNuke | 2018-10-21 16:00 | 0.70125
NewNuke | 2018-10-21 17:00 | 0.70469
NewNuke | 2018-10-21 18:00 | 0.70833
NewNuke | 2018-10-21 19:00 | 0.71025
NewNuke | 2018-10-21 20:00 | 0.71017
NewNuke | 2018-10-21 21:00 | 0.70965
NewNuke | 2018-10-21 22:00 | 0.7067
NewNuke | 2018-10-21 23:00 | 0.70592
NewNuke | 2018-10-22 | 0.70597
NewNuke | 2018-10-22 01:00 | 0.70192
NewNuke | 2018-10-22 02:00 | 0.70011
NewNuke | 2018-10-22 03:00 | 0.70246
NewNuke | 2018-10-22 04:00 | 0.70154
NewNuke | 2018-10-22 05:00 | 0.70938
NewNuke | 2018-10-22 06:00 | 0.71464
NewNuke | 2018-10-22 07:00 | 0.71658
NewNuke | 2018-10-22 08:00 | 0.71609
NewNuke | 2018-10-22 09:00 | 0.71573
NewNuke | 2018-10-22 10:00 | 0.71291
NewNuke | 2018-10-22 11:00 | 0.71293
NewNuke | 2018-10-22 12:00 | 0.71453
NewNuke | 2018-10-22 13:00 | 0.70887
NewNuke | 2018-10-22 14:00 | 0.7084
NewNuke | 2018-10-22 15:00 | 0.70981
NewNuke | 2018-10-22 16:00 | 0.71194
NewNuke | 2018-10-22 17:00 | 0.71359
NewNuke | 2018-10-22 18:00 | 0.71445
NewNuke | 2018-10-22 19:00 | 0.71115
NewNuke | 2018-10-22 20:00 | 0.70987
NewNuke | 2018-10-22 21:00 | 0.70866
NewNuke | 2018-10-22 22:00 | 0.70337
NewNuke | 2018-10-22 23:00 | 0.70195
NewNuke | 2018-10-23 | 0.69797
NewNuke | 2018-10-23 01:00 | 0.69408
NewNuke | 2018-10-23 02:00 | 0.68958
NewNuke | 2018-10-23 03:00 | 0.68956
NewNuke | 2018-10-23 04:00 | 0.69362
NewNuke | 2018-10-23 05:00 | 0.70331
NewNuke | 2018-10-23 06:00 | 0.70787
NewNuke | 2018-10-23 07:00 | 0.70925
NewNuke | 2018-10-23 08:00 | 0.70814
NewNuke | 2018-10-23 09:00 | 0.70775
NewNuke | 2018-10-23 10:00 | 0.70602
NewNuke | 2018-10-23 11:00 | 0.70445
NewNuke | 2018-10-23 12:00 | 0.70721
NewNuke | 2018-10-23 13:00 | 0.70895
NewNuke | 2018-10-23 14:00 | 0.71167
NewNuke | 2018-10-23 15:00 | 0.71532
NewNuke | 2018-10-23 16:00 | 0.71497
NewNuke | 2018-10-23 17:00 | 0.71494
NewNuke | 2018-10-23 18:00 | 0.71377
NewNuke | 2018-10-23 19:00 | 0.71541
NewNuke | 2018-10-23 20:00 | 0.70969
NewNuke | 2018-10-23 21:00 | 0.69959
NewNuke | 2018-10-23 22:00 | 0.69509
NewNuke | 2018-10-23 23:00 | 0.6856
NewNuke | 2018-10-24 | 0.68189
NewNuke | 2018-10-24 01:00 | 0.65665
NewNuke | 2018-10-24 02:00 | 0.64372
NewNuke | 2018-10-24 03:00 | 0.65383
NewNuke | 2018-10-24 04:00 | 0.67676
NewNuke | 2018-10-24 05:00 | 0.69788
NewNuke | 2018-10-24 06:00 | 0.70551
NewNuke | 2018-10-24 07:00 | 0.70681
NewNuke | 2018-10-24 08:00 | 0.70635
NewNuke | 2018-10-24 09:00 | 0.70546
NewNuke | 2018-10-24 10:00 | 0.70367
NewNuke | 2018-10-24 11:00 | 0.70241
NewNuke | 2018-10-24 12:00 | 0.70165
NewNuke | 2018-10-24 13:00 | 0.70114
NewNuke | 2018-10-24 14:00 | 0.70147
NewNuke | 2018-10-24 15:00 | 0.70135
NewNuke | 2018-10-24 16:00 | 0.69604
NewNuke | 2018-10-24 17:00 | 0.69236
NewNuke | 2018-10-24 18:00 | 0.69338
NewNuke | 2018-10-24 19:00 | 0.69423
NewNuke | 2018-10-24 20:00 | 0.69395
NewNuke | 2018-10-24 21:00 | 0.68937
NewNuke | 2018-10-24 22:00 | 0.68549
NewNuke | 2018-10-24 23:00 | 0.68284
NewNuke | 2018-10-25 | 0.68349
NewNuke | 2018-10-25 01:00 | 0.68541
NewNuke | 2018-10-25 02:00 | 0.67946
NewNuke | 2018-10-25 03:00 | 0.68769
NewNuke | 2018-10-25 04:00 | 0.69401
NewNuke | 2018-10-25 05:00 | 0.69263
NewNuke | 2018-10-25 06:00 | 0.69349
NewNuke | 2018-10-25 07:00 | 0.69496
NewNuke | 2018-10-25 08:00 | 0.69609
NewNuke | 2018-10-25 09:00 | 0.69593
NewNuke | 2018-10-25 10:00 | 0.69499
NewNuke | 2018-10-25 11:00 | 0.69476
NewNuke | 2018-10-25 12:00 | 0.69398
NewNuke | 2018-10-25 13:00 | 0.69411
NewNuke | 2018-10-25 14:00 | 0.69387
NewNuke | 2018-10-25 15:00 | 0.69194
NewNuke | 2018-10-25 16:00 | 0.69284
NewNuke | 2018-10-25 17:00 | 0.69351
NewNuke | 2018-10-25 18:00 | 0.69427
NewNuke | 2018-10-25 19:00 | 0.69561
NewNuke | 2018-10-25 20:00 | 0.69466
NewNuke | 2018-10-25 21:00 | 0.69275
NewNuke | 2018-10-25 22:00 | 0.67084
NewNuke | 2018-10-25 23:00 | 0.65832
NewNuke | 2018-10-26 | 0.6619
NewNuke | 2018-10-26 01:00 | 0.66078
NewNuke | 2018-10-26 02:00 | 0.65981
NewNuke | 2018-10-26 03:00 | 0.66232
NewNuke | 2018-10-26 04:00 | 0.67165
NewNuke | 2018-10-26 05:00 | 0.67443
NewNuke | 2018-10-26 06:00 | 0.68356
NewNuke | 2018-10-26 07:00 | 0.69278
NewNuke | 2018-10-26 08:00 | 0.69526
NewNuke | 2018-10-26 09:00 | 0.69571
NewNuke | 2018-10-26 10:00 | 0.69563
NewNuke | 2018-10-26 11:00 | 0.69561
NewNuke | 2018-10-26 12:00 | 0.69506
NewNuke | 2018-10-26 13:00 | 0.69186
NewNuke | 2018-10-26 14:00 | 0.69111
NewNuke | 2018-10-26 15:00 | 0.69295
NewNuke | 2018-10-26 16:00 | 0.69365
NewNuke | 2018-10-26 17:00 | 0.69349
NewNuke | 2018-10-26 18:00 | 0.69319
NewNuke | 2018-10-26 19:00 | 0.69354
NewNuke | 2018-10-26 20:00 | 0.69137
NewNuke | 2018-10-26 21:00 | 0.68514
NewNuke | 2018-10-26 22:00 | 0.65585
NewNuke | 2018-10-26 23:00 | 0.62991
NewNuke | 2018-10-27 | 0.6207
NewNuke | 2018-10-27 01:00 | 0.63068
NewNuke | 2018-10-27 02:00 | 0.61023
NewNuke | 2018-10-27 03:00 | 0.61053
NewNuke | 2018-10-27 04:00 | 0.61396
NewNuke | 2018-10-27 05:00 | 0.61427
NewNuke | 2018-10-27 06:00 | 0.61977
NewNuke | 2018-10-27 07:00 | 0.62447
NewNuke | 2018-10-27 08:00 | 0.62802
NewNuke | 2018-10-27 09:00 | 0.63166
NewNuke | 2018-10-27 10:00 | 0.63494
NewNuke | 2018-10-27 11:00 | 0.6425
NewNuke | 2018-10-27 12:00 | 0.64209
NewNuke | 2018-10-27 13:00 | 0.64163
NewNuke | 2018-10-27 14:00 | 0.64239
NewNuke | 2018-10-27 15:00 | 0.64305
NewNuke | 2018-10-27 16:00 | 0.64434
NewNuke | 2018-10-27 17:00 | 0.64391
NewNuke | 2018-10-27 18:00 | 0.63642
NewNuke | 2018-10-27 19:00 | 0.63127
NewNuke | 2018-10-27 20:00 | 0.62449
NewNuke | 2018-10-27 21:00 | 0.62379
NewNuke | 2018-10-27 22:00 | 0.63236
NewNuke | 2018-10-27 23:00 | 0.63743
NewNuke | 2018-10-28 | 0.61874
NewNuke | 2018-10-28 01:00 | 0.60005
NewNuke | 2018-10-28 02:00 | 0.59671
NewNuke | 2018-10-28 03:00 | 0.59674
NewNuke | 2018-10-28 04:00 | 0.61796
NewNuke | 2018-10-28 05:00 | 0.62861
NewNuke | 2018-10-28 06:00 | 0.63637
NewNuke | 2018-10-28 07:00 | 0.64652
NewNuke | 2018-10-28 08:00 | 0.65969
NewNuke | 2018-10-28 09:00 | 0.66873
NewNuke | 2018-10-28 10:00 | 0.67239
NewNuke | 2018-10-28 11:00 | 0.67827
NewNuke | 2018-10-28 12:00 | 0.6769
NewNuke | 2018-10-28 13:00 | 0.67719
NewNuke | 2018-10-28 14:00 | 0.68223
NewNuke | 2018-10-28 15:00 | 0.69309
NewNuke | 2018-10-28 16:00 | 0.69482
NewNuke | 2018-10-28 17:00 | 0.69952
NewNuke | 2018-10-28 18:00 | 0.7007
NewNuke | 2018-10-28 19:00 | 0.69987
NewNuke | 2018-10-28 20:00 | 0.70146
NewNuke | 2018-10-28 21:00 | 0.70051
NewNuke | 2018-10-28 22:00 | 0.6988
NewNuke | 2018-10-28 23:00 | 0.70008
NewNuke | 2018-10-29 | 0.69034
NewNuke | 2018-10-29 01:00 | 0.68844
NewNuke | 2018-10-29 02:00 | 0.68978
NewNuke | 2018-10-29 03:00 | 0.6838
NewNuke | 2018-10-29 04:00 | 0.69495
NewNuke | 2018-10-29 05:00 | 0.70911
NewNuke | 2018-10-29 06:00 | 0.71533
NewNuke | 2018-10-29 07:00 | 0.71926
NewNuke | 2018-10-29 08:00 | 0.71982
NewNuke | 2018-10-29 09:00 | 0.72043
NewNuke | 2018-10-29 10:00 | 0.72105
NewNuke | 2018-10-29 11:00 | 0.72319
NewNuke | 2018-10-29 12:00 | 0.72428
NewNuke | 2018-10-29 13:00 | 0.72506
NewNuke | 2018-10-29 14:00 | 0.72553
NewNuke | 2018-10-29 15:00 | 0.72595
NewNuke | 2018-10-29 16:00 | 0.72696
NewNuke | 2018-10-29 17:00 | 0.72755
NewNuke | 2018-10-29 18:00 | 0.72818
NewNuke | 2018-10-29 19:00 | 0.72807
NewNuke | 2018-10-29 20:00 | 0.72498
NewNuke | 2018-10-29 21:00 | 0.72519
NewNuke | 2018-10-29 22:00 | 0.72614
NewNuke | 2018-10-29 23:00 | 0.72511
NewNuke | 2018-10-30 | 0.72295
NewNuke | 2018-10-30 01:00 | 0.72649
NewNuke | 2018-10-30 02:00 | 0.72615
NewNuke | 2018-10-30 03:00 | 0.72539
NewNuke | 2018-10-30 04:00 | 0.72687
NewNuke | 2018-10-30 05:00 | 0.72845
NewNuke | 2018-10-30 06:00 | 0.73057
NewNuke | 2018-10-30 07:00 | 0.73113
NewNuke | 2018-10-30 08:00 | 0.73097
NewNuke | 2018-10-30 09:00 | 0.73033
NewNuke | 2018-10-30 10:00 | 0.72892
NewNuke | 2018-10-30 11:00 | 0.72796
NewNuke | 2018-10-30 12:00 | 0.72732
NewNuke | 2018-10-30 13:00 | 0.72744
NewNuke | 2018-10-30 14:00 | 0.72718
NewNuke | 2018-10-30 15:00 | 0.72832
NewNuke | 2018-10-30 16:00 | 0.72872
NewNuke | 2018-10-30 17:00 | 0.7287
NewNuke | 2018-10-30 18:00 | 0.72972
NewNuke | 2018-10-30 19:00 | 0.73032
NewNuke | 2018-10-30 20:00 | 0.73067
NewNuke | 2018-10-30 21:00 | 0.7277
NewNuke | 2018-10-30 22:00 | 0.72732
NewNuke | 2018-10-30 23:00 | 0.72774
NewNuke | 2018-10-31 | 0.72827
NewNuke | 2018-10-31 01:00 | 0.72813
NewNuke | 2018-10-31 02:00 | 0.72826
NewNuke | 2018-10-31 03:00 | 0.72827
NewNuke | 2018-10-31 04:00 | 0.72629
NewNuke | 2018-10-31 05:00 | 0.72886
NewNuke | 2018-10-31 06:00 | 0.7313
NewNuke | 2018-10-31 07:00 | 0.73113
NewNuke | 2018-10-31 08:00 | 0.73078
NewNuke | 2018-10-31 09:00 | 0.72991
NewNuke | 2018-10-31 10:00 | 0.72899
NewNuke | 2018-10-31 11:00 | 0.72853
NewNuke | 2018-10-31 12:00 | 0.72783
NewNuke | 2018-10-31 13:00 | 0.72751
NewNuke | 2018-10-31 14:00 | 0.72824
NewNuke | 2018-10-31 15:00 | 0.72799
NewNuke | 2018-10-31 16:00 | 0.72766
NewNuke | 2018-10-31 17:00 | 0.72778
NewNuke | 2018-10-31 18:00 | 0.72987
NewNuke | 2018-10-31 19:00 | 0.72728
NewNuke | 2018-10-31 20:00 | 0.72721
NewNuke | 2018-10-31 21:00 | 0.7223
NewNuke | 2018-10-31 22:00 | 0.71901
NewNuke | 2018-10-31 23:00 | 0.72341
NewNuke | 2018-11-01 | 0.72145
NewNuke | 2018-11-01 01:00 | 0.72013
NewNuke | 2018-11-01 02:00 | 0.71432
NewNuke | 2018-11-01 03:00 | 0.7077
NewNuke | 2018-11-01 04:00 | 0.70059
NewNuke | 2018-11-01 05:00 | 0.7063
NewNuke | 2018-11-01 06:00 | 0.70958
NewNuke | 2018-11-01 07:00 | 0.71516
NewNuke | 2018-11-01 08:00 | 0.72195
NewNuke | 2018-11-01 09:00 | 0.72013
NewNuke | 2018-11-01 10:00 | 0.72105
NewNuke | 2018-11-01 11:00 | 0.72485
NewNuke | 2018-11-01 12:00 | 0.72226
NewNuke | 2018-11-01 13:00 | 0.71792
NewNuke | 2018-11-01 14:00 | 0.72104
NewNuke | 2018-11-01 15:00 | 0.72078
NewNuke | 2018-11-01 16:00 | 0.71921
NewNuke | 2018-11-01 17:00 | 0.72005
NewNuke | 2018-11-01 18:00 | 0.72576
NewNuke | 2018-11-01 19:00 | 0.72493
NewNuke | 2018-11-01 20:00 | 0.72322
NewNuke | 2018-11-01 21:00 | 0.72083
NewNuke | 2018-11-01 22:00 | 0.71891
NewNuke | 2018-11-01 23:00 | 0.7106
NewNuke | 2018-11-02 | 0.70257
NewNuke | 2018-11-02 01:00 | 0.69531
NewNuke | 2018-11-02 02:00 | 0.69249
NewNuke | 2018-11-02 03:00 | 0.69103
NewNuke | 2018-11-02 04:00 | 0.69569
NewNuke | 2018-11-02 05:00 | 0.70732
NewNuke | 2018-11-02 06:00 | 0.71072
NewNuke | 2018-11-02 07:00 | 0.71416
NewNuke | 2018-11-02 08:00 | 0.70925
NewNuke | 2018-11-02 09:00 | 0.70067
NewNuke | 2018-11-02 10:00 | 0.69981
NewNuke | 2018-11-02 11:00 | 0.70212
NewNuke | 2018-11-02 12:00 | 0.70293
NewNuke | 2018-11-02 13:00 | 0.70225
NewNuke | 2018-11-02 14:00 | 0.70228
NewNuke | 2018-11-02 15:00 | 0.70578
NewNuke | 2018-11-02 16:00 | 0.71082
NewNuke | 2018-11-02 17:00 | 0.71041
NewNuke | 2018-11-02 18:00 | 0.71158
NewNuke | 2018-11-02 19:00 | 0.71232
NewNuke | 2018-11-02 20:00 | 0.7106
NewNuke | 2018-11-02 21:00 | 0.70445
NewNuke | 2018-11-02 22:00 | 0.69587
NewNuke | 2018-11-02 23:00 | 0.68937
NewNuke | 2018-11-03 | 0.68299
NewNuke | 2018-11-03 01:00 | 0.67071
NewNuke | 2018-11-03 02:00 | 0.67214
NewNuke | 2018-11-03 03:00 | 0.67435
NewNuke | 2018-11-03 04:00 | 0.67166
NewNuke | 2018-11-03 05:00 | 0.67557
NewNuke | 2018-11-03 06:00 | 0.6761
NewNuke | 2018-11-03 07:00 | 0.6792
NewNuke | 2018-11-03 08:00 | 0.67852
NewNuke | 2018-11-03 09:00 | 0.67705
NewNuke | 2018-11-03 10:00 | 0.67328
NewNuke | 2018-11-03 11:00 | 0.67519
NewNuke | 2018-11-03 12:00 | 0.67561
NewNuke | 2018-11-03 13:00 | 0.67166
NewNuke | 2018-11-03 14:00 | 0.67313
NewNuke | 2018-11-03 15:00 | 0.67584
NewNuke | 2018-11-03 16:00 | 0.67744
NewNuke | 2018-11-03 17:00 | 0.67703
NewNuke | 2018-11-03 18:00 | 0.67822
NewNuke | 2018-11-03 19:00 | 0.68004
NewNuke | 2018-11-03 20:00 | 0.68099
NewNuke | 2018-11-03 21:00 | 0.67914
NewNuke | 2018-11-03 22:00 | 0.67993
NewNuke | 2018-11-03 23:00 | 0.67714
NewNuke | 2018-11-04 | 0.67608
NewNuke | 2018-11-04 01:00 | 0.67697
NewNuke | 2018-11-04 02:00 | 0.67351
NewNuke | 2018-11-04 03:00 | 0.67188
NewNuke | 2018-11-04 04:00 | 0.67171
NewNuke | 2018-11-04 05:00 | 0.67173
NewNuke | 2018-11-04 06:00 | 0.67706
NewNuke | 2018-11-04 07:00 | 0.67556
NewNuke | 2018-11-04 08:00 | 0.67876
NewNuke | 2018-11-04 09:00 | 0.67635
NewNuke | 2018-11-04 10:00 | 0.67787
NewNuke | 2018-11-04 11:00 | 0.67857
NewNuke | 2018-11-04 12:00 | 0.67407
NewNuke | 2018-11-04 13:00 | 0.67261
NewNuke | 2018-11-04 14:00 | 0.67665
NewNuke | 2018-11-04 15:00 | 0.68581
NewNuke | 2018-11-04 16:00 | 0.69162
NewNuke | 2018-11-04 17:00 | 0.69365
NewNuke | 2018-11-04 18:00 | 0.69764
NewNuke | 2018-11-04 19:00 | 0.69918
NewNuke | 2018-11-04 20:00 | 0.69739
NewNuke | 2018-11-04 21:00 | 0.69496
NewNuke | 2018-11-04 22:00 | 0.6882
NewNuke | 2018-11-04 23:00 | 0.683
NewNuke | 2018-11-05 | 0.68072
NewNuke | 2018-11-05 01:00 | 0.67877
NewNuke | 2018-11-05 02:00 | 0.67972
NewNuke | 2018-11-05 03:00 | 0.68226
NewNuke | 2018-11-05 04:00 | 0.69843
NewNuke | 2018-11-05 05:00 | 0.70878
NewNuke | 2018-11-05 06:00 | 0.70649
NewNuke | 2018-11-05 07:00 | 0.71052
NewNuke | 2018-11-05 08:00 | 0.71077
NewNuke | 2018-11-05 09:00 | 0.7106
NewNuke | 2018-11-05 10:00 | 0.71052
NewNuke | 2018-11-05 11:00 | 0.71012
NewNuke | 2018-11-05 12:00 | 0.70889
NewNuke | 2018-11-05 13:00 | 0.71161
NewNuke | 2018-11-05 14:00 | 0.71725
NewNuke | 2018-11-05 15:00 | 0.71871
NewNuke | 2018-11-05 16:00 | 0.71921
NewNuke | 2018-11-05 17:00 | 0.71956
NewNuke | 2018-11-05 18:00 | 0.72012
NewNuke | 2018-11-05 19:00 | 0.71985
NewNuke | 2018-11-05 20:00 | 0.71632
NewNuke | 2018-11-05 21:00 | 0.71313
NewNuke | 2018-11-05 22:00 | 0.71312
NewNuke | 2018-11-05 23:00 | 0.71544
NewNuke | 2018-11-06 | 0.71093
NewNuke | 2018-11-06 01:00 | 0.70778
NewNuke | 2018-11-06 02:00 | 0.7028
NewNuke | 2018-11-06 03:00 | 0.7012
NewNuke | 2018-11-06 04:00 | 0.70295
NewNuke | 2018-11-06 05:00 | 0.71042
NewNuke | 2018-11-06 06:00 | 0.71906
NewNuke | 2018-11-06 07:00 | 0.72159
NewNuke | 2018-11-06 08:00 | 0.72175
NewNuke | 2018-11-06 09:00 | 0.72059
NewNuke | 2018-11-06 10:00 | 0.71716
NewNuke | 2018-11-06 11:00 | 0.71418
NewNuke | 2018-11-06 12:00 | 0.71359
NewNuke | 2018-11-06 13:00 | 0.7166
NewNuke | 2018-11-06 14:00 | 0.71773
NewNuke | 2018-11-06 15:00 | 0.71869
NewNuke | 2018-11-06 16:00 | 0.71978
NewNuke | 2018-11-06 17:00 | 0.71703
NewNuke | 2018-11-06 18:00 | 0.71741
NewNuke | 2018-11-06 19:00 | 0.71925
NewNuke | 2018-11-06 20:00 | 0.71673
NewNuke | 2018-11-06 21:00 | 0.71613
NewNuke | 2018-11-06 22:00 | 0.71643
NewNuke | 2018-11-06 23:00 | 0.71527
NewNuke | 2018-11-07 | 0.71432
NewNuke | 2018-11-07 01:00 | 0.71102
NewNuke | 2018-11-07 02:00 | 0.69094
NewNuke | 2018-11-07 03:00 | 0.69547
NewNuke | 2018-11-07 04:00 | 0.7029
NewNuke | 2018-11-07 05:00 | 0.70931
NewNuke | 2018-11-07 06:00 | 0.7226
NewNuke | 2018-11-07 07:00 | 0.72565
NewNuke | 2018-11-07 08:00 | 0.7265
NewNuke | 2018-11-07 09:00 | 0.72427
NewNuke | 2018-11-07 10:00 | 0.72474
NewNuke | 2018-11-07 11:00 | 0.72324
NewNuke | 2018-11-07 12:00 | 0.72446
NewNuke | 2018-11-07 13:00 | 0.72541
NewNuke | 2018-11-07 14:00 | 0.72549
NewNuke | 2018-11-07 15:00 | 0.72699
NewNuke | 2018-11-07 16:00 | 0.72818
NewNuke | 2018-11-07 17:00 | 0.72991
NewNuke | 2018-11-07 18:00 | 0.73022
NewNuke | 2018-11-07 19:00 | 0.7285
NewNuke | 2018-11-07 20:00 | 0.7255
NewNuke | 2018-11-07 21:00 | 0.72378
NewNuke | 2018-11-07 22:00 | 0.72286
NewNuke | 2018-11-07 23:00 | 0.72344
NewNuke | 2018-11-08 | 0.72446
NewNuke | 2018-11-08 01:00 | 0.72484
NewNuke | 2018-11-08 02:00 | 0.72037
NewNuke | 2018-11-08 03:00 | 0.72091
NewNuke | 2018-11-08 04:00 | 0.72506
NewNuke | 2018-11-08 05:00 | 0.72658
NewNuke | 2018-11-08 06:00 | 0.72962
NewNuke | 2018-11-08 07:00 | 0.73355
NewNuke | 2018-11-08 08:00 | 0.72473
NewNuke | 2018-11-08 09:00 | 0.72336
NewNuke | 2018-11-08 10:00 | 0.72243
NewNuke | 2018-11-08 11:00 | 0.72279
NewNuke | 2018-11-08 12:00 | 0.72359
NewNuke | 2018-11-08 13:00 | 0.7239
NewNuke | 2018-11-08 14:00 | 0.72431
NewNuke | 2018-11-08 15:00 | 0.72561
NewNuke | 2018-11-08 16:00 | 0.7287
NewNuke | 2018-11-08 17:00 | 0.72964
NewNuke | 2018-11-08 18:00 | 0.73133
NewNuke | 2018-11-08 19:00 | 0.73184
NewNuke | 2018-11-08 20:00 | 0.73057
NewNuke | 2018-11-08 21:00 | 0.72976
NewNuke | 2018-11-08 22:00 | 0.73334
NewNuke | 2018-11-08 23:00 | 0.72677
NewNuke | 2018-11-09 | 0.72574
NewNuke | 2018-11-09 01:00 | 0.72601
NewNuke | 2018-11-09 02:00 | 0.71668
NewNuke | 2018-11-09 03:00 | 0.71277
NewNuke | 2018-11-09 04:00 | 0.72359
NewNuke | 2018-11-09 05:00 | 0.73376
NewNuke | 2018-11-09 06:00 | 0.73683
NewNuke | 2018-11-09 07:00 | 0.73697
NewNuke | 2018-11-09 08:00 | 0.73722
NewNuke | 2018-11-09 09:00 | 0.73757
NewNuke | 2018-11-09 10:00 | 0.73856
NewNuke | 2018-11-09 11:00 | 0.73726
NewNuke | 2018-11-09 12:00 | 0.73658
NewNuke | 2018-11-09 13:00 | 0.73553
NewNuke | 2018-11-09 14:00 | 0.73696
NewNuke | 2018-11-09 15:00 | 0.73716
NewNuke | 2018-11-09 16:00 | 0.73849
NewNuke | 2018-11-09 17:00 | 0.7393
NewNuke | 2018-11-09 18:00 | 0.74
NewNuke | 2018-11-09 19:00 | 0.73532
NewNuke | 2018-11-09 20:00 | 0.73768
NewNuke | 2018-11-09 21:00 | 0.73032
NewNuke | 2018-11-09 22:00 | 0.71196
NewNuke | 2018-11-09 23:00 | 0.694
NewNuke | 2018-11-10 | 0.69593
NewNuke | 2018-11-10 01:00 | 0.69446
NewNuke | 2018-11-10 02:00 | 0.69495
NewNuke | 2018-11-10 03:00 | 0.69652
NewNuke | 2018-11-10 04:00 | 0.68966
NewNuke | 2018-11-10 05:00 | 0.69311
NewNuke | 2018-11-10 06:00 | 0.69705
NewNuke | 2018-11-10 07:00 | 0.70076
NewNuke | 2018-11-10 08:00 | 0.70188
NewNuke | 2018-11-10 09:00 | 0.70155
NewNuke | 2018-11-10 10:00 | 0.69807
NewNuke | 2018-11-10 11:00 | 0.69688
NewNuke | 2018-11-10 12:00 | 0.69859
NewNuke | 2018-11-10 13:00 | 0.69948
NewNuke | 2018-11-10 14:00 | 0.70003
NewNuke | 2018-11-10 15:00 | 0.70152
NewNuke | 2018-11-10 16:00 | 0.69785
NewNuke | 2018-11-10 17:00 | 0.70127
NewNuke | 2018-11-10 18:00 | 0.70629
NewNuke | 2018-11-10 19:00 | 0.70413
NewNuke | 2018-11-10 20:00 | 0.70208
NewNuke | 2018-11-10 21:00 | 0.69737
NewNuke | 2018-11-10 22:00 | 0.69886
NewNuke | 2018-11-10 23:00 | 0.69633
NewNuke | 2018-11-11 | 0.69189
NewNuke | 2018-11-11 01:00 | 0.69295
NewNuke | 2018-11-11 02:00 | 0.68419
NewNuke | 2018-11-11 03:00 | 0.67999
NewNuke | 2018-11-11 04:00 | 0.68614
NewNuke | 2018-11-11 05:00 | 0.6796
NewNuke | 2018-11-11 06:00 | 0.67621
NewNuke | 2018-11-11 07:00 | 0.67456
NewNuke | 2018-11-11 08:00 | 0.68158
NewNuke | 2018-11-11 09:00 | 0.67874
NewNuke | 2018-11-11 10:00 | 0.68259
NewNuke | 2018-11-11 11:00 | 0.6908
NewNuke | 2018-11-11 12:00 | 0.6853
NewNuke | 2018-11-11 13:00 | 0.68555
NewNuke | 2018-11-11 14:00 | 0.68886
NewNuke | 2018-11-11 15:00 | 0.68913
NewNuke | 2018-11-11 16:00 | 0.69522
NewNuke | 2018-11-11 17:00 | 0.70345
NewNuke | 2018-11-11 18:00 | 0.70705
NewNuke | 2018-11-11 19:00 | 0.7061
NewNuke | 2018-11-11 20:00 | 0.70499
NewNuke | 2018-11-11 21:00 | 0.70529
NewNuke | 2018-11-11 22:00 | 0.70166
NewNuke | 2018-11-11 23:00 | 0.70516
NewNuke | 2018-11-12 | 0.70296
NewNuke | 2018-11-12 01:00 | 0.7009
NewNuke | 2018-11-12 02:00 | 0.69696
NewNuke | 2018-11-12 03:00 | 0.69446
NewNuke | 2018-11-12 04:00 | 0.69715
NewNuke | 2018-11-12 05:00 | 0.70377
NewNuke | 2018-11-12 06:00 | 0.7064
NewNuke | 2018-11-12 07:00 | 0.70827
NewNuke | 2018-11-12 08:00 | 0.70879
NewNuke | 2018-11-12 09:00 | 0.70836
NewNuke | 2018-11-12 10:00 | 0.70684
NewNuke | 2018-11-12 11:00 | 0.70461
NewNuke | 2018-11-12 12:00 | 0.70537
NewNuke | 2018-11-12 13:00 | 0.70526
NewNuke | 2018-11-12 14:00 | 0.70486
NewNuke | 2018-11-12 15:00 | 0.70607
NewNuke | 2018-11-12 16:00 | 0.70752
NewNuke | 2018-11-12 17:00 | 0.70729
NewNuke | 2018-11-12 18:00 | 0.70917
NewNuke | 2018-11-12 19:00 | 0.70794
NewNuke | 2018-11-12 20:00 | 0.70348
NewNuke | 2018-11-12 21:00 | 0.6921
NewNuke | 2018-11-12 22:00 | 0.68791
NewNuke | 2018-11-12 23:00 | 0.68522
NewNuke | 2018-11-13 | 0.66696
NewNuke | 2018-11-13 01:00 | 0.66631
NewNuke | 2018-11-13 02:00 | 0.66719
NewNuke | 2018-11-13 03:00 | 0.66719
NewNuke | 2018-11-13 04:00 | 0.67477
NewNuke | 2018-11-13 05:00 | 0.68886
NewNuke | 2018-11-13 06:00 | 0.6943
NewNuke | 2018-11-13 07:00 | 0.69309
NewNuke | 2018-11-13 08:00 | 0.6924
NewNuke | 2018-11-13 09:00 | 0.69192
NewNuke | 2018-11-13 10:00 | 0.69172
NewNuke | 2018-11-13 11:00 | 0.69153
NewNuke | 2018-11-13 12:00 | 0.69151
NewNuke | 2018-11-13 13:00 | 0.68958
NewNuke | 2018-11-13 14:00 | 0.67996
NewNuke | 2018-11-13 15:00 | 0.67946
NewNuke | 2018-11-13 16:00 | 0.67551
NewNuke | 2018-11-13 17:00 | 0.66887
NewNuke | 2018-11-13 18:00 | 0.66984
NewNuke | 2018-11-13 19:00 | 0.68205
NewNuke | 2018-11-13 20:00 | 0.69671
NewNuke | 2018-11-13 21:00 | 0.6895
NewNuke | 2018-11-13 22:00 | 0.69173
NewNuke | 2018-11-13 23:00 | 0.69108
NewNuke | 2018-11-14 | 0.6913
NewNuke | 2018-11-14 01:00 | 0.69012
NewNuke | 2018-11-14 02:00 | 0.68715
NewNuke | 2018-11-14 03:00 | 0.69211
NewNuke | 2018-11-14 04:00 | 0.69537
NewNuke | 2018-11-14 05:00 | 0.69929
NewNuke | 2018-11-14 06:00 | 0.69981
NewNuke | 2018-11-14 07:00 | 0.70166
NewNuke | 2018-11-14 08:00 | 0.70084
NewNuke | 2018-11-14 09:00 | 0.69962
NewNuke | 2018-11-14 10:00 | 0.69867
NewNuke | 2018-11-14 11:00 | 0.69653
NewNuke | 2018-11-14 12:00 | 0.69653
NewNuke | 2018-11-14 13:00 | 0.69633
NewNuke | 2018-11-14 14:00 | 0.69655
NewNuke | 2018-11-14 15:00 | 0.6972
NewNuke | 2018-11-14 16:00 | 0.69766
NewNuke | 2018-11-14 17:00 | 0.69788
NewNuke | 2018-11-14 18:00 | 0.7
NewNuke | 2018-11-14 19:00 | 0.70014
NewNuke | 2018-11-14 20:00 | 0.7003
NewNuke | 2018-11-14 21:00 | 0.69829
NewNuke | 2018-11-14 22:00 | 0.69902
NewNuke | 2018-11-14 23:00 | 0.69764
NewNuke | 2018-11-15 | 0.69642
NewNuke | 2018-11-15 01:00 | 0.69232
NewNuke | 2018-11-15 02:00 | 0.6914
NewNuke | 2018-11-15 03:00 | 0.68587
NewNuke | 2018-11-15 04:00 | 0.69393
NewNuke | 2018-11-15 05:00 | 0.69848
NewNuke | 2018-11-15 06:00 | 0.70246
NewNuke | 2018-11-15 07:00 | 0.70645
NewNuke | 2018-11-15 08:00 | 0.70876
NewNuke | 2018-11-15 09:00 | 0.71053
NewNuke | 2018-11-15 10:00 | 0.71098
NewNuke | 2018-11-15 11:00 | 0.7092
NewNuke | 2018-11-15 12:00 | 0.70976
NewNuke | 2018-11-15 13:00 | 0.70874
NewNuke | 2018-11-15 14:00 | 0.70821
NewNuke | 2018-11-15 15:00 | 0.7099
NewNuke | 2018-11-15 16:00 | 0.71058
NewNuke | 2018-11-15 17:00 | 0.71112
NewNuke | 2018-11-15 18:00 | 0.71155
NewNuke | 2018-11-15 19:00 | 0.71074
NewNuke | 2018-11-15 20:00 | 0.71064
NewNuke | 2018-11-15 21:00 | 0.7108
NewNuke | 2018-11-15 22:00 | 0.70014
NewNuke | 2018-11-15 23:00 | 0.69056
NewNuke | 2018-11-16 | 0.68658
NewNuke | 2018-11-16 01:00 | 0.68722
NewNuke | 2018-11-16 02:00 | 0.68163
NewNuke | 2018-11-16 03:00 | 0.68506
NewNuke | 2018-11-16 04:00 | 0.68753
NewNuke | 2018-11-16 05:00 | 0.69172
NewNuke | 2018-11-16 06:00 | 0.69335
NewNuke | 2018-11-16 07:00 | 0.69317
NewNuke | 2018-11-16 08:00 | 0.69295
NewNuke | 2018-11-16 09:00 | 0.69173
NewNuke | 2018-11-16 10:00 | 0.69221
NewNuke | 2018-11-16 11:00 | 0.69556
NewNuke | 2018-11-16 12:00 | 0.69561
NewNuke | 2018-11-16 13:00 | 0.69526
NewNuke | 2018-11-16 14:00 | 0.69911
NewNuke | 2018-11-16 15:00 | 0.70504
NewNuke | 2018-11-16 16:00 | 0.71343
NewNuke | 2018-11-16 17:00 | 0.72005
NewNuke | 2018-11-16 18:00 | 0.7255
NewNuke | 2018-11-16 19:00 | 0.7231
NewNuke | 2018-11-16 20:00 | 0.72311
NewNuke | 2018-11-16 21:00 | 0.72553
NewNuke | 2018-11-16 22:00 | 0.72096
NewNuke | 2018-11-16 23:00 | 0.71003
NewNuke | 2018-11-17 | 0.69213
NewNuke | 2018-11-17 01:00 | 0.68882
NewNuke | 2018-11-17 02:00 | 0.6744
NewNuke | 2018-11-17 03:00 | 0.67741
NewNuke | 2018-11-17 04:00 | 0.67862
NewNuke | 2018-11-17 05:00 | 0.68056
NewNuke | 2018-11-17 06:00 | 0.68178
NewNuke | 2018-11-17 07:00 | 0.68125
NewNuke | 2018-11-17 08:00 | 0.68419
NewNuke | 2018-11-17 09:00 | 0.68473
NewNuke | 2018-11-17 10:00 | 0.68514
NewNuke | 2018-11-17 11:00 | 0.6831
NewNuke | 2018-11-17 12:00 | 0.68117
NewNuke | 2018-11-17 13:00 | 0.67998
NewNuke | 2018-11-17 14:00 | 0.67714
NewNuke | 2018-11-17 15:00 | 0.67716
NewNuke | 2018-11-17 16:00 | 0.67961
NewNuke | 2018-11-17 17:00 | 0.68199
NewNuke | 2018-11-17 18:00 | 0.68224
NewNuke | 2018-11-17 19:00 | 0.68061
NewNuke | 2018-11-17 20:00 | 0.68289
NewNuke | 2018-11-17 21:00 | 0.68262
NewNuke | 2018-11-17 22:00 | 0.68304
NewNuke | 2018-11-17 23:00 | 0.68329
NewNuke | 2018-11-18 | 0.68739
NewNuke | 2018-11-18 01:00 | 0.68408
NewNuke | 2018-11-18 02:00 | 0.67497
NewNuke | 2018-11-18 03:00 | 0.67553
NewNuke | 2018-11-18 04:00 | 0.6774
NewNuke | 2018-11-18 05:00 | 0.67888
NewNuke | 2018-11-18 06:00 | 0.68079
NewNuke | 2018-11-18 07:00 | 0.69054
NewNuke | 2018-11-18 08:00 | 0.69403
NewNuke | 2018-11-18 09:00 | 0.69435
NewNuke | 2018-11-18 10:00 | 0.69848
NewNuke | 2018-11-18 11:00 | 0.70649
NewNuke | 2018-11-18 12:00 | 0.70802
NewNuke | 2018-11-18 13:00 | 0.70109
NewNuke | 2018-11-18 14:00 | 0.70109
NewNuke | 2018-11-18 15:00 | 0.70643
NewNuke | 2018-11-18 16:00 | 0.70922
NewNuke | 2018-11-18 17:00 | 0.71441
NewNuke | 2018-11-18 18:00 | 0.71692
NewNuke | 2018-11-18 19:00 | 0.72105
NewNuke | 2018-11-18 20:00 | 0.72267
NewNuke | 2018-11-18 21:00 | 0.7185
NewNuke | 2018-11-18 22:00 | 0.7175
NewNuke | 2018-11-18 23:00 | 0.71434
NewNuke | 2018-11-19 | 0.7089
NewNuke | 2018-11-19 01:00 | 0.70939
NewNuke | 2018-11-19 02:00 | 0.71114
NewNuke | 2018-11-19 03:00 | 0.71449
NewNuke | 2018-11-19 04:00 | 0.72062
NewNuke | 2018-11-19 05:00 | 0.7204
NewNuke | 2018-11-19 06:00 | 0.71388
NewNuke | 2018-11-19 07:00 | 0.71278
NewNuke | 2018-11-19 08:00 | 0.71269
NewNuke | 2018-11-19 09:00 | 0.71274
NewNuke | 2018-11-19 10:00 | 0.71419
NewNuke | 2018-11-19 11:00 | 0.71449
NewNuke | 2018-11-19 12:00 | 0.71415
NewNuke | 2018-11-19 13:00 | 0.71405
NewNuke | 2018-11-19 14:00 | 0.70968
NewNuke | 2018-11-19 15:00 | 0.70995
NewNuke | 2018-11-19 16:00 | 0.70341
NewNuke | 2018-11-19 17:00 | 0.7035
NewNuke | 2018-11-19 18:00 | 0.70394
NewNuke | 2018-11-19 19:00 | 0.7036
NewNuke | 2018-11-19 20:00 | 0.70111
NewNuke | 2018-11-19 21:00 | 0.70078
NewNuke | 2018-11-19 22:00 | 0.70068
NewNuke | 2018-11-19 23:00 | 0.69952
NewNuke | 2018-11-20 | 0.6969
NewNuke | 2018-11-20 01:00 | 0.69555
NewNuke | 2018-11-20 02:00 | 0.69238
NewNuke | 2018-11-20 03:00 | 0.69389
NewNuke | 2018-11-20 04:00 | 0.69623
NewNuke | 2018-11-20 05:00 | 0.69735
NewNuke | 2018-11-20 06:00 | 0.70021
NewNuke | 2018-11-20 07:00 | 0.7041
NewNuke | 2018-11-20 08:00 | 0.70409
NewNuke | 2018-11-20 09:00 | 0.7041
NewNuke | 2018-11-20 10:00 | 0.70388
NewNuke | 2018-11-20 11:00 | 0.70388
NewNuke | 2018-11-20 12:00 | 0.70396
NewNuke | 2018-11-20 13:00 | 0.70366
NewNuke | 2018-11-20 14:00 | 0.7036
NewNuke | 2018-11-20 15:00 | 0.70372
NewNuke | 2018-11-20 16:00 | 0.71179
NewNuke | 2018-11-20 17:00 | 0.72305
NewNuke | 2018-11-20 18:00 | 0.72698
NewNuke | 2018-11-20 19:00 | 0.72734
NewNuke | 2018-11-20 20:00 | 0.72774
NewNuke | 2018-11-20 21:00 | 0.72471
NewNuke | 2018-11-20 22:00 | 0.71394
NewNuke | 2018-11-20 23:00 | 0.71367
NewNuke | 2018-11-21 | 0.71389
NewNuke | 2018-11-21 01:00 | 0.71332
NewNuke | 2018-11-21 02:00 | 0.71063
NewNuke | 2018-11-21 03:00 | 0.70646
NewNuke | 2018-11-21 04:00 | 0.70933
NewNuke | 2018-11-21 05:00 | 0.71204
NewNuke | 2018-11-21 06:00 | 0.72091
NewNuke | 2018-11-21 07:00 | 0.72566
NewNuke | 2018-11-21 08:00 | 0.72628
NewNuke | 2018-11-21 09:00 | 0.72744
NewNuke | 2018-11-21 10:00 | 0.72808
NewNuke | 2018-11-21 11:00 | 0.7293
NewNuke | 2018-11-21 12:00 | 0.72986
NewNuke | 2018-11-21 13:00 | 0.72694
NewNuke | 2018-11-21 14:00 | 0.72066
NewNuke | 2018-11-21 15:00 | 0.71367
NewNuke | 2018-11-21 16:00 | 0.71677
NewNuke | 2018-11-21 17:00 | 0.72923
NewNuke | 2018-11-21 18:00 | 0.73127
NewNuke | 2018-11-21 19:00 | 0.72987
NewNuke | 2018-11-21 20:00 | 0.72178
NewNuke | 2018-11-21 21:00 | 0.70757
NewNuke | 2018-11-21 22:00 | 0.70284
NewNuke | 2018-11-21 23:00 | 0.70727
NewNuke | 2018-11-22 | 0.70878
NewNuke | 2018-11-22 01:00 | 0.70835
NewNuke | 2018-11-22 02:00 | 0.70673
NewNuke | 2018-11-22 03:00 | 0.70822
NewNuke | 2018-11-22 04:00 | 0.70771
NewNuke | 2018-11-22 05:00 | 0.71497
NewNuke | 2018-11-22 06:00 | 0.72837
NewNuke | 2018-11-22 07:00 | 0.73436
NewNuke | 2018-11-22 08:00 | 0.73417
NewNuke | 2018-11-22 09:00 | 0.73357
NewNuke | 2018-11-22 10:00 | 0.73326
NewNuke | 2018-11-22 11:00 | 0.73311
NewNuke | 2018-11-22 12:00 | 0.73279
NewNuke | 2018-11-22 13:00 | 0.73254
NewNuke | 2018-11-22 14:00 | 0.73247
NewNuke | 2018-11-22 15:00 | 0.7336
NewNuke | 2018-11-22 16:00 | 0.73383
NewNuke | 2018-11-22 17:00 | 0.73406
NewNuke | 2018-11-22 18:00 | 0.73404
NewNuke | 2018-11-22 19:00 | 0.73132
NewNuke | 2018-11-22 20:00 | 0.73136
NewNuke | 2018-11-22 21:00 | 0.7265
NewNuke | 2018-11-22 22:00 | 0.71643
NewNuke | 2018-11-22 23:00 | 0.71255
NewNuke | 2018-11-23 | 0.7103
NewNuke | 2018-11-23 01:00 | 0.71045
NewNuke | 2018-11-23 02:00 | 0.71019
NewNuke | 2018-11-23 03:00 | 0.70898
NewNuke | 2018-11-23 04:00 | 0.70407
NewNuke | 2018-11-23 05:00 | 0.7076
NewNuke | 2018-11-23 06:00 | 0.72009
NewNuke | 2018-11-23 07:00 | 0.73441
NewNuke | 2018-11-23 08:00 | 0.73539
NewNuke | 2018-11-23 09:00 | 0.73502
NewNuke | 2018-11-23 10:00 | 0.73477
NewNuke | 2018-11-23 11:00 | 0.73466
NewNuke | 2018-11-23 12:00 | 0.73422
NewNuke | 2018-11-23 13:00 | 0.73334
NewNuke | 2018-11-23 14:00 | 0.73296
NewNuke | 2018-11-23 15:00 | 0.73249
NewNuke | 2018-11-23 16:00 | 0.73262
NewNuke | 2018-11-23 17:00 | 0.73287
NewNuke | 2018-11-23 18:00 | 0.73285
NewNuke | 2018-11-23 19:00 | 0.73052
NewNuke | 2018-11-23 20:00 | 0.7304
NewNuke | 2018-11-23 21:00 | 0.72072
NewNuke | 2018-11-23 22:00 | 0.72066
NewNuke | 2018-11-23 23:00 | 0.72066
NewNuke | 2018-11-24 | 0.69721
NewNuke | 2018-11-24 01:00 | 0.69721
NewNuke | 2018-11-24 02:00 | 0.6946
NewNuke | 2018-11-24 03:00 | 0.69444
NewNuke | 2018-11-24 04:00 | 0.69558
NewNuke | 2018-11-24 05:00 | 0.69789
NewNuke | 2018-11-24 06:00 | 0.69618
NewNuke | 2018-11-24 07:00 | 0.69032
NewNuke | 2018-11-24 08:00 | 0.68614
NewNuke | 2018-11-24 09:00 | 0.68676
NewNuke | 2018-11-24 10:00 | 0.69279
NewNuke | 2018-11-24 11:00 | 0.69428
NewNuke | 2018-11-24 12:00 | 0.69428
NewNuke | 2018-11-24 13:00 | 0.69571
NewNuke | 2018-11-24 14:00 | 0.69575
NewNuke | 2018-11-24 15:00 | 0.69571
NewNuke | 2018-11-24 16:00 | 0.69571
NewNuke | 2018-11-24 17:00 | 0.69842
NewNuke | 2018-11-24 18:00 | 0.70203
NewNuke | 2018-11-24 19:00 | 0.70269
NewNuke | 2018-11-24 20:00 | 0.70198
NewNuke | 2018-11-24 21:00 | 0.70165
NewNuke | 2018-11-24 22:00 | 0.70079
NewNuke | 2018-11-24 23:00 | 0.70143
NewNuke | 2018-11-25 | 0.70065
NewNuke | 2018-11-25 01:00 | 0.69739
NewNuke | 2018-11-25 02:00 | 0.69571
NewNuke | 2018-11-25 03:00 | 0.69571
NewNuke | 2018-11-25 04:00 | 0.69571
NewNuke | 2018-11-25 05:00 | 0.69677
NewNuke | 2018-11-25 06:00 | 0.69618
NewNuke | 2018-11-25 07:00 | 0.71275
NewNuke | 2018-11-25 08:00 | 0.72416
NewNuke | 2018-11-25 09:00 | 0.72843
NewNuke | 2018-11-25 10:00 | 0.72995
NewNuke | 2018-11-25 11:00 | 0.73113
NewNuke | 2018-11-25 12:00 | 0.72791
NewNuke | 2018-11-25 13:00 | 0.72794
NewNuke | 2018-11-25 14:00 | 0.72322
NewNuke | 2018-11-25 15:00 | 0.72625
NewNuke | 2018-11-25 16:00 | 0.72995
NewNuke | 2018-11-25 17:00 | 0.73521
NewNuke | 2018-11-25 18:00 | 0.74084
NewNuke | 2018-11-25 19:00 | 0.73978
NewNuke | 2018-11-25 20:00 | 0.73767
NewNuke | 2018-11-25 21:00 | 0.73284
NewNuke | 2018-11-25 22:00 | 0.73425
NewNuke | 2018-11-25 23:00 | 0.73499
NewNuke | 2018-11-26 | 0.73425
NewNuke | 2018-11-26 01:00 | 0.73441
NewNuke | 2018-11-26 02:00 | 0.73071
NewNuke | 2018-11-26 03:00 | 0.72894
NewNuke | 2018-11-26 04:00 | 0.73135
NewNuke | 2018-11-26 05:00 | 0.73596
NewNuke | 2018-11-26 06:00 | 0.74385
NewNuke | 2018-11-26 07:00 | 0.75205
NewNuke | 2018-11-26 08:00 | 0.75438
NewNuke | 2018-11-26 09:00 | 0.7569
NewNuke | 2018-11-26 10:00 | 0.75626
NewNuke | 2018-11-26 11:00 | 0.7595
NewNuke | 2018-11-26 12:00 | 0.7638
NewNuke | 2018-11-26 13:00 | 0.76569
NewNuke | 2018-11-26 14:00 | 0.76585
NewNuke | 2018-11-26 15:00 | 0.76667
NewNuke | 2018-11-26 16:00 | 0.76754
NewNuke | 2018-11-26 17:00 | 0.7681
NewNuke | 2018-11-26 18:00 | 0.76832
NewNuke | 2018-11-26 19:00 | 0.76856
NewNuke | 2018-11-26 20:00 | 0.75994
NewNuke | 2018-11-26 21:00 | 0.75954
NewNuke | 2018-11-26 22:00 | 0.75356
NewNuke | 2018-11-26 23:00 | 0.75817
NewNuke | 2018-11-27 | 0.75916
NewNuke | 2018-11-27 01:00 | 0.75804
NewNuke | 2018-11-27 02:00 | 0.76092
NewNuke | 2018-11-27 03:00 | 0.75731
NewNuke | 2018-11-27 04:00 | 0.76029
NewNuke | 2018-11-27 05:00 | 0.76664
NewNuke | 2018-11-27 06:00 | 0.77193
NewNuke | 2018-11-27 07:00 | 0.77927
NewNuke | 2018-11-27 08:00 | 0.7824
NewNuke | 2018-11-27 09:00 | 0.78278
NewNuke | 2018-11-27 10:00 | 0.78277
NewNuke | 2018-11-27 11:00 | 0.78102
NewNuke | 2018-11-27 12:00 | 0.78132
NewNuke | 2018-11-27 13:00 | 0.78118
NewNuke | 2018-11-27 14:00 | 0.78058
NewNuke | 2018-11-27 15:00 | 0.78172
NewNuke | 2018-11-27 16:00 | 0.78261
NewNuke | 2018-11-27 17:00 | 0.78159
NewNuke | 2018-11-27 18:00 | 0.78118
NewNuke | 2018-11-27 19:00 | 0.77768
NewNuke | 2018-11-27 20:00 | 0.77744
NewNuke | 2018-11-27 21:00 | 0.77743
NewNuke | 2018-11-27 22:00 | 0.77158
NewNuke | 2018-11-27 23:00 | 0.77543
NewNuke | 2018-11-28 | 0.77109
NewNuke | 2018-11-28 01:00 | 0.76879
NewNuke | 2018-11-28 02:00 | 0.76057
NewNuke | 2018-11-28 03:00 | 0.76401
NewNuke | 2018-11-28 04:00 | 0.7696
NewNuke | 2018-11-28 05:00 | 0.76824
NewNuke | 2018-11-28 06:00 | 0.77161
NewNuke | 2018-11-28 07:00 | 0.7757
NewNuke | 2018-11-28 08:00 | 0.77824
NewNuke | 2018-11-28 09:00 | 0.77773
NewNuke | 2018-11-28 10:00 | 0.77565
NewNuke | 2018-11-28 11:00 | 0.77491
NewNuke | 2018-11-28 12:00 | 0.77542
NewNuke | 2018-11-28 13:00 | 0.7766
NewNuke | 2018-11-28 14:00 | 0.77664
NewNuke | 2018-11-28 15:00 | 0.77767
NewNuke | 2018-11-28 16:00 | 0.77759
NewNuke | 2018-11-28 17:00 | 0.77828
NewNuke | 2018-11-28 18:00 | 0.77979
NewNuke | 2018-11-28 19:00 | 0.77744
NewNuke | 2018-11-28 20:00 | 0.77554
NewNuke | 2018-11-28 21:00 | 0.77174
NewNuke | 2018-11-28 22:00 | 0.75291
NewNuke | 2018-11-28 23:00 | 0.75498
NewNuke | 2018-11-29 | 0.7536
NewNuke | 2018-11-29 01:00 | 0.75595
NewNuke | 2018-11-29 02:00 | 0.75383
NewNuke | 2018-11-29 03:00 | 0.75083
NewNuke | 2018-11-29 04:00 | 0.75612
NewNuke | 2018-11-29 05:00 | 0.75571
NewNuke | 2018-11-29 06:00 | 0.75869
NewNuke | 2018-11-29 07:00 | 0.76295
NewNuke | 2018-11-29 08:00 | 0.76567
NewNuke | 2018-11-29 09:00 | 0.76472
NewNuke | 2018-11-29 10:00 | 0.76354
NewNuke | 2018-11-29 11:00 | 0.76208
NewNuke | 2018-11-29 12:00 | 0.76322
NewNuke | 2018-11-29 13:00 | 0.76235
NewNuke | 2018-11-29 14:00 | 0.75729
NewNuke | 2018-11-29 15:00 | 0.75633
NewNuke | 2018-11-29 16:00 | 0.75595
NewNuke | 2018-11-29 17:00 | 0.75715
NewNuke | 2018-11-29 18:00 | 0.76013
NewNuke | 2018-11-29 19:00 | 0.76138
NewNuke | 2018-11-29 20:00 | 0.77046
NewNuke | 2018-11-29 21:00 | 0.78608
NewNuke | 2018-11-29 22:00 | 0.78608
NewNuke | 2018-11-29 23:00 | 0.78608
NewNuke | 2018-11-30 | 0.7761
NewNuke | 2018-11-30 01:00 | 0.7761
NewNuke | 2018-11-30 02:00 | 0.77792
NewNuke | 2018-11-30 03:00 | 0.77792
NewNuke | 2018-11-30 04:00 | 0.77792
NewNuke | 2018-11-30 05:00 | 0.77792
NewNuke | 2018-11-30 06:00 | 0.78451
NewNuke | 2018-11-30 07:00 | 0.79385
NewNuke | 2018-11-30 08:00 | 0.7958
NewNuke | 2018-11-30 09:00 | 0.79463
NewNuke | 2018-11-30 10:00 | 0.79463
NewNuke | 2018-11-30 11:00 | 0.79493
NewNuke | 2018-11-30 12:00 | 0.79492
NewNuke | 2018-11-30 13:00 | 0.7943
NewNuke | 2018-11-30 14:00 | 0.79485
NewNuke | 2018-11-30 15:00 | 0.79566
NewNuke | 2018-11-30 16:00 | 0.79854
NewNuke | 2018-11-30 17:00 | 0.79941
NewNuke | 2018-11-30 18:00 | 0.7994
NewNuke | 2018-11-30 19:00 | 0.79911
NewNuke | 2018-11-30 20:00 | 0.79685
NewNuke | 2018-11-30 21:00 | 0.7879
NewNuke | 2018-11-30 22:00 | 0.78188
NewNuke | 2018-11-30 23:00 | 0.78188
NewNuke | 2018-12-01 | 0.76113
NewNuke | 2018-12-01 01:00 | 0.74703
NewNuke | 2018-12-01 02:00 | 0.75099
NewNuke | 2018-12-01 03:00 | 0.72992
NewNuke | 2018-12-01 04:00 | 0.7172
NewNuke | 2018-12-01 05:00 | 0.71864
NewNuke | 2018-12-01 06:00 | 0.72164
NewNuke | 2018-12-01 07:00 | 0.72598
NewNuke | 2018-12-01 08:00 | 0.72799
NewNuke | 2018-12-01 09:00 | 0.72937
NewNuke | 2018-12-01 10:00 | 0.72976
NewNuke | 2018-12-01 11:00 | 0.73073
NewNuke | 2018-12-01 12:00 | 0.72829
NewNuke | 2018-12-01 13:00 | 0.72726
NewNuke | 2018-12-01 14:00 | 0.73181
NewNuke | 2018-12-01 15:00 | 0.73494
NewNuke | 2018-12-01 16:00 | 0.73567
NewNuke | 2018-12-01 17:00 | 0.73973
NewNuke | 2018-12-01 18:00 | 0.74076
NewNuke | 2018-12-01 19:00 | 0.74031
NewNuke | 2018-12-01 20:00 | 0.73507
NewNuke | 2018-12-01 21:00 | 0.73507
NewNuke | 2018-12-01 22:00 | 0.73507
NewNuke | 2018-12-01 23:00 | 0.72097
NewNuke | 2018-12-02 | 0.7159
NewNuke | 2018-12-02 01:00 | 0.7159
NewNuke | 2018-12-02 02:00 | 0.7159
NewNuke | 2018-12-02 03:00 | 0.7159
NewNuke | 2018-12-02 04:00 | 0.7159
NewNuke | 2018-12-02 05:00 | 0.7159
NewNuke | 2018-12-02 06:00 | 0.7159
NewNuke | 2018-12-02 07:00 | 0.7218
NewNuke | 2018-12-02 08:00 | 0.73412
NewNuke | 2018-12-02 09:00 | 0.73849
NewNuke | 2018-12-02 10:00 | 0.73949
NewNuke | 2018-12-02 11:00 | 0.7387
NewNuke | 2018-12-02 12:00 | 0.73997
NewNuke | 2018-12-02 13:00 | 0.73875
NewNuke | 2018-12-02 14:00 | 0.75674
NewNuke | 2018-12-02 15:00 | 0.75143
NewNuke | 2018-12-02 16:00 | 0.76213
NewNuke | 2018-12-02 17:00 | 0.76213
NewNuke | 2018-12-02 18:00 | 0.76336
NewNuke | 2018-12-02 19:00 | 0.76132
NewNuke | 2018-12-02 20:00 | 0.77426
NewNuke | 2018-12-02 21:00 | 0.76596
NewNuke | 2018-12-02 22:00 | 0.76596
NewNuke | 2018-12-02 23:00 | 0.76596
NewNuke | 2018-12-03 | 0.76596
NewNuke | 2018-12-03 01:00 | 0.76596
NewNuke | 2018-12-03 02:00 | 0.78037
NewNuke | 2018-12-03 03:00 | 0.79907
NewNuke | 2018-12-03 04:00 | 0.79907
NewNuke | 2018-12-03 05:00 | 0.79907
NewNuke | 2018-12-03 06:00 | 0.79907
NewNuke | 2018-12-03 07:00 | 0.79907
NewNuke | 2018-12-03 08:00 | 0.79907
NewNuke | 2018-12-03 09:00 | 0.79907
NewNuke | 2018-12-03 10:00 | 0.82013
NewNuke | 2018-12-03 11:00 | 0.82013
NewNuke | 2018-12-03 12:00 | 0.82013
NewNuke | 2018-12-03 13:00 | 0.82013
NewNuke | 2018-12-03 14:00 | 0.82013
NewNuke | 2018-12-03 15:00 | 0.82013
NewNuke | 2018-12-03 16:00 | 0.82013
NewNuke | 2018-12-03 17:00 | 0.82013
NewNuke | 2018-12-03 18:00 | 0.82013
NewNuke | 2018-12-03 19:00 | 0.82013
NewNuke | 2018-12-03 20:00 | 0.82013
NewNuke | 2018-12-03 21:00 | 0.82013
NewNuke | 2018-12-03 22:00 | 0.82013
NewNuke | 2018-12-03 23:00 | 0.82013
NewNuke | 2018-12-04 | 0.82013
NewNuke | 2018-12-04 01:00 | 0.82013
NewNuke | 2018-12-04 02:00 | 0.82013
NewNuke | 2018-12-04 03:00 | 0.82013
NewNuke | 2018-12-04 04:00 | 0.82219
NewNuke | 2018-12-04 05:00 | 0.82219
NewNuke | 2018-12-04 06:00 | 0.82219
NewNuke | 2018-12-04 07:00 | 0.82219
NewNuke | 2018-12-04 08:00 | 0.82314
NewNuke | 2018-12-04 09:00 | 0.82316
NewNuke | 2018-12-04 10:00 | 0.82219
NewNuke | 2018-12-04 11:00 | 0.82219
NewNuke | 2018-12-04 12:00 | 0.82219
NewNuke | 2018-12-04 13:00 | 0.82219
NewNuke | 2018-12-04 14:00 | 0.82219
NewNuke | 2018-12-04 15:00 | 0.82219
NewNuke | 2018-12-04 16:00 | 0.82314
NewNuke | 2018-12-04 17:00 | 0.82346
NewNuke | 2018-12-04 18:00 | 0.82373
NewNuke | 2018-12-04 19:00 | 0.82238
NewNuke | 2018-12-04 20:00 | 0.82219
NewNuke | 2018-12-04 21:00 | 0.82219
NewNuke | 2018-12-04 22:00 | 0.82219
NewNuke | 2018-12-04 23:00 | 0.82219
NewNuke | 2018-12-05 | 0.81706
NewNuke | 2018-12-05 01:00 | 0.81256
NewNuke | 2018-12-05 02:00 | 0.80805
NewNuke | 2018-12-05 03:00 | 0.81055
NewNuke | 2018-12-05 04:00 | 0.81419
NewNuke | 2018-12-05 05:00 | 0.81887
NewNuke | 2018-12-05 06:00 | 0.82477
NewNuke | 2018-12-05 07:00 | 0.82965
NewNuke | 2018-12-05 08:00 | 0.82905
NewNuke | 2018-12-05 09:00 | 0.82509
NewNuke | 2018-12-05 10:00 | 0.82725
NewNuke | 2018-12-05 11:00 | 0.829
NewNuke | 2018-12-05 12:00 | 0.82983
NewNuke | 2018-12-05 13:00 | 0.82956
NewNuke | 2018-12-05 14:00 | 0.82387
NewNuke | 2018-12-05 15:00 | 0.81799
NewNuke | 2018-12-05 16:00 | 0.8122
NewNuke | 2018-12-05 17:00 | 0.81418
NewNuke | 2018-12-05 18:00 | 0.81422
NewNuke | 2018-12-05 19:00 | 0.81201
NewNuke | 2018-12-05 20:00 | 0.80971
NewNuke | 2018-12-05 21:00 | 0.80645
NewNuke | 2018-12-05 22:00 | 0.80515
NewNuke | 2018-12-05 23:00 | 0.8036
NewNuke | 2018-12-06 | 0.7993
NewNuke | 2018-12-06 01:00 | 0.7993
NewNuke | 2018-12-06 02:00 | 0.7993
NewNuke | 2018-12-06 03:00 | 0.80325
NewNuke | 2018-12-06 04:00 | 0.80325
NewNuke | 2018-12-06 05:00 | 0.80545
NewNuke | 2018-12-06 06:00 | 0.80876
NewNuke | 2018-12-06 07:00 | 0.81023
NewNuke | 2018-12-06 08:00 | 0.81164
NewNuke | 2018-12-06 09:00 | 0.81194
NewNuke | 2018-12-06 10:00 | 0.81139
NewNuke | 2018-12-06 11:00 | 0.81123
NewNuke | 2018-12-06 12:00 | 0.81007
NewNuke | 2018-12-06 13:00 | 0.80901
NewNuke | 2018-12-06 14:00 | 0.80771
NewNuke | 2018-12-06 15:00 | 0.80732
NewNuke | 2018-12-06 16:00 | 0.80993
NewNuke | 2018-12-06 17:00 | 0.81212
NewNuke | 2018-12-06 18:00 | 0.81172
NewNuke | 2018-12-06 19:00 | 0.81039
NewNuke | 2018-12-06 20:00 | 0.80453
NewNuke | 2018-12-06 21:00 | 0.79949
NewNuke | 2018-12-06 22:00 | 0.7993
NewNuke | 2018-12-06 23:00 | 0.7993
NewNuke | 2018-12-07 | 0.7993
NewNuke | 2018-12-07 01:00 | 0.7993
NewNuke | 2018-12-07 02:00 | 0.80461
NewNuke | 2018-12-07 03:00 | 0.80461
NewNuke | 2018-12-07 04:00 | 0.80223
NewNuke | 2018-12-07 05:00 | 0.80223
NewNuke | 2018-12-07 06:00 | 0.80613
NewNuke | 2018-12-07 07:00 | 0.80977
NewNuke | 2018-12-07 08:00 | 0.80884
NewNuke | 2018-12-07 09:00 | 0.80965
NewNuke | 2018-12-07 10:00 | 0.81169
NewNuke | 2018-12-07 11:00 | 0.8111
NewNuke | 2018-12-07 12:00 | 0.80906
NewNuke | 2018-12-07 13:00 | 0.80697
NewNuke | 2018-12-07 14:00 | 0.80586
NewNuke | 2018-12-07 15:00 | 0.80821
NewNuke | 2018-12-07 16:00 | 0.81112
NewNuke | 2018-12-07 17:00 | 0.81472
NewNuke | 2018-12-07 18:00 | 0.81548
NewNuke | 2018-12-07 19:00 | 0.80754
NewNuke | 2018-12-07 20:00 | 0.80223
NewNuke | 2018-12-07 21:00 | 0.80223
NewNuke | 2018-12-07 22:00 | 0.80223
NewNuke | 2018-12-07 23:00 | 0.80223
NewNuke | 2018-12-08 | 0.81277
NewNuke | 2018-12-08 01:00 | 0.81277
NewNuke | 2018-12-08 02:00 | 0.78513
NewNuke | 2018-12-08 03:00 | 0.78513
NewNuke | 2018-12-08 04:00 | 0.78513
NewNuke | 2018-12-08 05:00 | 0.78513
NewNuke | 2018-12-08 06:00 | 0.78513
NewNuke | 2018-12-08 07:00 | 0.78796
NewNuke | 2018-12-08 08:00 | 0.78909
NewNuke | 2018-12-08 09:00 | 0.78622
NewNuke | 2018-12-08 10:00 | 0.78951
NewNuke | 2018-12-08 11:00 | 0.79281
NewNuke | 2018-12-08 12:00 | 0.78731
NewNuke | 2018-12-08 13:00 | 0.78513
NewNuke | 2018-12-08 14:00 | 0.78513
NewNuke | 2018-12-08 15:00 | 0.77301
NewNuke | 2018-12-08 16:00 | 0.75791
NewNuke | 2018-12-08 17:00 | 0.75929
NewNuke | 2018-12-08 18:00 | 0.76289
NewNuke | 2018-12-08 19:00 | 0.75899
NewNuke | 2018-12-08 20:00 | 0.75669
NewNuke | 2018-12-08 21:00 | 0.75669
NewNuke | 2018-12-08 22:00 | 0.75669
NewNuke | 2018-12-08 23:00 | 0.75669
NewNuke | 2018-12-09 | 0.75479
NewNuke | 2018-12-09 01:00 | 0.75479
NewNuke | 2018-12-09 02:00 | 0.75479
NewNuke | 2018-12-09 03:00 | 0.75479
NewNuke | 2018-12-09 04:00 | 0.75479
NewNuke | 2018-12-09 05:00 | 0.75479
NewNuke | 2018-12-09 06:00 | 0.75479
NewNuke | 2018-12-09 07:00 | 0.75305
NewNuke | 2018-12-09 08:00 | 0.75305
NewNuke | 2018-12-09 09:00 | 0.77728
NewNuke | 2018-12-09 10:00 | 0.77728
NewNuke | 2018-12-09 11:00 | 0.76802
NewNuke | 2018-12-09 12:00 | 0.77728
NewNuke | 2018-12-09 13:00 | 0.77538
NewNuke | 2018-12-09 14:00 | 0.79645
NewNuke | 2018-12-09 15:00 | 0.79463
NewNuke | 2018-12-09 16:00 | 0.79645
NewNuke | 2018-12-09 17:00 | 0.81087
NewNuke | 2018-12-09 18:00 | 0.81087
NewNuke | 2018-12-09 19:00 | 0.81248
NewNuke | 2018-12-09 20:00 | 0.81087
NewNuke | 2018-12-09 21:00 | 0.8111
NewNuke | 2018-12-09 22:00 | 0.81087
NewNuke | 2018-12-09 23:00 | 0.81087
NewNuke | 2018-12-10 | 0.81087
NewNuke | 2018-12-10 01:00 | 0.80627
NewNuke | 2018-12-10 02:00 | 0.80627
NewNuke | 2018-12-10 03:00 | 0.80627
NewNuke | 2018-12-10 04:00 | 0.80627
NewNuke | 2018-12-10 05:00 | 0.81662
NewNuke | 2018-12-10 06:00 | 0.82962
NewNuke | 2018-12-10 07:00 | 0.83415
NewNuke | 2018-12-10 08:00 | 0.83684
NewNuke | 2018-12-10 09:00 | 0.83746
NewNuke | 2018-12-10 10:00 | 0.83897
NewNuke | 2018-12-10 11:00 | 0.83958
NewNuke | 2018-12-10 12:00 | 0.83944
NewNuke | 2018-12-10 13:00 | 0.83957
NewNuke | 2018-12-10 14:00 | 0.84172
NewNuke | 2018-12-10 15:00 | 0.84345
NewNuke | 2018-12-10 16:00 | 0.84041
NewNuke | 2018-12-10 17:00 | 0.84107
NewNuke | 2018-12-10 18:00 | 0.84337
NewNuke | 2018-12-10 19:00 | 0.84285
NewNuke | 2018-12-10 20:00 | 0.84534
NewNuke | 2018-12-10 21:00 | 0.84446
NewNuke | 2018-12-10 22:00 | 0.84023
NewNuke | 2018-12-10 23:00 | 0.83881
NewNuke | 2018-12-11 | 0.84036
NewNuke | 2018-12-11 01:00 | 0.84223
NewNuke | 2018-12-11 02:00 | 0.83599
NewNuke | 2018-12-11 03:00 | 0.83719
NewNuke | 2018-12-11 04:00 | 0.84312
NewNuke | 2018-12-11 05:00 | 0.84393
NewNuke | 2018-12-11 06:00 | 0.84686
NewNuke | 2018-12-11 07:00 | 0.85055
NewNuke | 2018-12-11 08:00 | 0.85056
NewNuke | 2018-12-11 09:00 | 0.84949
NewNuke | 2018-12-11 10:00 | 0.84926
NewNuke | 2018-12-11 11:00 | 0.8489
NewNuke | 2018-12-11 12:00 | 0.84861
NewNuke | 2018-12-11 13:00 | 0.84817
NewNuke | 2018-12-11 14:00 | 0.84841
NewNuke | 2018-12-11 15:00 | 0.85211
NewNuke | 2018-12-11 16:00 | 0.85392
NewNuke | 2018-12-11 17:00 | 0.85455
NewNuke | 2018-12-11 18:00 | 0.85511
NewNuke | 2018-12-11 19:00 | 0.85352
NewNuke | 2018-12-11 20:00 | 0.85188
NewNuke | 2018-12-11 21:00 | 0.85262
NewNuke | 2018-12-11 22:00 | 0.85427
NewNuke | 2018-12-11 23:00 | 0.85205
NewNuke | 2018-12-12 | 0.84849
NewNuke | 2018-12-12 01:00 | 0.84876
NewNuke | 2018-12-12 02:00 | 0.84809
NewNuke | 2018-12-12 03:00 | 0.84933
NewNuke | 2018-12-12 04:00 | 0.84866
NewNuke | 2018-12-12 05:00 | 0.8537
NewNuke | 2018-12-12 06:00 | 0.85557
NewNuke | 2018-12-12 07:00 | 0.85628
NewNuke | 2018-12-12 08:00 | 0.85633
NewNuke | 2018-12-12 09:00 | 0.85617
NewNuke | 2018-12-12 10:00 | 0.85573
NewNuke | 2018-12-12 11:00 | 0.8555
NewNuke | 2018-12-12 12:00 | 0.85574
NewNuke | 2018-12-12 13:00 | 0.85603
NewNuke | 2018-12-12 14:00 | 0.85623
NewNuke | 2018-12-12 15:00 | 0.85593
NewNuke | 2018-12-12 16:00 | 0.85585
NewNuke | 2018-12-12 17:00 | 0.85587
NewNuke | 2018-12-12 18:00 | 0.85492
NewNuke | 2018-12-12 19:00 | 0.85527
NewNuke | 2018-12-12 20:00 | 0.85492
NewNuke | 2018-12-12 21:00 | 0.8556
NewNuke | 2018-12-12 22:00 | 0.85592
NewNuke | 2018-12-12 23:00 | 0.85089
NewNuke | 2018-12-13 | 0.85101
NewNuke | 2018-12-13 01:00 | 0.85026
NewNuke | 2018-12-13 02:00 | 0.84426
NewNuke | 2018-12-13 03:00 | 0.84434
NewNuke | 2018-12-13 04:00 | 0.84624
NewNuke | 2018-12-13 05:00 | 0.85625
NewNuke | 2018-12-13 06:00 | 0.85669
NewNuke | 2018-12-13 07:00 | 0.85649
NewNuke | 2018-12-13 08:00 | 0.8566
NewNuke | 2018-12-13 09:00 | 0.85658
NewNuke | 2018-12-13 10:00 | 0.85682
NewNuke | 2018-12-13 11:00 | 0.85642
NewNuke | 2018-12-13 12:00 | 0.85614
NewNuke | 2018-12-13 13:00 | 0.8549
NewNuke | 2018-12-13 14:00 | 0.8569
NewNuke | 2018-12-13 15:00 | 0.86
NewNuke | 2018-12-13 16:00 | 0.86094
NewNuke | 2018-12-13 17:00 | 0.86111
NewNuke | 2018-12-13 18:00 | 0.8611
NewNuke | 2018-12-13 19:00 | 0.86133
NewNuke | 2018-12-13 20:00 | 0.86062
NewNuke | 2018-12-13 21:00 | 0.85359
NewNuke | 2018-12-13 22:00 | 0.84193
NewNuke | 2018-12-13 23:00 | 0.84106
NewNuke | 2018-12-14 | 0.84031
NewNuke | 2018-12-14 01:00 | 0.83559
NewNuke | 2018-12-14 02:00 | 0.83334
NewNuke | 2018-12-14 03:00 | 0.8339
NewNuke | 2018-12-14 04:00 | 0.83725
NewNuke | 2018-12-14 05:00 | 0.84059
NewNuke | 2018-12-14 06:00 | 0.84394
NewNuke | 2018-12-14 07:00 | 0.84098
NewNuke | 2018-12-14 08:00 | 0.84386
NewNuke | 2018-12-14 09:00 | 0.847
NewNuke | 2018-12-14 10:00 | 0.84674
NewNuke | 2018-12-14 11:00 | 0.84643
NewNuke | 2018-12-14 12:00 | 0.8476
NewNuke | 2018-12-14 13:00 | 0.84993
NewNuke | 2018-12-14 14:00 | 0.85002
NewNuke | 2018-12-14 15:00 | 0.84922
NewNuke | 2018-12-14 16:00 | 0.84833
NewNuke | 2018-12-14 17:00 | 0.85121
NewNuke | 2018-12-14 18:00 | 0.85859
NewNuke | 2018-12-14 19:00 | 0.8591
NewNuke | 2018-12-14 20:00 | 0.85696
NewNuke | 2018-12-14 21:00 | 0.84448
NewNuke | 2018-12-14 22:00 | 0.83423
NewNuke | 2018-12-14 23:00 | 0.83726
NewNuke | 2018-12-15 | 0.83431
NewNuke | 2018-12-15 01:00 | 0.82726
NewNuke | 2018-12-15 02:00 | 0.81617
NewNuke | 2018-12-15 03:00 | 0.81842
NewNuke | 2018-12-15 04:00 | 0.81801
NewNuke | 2018-12-15 05:00 | 0.82056
NewNuke | 2018-12-15 06:00 | 0.8323
NewNuke | 2018-12-15 07:00 | 0.83784
NewNuke | 2018-12-15 08:00 | 0.84141
NewNuke | 2018-12-15 09:00 | 0.84196
NewNuke | 2018-12-15 10:00 | 0.84293
NewNuke | 2018-12-15 11:00 | 0.84301
NewNuke | 2018-12-15 12:00 | 0.84071
NewNuke | 2018-12-15 13:00 | 0.83906
NewNuke | 2018-12-15 14:00 | 0.83876
NewNuke | 2018-12-15 15:00 | 0.84008
NewNuke | 2018-12-15 16:00 | 0.83699
NewNuke | 2018-12-15 17:00 | 0.84141
NewNuke | 2018-12-15 18:00 | 0.8416
NewNuke | 2018-12-15 19:00 | 0.84228
NewNuke | 2018-12-15 20:00 | 0.84111
NewNuke | 2018-12-15 21:00 | 0.83995
NewNuke | 2018-12-15 22:00 | 0.84054
NewNuke | 2018-12-15 23:00 | 0.83936
NewNuke | 2018-12-16 | 0.83448
NewNuke | 2018-12-16 01:00 | 0.83133
NewNuke | 2018-12-16 02:00 | 0.83209
NewNuke | 2018-12-16 03:00 | 0.8314
NewNuke | 2018-12-16 04:00 | 0.82837
NewNuke | 2018-12-16 05:00 | 0.84896
NewNuke | 2018-12-16 06:00 | 0.84263
NewNuke | 2018-12-16 07:00 | 0.84415
NewNuke | 2018-12-16 08:00 | 0.8556
NewNuke | 2018-12-16 09:00 | 0.85902
NewNuke | 2018-12-16 10:00 | 0.86195
NewNuke | 2018-12-16 11:00 | 0.86143
NewNuke | 2018-12-16 12:00 | 0.85983
NewNuke | 2018-12-16 13:00 | 0.85733
NewNuke | 2018-12-16 14:00 | 0.85519
NewNuke | 2018-12-16 15:00 | 0.85649
NewNuke | 2018-12-16 16:00 | 0.85943
NewNuke | 2018-12-16 17:00 | 0.8632
NewNuke | 2018-12-16 18:00 | 0.86544
NewNuke | 2018-12-16 19:00 | 0.86773
NewNuke | 2018-12-16 20:00 | 0.8664
NewNuke | 2018-12-16 21:00 | 0.86582
NewNuke | 2018-12-16 22:00 | 0.86528
NewNuke | 2018-12-16 23:00 | 0.85748
NewNuke | 2018-12-17 | 0.85907
NewNuke | 2018-12-17 01:00 | 0.86262
NewNuke | 2018-12-17 02:00 | 0.85877
NewNuke | 2018-12-17 03:00 | 0.85755
NewNuke | 2018-12-17 04:00 | 0.8576
NewNuke | 2018-12-17 05:00 | 0.8639
NewNuke | 2018-12-17 06:00 | 0.86895
NewNuke | 2018-12-17 07:00 | 0.87032
NewNuke | 2018-12-17 08:00 | 0.87076
NewNuke | 2018-12-17 09:00 | 0.87149
NewNuke | 2018-12-17 10:00 | 0.87163
NewNuke | 2018-12-17 11:00 | 0.87185
NewNuke | 2018-12-17 12:00 | 0.87144
NewNuke | 2018-12-17 13:00 | 0.87079
NewNuke | 2018-12-17 14:00 | 0.87131
NewNuke | 2018-12-17 15:00 | 0.87179
NewNuke | 2018-12-17 16:00 | 0.86737
NewNuke | 2018-12-17 17:00 | 0.86661
NewNuke | 2018-12-17 18:00 | 0.87401
NewNuke | 2018-12-17 19:00 | 0.87068
NewNuke | 2018-12-17 20:00 | 0.869
NewNuke | 2018-12-17 21:00 | 0.86743
NewNuke | 2018-12-17 22:00 | 0.86824
NewNuke | 2018-12-17 23:00 | 0.86872
NewNuke | 2018-12-18 | 0.86716
NewNuke | 2018-12-18 01:00 | 0.86612
NewNuke | 2018-12-18 02:00 | 0.86615
NewNuke | 2018-12-18 03:00 | 0.86314
NewNuke | 2018-12-18 04:00 | 0.8686
NewNuke | 2018-12-18 05:00 | 0.8723
NewNuke | 2018-12-18 06:00 | 0.87586
NewNuke | 2018-12-18 07:00 | 0.87554
NewNuke | 2018-12-18 08:00 | 0.87554
NewNuke | 2018-12-18 09:00 | 0.87613
NewNuke | 2018-12-18 10:00 | 0.87619
NewNuke | 2018-12-18 11:00 | 0.87345
NewNuke | 2018-12-18 12:00 | 0.86995
NewNuke | 2018-12-18 13:00 | 0.86903
NewNuke | 2018-12-18 14:00 | 0.86824
NewNuke | 2018-12-18 15:00 | 0.86775
NewNuke | 2018-12-18 16:00 | 0.86903
NewNuke | 2018-12-18 17:00 | 0.86727
NewNuke | 2018-12-18 18:00 | 0.87082
NewNuke | 2018-12-18 19:00 | 0.86951
NewNuke | 2018-12-18 20:00 | 0.86651
NewNuke | 2018-12-18 21:00 | 0.85855
NewNuke | 2018-12-18 22:00 | 0.85788
NewNuke | 2018-12-18 23:00 | 0.85783
NewNuke | 2018-12-19 | 0.85752
NewNuke | 2018-12-19 01:00 | 0.85281
NewNuke | 2018-12-19 02:00 | 0.84956
NewNuke | 2018-12-19 03:00 | 0.85113
NewNuke | 2018-12-19 04:00 | 0.85956
NewNuke | 2018-12-19 05:00 | 0.86203
NewNuke | 2018-12-19 06:00 | 0.86707
NewNuke | 2018-12-19 07:00 | 0.86886
NewNuke | 2018-12-19 08:00 | 0.86854
NewNuke | 2018-12-19 09:00 | 0.86734
NewNuke | 2018-12-19 10:00 | 0.86816
NewNuke | 2018-12-19 11:00 | 0.86887
NewNuke | 2018-12-19 12:00 | 0.86865
NewNuke | 2018-12-19 13:00 | 0.86789
NewNuke | 2018-12-19 14:00 | 0.86819
NewNuke | 2018-12-19 15:00 | 0.86962
NewNuke | 2018-12-19 16:00 | 0.87003
NewNuke | 2018-12-19 17:00 | 0.8576
NewNuke | 2018-12-19 18:00 | 0.85799
NewNuke | 2018-12-19 19:00 | 0.85883
NewNuke | 2018-12-19 20:00 | 0.85836
NewNuke | 2018-12-19 21:00 | 0.85755
NewNuke | 2018-12-19 22:00 | 0.85691
NewNuke | 2018-12-19 23:00 | 0.85492
NewNuke | 2018-12-20 | 0.84912
NewNuke | 2018-12-20 01:00 | 0.84366
NewNuke | 2018-12-20 02:00 | 0.84933
NewNuke | 2018-12-20 03:00 | 0.84134
NewNuke | 2018-12-20 04:00 | 0.83502
NewNuke | 2018-12-20 05:00 | 0.84071
NewNuke | 2018-12-20 06:00 | 0.84294
NewNuke | 2018-12-20 07:00 | 0.84469
NewNuke | 2018-12-20 08:00 | 0.84456
NewNuke | 2018-12-20 09:00 | 0.8444
NewNuke | 2018-12-20 10:00 | 0.84402
NewNuke | 2018-12-20 11:00 | 0.84302
NewNuke | 2018-12-20 12:00 | 0.84187
NewNuke | 2018-12-20 13:00 | 0.84136
NewNuke | 2018-12-20 14:00 | 0.84157
NewNuke | 2018-12-20 15:00 | 0.84125
NewNuke | 2018-12-20 16:00 | 0.84188
NewNuke | 2018-12-20 17:00 | 0.84168
NewNuke | 2018-12-20 18:00 | 0.84328
NewNuke | 2018-12-20 19:00 | 0.84421
NewNuke | 2018-12-20 20:00 | 0.84339
NewNuke | 2018-12-20 21:00 | 0.83925
NewNuke | 2018-12-20 22:00 | 0.8383
NewNuke | 2018-12-20 23:00 | 0.83531
NewNuke | 2018-12-21 | 0.83301
NewNuke | 2018-12-21 01:00 | 0.83043
NewNuke | 2018-12-21 02:00 | 0.83043
NewNuke | 2018-12-21 03:00 | 0.83043
NewNuke | 2018-12-21 04:00 | 0.83043
NewNuke | 2018-12-21 05:00 | 0.83683
NewNuke | 2018-12-21 06:00 | 0.84469
NewNuke | 2018-12-21 07:00 | 0.84535
NewNuke | 2018-12-21 08:00 | 0.84502
NewNuke | 2018-12-21 09:00 | 0.84526
NewNuke | 2018-12-21 10:00 | 0.84472
NewNuke | 2018-12-21 11:00 | 0.84598
NewNuke | 2018-12-21 12:00 | 0.84348
NewNuke | 2018-12-21 13:00 | 0.84362
NewNuke | 2018-12-21 14:00 | 0.84223
NewNuke | 2018-12-21 15:00 | 0.84269
NewNuke | 2018-12-21 16:00 | 0.84901
NewNuke | 2018-12-21 17:00 | 0.85245
NewNuke | 2018-12-21 18:00 | 0.84622
NewNuke | 2018-12-21 19:00 | 0.84049
NewNuke | 2018-12-21 20:00 | 0.84049
NewNuke | 2018-12-21 21:00 | 0.84049
NewNuke | 2018-12-21 22:00 | 0.84049
NewNuke | 2018-12-21 23:00 | 0.84263
NewNuke | 2018-12-22 | 0.81158
NewNuke | 2018-12-22 01:00 | 0.77673
NewNuke | 2018-12-22 02:00 | 0.75558
NewNuke | 2018-12-22 03:00 | 0.75788
NewNuke | 2018-12-22 04:00 | 0.75788
NewNuke | 2018-12-22 05:00 | 0.75788
NewNuke | 2018-12-22 06:00 | 0.75788
NewNuke | 2018-12-22 07:00 | 0.76685
NewNuke | 2018-12-22 08:00 | 0.77459
NewNuke | 2018-12-22 09:00 | 0.78337
NewNuke | 2018-12-22 10:00 | 0.78712
NewNuke | 2018-12-22 11:00 | 0.79007
NewNuke | 2018-12-22 12:00 | 0.7894
NewNuke | 2018-12-22 13:00 | 0.78845
NewNuke | 2018-12-22 14:00 | 0.79525
NewNuke | 2018-12-22 15:00 | 0.79916
NewNuke | 2018-12-22 16:00 | 0.80006
NewNuke | 2018-12-22 17:00 | 0.80032
NewNuke | 2018-12-22 18:00 | 0.79897
NewNuke | 2018-12-22 19:00 | 0.79735
NewNuke | 2018-12-22 20:00 | 0.79544
NewNuke | 2018-12-22 21:00 | 0.79257
NewNuke | 2018-12-22 22:00 | 0.79084
NewNuke | 2018-12-22 23:00 | 0.79165
NewNuke | 2018-12-23 | 0.78866
NewNuke | 2018-12-23 01:00 | 0.7833
NewNuke | 2018-12-23 02:00 | 0.7833
NewNuke | 2018-12-23 03:00 | 0.7833
NewNuke | 2018-12-23 04:00 | 0.7833
NewNuke | 2018-12-23 05:00 | 0.7833
NewNuke | 2018-12-23 06:00 | 0.7833
NewNuke | 2018-12-23 07:00 | 0.7833
NewNuke | 2018-12-23 08:00 | 0.7833
NewNuke | 2018-12-23 09:00 | 0.7833
NewNuke | 2018-12-23 10:00 | 0.7833
NewNuke | 2018-12-23 11:00 | 0.7833
NewNuke | 2018-12-23 12:00 | 0.7833
NewNuke | 2018-12-23 13:00 | 0.7833
NewNuke | 2018-12-23 14:00 | 0.77618
NewNuke | 2018-12-23 15:00 | 0.77435
NewNuke | 2018-12-23 16:00 | 0.77435
NewNuke | 2018-12-23 17:00 | 0.77538
NewNuke | 2018-12-23 18:00 | 0.80611
NewNuke | 2018-12-23 19:00 | 0.80611
NewNuke | 2018-12-23 20:00 | 0.80611
NewNuke | 2018-12-23 21:00 | 0.80611
NewNuke | 2018-12-23 22:00 | 0.80611
NewNuke | 2018-12-23 23:00 | 0.80889
NewNuke | 2018-12-24 | 0.80889
NewNuke | 2018-12-24 01:00 | 0.80889
NewNuke | 2018-12-24 02:00 | 0.80889
NewNuke | 2018-12-24 03:00 | 0.80889
NewNuke | 2018-12-24 04:00 | 0.80889
NewNuke | 2018-12-24 05:00 | 0.80889
NewNuke | 2018-12-24 06:00 | 0.81079
NewNuke | 2018-12-24 07:00 | 0.81882
NewNuke | 2018-12-24 08:00 | 0.83244
NewNuke | 2018-12-24 09:00 | 0.83993
NewNuke | 2018-12-24 10:00 | 0.83966
NewNuke | 2018-12-24 11:00 | 0.84155
NewNuke | 2018-12-24 12:00 | 0.83835
NewNuke | 2018-12-24 13:00 | 0.83827
NewNuke | 2018-12-24 14:00 | 0.83705
NewNuke | 2018-12-24 15:00 | 0.83908
NewNuke | 2018-12-24 16:00 | 0.83013
NewNuke | 2018-12-24 17:00 | 0.82283
NewNuke | 2018-12-24 18:00 | 0.81419
NewNuke | 2018-12-24 19:00 | 0.81053
NewNuke | 2018-12-24 20:00 | 0.82283
NewNuke | 2018-12-24 21:00 | 0.82283
NewNuke | 2018-12-24 22:00 | 0.82283
NewNuke | 2018-12-24 23:00 | 0.82283
NewNuke | 2018-12-25 | 0.82283
NewNuke | 2018-12-25 01:00 | 0.82283
NewNuke | 2018-12-25 02:00 | 0.82283
NewNuke | 2018-12-25 03:00 | 0.82283
NewNuke | 2018-12-25 04:00 | 0.82283
NewNuke | 2018-12-25 05:00 | 0.82283
NewNuke | 2018-12-25 06:00 | 0.82283
NewNuke | 2018-12-25 07:00 | 0.82283
NewNuke | 2018-12-25 08:00 | 0.83505
NewNuke | 2018-12-25 09:00 | 0.83559
NewNuke | 2018-12-25 10:00 | 0.83193
NewNuke | 2018-12-25 11:00 | 0.83083
NewNuke | 2018-12-25 12:00 | 0.82283
NewNuke | 2018-12-25 13:00 | 0.81031
NewNuke | 2018-12-25 14:00 | 0.81261
NewNuke | 2018-12-25 15:00 | 0.81031
NewNuke | 2018-12-25 16:00 | 0.8156
NewNuke | 2018-12-25 17:00 | 0.82199
NewNuke | 2018-12-25 18:00 | 0.82305
NewNuke | 2018-12-25 19:00 | 0.82374
NewNuke | 2018-12-25 20:00 | 0.83187
NewNuke | 2018-12-25 21:00 | 0.83436
NewNuke | 2018-12-25 22:00 | 0.83236
NewNuke | 2018-12-25 23:00 | 0.82403
NewNuke | 2018-12-26 | 0.82481
NewNuke | 2018-12-26 01:00 | 0.81665
NewNuke | 2018-12-26 02:00 | 0.81665
NewNuke | 2018-12-26 03:00 | 0.81665
NewNuke | 2018-12-26 04:00 | 0.82481
NewNuke | 2018-12-26 05:00 | 0.84739
NewNuke | 2018-12-26 06:00 | 0.86278
NewNuke | 2018-12-26 07:00 | 0.86582
NewNuke | 2018-12-26 08:00 | 0.8712
NewNuke | 2018-12-26 09:00 | 0.87214
NewNuke | 2018-12-26 10:00 | 0.8723
NewNuke | 2018-12-26 11:00 | 0.87313
NewNuke | 2018-12-26 12:00 | 0.87092
NewNuke | 2018-12-26 13:00 | 0.86971
NewNuke | 2018-12-26 14:00 | 0.87035
NewNuke | 2018-12-26 15:00 | 0.87415
NewNuke | 2018-12-26 16:00 | 0.88197
NewNuke | 2018-12-26 17:00 | 0.88891
NewNuke | 2018-12-26 18:00 | 0.89482
NewNuke | 2018-12-26 19:00 | 0.89436
NewNuke | 2018-12-26 20:00 | 0.89366
NewNuke | 2018-12-26 21:00 | 0.89568
NewNuke | 2018-12-26 22:00 | 0.89544
NewNuke | 2018-12-26 23:00 | 0.89099
NewNuke | 2018-12-27 | 0.88079
NewNuke | 2018-12-27 01:00 | 0.88837
NewNuke | 2018-12-27 02:00 | 0.89103
NewNuke | 2018-12-27 03:00 | 0.88604
NewNuke | 2018-12-27 04:00 | 0.88782
NewNuke | 2018-12-27 05:00 | 0.89319
NewNuke | 2018-12-27 06:00 | 0.90285
NewNuke | 2018-12-27 07:00 | 0.90737
NewNuke | 2018-12-27 08:00 | 0.90333
NewNuke | 2018-12-27 09:00 | 0.90025
NewNuke | 2018-12-27 10:00 | 0.8917
NewNuke | 2018-12-27 11:00 | 0.89065
NewNuke | 2018-12-27 12:00 | 0.89108
NewNuke | 2018-12-27 13:00 | 0.89107
NewNuke | 2018-12-27 14:00 | 0.89179
NewNuke | 2018-12-27 15:00 | 0.8916
NewNuke | 2018-12-27 16:00 | 0.8921
NewNuke | 2018-12-27 17:00 | 0.8924
NewNuke | 2018-12-27 18:00 | 0.89191
NewNuke | 2018-12-27 19:00 | 0.89187
NewNuke | 2018-12-27 20:00 | 0.89153
NewNuke | 2018-12-27 21:00 | 0.88858
NewNuke | 2018-12-27 22:00 | 0.88814
NewNuke | 2018-12-27 23:00 | 0.88671
NewNuke | 2018-12-28 | 0.8821
NewNuke | 2018-12-28 01:00 | 0.87855
NewNuke | 2018-12-28 02:00 | 0.88039
NewNuke | 2018-12-28 03:00 | 0.88468
NewNuke | 2018-12-28 04:00 | 0.88305
NewNuke | 2018-12-28 05:00 | 0.8885
NewNuke | 2018-12-28 06:00 | 0.88885
NewNuke | 2018-12-28 07:00 | 0.891
NewNuke | 2018-12-28 08:00 | 0.89262
NewNuke | 2018-12-28 09:00 | 0.89211
NewNuke | 2018-12-28 10:00 | 0.89187
NewNuke | 2018-12-28 11:00 | 0.89145
NewNuke | 2018-12-28 12:00 | 0.89072
NewNuke | 2018-12-28 13:00 | 0.89018
NewNuke | 2018-12-28 14:00 | 0.88997
NewNuke | 2018-12-28 15:00 | 0.89042
NewNuke | 2018-12-28 16:00 | 0.89111
NewNuke | 2018-12-28 17:00 | 0.891
NewNuke | 2018-12-28 18:00 | 0.89121
NewNuke | 2018-12-28 19:00 | 0.89029
NewNuke | 2018-12-28 20:00 | 0.88942
NewNuke | 2018-12-28 21:00 | 0.88877
NewNuke | 2018-12-28 22:00 | 0.88723
NewNuke | 2018-12-28 23:00 | 0.88437
NewNuke | 2018-12-29 | 0.87958
NewNuke | 2018-12-29 01:00 | 0.87888
NewNuke | 2018-12-29 02:00 | 0.87858
NewNuke | 2018-12-29 03:00 | 0.87173
NewNuke | 2018-12-29 04:00 | 0.87944
NewNuke | 2018-12-29 05:00 | 0.87757
NewNuke | 2018-12-29 06:00 | 0.87407
NewNuke | 2018-12-29 07:00 | 0.88235
NewNuke | 2018-12-29 08:00 | 0.8862
NewNuke | 2018-12-29 09:00 | 0.89043
NewNuke | 2018-12-29 10:00 | 0.89078
NewNuke | 2018-12-29 11:00 | 0.8889
NewNuke | 2018-12-29 12:00 | 0.88707
NewNuke | 2018-12-29 13:00 | 0.88489
NewNuke | 2018-12-29 14:00 | 0.88316
NewNuke | 2018-12-29 15:00 | 0.88744
NewNuke | 2018-12-29 16:00 | 0.88399
NewNuke | 2018-12-29 17:00 | 0.88742
NewNuke | 2018-12-29 18:00 | 0.88674
NewNuke | 2018-12-29 19:00 | 0.88361
NewNuke | 2018-12-29 20:00 | 0.87972
NewNuke | 2018-12-29 21:00 | 0.88123
NewNuke | 2018-12-29 22:00 | 0.88424
NewNuke | 2018-12-29 23:00 | 0.88262
NewNuke | 2018-12-30 | 0.8777
NewNuke | 2018-12-30 01:00 | 0.87081
NewNuke | 2018-12-30 02:00 | 0.85569
NewNuke | 2018-12-30 03:00 | 0.85569
NewNuke | 2018-12-30 04:00 | 0.85569
NewNuke | 2018-12-30 05:00 | 0.85569
NewNuke | 2018-12-30 06:00 | 0.85569
NewNuke | 2018-12-30 07:00 | 0.87231
NewNuke | 2018-12-30 08:00 | 0.88023
NewNuke | 2018-12-30 09:00 | 0.88105
NewNuke | 2018-12-30 10:00 | 0.88218
NewNuke | 2018-12-30 11:00 | 0.88498
NewNuke | 2018-12-30 12:00 | 0.87971
NewNuke | 2018-12-30 13:00 | 0.88109
NewNuke | 2018-12-30 14:00 | 0.88023
NewNuke | 2018-12-30 15:00 | 0.87782
NewNuke | 2018-12-30 16:00 | 0.88188
NewNuke | 2018-12-30 17:00 | 0.88389
NewNuke | 2018-12-30 18:00 | 0.88598
NewNuke | 2018-12-30 19:00 | 0.88847
NewNuke | 2018-12-30 20:00 | 0.88821
NewNuke | 2018-12-30 21:00 | 0.88503
NewNuke | 2018-12-30 22:00 | 0.88547
NewNuke | 2018-12-30 23:00 | 0.87827
NewNuke | 2018-12-31 | 0.87919
NewNuke | 2018-12-31 01:00 | 0.87779
NewNuke | 2018-12-31 02:00 | 0.88117
NewNuke | 2018-12-31 03:00 | 0.8796
NewNuke | 2018-12-31 04:00 | 0.87114
NewNuke | 2018-12-31 05:00 | 0.87502
NewNuke | 2018-12-31 06:00 | 0.87855
NewNuke | 2018-12-31 07:00 | 0.88502
NewNuke | 2018-12-31 08:00 | 0.88771
NewNuke | 2018-12-31 09:00 | 0.88939
NewNuke | 2018-12-31 10:00 | 0.89048
NewNuke | 2018-12-31 11:00 | 0.89029
NewNuke | 2018-12-31 12:00 | 0.89013
NewNuke | 2018-12-31 13:00 | 0.88864
NewNuke | 2018-12-31 14:00 | 0.8891
NewNuke | 2018-12-31 15:00 | 0.88725
NewNuke | 2018-12-31 16:00 | 0.88611
NewNuke | 2018-12-31 17:00 | 0.8884
NewNuke | 2018-12-31 18:00 | 0.88687
NewNuke | 2018-12-31 19:00 | 0.8785
NewNuke | 2018-12-31 20:00 | 0.87866
NewNuke | 2018-12-31 21:00 | 0.87454
NewNuke | 2018-12-31 22:00 | 0.87721
NewNuke | 2018-12-31 23:00 | 0.88115
HydroRiver | 2018-01-01 | 0.51559
HydroRiver | 2018-01-01 01:00 | 0.4984
HydroRiver | 2018-01-01 02:00 | 0.49073
HydroRiver | 2018-01-01 03:00 | 0.46881
HydroRiver | 2018-01-01 04:00 | 0.46632
HydroRiver | 2018-01-01 05:00 | 0.4763
HydroRiver | 2018-01-01 06:00 | 0.48672
HydroRiver | 2018-01-01 07:00 | 0.49047
HydroRiver | 2018-01-01 08:00 | 0.51363
HydroRiver | 2018-01-01 09:00 | 0.50953
HydroRiver | 2018-01-01 10:00 | 0.51515
HydroRiver | 2018-01-01 11:00 | 0.52308
HydroRiver | 2018-01-01 12:00 | 0.51158
HydroRiver | 2018-01-01 13:00 | 0.51461
HydroRiver | 2018-01-01 14:00 | 0.51506
HydroRiver | 2018-01-01 15:00 | 0.51239
HydroRiver | 2018-01-01 16:00 | 0.52112
HydroRiver | 2018-01-01 17:00 | 0.54046
HydroRiver | 2018-01-01 18:00 | 0.55765
HydroRiver | 2018-01-01 19:00 | 0.54349
HydroRiver | 2018-01-01 20:00 | 0.51818
HydroRiver | 2018-01-01 21:00 | 0.53386
HydroRiver | 2018-01-01 22:00 | 0.53636
HydroRiver | 2018-01-01 23:00 | 0.52522
HydroRiver | 2018-01-02 | 0.51292
HydroRiver | 2018-01-02 01:00 | 0.52317
HydroRiver | 2018-01-02 02:00 | 0.50873
HydroRiver | 2018-01-02 03:00 | 0.49554
HydroRiver | 2018-01-02 04:00 | 0.49073
HydroRiver | 2018-01-02 05:00 | 0.49911
HydroRiver | 2018-01-02 06:00 | 0.53065
HydroRiver | 2018-01-02 07:00 | 0.54776
HydroRiver | 2018-01-02 08:00 | 0.55953
HydroRiver | 2018-01-02 09:00 | 0.57664
HydroRiver | 2018-01-02 10:00 | 0.56862
HydroRiver | 2018-01-02 11:00 | 0.56612
HydroRiver | 2018-01-02 12:00 | 0.57699
HydroRiver | 2018-01-02 13:00 | 0.56942
HydroRiver | 2018-01-02 14:00 | 0.5581
HydroRiver | 2018-01-02 15:00 | 0.55186
HydroRiver | 2018-01-02 16:00 | 0.57476
HydroRiver | 2018-01-02 17:00 | 0.57574
HydroRiver | 2018-01-02 18:00 | 0.57574
HydroRiver | 2018-01-02 19:00 | 0.55765
HydroRiver | 2018-01-02 20:00 | 0.54322
HydroRiver | 2018-01-02 21:00 | 0.54874
HydroRiver | 2018-01-02 22:00 | 0.56166
HydroRiver | 2018-01-02 23:00 | 0.55578
HydroRiver | 2018-01-03 | 0.53858
HydroRiver | 2018-01-03 01:00 | 0.53939
HydroRiver | 2018-01-03 02:00 | 0.53707
HydroRiver | 2018-01-03 03:00 | 0.51952
HydroRiver | 2018-01-03 04:00 | 0.51818
HydroRiver | 2018-01-03 05:00 | 0.5286
HydroRiver | 2018-01-03 06:00 | 0.53609
HydroRiver | 2018-01-03 07:00 | 0.55106
HydroRiver | 2018-01-03 08:00 | 0.55917
HydroRiver | 2018-01-03 09:00 | 0.55908
HydroRiver | 2018-01-03 10:00 | 0.5843
HydroRiver | 2018-01-03 11:00 | 0.59018
HydroRiver | 2018-01-03 12:00 | 0.59107
HydroRiver | 2018-01-03 13:00 | 0.59116
HydroRiver | 2018-01-03 14:00 | 0.58492
HydroRiver | 2018-01-03 15:00 | 0.58332
HydroRiver | 2018-01-03 16:00 | 0.59063
HydroRiver | 2018-01-03 17:00 | 0.60355
HydroRiver | 2018-01-03 18:00 | 0.60435
HydroRiver | 2018-01-03 19:00 | 0.60096
HydroRiver | 2018-01-03 20:00 | 0.59793
HydroRiver | 2018-01-03 21:00 | 0.57975
HydroRiver | 2018-01-03 22:00 | 0.57806
HydroRiver | 2018-01-03 23:00 | 0.58163
HydroRiver | 2018-01-04 | 0.58252
HydroRiver | 2018-01-04 01:00 | 0.57966
HydroRiver | 2018-01-04 02:00 | 0.57984
HydroRiver | 2018-01-04 03:00 | 0.57254
HydroRiver | 2018-01-04 04:00 | 0.55899
HydroRiver | 2018-01-04 05:00 | 0.57147
HydroRiver | 2018-01-04 06:00 | 0.58109
HydroRiver | 2018-01-04 07:00 | 0.58421
HydroRiver | 2018-01-04 08:00 | 0.57949
HydroRiver | 2018-01-04 09:00 | 0.59303
HydroRiver | 2018-01-04 10:00 | 0.60043
HydroRiver | 2018-01-04 11:00 | 0.60658
HydroRiver | 2018-01-04 12:00 | 0.60702
HydroRiver | 2018-01-04 13:00 | 0.59882
HydroRiver | 2018-01-04 14:00 | 0.58038
HydroRiver | 2018-01-04 15:00 | 0.56389
HydroRiver | 2018-01-04 16:00 | 0.58234
HydroRiver | 2018-01-04 17:00 | 0.58359
HydroRiver | 2018-01-04 18:00 | 0.58457
HydroRiver | 2018-01-04 19:00 | 0.5679
HydroRiver | 2018-01-04 20:00 | 0.55757
HydroRiver | 2018-01-04 21:00 | 0.54714
HydroRiver | 2018-01-04 22:00 | 0.5368
HydroRiver | 2018-01-04 23:00 | 0.54527
HydroRiver | 2018-01-05 | 0.53752
HydroRiver | 2018-01-05 01:00 | 0.53386
HydroRiver | 2018-01-05 02:00 | 0.53235
HydroRiver | 2018-01-05 03:00 | 0.53716
HydroRiver | 2018-01-05 04:00 | 0.53449
HydroRiver | 2018-01-05 05:00 | 0.52388
HydroRiver | 2018-01-05 06:00 | 0.53297
HydroRiver | 2018-01-05 07:00 | 0.53297
HydroRiver | 2018-01-05 08:00 | 0.5385
HydroRiver | 2018-01-05 09:00 | 0.54527
HydroRiver | 2018-01-05 10:00 | 0.54643
HydroRiver | 2018-01-05 11:00 | 0.54821
HydroRiver | 2018-01-05 12:00 | 0.54509
HydroRiver | 2018-01-05 13:00 | 0.54046
HydroRiver | 2018-01-05 14:00 | 0.54251
HydroRiver | 2018-01-05 15:00 | 0.54723
HydroRiver | 2018-01-05 16:00 | 0.55035
HydroRiver | 2018-01-05 17:00 | 0.5491
HydroRiver | 2018-01-05 18:00 | 0.54669
HydroRiver | 2018-01-05 19:00 | 0.53449
HydroRiver | 2018-01-05 20:00 | 0.53039
HydroRiver | 2018-01-05 21:00 | 0.53021
HydroRiver | 2018-01-05 22:00 | 0.52941
HydroRiver | 2018-01-05 23:00 | 0.51943
HydroRiver | 2018-01-06 | 0.51666
HydroRiver | 2018-01-06 01:00 | 0.52023
HydroRiver | 2018-01-06 02:00 | 0.52192
HydroRiver | 2018-01-06 03:00 | 0.52174
HydroRiver | 2018-01-06 04:00 | 0.5205
HydroRiver | 2018-01-06 05:00 | 0.51337
HydroRiver | 2018-01-06 06:00 | 0.52246
HydroRiver | 2018-01-06 07:00 | 0.5278
HydroRiver | 2018-01-06 08:00 | 0.52379
HydroRiver | 2018-01-06 09:00 | 0.52718
HydroRiver | 2018-01-06 10:00 | 0.53832
HydroRiver | 2018-01-06 11:00 | 0.54554
HydroRiver | 2018-01-06 12:00 | 0.54634
HydroRiver | 2018-01-06 13:00 | 0.55168
HydroRiver | 2018-01-06 14:00 | 0.55222
HydroRiver | 2018-01-06 15:00 | 0.54981
HydroRiver | 2018-01-06 16:00 | 0.55133
HydroRiver | 2018-01-06 17:00 | 0.55266
HydroRiver | 2018-01-06 18:00 | 0.55427
HydroRiver | 2018-01-06 19:00 | 0.54464
HydroRiver | 2018-01-06 20:00 | 0.53244
HydroRiver | 2018-01-06 21:00 | 0.52522
HydroRiver | 2018-01-06 22:00 | 0.52326
HydroRiver | 2018-01-06 23:00 | 0.51943
HydroRiver | 2018-01-07 | 0.50775
HydroRiver | 2018-01-07 01:00 | 0.52246
HydroRiver | 2018-01-07 02:00 | 0.52379
HydroRiver | 2018-01-07 03:00 | 0.52406
HydroRiver | 2018-01-07 04:00 | 0.52495
HydroRiver | 2018-01-07 05:00 | 0.52664
HydroRiver | 2018-01-07 06:00 | 0.51818
HydroRiver | 2018-01-07 07:00 | 0.51586
HydroRiver | 2018-01-07 08:00 | 0.51141
HydroRiver | 2018-01-07 09:00 | 0.51248
HydroRiver | 2018-01-07 10:00 | 0.51978
HydroRiver | 2018-01-07 11:00 | 0.52406
HydroRiver | 2018-01-07 12:00 | 0.52361
HydroRiver | 2018-01-07 13:00 | 0.51916
HydroRiver | 2018-01-07 14:00 | 0.53199
HydroRiver | 2018-01-07 15:00 | 0.53146
HydroRiver | 2018-01-07 16:00 | 0.53449
HydroRiver | 2018-01-07 17:00 | 0.563
HydroRiver | 2018-01-07 18:00 | 0.56131
HydroRiver | 2018-01-07 19:00 | 0.55168
HydroRiver | 2018-01-07 20:00 | 0.55008
HydroRiver | 2018-01-07 21:00 | 0.54001
HydroRiver | 2018-01-07 22:00 | 0.536
HydroRiver | 2018-01-07 23:00 | 0.51132
HydroRiver | 2018-01-08 | 0.50472
HydroRiver | 2018-01-08 01:00 | 0.50116
HydroRiver | 2018-01-08 02:00 | 0.51141
HydroRiver | 2018-01-08 03:00 | 0.51747
HydroRiver | 2018-01-08 04:00 | 0.52459
HydroRiver | 2018-01-08 05:00 | 0.5409
HydroRiver | 2018-01-08 06:00 | 0.56309
HydroRiver | 2018-01-08 07:00 | 0.56024
HydroRiver | 2018-01-08 08:00 | 0.56282
HydroRiver | 2018-01-08 09:00 | 0.57022
HydroRiver | 2018-01-08 10:00 | 0.5761
HydroRiver | 2018-01-08 11:00 | 0.57904
HydroRiver | 2018-01-08 12:00 | 0.5777
HydroRiver | 2018-01-08 13:00 | 0.56202
HydroRiver | 2018-01-08 14:00 | 0.5589
HydroRiver | 2018-01-08 15:00 | 0.5794
HydroRiver | 2018-01-08 16:00 | 0.58528
HydroRiver | 2018-01-08 17:00 | 0.60399
HydroRiver | 2018-01-08 18:00 | 0.60337
HydroRiver | 2018-01-08 19:00 | 0.58572
HydroRiver | 2018-01-08 20:00 | 0.56826
HydroRiver | 2018-01-08 21:00 | 0.56318
HydroRiver | 2018-01-08 22:00 | 0.56835
HydroRiver | 2018-01-08 23:00 | 0.5491
HydroRiver | 2018-01-09 | 0.53858
HydroRiver | 2018-01-09 01:00 | 0.52914
HydroRiver | 2018-01-09 02:00 | 0.52388
HydroRiver | 2018-01-09 03:00 | 0.5311
HydroRiver | 2018-01-09 04:00 | 0.54268
HydroRiver | 2018-01-09 05:00 | 0.55819
HydroRiver | 2018-01-09 06:00 | 0.57548
HydroRiver | 2018-01-09 07:00 | 0.58127
HydroRiver | 2018-01-09 08:00 | 0.57744
HydroRiver | 2018-01-09 09:00 | 0.58715
HydroRiver | 2018-01-09 10:00 | 0.58082
HydroRiver | 2018-01-09 11:00 | 0.57369
HydroRiver | 2018-01-09 12:00 | 0.56514
HydroRiver | 2018-01-09 13:00 | 0.54865
HydroRiver | 2018-01-09 14:00 | 0.54464
HydroRiver | 2018-01-09 15:00 | 0.55266
HydroRiver | 2018-01-09 16:00 | 0.57672
HydroRiver | 2018-01-09 17:00 | 0.59241
HydroRiver | 2018-01-09 18:00 | 0.60052
HydroRiver | 2018-01-09 19:00 | 0.57646
HydroRiver | 2018-01-09 20:00 | 0.55623
HydroRiver | 2018-01-09 21:00 | 0.55204
HydroRiver | 2018-01-09 22:00 | 0.55516
HydroRiver | 2018-01-09 23:00 | 0.54429
HydroRiver | 2018-01-10 | 0.53351
HydroRiver | 2018-01-10 01:00 | 0.52673
HydroRiver | 2018-01-10 02:00 | 0.52397
HydroRiver | 2018-01-10 03:00 | 0.52112
HydroRiver | 2018-01-10 04:00 | 0.52771
HydroRiver | 2018-01-10 05:00 | 0.54705
HydroRiver | 2018-01-10 06:00 | 0.56612
HydroRiver | 2018-01-10 07:00 | 0.5712
HydroRiver | 2018-01-10 08:00 | 0.57735
HydroRiver | 2018-01-10 09:00 | 0.56915
HydroRiver | 2018-01-10 10:00 | 0.55863
HydroRiver | 2018-01-10 11:00 | 0.55079
HydroRiver | 2018-01-10 12:00 | 0.54402
HydroRiver | 2018-01-10 13:00 | 0.53618
HydroRiver | 2018-01-10 14:00 | 0.53449
HydroRiver | 2018-01-10 15:00 | 0.54117
HydroRiver | 2018-01-10 16:00 | 0.55454
HydroRiver | 2018-01-10 17:00 | 0.59374
HydroRiver | 2018-01-10 18:00 | 0.60132
HydroRiver | 2018-01-10 19:00 | 0.5786
HydroRiver | 2018-01-10 20:00 | 0.56247
HydroRiver | 2018-01-10 21:00 | 0.54562
HydroRiver | 2018-01-10 22:00 | 0.54081
HydroRiver | 2018-01-10 23:00 | 0.52816
HydroRiver | 2018-01-11 | 0.52406
HydroRiver | 2018-01-11 01:00 | 0.51568
HydroRiver | 2018-01-11 02:00 | 0.51889
HydroRiver | 2018-01-11 03:00 | 0.51827
HydroRiver | 2018-01-11 04:00 | 0.51952
HydroRiver | 2018-01-11 05:00 | 0.54491
HydroRiver | 2018-01-11 06:00 | 0.56193
HydroRiver | 2018-01-11 07:00 | 0.57031
HydroRiver | 2018-01-11 08:00 | 0.57619
HydroRiver | 2018-01-11 09:00 | 0.57396
HydroRiver | 2018-01-11 10:00 | 0.56256
HydroRiver | 2018-01-11 11:00 | 0.56122
HydroRiver | 2018-01-11 12:00 | 0.56336
HydroRiver | 2018-01-11 13:00 | 0.55471
HydroRiver | 2018-01-11 14:00 | 0.55266
HydroRiver | 2018-01-11 15:00 | 0.5638
HydroRiver | 2018-01-11 16:00 | 0.57788
HydroRiver | 2018-01-11 17:00 | 0.58599
HydroRiver | 2018-01-11 18:00 | 0.6015
HydroRiver | 2018-01-11 19:00 | 0.58768
HydroRiver | 2018-01-11 20:00 | 0.5728
HydroRiver | 2018-01-11 21:00 | 0.55364
HydroRiver | 2018-01-11 22:00 | 0.54179
HydroRiver | 2018-01-11 23:00 | 0.52067
HydroRiver | 2018-01-12 | 0.52103
HydroRiver | 2018-01-12 01:00 | 0.51809
HydroRiver | 2018-01-12 02:00 | 0.51533
HydroRiver | 2018-01-12 03:00 | 0.52014
HydroRiver | 2018-01-12 04:00 | 0.52852
HydroRiver | 2018-01-12 05:00 | 0.54669
HydroRiver | 2018-01-12 06:00 | 0.56567
HydroRiver | 2018-01-12 07:00 | 0.59063
HydroRiver | 2018-01-12 08:00 | 0.61353
HydroRiver | 2018-01-12 09:00 | 0.61941
HydroRiver | 2018-01-12 10:00 | 0.61406
HydroRiver | 2018-01-12 11:00 | 0.60328
HydroRiver | 2018-01-12 12:00 | 0.5949
HydroRiver | 2018-01-12 13:00 | 0.57726
HydroRiver | 2018-01-12 14:00 | 0.57129
HydroRiver | 2018-01-12 15:00 | 0.57254
HydroRiver | 2018-01-12 16:00 | 0.57949
HydroRiver | 2018-01-12 17:00 | 0.5925
HydroRiver | 2018-01-12 18:00 | 0.59339
HydroRiver | 2018-01-12 19:00 | 0.57574
HydroRiver | 2018-01-12 20:00 | 0.56033
HydroRiver | 2018-01-12 21:00 | 0.55765
HydroRiver | 2018-01-12 22:00 | 0.55044
HydroRiver | 2018-01-12 23:00 | 0.53368
HydroRiver | 2018-01-13 | 0.52718
HydroRiver | 2018-01-13 01:00 | 0.51132
HydroRiver | 2018-01-13 02:00 | 0.50401
HydroRiver | 2018-01-13 03:00 | 0.50365
HydroRiver | 2018-01-13 04:00 | 0.50312
HydroRiver | 2018-01-13 05:00 | 0.51132
HydroRiver | 2018-01-13 06:00 | 0.53253
HydroRiver | 2018-01-13 07:00 | 0.54554
HydroRiver | 2018-01-13 08:00 | 0.5589
HydroRiver | 2018-01-13 09:00 | 0.56639
HydroRiver | 2018-01-13 10:00 | 0.55186
HydroRiver | 2018-01-13 11:00 | 0.54286
HydroRiver | 2018-01-13 12:00 | 0.53796
HydroRiver | 2018-01-13 13:00 | 0.53431
HydroRiver | 2018-01-13 14:00 | 0.52976
HydroRiver | 2018-01-13 15:00 | 0.53431
HydroRiver | 2018-01-13 16:00 | 0.55115
HydroRiver | 2018-01-13 17:00 | 0.5769
HydroRiver | 2018-01-13 18:00 | 0.58492
HydroRiver | 2018-01-13 19:00 | 0.56211
HydroRiver | 2018-01-13 20:00 | 0.5696
HydroRiver | 2018-01-13 21:00 | 0.57334
HydroRiver | 2018-01-13 22:00 | 0.56327
HydroRiver | 2018-01-13 23:00 | 0.54901
HydroRiver | 2018-01-14 | 0.52727
HydroRiver | 2018-01-14 01:00 | 0.5164
HydroRiver | 2018-01-14 02:00 | 0.4984
HydroRiver | 2018-01-14 03:00 | 0.48922
HydroRiver | 2018-01-14 04:00 | 0.48913
HydroRiver | 2018-01-14 05:00 | 0.49492
HydroRiver | 2018-01-14 06:00 | 0.49617
HydroRiver | 2018-01-14 07:00 | 0.50062
HydroRiver | 2018-01-14 08:00 | 0.51827
HydroRiver | 2018-01-14 09:00 | 0.55445
HydroRiver | 2018-01-14 10:00 | 0.56158
HydroRiver | 2018-01-14 11:00 | 0.56247
HydroRiver | 2018-01-14 12:00 | 0.53502
HydroRiver | 2018-01-14 13:00 | 0.51559
HydroRiver | 2018-01-14 14:00 | 0.5082
HydroRiver | 2018-01-14 15:00 | 0.51141
HydroRiver | 2018-01-14 16:00 | 0.54874
HydroRiver | 2018-01-14 17:00 | 0.56906
HydroRiver | 2018-01-14 18:00 | 0.58385
HydroRiver | 2018-01-14 19:00 | 0.57583
HydroRiver | 2018-01-14 20:00 | 0.56755
HydroRiver | 2018-01-14 21:00 | 0.56416
HydroRiver | 2018-01-14 22:00 | 0.5597
HydroRiver | 2018-01-14 23:00 | 0.53101
HydroRiver | 2018-01-15 | 0.51248
HydroRiver | 2018-01-15 01:00 | 0.50116
HydroRiver | 2018-01-15 02:00 | 0.49243
HydroRiver | 2018-01-15 03:00 | 0.49047
HydroRiver | 2018-01-15 04:00 | 0.4967
HydroRiver | 2018-01-15 05:00 | 0.50802
HydroRiver | 2018-01-15 06:00 | 0.55507
HydroRiver | 2018-01-15 07:00 | 0.56995
HydroRiver | 2018-01-15 08:00 | 0.58412
HydroRiver | 2018-01-15 09:00 | 0.59366
HydroRiver | 2018-01-15 10:00 | 0.58234
HydroRiver | 2018-01-15 11:00 | 0.58849
HydroRiver | 2018-01-15 12:00 | 0.56746
HydroRiver | 2018-01-15 13:00 | 0.54331
HydroRiver | 2018-01-15 14:00 | 0.53395
HydroRiver | 2018-01-15 15:00 | 0.53208
HydroRiver | 2018-01-15 16:00 | 0.54126
HydroRiver | 2018-01-15 17:00 | 0.56532
HydroRiver | 2018-01-15 18:00 | 0.57164
HydroRiver | 2018-01-15 19:00 | 0.5507
HydroRiver | 2018-01-15 20:00 | 0.53431
HydroRiver | 2018-01-15 21:00 | 0.53529
HydroRiver | 2018-01-15 22:00 | 0.54518
HydroRiver | 2018-01-15 23:00 | 0.50864
HydroRiver | 2018-01-16 | 0.49759
HydroRiver | 2018-01-16 01:00 | 0.48886
HydroRiver | 2018-01-16 02:00 | 0.48227
HydroRiver | 2018-01-16 03:00 | 0.48146
HydroRiver | 2018-01-16 04:00 | 0.48619
HydroRiver | 2018-01-16 05:00 | 0.49127
HydroRiver | 2018-01-16 06:00 | 0.52388
HydroRiver | 2018-01-16 07:00 | 0.53957
HydroRiver | 2018-01-16 08:00 | 0.55792
HydroRiver | 2018-01-16 09:00 | 0.56166
HydroRiver | 2018-01-16 10:00 | 0.55659
HydroRiver | 2018-01-16 11:00 | 0.55846
HydroRiver | 2018-01-16 12:00 | 0.55498
HydroRiver | 2018-01-16 13:00 | 0.53876
HydroRiver | 2018-01-16 14:00 | 0.52727
HydroRiver | 2018-01-16 15:00 | 0.53368
HydroRiver | 2018-01-16 16:00 | 0.56131
HydroRiver | 2018-01-16 17:00 | 0.58938
HydroRiver | 2018-01-16 18:00 | 0.58171
HydroRiver | 2018-01-16 19:00 | 0.57182
HydroRiver | 2018-01-16 20:00 | 0.55008
HydroRiver | 2018-01-16 21:00 | 0.53484
HydroRiver | 2018-01-16 22:00 | 0.55017
HydroRiver | 2018-01-16 23:00 | 0.53654
HydroRiver | 2018-01-17 | 0.52976
HydroRiver | 2018-01-17 01:00 | 0.52353
HydroRiver | 2018-01-17 02:00 | 0.51274
HydroRiver | 2018-01-17 03:00 | 0.50989
HydroRiver | 2018-01-17 04:00 | 0.51551
HydroRiver | 2018-01-17 05:00 | 0.54527
HydroRiver | 2018-01-17 06:00 | 0.58742
HydroRiver | 2018-01-17 07:00 | 0.60408
HydroRiver | 2018-01-17 08:00 | 0.6088
HydroRiver | 2018-01-17 09:00 | 0.61709
HydroRiver | 2018-01-17 10:00 | 0.60925
HydroRiver | 2018-01-17 11:00 | 0.61076
HydroRiver | 2018-01-17 12:00 | 0.59784
HydroRiver | 2018-01-17 13:00 | 0.57904
HydroRiver | 2018-01-17 14:00 | 0.56692
HydroRiver | 2018-01-17 15:00 | 0.56336
HydroRiver | 2018-01-17 16:00 | 0.57521
HydroRiver | 2018-01-17 17:00 | 0.59971
HydroRiver | 2018-01-17 18:00 | 0.61495
HydroRiver | 2018-01-17 19:00 | 0.60043
HydroRiver | 2018-01-17 20:00 | 0.58163
HydroRiver | 2018-01-17 21:00 | 0.56915
HydroRiver | 2018-01-17 22:00 | 0.5728
HydroRiver | 2018-01-17 23:00 | 0.55641
HydroRiver | 2018-01-18 | 0.54705
HydroRiver | 2018-01-18 01:00 | 0.54536
HydroRiver | 2018-01-18 02:00 | 0.54046
HydroRiver | 2018-01-18 03:00 | 0.52718
HydroRiver | 2018-01-18 04:00 | 0.51747
HydroRiver | 2018-01-18 05:00 | 0.54215
HydroRiver | 2018-01-18 06:00 | 0.56104
HydroRiver | 2018-01-18 07:00 | 0.572
HydroRiver | 2018-01-18 08:00 | 0.57307
HydroRiver | 2018-01-18 09:00 | 0.56674
HydroRiver | 2018-01-18 10:00 | 0.57031
HydroRiver | 2018-01-18 11:00 | 0.56879
HydroRiver | 2018-01-18 12:00 | 0.57271
HydroRiver | 2018-01-18 13:00 | 0.56211
HydroRiver | 2018-01-18 14:00 | 0.5655
HydroRiver | 2018-01-18 15:00 | 0.56407
HydroRiver | 2018-01-18 16:00 | 0.58163
HydroRiver | 2018-01-18 17:00 | 0.61183
HydroRiver | 2018-01-18 18:00 | 0.61825
HydroRiver | 2018-01-18 19:00 | 0.58956
HydroRiver | 2018-01-18 20:00 | 0.56523
HydroRiver | 2018-01-18 21:00 | 0.56095
HydroRiver | 2018-01-18 22:00 | 0.56648
HydroRiver | 2018-01-18 23:00 | 0.57565
HydroRiver | 2018-01-19 | 0.55632
HydroRiver | 2018-01-19 01:00 | 0.55311
HydroRiver | 2018-01-19 02:00 | 0.55195
HydroRiver | 2018-01-19 03:00 | 0.54019
HydroRiver | 2018-01-19 04:00 | 0.53556
HydroRiver | 2018-01-19 05:00 | 0.56282
HydroRiver | 2018-01-19 06:00 | 0.59464
HydroRiver | 2018-01-19 07:00 | 0.60898
HydroRiver | 2018-01-19 08:00 | 0.61861
HydroRiver | 2018-01-19 09:00 | 0.62253
HydroRiver | 2018-01-19 10:00 | 0.62698
HydroRiver | 2018-01-19 11:00 | 0.63197
HydroRiver | 2018-01-19 12:00 | 0.62734
HydroRiver | 2018-01-19 13:00 | 0.61469
HydroRiver | 2018-01-19 14:00 | 0.60827
HydroRiver | 2018-01-19 15:00 | 0.59971
HydroRiver | 2018-01-19 16:00 | 0.60034
HydroRiver | 2018-01-19 17:00 | 0.61558
HydroRiver | 2018-01-19 18:00 | 0.61709
HydroRiver | 2018-01-19 19:00 | 0.60515
HydroRiver | 2018-01-19 20:00 | 0.59134
HydroRiver | 2018-01-19 21:00 | 0.58305
HydroRiver | 2018-01-19 22:00 | 0.56835
HydroRiver | 2018-01-19 23:00 | 0.56567
HydroRiver | 2018-01-20 | 0.55614
HydroRiver | 2018-01-20 01:00 | 0.55561
HydroRiver | 2018-01-20 02:00 | 0.55409
HydroRiver | 2018-01-20 03:00 | 0.54375
HydroRiver | 2018-01-20 04:00 | 0.53538
HydroRiver | 2018-01-20 05:00 | 0.54509
HydroRiver | 2018-01-20 06:00 | 0.55115
HydroRiver | 2018-01-20 07:00 | 0.57209
HydroRiver | 2018-01-20 08:00 | 0.57672
HydroRiver | 2018-01-20 09:00 | 0.57672
HydroRiver | 2018-01-20 10:00 | 0.58305
HydroRiver | 2018-01-20 11:00 | 0.58768
HydroRiver | 2018-01-20 12:00 | 0.59989
HydroRiver | 2018-01-20 13:00 | 0.59971
HydroRiver | 2018-01-20 14:00 | 0.59624
HydroRiver | 2018-01-20 15:00 | 0.5966
HydroRiver | 2018-01-20 16:00 | 0.60292
HydroRiver | 2018-01-20 17:00 | 0.6121
HydroRiver | 2018-01-20 18:00 | 0.60462
HydroRiver | 2018-01-20 19:00 | 0.58457
HydroRiver | 2018-01-20 20:00 | 0.57753
HydroRiver | 2018-01-20 21:00 | 0.57548
HydroRiver | 2018-01-20 22:00 | 0.57708
HydroRiver | 2018-01-20 23:00 | 0.56434
HydroRiver | 2018-01-21 | 0.58359
HydroRiver | 2018-01-21 01:00 | 0.58581
HydroRiver | 2018-01-21 02:00 | 0.58466
HydroRiver | 2018-01-21 03:00 | 0.58261
HydroRiver | 2018-01-21 04:00 | 0.57369
HydroRiver | 2018-01-21 05:00 | 0.56719
HydroRiver | 2018-01-21 06:00 | 0.57245
HydroRiver | 2018-01-21 07:00 | 0.581
HydroRiver | 2018-01-21 08:00 | 0.58697
HydroRiver | 2018-01-21 09:00 | 0.59018
HydroRiver | 2018-01-21 10:00 | 0.59446
HydroRiver | 2018-01-21 11:00 | 0.59909
HydroRiver | 2018-01-21 12:00 | 0.6023
HydroRiver | 2018-01-21 13:00 | 0.5908
HydroRiver | 2018-01-21 14:00 | 0.5851
HydroRiver | 2018-01-21 15:00 | 0.58537
HydroRiver | 2018-01-21 16:00 | 0.57913
HydroRiver | 2018-01-21 17:00 | 0.57726
HydroRiver | 2018-01-21 18:00 | 0.58171
HydroRiver | 2018-01-21 19:00 | 0.57904
HydroRiver | 2018-01-21 20:00 | 0.581
HydroRiver | 2018-01-21 21:00 | 0.57949
HydroRiver | 2018-01-21 22:00 | 0.57459
HydroRiver | 2018-01-21 23:00 | 0.57423
HydroRiver | 2018-01-22 | 0.58047
HydroRiver | 2018-01-22 01:00 | 0.58662
HydroRiver | 2018-01-22 02:00 | 0.58519
HydroRiver | 2018-01-22 03:00 | 0.57851
HydroRiver | 2018-01-22 04:00 | 0.57476
HydroRiver | 2018-01-22 05:00 | 0.57601
HydroRiver | 2018-01-22 06:00 | 0.57307
HydroRiver | 2018-01-22 07:00 | 0.57298
HydroRiver | 2018-01-22 08:00 | 0.56327
HydroRiver | 2018-01-22 09:00 | 0.55953
HydroRiver | 2018-01-22 10:00 | 0.57138
HydroRiver | 2018-01-22 11:00 | 0.572
HydroRiver | 2018-01-22 12:00 | 0.58314
HydroRiver | 2018-01-22 13:00 | 0.57993
HydroRiver | 2018-01-22 14:00 | 0.5712
HydroRiver | 2018-01-22 15:00 | 0.5712
HydroRiver | 2018-01-22 16:00 | 0.57058
HydroRiver | 2018-01-22 17:00 | 0.57254
HydroRiver | 2018-01-22 18:00 | 0.56862
HydroRiver | 2018-01-22 19:00 | 0.5466
HydroRiver | 2018-01-22 20:00 | 0.53867
HydroRiver | 2018-01-22 21:00 | 0.53814
HydroRiver | 2018-01-22 22:00 | 0.54358
HydroRiver | 2018-01-22 23:00 | 0.53894
HydroRiver | 2018-01-23 | 0.5376
HydroRiver | 2018-01-23 01:00 | 0.54723
HydroRiver | 2018-01-23 02:00 | 0.54135
HydroRiver | 2018-01-23 03:00 | 0.54963
HydroRiver | 2018-01-23 04:00 | 0.55249
HydroRiver | 2018-01-23 05:00 | 0.56015
HydroRiver | 2018-01-23 06:00 | 0.55685
HydroRiver | 2018-01-23 07:00 | 0.55605
HydroRiver | 2018-01-23 08:00 | 0.54705
HydroRiver | 2018-01-23 09:00 | 0.55124
HydroRiver | 2018-01-23 10:00 | 0.54874
HydroRiver | 2018-01-23 11:00 | 0.54286
HydroRiver | 2018-01-23 12:00 | 0.5376
HydroRiver | 2018-01-23 13:00 | 0.54607
HydroRiver | 2018-01-23 14:00 | 0.5491
HydroRiver | 2018-01-23 15:00 | 0.55329
HydroRiver | 2018-01-23 16:00 | 0.5638
HydroRiver | 2018-01-23 17:00 | 0.57245
HydroRiver | 2018-01-23 18:00 | 0.55757
HydroRiver | 2018-01-23 19:00 | 0.55133
HydroRiver | 2018-01-23 20:00 | 0.54562
HydroRiver | 2018-01-23 21:00 | 0.53689
HydroRiver | 2018-01-23 22:00 | 0.53475
HydroRiver | 2018-01-23 23:00 | 0.52985
HydroRiver | 2018-01-24 | 0.52727
HydroRiver | 2018-01-24 01:00 | 0.52192
HydroRiver | 2018-01-24 02:00 | 0.527
HydroRiver | 2018-01-24 03:00 | 0.53235
HydroRiver | 2018-01-24 04:00 | 0.53244
HydroRiver | 2018-01-24 05:00 | 0.53662
HydroRiver | 2018-01-24 06:00 | 0.54687
HydroRiver | 2018-01-24 07:00 | 0.54759
HydroRiver | 2018-01-24 08:00 | 0.54135
HydroRiver | 2018-01-24 09:00 | 0.53039
HydroRiver | 2018-01-24 10:00 | 0.527
HydroRiver | 2018-01-24 11:00 | 0.52878
HydroRiver | 2018-01-24 12:00 | 0.5262
HydroRiver | 2018-01-24 13:00 | 0.51461
HydroRiver | 2018-01-24 14:00 | 0.50677
HydroRiver | 2018-01-24 15:00 | 0.51916
HydroRiver | 2018-01-24 16:00 | 0.53351
HydroRiver | 2018-01-24 17:00 | 0.56015
HydroRiver | 2018-01-24 18:00 | 0.56995
HydroRiver | 2018-01-24 19:00 | 0.55088
HydroRiver | 2018-01-24 20:00 | 0.53137
HydroRiver | 2018-01-24 21:00 | 0.52638
HydroRiver | 2018-01-24 22:00 | 0.52878
HydroRiver | 2018-01-24 23:00 | 0.51319
HydroRiver | 2018-01-25 | 0.51524
HydroRiver | 2018-01-25 01:00 | 0.50143
HydroRiver | 2018-01-25 02:00 | 0.49581
HydroRiver | 2018-01-25 03:00 | 0.50686
HydroRiver | 2018-01-25 04:00 | 0.51274
HydroRiver | 2018-01-25 05:00 | 0.5278
HydroRiver | 2018-01-25 06:00 | 0.54545
HydroRiver | 2018-01-25 07:00 | 0.55079
HydroRiver | 2018-01-25 08:00 | 0.55168
HydroRiver | 2018-01-25 09:00 | 0.55124
HydroRiver | 2018-01-25 10:00 | 0.55347
HydroRiver | 2018-01-25 11:00 | 0.56184
HydroRiver | 2018-01-25 12:00 | 0.5491
HydroRiver | 2018-01-25 13:00 | 0.53244
HydroRiver | 2018-01-25 14:00 | 0.54652
HydroRiver | 2018-01-25 15:00 | 0.56033
HydroRiver | 2018-01-25 16:00 | 0.58269
HydroRiver | 2018-01-25 17:00 | 0.60747
HydroRiver | 2018-01-25 18:00 | 0.61059
HydroRiver | 2018-01-25 19:00 | 0.58786
HydroRiver | 2018-01-25 20:00 | 0.57218
HydroRiver | 2018-01-25 21:00 | 0.56042
HydroRiver | 2018-01-25 22:00 | 0.55079
HydroRiver | 2018-01-25 23:00 | 0.5303
HydroRiver | 2018-01-26 | 0.51773
HydroRiver | 2018-01-26 01:00 | 0.51435
HydroRiver | 2018-01-26 02:00 | 0.52067
HydroRiver | 2018-01-26 03:00 | 0.52673
HydroRiver | 2018-01-26 04:00 | 0.53796
HydroRiver | 2018-01-26 05:00 | 0.56853
HydroRiver | 2018-01-26 06:00 | 0.59767
HydroRiver | 2018-01-26 07:00 | 0.61388
HydroRiver | 2018-01-26 08:00 | 0.61905
HydroRiver | 2018-01-26 09:00 | 0.61727
HydroRiver | 2018-01-26 10:00 | 0.62083
HydroRiver | 2018-01-26 11:00 | 0.61682
HydroRiver | 2018-01-26 12:00 | 0.60372
HydroRiver | 2018-01-26 13:00 | 0.59374
HydroRiver | 2018-01-26 14:00 | 0.59588
HydroRiver | 2018-01-26 15:00 | 0.60212
HydroRiver | 2018-01-26 16:00 | 0.62262
HydroRiver | 2018-01-26 17:00 | 0.6277
HydroRiver | 2018-01-26 18:00 | 0.62814
HydroRiver | 2018-01-26 19:00 | 0.60675
HydroRiver | 2018-01-26 20:00 | 0.59125
HydroRiver | 2018-01-26 21:00 | 0.5753
HydroRiver | 2018-01-26 22:00 | 0.57138
HydroRiver | 2018-01-26 23:00 | 0.55249
HydroRiver | 2018-01-27 | 0.53921
HydroRiver | 2018-01-27 01:00 | 0.5376
HydroRiver | 2018-01-27 02:00 | 0.53698
HydroRiver | 2018-01-27 03:00 | 0.53778
HydroRiver | 2018-01-27 04:00 | 0.53939
HydroRiver | 2018-01-27 05:00 | 0.54366
HydroRiver | 2018-01-27 06:00 | 0.55748
HydroRiver | 2018-01-27 07:00 | 0.56977
HydroRiver | 2018-01-27 08:00 | 0.59615
HydroRiver | 2018-01-27 09:00 | 0.5966
HydroRiver | 2018-01-27 10:00 | 0.5941
HydroRiver | 2018-01-27 11:00 | 0.59321
HydroRiver | 2018-01-27 12:00 | 0.57289
HydroRiver | 2018-01-27 13:00 | 0.57066
HydroRiver | 2018-01-27 14:00 | 0.56603
HydroRiver | 2018-01-27 15:00 | 0.55222
HydroRiver | 2018-01-27 16:00 | 0.5507
HydroRiver | 2018-01-27 17:00 | 0.57913
HydroRiver | 2018-01-27 18:00 | 0.58947
HydroRiver | 2018-01-27 19:00 | 0.58626
HydroRiver | 2018-01-27 20:00 | 0.57209
HydroRiver | 2018-01-27 21:00 | 0.545
HydroRiver | 2018-01-27 22:00 | 0.54028
HydroRiver | 2018-01-27 23:00 | 0.53743
HydroRiver | 2018-01-28 | 0.52754
HydroRiver | 2018-01-28 01:00 | 0.52611
HydroRiver | 2018-01-28 02:00 | 0.51782
HydroRiver | 2018-01-28 03:00 | 0.50579
HydroRiver | 2018-01-28 04:00 | 0.50446
HydroRiver | 2018-01-28 05:00 | 0.51265
HydroRiver | 2018-01-28 06:00 | 0.52308
HydroRiver | 2018-01-28 07:00 | 0.53288
HydroRiver | 2018-01-28 08:00 | 0.56968
HydroRiver | 2018-01-28 09:00 | 0.57922
HydroRiver | 2018-01-28 10:00 | 0.57637
HydroRiver | 2018-01-28 11:00 | 0.56523
HydroRiver | 2018-01-28 12:00 | 0.5368
HydroRiver | 2018-01-28 13:00 | 0.52602
HydroRiver | 2018-01-28 14:00 | 0.50882
HydroRiver | 2018-01-28 15:00 | 0.50062
HydroRiver | 2018-01-28 16:00 | 0.51524
HydroRiver | 2018-01-28 17:00 | 0.56309
HydroRiver | 2018-01-28 18:00 | 0.58412
HydroRiver | 2018-01-28 19:00 | 0.57966
HydroRiver | 2018-01-28 20:00 | 0.5696
HydroRiver | 2018-01-28 21:00 | 0.56487
HydroRiver | 2018-01-28 22:00 | 0.55213
HydroRiver | 2018-01-28 23:00 | 0.54224
HydroRiver | 2018-01-29 | 0.52335
HydroRiver | 2018-01-29 01:00 | 0.51604
HydroRiver | 2018-01-29 02:00 | 0.51069
HydroRiver | 2018-01-29 03:00 | 0.50962
HydroRiver | 2018-01-29 04:00 | 0.51239
HydroRiver | 2018-01-29 05:00 | 0.52807
HydroRiver | 2018-01-29 06:00 | 0.56648
HydroRiver | 2018-01-29 07:00 | 0.58216
HydroRiver | 2018-01-29 08:00 | 0.59669
HydroRiver | 2018-01-29 09:00 | 0.60524
HydroRiver | 2018-01-29 10:00 | 0.60702
HydroRiver | 2018-01-29 11:00 | 0.61023
HydroRiver | 2018-01-29 12:00 | 0.58448
HydroRiver | 2018-01-29 13:00 | 0.5565
HydroRiver | 2018-01-29 14:00 | 0.53689
HydroRiver | 2018-01-29 15:00 | 0.52994
HydroRiver | 2018-01-29 16:00 | 0.5679
HydroRiver | 2018-01-29 17:00 | 0.59018
HydroRiver | 2018-01-29 18:00 | 0.60025
HydroRiver | 2018-01-29 19:00 | 0.59187
HydroRiver | 2018-01-29 20:00 | 0.57565
HydroRiver | 2018-01-29 21:00 | 0.57779
HydroRiver | 2018-01-29 22:00 | 0.57191
HydroRiver | 2018-01-29 23:00 | 0.55266
HydroRiver | 2018-01-30 | 0.53671
HydroRiver | 2018-01-30 01:00 | 0.51684
HydroRiver | 2018-01-30 02:00 | 0.50499
HydroRiver | 2018-01-30 03:00 | 0.49804
HydroRiver | 2018-01-30 04:00 | 0.50624
HydroRiver | 2018-01-30 05:00 | 0.52816
HydroRiver | 2018-01-30 06:00 | 0.57352
HydroRiver | 2018-01-30 07:00 | 0.58296
HydroRiver | 2018-01-30 08:00 | 0.59633
HydroRiver | 2018-01-30 09:00 | 0.59196
HydroRiver | 2018-01-30 10:00 | 0.58359
HydroRiver | 2018-01-30 11:00 | 0.56853
HydroRiver | 2018-01-30 12:00 | 0.55061
HydroRiver | 2018-01-30 13:00 | 0.53983
HydroRiver | 2018-01-30 14:00 | 0.53306
HydroRiver | 2018-01-30 15:00 | 0.53012
HydroRiver | 2018-01-30 16:00 | 0.56844
HydroRiver | 2018-01-30 17:00 | 0.59205
HydroRiver | 2018-01-30 18:00 | 0.58537
HydroRiver | 2018-01-30 19:00 | 0.56042
HydroRiver | 2018-01-30 20:00 | 0.54554
HydroRiver | 2018-01-30 21:00 | 0.54117
HydroRiver | 2018-01-30 22:00 | 0.52326
HydroRiver | 2018-01-30 23:00 | 0.50214
HydroRiver | 2018-01-31 | 0.50855
HydroRiver | 2018-01-31 01:00 | 0.50151
HydroRiver | 2018-01-31 02:00 | 0.49055
HydroRiver | 2018-01-31 03:00 | 0.47942
HydroRiver | 2018-01-31 04:00 | 0.48512
HydroRiver | 2018-01-31 05:00 | 0.49029
HydroRiver | 2018-01-31 06:00 | 0.53021
HydroRiver | 2018-01-31 07:00 | 0.54928
HydroRiver | 2018-01-31 08:00 | 0.5524
HydroRiver | 2018-01-31 09:00 | 0.56648
HydroRiver | 2018-01-31 10:00 | 0.56229
HydroRiver | 2018-01-31 11:00 | 0.55944
HydroRiver | 2018-01-31 12:00 | 0.54135
HydroRiver | 2018-01-31 13:00 | 0.53253
HydroRiver | 2018-01-31 14:00 | 0.51854
HydroRiver | 2018-01-31 15:00 | 0.51622
HydroRiver | 2018-01-31 16:00 | 0.55872
HydroRiver | 2018-01-31 17:00 | 0.58082
HydroRiver | 2018-01-31 18:00 | 0.57949
HydroRiver | 2018-01-31 19:00 | 0.56951
HydroRiver | 2018-01-31 20:00 | 0.52513
HydroRiver | 2018-01-31 21:00 | 0.51497
HydroRiver | 2018-01-31 22:00 | 0.51969
HydroRiver | 2018-01-31 23:00 | 0.50953
HydroRiver | 2018-02-01 | 0.49866
HydroRiver | 2018-02-01 01:00 | 0.48752
HydroRiver | 2018-02-01 02:00 | 0.47915
HydroRiver | 2018-02-01 03:00 | 0.46783
HydroRiver | 2018-02-01 04:00 | 0.47719
HydroRiver | 2018-02-01 05:00 | 0.49243
HydroRiver | 2018-02-01 06:00 | 0.5344
HydroRiver | 2018-02-01 07:00 | 0.57245
HydroRiver | 2018-02-01 08:00 | 0.58501
HydroRiver | 2018-02-01 09:00 | 0.5974
HydroRiver | 2018-02-01 10:00 | 0.59446
HydroRiver | 2018-02-01 11:00 | 0.5949
HydroRiver | 2018-02-01 12:00 | 0.58065
HydroRiver | 2018-02-01 13:00 | 0.56398
HydroRiver | 2018-02-01 14:00 | 0.56256
HydroRiver | 2018-02-01 15:00 | 0.56425
HydroRiver | 2018-02-01 16:00 | 0.59963
HydroRiver | 2018-02-01 17:00 | 0.6391
HydroRiver | 2018-02-01 18:00 | 0.63269
HydroRiver | 2018-02-01 19:00 | 0.58581
HydroRiver | 2018-02-01 20:00 | 0.5532
HydroRiver | 2018-02-01 21:00 | 0.54456
HydroRiver | 2018-02-01 22:00 | 0.53716
HydroRiver | 2018-02-01 23:00 | 0.53226
HydroRiver | 2018-02-02 | 0.53199
HydroRiver | 2018-02-02 01:00 | 0.52522
HydroRiver | 2018-02-02 02:00 | 0.51577
HydroRiver | 2018-02-02 03:00 | 0.5
HydroRiver | 2018-02-02 04:00 | 0.48931
HydroRiver | 2018-02-02 05:00 | 0.52647
HydroRiver | 2018-02-02 06:00 | 0.52664
HydroRiver | 2018-02-02 07:00 | 0.60078
HydroRiver | 2018-02-02 08:00 | 0.60506
HydroRiver | 2018-02-02 09:00 | 0.60604
HydroRiver | 2018-02-02 10:00 | 0.59811
HydroRiver | 2018-02-02 11:00 | 0.60105
HydroRiver | 2018-02-02 12:00 | 0.57655
HydroRiver | 2018-02-02 13:00 | 0.53983
HydroRiver | 2018-02-02 14:00 | 0.55445
HydroRiver | 2018-02-02 15:00 | 0.58082
HydroRiver | 2018-02-02 16:00 | 0.6039
HydroRiver | 2018-02-02 17:00 | 0.6121
HydroRiver | 2018-02-02 18:00 | 0.62493
HydroRiver | 2018-02-02 19:00 | 0.6064
HydroRiver | 2018-02-02 20:00 | 0.57173
HydroRiver | 2018-02-02 21:00 | 0.55204
HydroRiver | 2018-02-02 22:00 | 0.56193
HydroRiver | 2018-02-02 23:00 | 0.56051
HydroRiver | 2018-02-03 | 0.54081
HydroRiver | 2018-02-03 01:00 | 0.5295
HydroRiver | 2018-02-03 02:00 | 0.51898
HydroRiver | 2018-02-03 03:00 | 0.51319
HydroRiver | 2018-02-03 04:00 | 0.50508
HydroRiver | 2018-02-03 05:00 | 0.50757
HydroRiver | 2018-02-03 06:00 | 0.52611
HydroRiver | 2018-02-03 07:00 | 0.56897
HydroRiver | 2018-02-03 08:00 | 0.60462
HydroRiver | 2018-02-03 09:00 | 0.60889
HydroRiver | 2018-02-03 10:00 | 0.59963
HydroRiver | 2018-02-03 11:00 | 0.60702
HydroRiver | 2018-02-03 12:00 | 0.58795
HydroRiver | 2018-02-03 13:00 | 0.56345
HydroRiver | 2018-02-03 14:00 | 0.55124
HydroRiver | 2018-02-03 15:00 | 0.53716
HydroRiver | 2018-02-03 16:00 | 0.56844
HydroRiver | 2018-02-03 17:00 | 0.59339
HydroRiver | 2018-02-03 18:00 | 0.60319
HydroRiver | 2018-02-03 19:00 | 0.58777
HydroRiver | 2018-02-03 20:00 | 0.54589
HydroRiver | 2018-02-03 21:00 | 0.53992
HydroRiver | 2018-02-03 22:00 | 0.53048
HydroRiver | 2018-02-03 23:00 | 0.52549
HydroRiver | 2018-02-04 | 0.51702
HydroRiver | 2018-02-04 01:00 | 0.51025
HydroRiver | 2018-02-04 02:00 | 0.49635
HydroRiver | 2018-02-04 03:00 | 0.48788
HydroRiver | 2018-02-04 04:00 | 0.48877
HydroRiver | 2018-02-04 05:00 | 0.48271
HydroRiver | 2018-02-04 06:00 | 0.48833
HydroRiver | 2018-02-04 07:00 | 0.50178
HydroRiver | 2018-02-04 08:00 | 0.5172
HydroRiver | 2018-02-04 09:00 | 0.52575
HydroRiver | 2018-02-04 10:00 | 0.52985
HydroRiver | 2018-02-04 11:00 | 0.52602
HydroRiver | 2018-02-04 12:00 | 0.52451
HydroRiver | 2018-02-04 13:00 | 0.50962
HydroRiver | 2018-02-04 14:00 | 0.50134
HydroRiver | 2018-02-04 15:00 | 0.50731
HydroRiver | 2018-02-04 16:00 | 0.51764
HydroRiver | 2018-02-04 17:00 | 0.54883
HydroRiver | 2018-02-04 18:00 | 0.57245
HydroRiver | 2018-02-04 19:00 | 0.56657
HydroRiver | 2018-02-04 20:00 | 0.54741
HydroRiver | 2018-02-04 21:00 | 0.53894
HydroRiver | 2018-02-04 22:00 | 0.53992
HydroRiver | 2018-02-04 23:00 | 0.5131
HydroRiver | 2018-02-05 | 0.4984
HydroRiver | 2018-02-05 01:00 | 0.48717
HydroRiver | 2018-02-05 02:00 | 0.48004
HydroRiver | 2018-02-05 03:00 | 0.48191
HydroRiver | 2018-02-05 04:00 | 0.49047
HydroRiver | 2018-02-05 05:00 | 0.51319
HydroRiver | 2018-02-05 06:00 | 0.55828
HydroRiver | 2018-02-05 07:00 | 0.57254
HydroRiver | 2018-02-05 08:00 | 0.59383
HydroRiver | 2018-02-05 09:00 | 0.59971
HydroRiver | 2018-02-05 10:00 | 0.59446
HydroRiver | 2018-02-05 11:00 | 0.59321
HydroRiver | 2018-02-05 12:00 | 0.59401
HydroRiver | 2018-02-05 13:00 | 0.57744
HydroRiver | 2018-02-05 14:00 | 0.57476
HydroRiver | 2018-02-05 15:00 | 0.57868
HydroRiver | 2018-02-05 16:00 | 0.61486
HydroRiver | 2018-02-05 17:00 | 0.63821
HydroRiver | 2018-02-05 18:00 | 0.63179
HydroRiver | 2018-02-05 19:00 | 0.59615
HydroRiver | 2018-02-05 20:00 | 0.55828
HydroRiver | 2018-02-05 21:00 | 0.55872
HydroRiver | 2018-02-05 22:00 | 0.55409
HydroRiver | 2018-02-05 23:00 | 0.53377
HydroRiver | 2018-02-06 | 0.52629
HydroRiver | 2018-02-06 01:00 | 0.52914
HydroRiver | 2018-02-06 02:00 | 0.53092
HydroRiver | 2018-02-06 03:00 | 0.52085
HydroRiver | 2018-02-06 04:00 | 0.52852
HydroRiver | 2018-02-06 05:00 | 0.55569
HydroRiver | 2018-02-06 06:00 | 0.59811
HydroRiver | 2018-02-06 07:00 | 0.61059
HydroRiver | 2018-02-06 08:00 | 0.61326
HydroRiver | 2018-02-06 09:00 | 0.61629
HydroRiver | 2018-02-06 10:00 | 0.60283
HydroRiver | 2018-02-06 11:00 | 0.59642
HydroRiver | 2018-02-06 12:00 | 0.59259
HydroRiver | 2018-02-06 13:00 | 0.59169
HydroRiver | 2018-02-06 14:00 | 0.58207
HydroRiver | 2018-02-06 15:00 | 0.59312
HydroRiver | 2018-02-06 16:00 | 0.62039
HydroRiver | 2018-02-06 17:00 | 0.64935
HydroRiver | 2018-02-06 18:00 | 0.65113
HydroRiver | 2018-02-06 19:00 | 0.63625
HydroRiver | 2018-02-06 20:00 | 0.59481
HydroRiver | 2018-02-06 21:00 | 0.57129
HydroRiver | 2018-02-06 22:00 | 0.55676
HydroRiver | 2018-02-06 23:00 | 0.52727
HydroRiver | 2018-02-07 | 0.50766
HydroRiver | 2018-02-07 01:00 | 0.49528
HydroRiver | 2018-02-07 02:00 | 0.49528
HydroRiver | 2018-02-07 03:00 | 0.49786
HydroRiver | 2018-02-07 04:00 | 0.50454
HydroRiver | 2018-02-07 05:00 | 0.52246
HydroRiver | 2018-02-07 06:00 | 0.57565
HydroRiver | 2018-02-07 07:00 | 0.60667
HydroRiver | 2018-02-07 08:00 | 0.6121
HydroRiver | 2018-02-07 09:00 | 0.617
HydroRiver | 2018-02-07 10:00 | 0.60987
HydroRiver | 2018-02-07 11:00 | 0.59615
HydroRiver | 2018-02-07 12:00 | 0.59116
HydroRiver | 2018-02-07 13:00 | 0.56799
HydroRiver | 2018-02-07 14:00 | 0.54928
HydroRiver | 2018-02-07 15:00 | 0.56942
HydroRiver | 2018-02-07 16:00 | 0.60096
HydroRiver | 2018-02-07 17:00 | 0.63687
HydroRiver | 2018-02-07 18:00 | 0.64605
HydroRiver | 2018-02-07 19:00 | 0.6277
HydroRiver | 2018-02-07 20:00 | 0.59071
HydroRiver | 2018-02-07 21:00 | 0.56657
HydroRiver | 2018-02-07 22:00 | 0.55088
HydroRiver | 2018-02-07 23:00 | 0.5393
HydroRiver | 2018-02-08 | 0.5147
HydroRiver | 2018-02-08 01:00 | 0.5098
HydroRiver | 2018-02-08 02:00 | 0.49323
HydroRiver | 2018-02-08 03:00 | 0.49804
HydroRiver | 2018-02-08 04:00 | 0.5147
HydroRiver | 2018-02-08 05:00 | 0.54259
HydroRiver | 2018-02-08 06:00 | 0.59873
HydroRiver | 2018-02-08 07:00 | 0.61673
HydroRiver | 2018-02-08 08:00 | 0.62119
HydroRiver | 2018-02-08 09:00 | 0.62021
HydroRiver | 2018-02-08 10:00 | 0.60631
HydroRiver | 2018-02-08 11:00 | 0.57352
HydroRiver | 2018-02-08 12:00 | 0.55605
HydroRiver | 2018-02-08 13:00 | 0.55222
HydroRiver | 2018-02-08 14:00 | 0.55356
HydroRiver | 2018-02-08 15:00 | 0.55338
HydroRiver | 2018-02-08 16:00 | 0.56594
HydroRiver | 2018-02-08 17:00 | 0.60364
HydroRiver | 2018-02-08 18:00 | 0.62279
HydroRiver | 2018-02-08 19:00 | 0.61834
HydroRiver | 2018-02-08 20:00 | 0.5769
HydroRiver | 2018-02-08 21:00 | 0.56336
HydroRiver | 2018-02-08 22:00 | 0.54126
HydroRiver | 2018-02-08 23:00 | 0.51515
HydroRiver | 2018-02-09 | 0.51043
HydroRiver | 2018-02-09 01:00 | 0.50855
HydroRiver | 2018-02-09 02:00 | 0.50472
HydroRiver | 2018-02-09 03:00 | 0.49073
HydroRiver | 2018-02-09 04:00 | 0.49866
HydroRiver | 2018-02-09 05:00 | 0.53814
HydroRiver | 2018-02-09 06:00 | 0.59526
HydroRiver | 2018-02-09 07:00 | 0.62235
HydroRiver | 2018-02-09 08:00 | 0.6236
HydroRiver | 2018-02-09 09:00 | 0.62475
HydroRiver | 2018-02-09 10:00 | 0.61192
HydroRiver | 2018-02-09 11:00 | 0.59071
HydroRiver | 2018-02-09 12:00 | 0.57583
HydroRiver | 2018-02-09 13:00 | 0.56398
HydroRiver | 2018-02-09 14:00 | 0.55659
HydroRiver | 2018-02-09 15:00 | 0.55935
HydroRiver | 2018-02-09 16:00 | 0.58082
HydroRiver | 2018-02-09 17:00 | 0.61932
HydroRiver | 2018-02-09 18:00 | 0.62966
HydroRiver | 2018-02-09 19:00 | 0.61968
HydroRiver | 2018-02-09 20:00 | 0.57298
HydroRiver | 2018-02-09 21:00 | 0.54785
HydroRiver | 2018-02-09 22:00 | 0.52709
HydroRiver | 2018-02-09 23:00 | 0.5278
HydroRiver | 2018-02-10 | 0.51996
HydroRiver | 2018-02-10 01:00 | 0.48913
HydroRiver | 2018-02-10 02:00 | 0.4697
HydroRiver | 2018-02-10 03:00 | 0.44707
HydroRiver | 2018-02-10 04:00 | 0.45785
HydroRiver | 2018-02-10 05:00 | 0.47781
HydroRiver | 2018-02-10 06:00 | 0.50285
HydroRiver | 2018-02-10 07:00 | 0.56318
HydroRiver | 2018-02-10 08:00 | 0.58786
HydroRiver | 2018-02-10 09:00 | 0.58439
HydroRiver | 2018-02-10 10:00 | 0.57735
HydroRiver | 2018-02-10 11:00 | 0.57066
HydroRiver | 2018-02-10 12:00 | 0.53315
HydroRiver | 2018-02-10 13:00 | 0.49857
HydroRiver | 2018-02-10 14:00 | 0.48646
HydroRiver | 2018-02-10 15:00 | 0.48494
HydroRiver | 2018-02-10 16:00 | 0.52593
HydroRiver | 2018-02-10 17:00 | 0.56202
HydroRiver | 2018-02-10 18:00 | 0.55347
HydroRiver | 2018-02-10 19:00 | 0.51898
HydroRiver | 2018-02-10 20:00 | 0.48788
HydroRiver | 2018-02-10 21:00 | 0.48966
HydroRiver | 2018-02-10 22:00 | 0.48289
HydroRiver | 2018-02-10 23:00 | 0.45883
HydroRiver | 2018-02-11 | 0.43842
HydroRiver | 2018-02-11 01:00 | 0.43441
HydroRiver | 2018-02-11 02:00 | 0.42764
HydroRiver | 2018-02-11 03:00 | 0.41873
HydroRiver | 2018-02-11 04:00 | 0.41303
HydroRiver | 2018-02-11 05:00 | 0.41971
HydroRiver | 2018-02-11 06:00 | 0.42951
HydroRiver | 2018-02-11 07:00 | 0.46142
HydroRiver | 2018-02-11 08:00 | 0.47728
HydroRiver | 2018-02-11 09:00 | 0.48503
HydroRiver | 2018-02-11 10:00 | 0.49831
HydroRiver | 2018-02-11 11:00 | 0.48877
HydroRiver | 2018-02-11 12:00 | 0.47264
HydroRiver | 2018-02-11 13:00 | 0.46195
HydroRiver | 2018-02-11 14:00 | 0.43744
HydroRiver | 2018-02-11 15:00 | 0.42889
HydroRiver | 2018-02-11 16:00 | 0.44529
HydroRiver | 2018-02-11 17:00 | 0.48779
HydroRiver | 2018-02-11 18:00 | 0.52005
HydroRiver | 2018-02-11 19:00 | 0.51533
HydroRiver | 2018-02-11 20:00 | 0.49171
HydroRiver | 2018-02-11 21:00 | 0.4779
HydroRiver | 2018-02-11 22:00 | 0.48173
HydroRiver | 2018-02-11 23:00 | 0.45598
HydroRiver | 2018-02-12 | 0.43557
HydroRiver | 2018-02-12 01:00 | 0.41989
HydroRiver | 2018-02-12 02:00 | 0.42622
HydroRiver | 2018-02-12 03:00 | 0.41606
HydroRiver | 2018-02-12 04:00 | 0.42328
HydroRiver | 2018-02-12 05:00 | 0.46551
HydroRiver | 2018-02-12 06:00 | 0.53333
HydroRiver | 2018-02-12 07:00 | 0.56995
HydroRiver | 2018-02-12 08:00 | 0.60328
HydroRiver | 2018-02-12 09:00 | 0.60043
HydroRiver | 2018-02-12 10:00 | 0.59428
HydroRiver | 2018-02-12 11:00 | 0.57093
HydroRiver | 2018-02-12 12:00 | 0.52433
HydroRiver | 2018-02-12 13:00 | 0.50339
HydroRiver | 2018-02-12 14:00 | 0.50579
HydroRiver | 2018-02-12 15:00 | 0.51087
HydroRiver | 2018-02-12 16:00 | 0.53743
HydroRiver | 2018-02-12 17:00 | 0.58305
HydroRiver | 2018-02-12 18:00 | 0.62591
HydroRiver | 2018-02-12 19:00 | 0.59651
HydroRiver | 2018-02-12 20:00 | 0.54491
HydroRiver | 2018-02-12 21:00 | 0.51747
HydroRiver | 2018-02-12 22:00 | 0.50597
HydroRiver | 2018-02-12 23:00 | 0.48494
HydroRiver | 2018-02-13 | 0.45438
HydroRiver | 2018-02-13 01:00 | 0.44564
HydroRiver | 2018-02-13 02:00 | 0.4337
HydroRiver | 2018-02-13 03:00 | 0.42889
HydroRiver | 2018-02-13 04:00 | 0.43789
HydroRiver | 2018-02-13 05:00 | 0.45696
HydroRiver | 2018-02-13 06:00 | 0.51943
HydroRiver | 2018-02-13 07:00 | 0.55008
HydroRiver | 2018-02-13 08:00 | 0.55667
HydroRiver | 2018-02-13 09:00 | 0.55284
HydroRiver | 2018-02-13 10:00 | 0.53814
HydroRiver | 2018-02-13 11:00 | 0.52647
HydroRiver | 2018-02-13 12:00 | 0.49973
HydroRiver | 2018-02-13 13:00 | 0.47469
HydroRiver | 2018-02-13 14:00 | 0.47906
HydroRiver | 2018-02-13 15:00 | 0.48957
HydroRiver | 2018-02-13 16:00 | 0.51978
HydroRiver | 2018-02-13 17:00 | 0.58421
HydroRiver | 2018-02-13 18:00 | 0.61059
HydroRiver | 2018-02-13 19:00 | 0.59749
HydroRiver | 2018-02-13 20:00 | 0.52762
HydroRiver | 2018-02-13 21:00 | 0.52549
HydroRiver | 2018-02-13 22:00 | 0.51301
HydroRiver | 2018-02-13 23:00 | 0.50517
HydroRiver | 2018-02-14 | 0.4804
HydroRiver | 2018-02-14 01:00 | 0.45152
HydroRiver | 2018-02-14 02:00 | 0.44074
HydroRiver | 2018-02-14 03:00 | 0.45509
HydroRiver | 2018-02-14 04:00 | 0.45393
HydroRiver | 2018-02-14 05:00 | 0.49082
HydroRiver | 2018-02-14 06:00 | 0.55088
HydroRiver | 2018-02-14 07:00 | 0.55926
HydroRiver | 2018-02-14 08:00 | 0.56068
HydroRiver | 2018-02-14 09:00 | 0.56862
HydroRiver | 2018-02-14 10:00 | 0.57289
HydroRiver | 2018-02-14 11:00 | 0.55035
HydroRiver | 2018-02-14 12:00 | 0.52477
HydroRiver | 2018-02-14 13:00 | 0.49849
HydroRiver | 2018-02-14 14:00 | 0.48057
HydroRiver | 2018-02-14 15:00 | 0.48708
HydroRiver | 2018-02-14 16:00 | 0.52067
HydroRiver | 2018-02-14 17:00 | 0.58697
HydroRiver | 2018-02-14 18:00 | 0.61308
HydroRiver | 2018-02-14 19:00 | 0.57459
HydroRiver | 2018-02-14 20:00 | 0.52789
HydroRiver | 2018-02-14 21:00 | 0.53965
HydroRiver | 2018-02-14 22:00 | 0.54892
HydroRiver | 2018-02-14 23:00 | 0.50151
HydroRiver | 2018-02-15 | 0.48583
HydroRiver | 2018-02-15 01:00 | 0.4738
HydroRiver | 2018-02-15 02:00 | 0.45794
HydroRiver | 2018-02-15 03:00 | 0.45179
HydroRiver | 2018-02-15 04:00 | 0.45429
HydroRiver | 2018-02-15 05:00 | 0.49073
HydroRiver | 2018-02-15 06:00 | 0.57147
HydroRiver | 2018-02-15 07:00 | 0.59107
HydroRiver | 2018-02-15 08:00 | 0.58688
HydroRiver | 2018-02-15 09:00 | 0.59945
HydroRiver | 2018-02-15 10:00 | 0.60266
HydroRiver | 2018-02-15 11:00 | 0.57031
HydroRiver | 2018-02-15 12:00 | 0.55231
HydroRiver | 2018-02-15 13:00 | 0.42648
HydroRiver | 2018-02-15 14:00 | 0.49296
HydroRiver | 2018-02-15 15:00 | 0.52183
HydroRiver | 2018-02-15 16:00 | 0.53654
HydroRiver | 2018-02-15 17:00 | 0.58492
HydroRiver | 2018-02-15 18:00 | 0.5941
HydroRiver | 2018-02-15 19:00 | 0.57503
HydroRiver | 2018-02-15 20:00 | 0.53716
HydroRiver | 2018-02-15 21:00 | 0.52941
HydroRiver | 2018-02-15 22:00 | 0.52967
HydroRiver | 2018-02-15 23:00 | 0.5123
HydroRiver | 2018-02-16 | 0.48752
HydroRiver | 2018-02-16 01:00 | 0.47505
HydroRiver | 2018-02-16 02:00 | 0.47202
HydroRiver | 2018-02-16 03:00 | 0.47157
HydroRiver | 2018-02-16 04:00 | 0.48048
HydroRiver | 2018-02-16 05:00 | 0.50258
HydroRiver | 2018-02-16 06:00 | 0.55364
HydroRiver | 2018-02-16 07:00 | 0.58474
HydroRiver | 2018-02-16 08:00 | 0.60034
HydroRiver | 2018-02-16 09:00 | 0.61014
HydroRiver | 2018-02-16 10:00 | 0.61985
HydroRiver | 2018-02-16 11:00 | 0.59624
HydroRiver | 2018-02-16 12:00 | 0.55694
HydroRiver | 2018-02-16 13:00 | 0.5352
HydroRiver | 2018-02-16 14:00 | 0.53939
HydroRiver | 2018-02-16 15:00 | 0.55311
HydroRiver | 2018-02-16 16:00 | 0.57485
HydroRiver | 2018-02-16 17:00 | 0.62137
HydroRiver | 2018-02-16 18:00 | 0.6309
HydroRiver | 2018-02-16 19:00 | 0.60426
HydroRiver | 2018-02-16 20:00 | 0.56309
HydroRiver | 2018-02-16 21:00 | 0.56024
HydroRiver | 2018-02-16 22:00 | 0.56407
HydroRiver | 2018-02-16 23:00 | 0.56879
HydroRiver | 2018-02-17 | 0.55204
HydroRiver | 2018-02-17 01:00 | 0.54456
HydroRiver | 2018-02-17 02:00 | 0.53377
HydroRiver | 2018-02-17 03:00 | 0.52397
HydroRiver | 2018-02-17 04:00 | 0.51604
HydroRiver | 2018-02-17 05:00 | 0.52807
HydroRiver | 2018-02-17 06:00 | 0.54349
HydroRiver | 2018-02-17 07:00 | 0.57922
HydroRiver | 2018-02-17 08:00 | 0.61032
HydroRiver | 2018-02-17 09:00 | 0.62057
HydroRiver | 2018-02-17 10:00 | 0.61914
HydroRiver | 2018-02-17 11:00 | 0.62173
HydroRiver | 2018-02-17 12:00 | 0.62262
HydroRiver | 2018-02-17 13:00 | 0.58394
HydroRiver | 2018-02-17 14:00 | 0.57031
HydroRiver | 2018-02-17 15:00 | 0.57744
HydroRiver | 2018-02-17 16:00 | 0.60087
HydroRiver | 2018-02-17 17:00 | 0.62983
HydroRiver | 2018-02-17 18:00 | 0.64062
HydroRiver | 2018-02-17 19:00 | 0.62199
HydroRiver | 2018-02-17 20:00 | 0.59856
HydroRiver | 2018-02-17 21:00 | 0.58519
HydroRiver | 2018-02-17 22:00 | 0.58492
HydroRiver | 2018-02-17 23:00 | 0.58118
HydroRiver | 2018-02-18 | 0.56817
HydroRiver | 2018-02-18 01:00 | 0.57084
HydroRiver | 2018-02-18 02:00 | 0.5499
HydroRiver | 2018-02-18 03:00 | 0.5385
HydroRiver | 2018-02-18 04:00 | 0.52549
HydroRiver | 2018-02-18 05:00 | 0.52976
HydroRiver | 2018-02-18 06:00 | 0.54108
HydroRiver | 2018-02-18 07:00 | 0.54464
HydroRiver | 2018-02-18 08:00 | 0.54776
HydroRiver | 2018-02-18 09:00 | 0.55035
HydroRiver | 2018-02-18 10:00 | 0.55311
HydroRiver | 2018-02-18 11:00 | 0.5712
HydroRiver | 2018-02-18 12:00 | 0.56683
HydroRiver | 2018-02-18 13:00 | 0.54518
HydroRiver | 2018-02-18 14:00 | 0.54304
HydroRiver | 2018-02-18 15:00 | 0.54366
HydroRiver | 2018-02-18 16:00 | 0.54892
HydroRiver | 2018-02-18 17:00 | 0.59544
HydroRiver | 2018-02-18 18:00 | 0.61878
HydroRiver | 2018-02-18 19:00 | 0.60898
HydroRiver | 2018-02-18 20:00 | 0.57565
HydroRiver | 2018-02-18 21:00 | 0.56692
HydroRiver | 2018-02-18 22:00 | 0.56817
HydroRiver | 2018-02-18 23:00 | 0.56737
HydroRiver | 2018-02-19 | 0.56345
HydroRiver | 2018-02-19 01:00 | 0.54767
HydroRiver | 2018-02-19 02:00 | 0.53662
HydroRiver | 2018-02-19 03:00 | 0.53244
HydroRiver | 2018-02-19 04:00 | 0.53609
HydroRiver | 2018-02-19 05:00 | 0.55195
HydroRiver | 2018-02-19 06:00 | 0.59891
HydroRiver | 2018-02-19 07:00 | 0.61246
HydroRiver | 2018-02-19 08:00 | 0.63554
HydroRiver | 2018-02-19 09:00 | 0.64418
HydroRiver | 2018-02-19 10:00 | 0.64276
HydroRiver | 2018-02-19 11:00 | 0.64855
HydroRiver | 2018-02-19 12:00 | 0.64338
HydroRiver | 2018-02-19 13:00 | 0.62164
HydroRiver | 2018-02-19 14:00 | 0.60346
HydroRiver | 2018-02-19 15:00 | 0.6162
HydroRiver | 2018-02-19 16:00 | 0.6391
HydroRiver | 2018-02-19 17:00 | 0.64926
HydroRiver | 2018-02-19 18:00 | 0.66833
HydroRiver | 2018-02-19 19:00 | 0.65541
HydroRiver | 2018-02-19 20:00 | 0.6146
HydroRiver | 2018-02-19 21:00 | 0.60034
HydroRiver | 2018-02-19 22:00 | 0.59143
HydroRiver | 2018-02-19 23:00 | 0.56897
HydroRiver | 2018-02-20 | 0.57966
HydroRiver | 2018-02-20 01:00 | 0.56924
HydroRiver | 2018-02-20 02:00 | 0.55979
HydroRiver | 2018-02-20 03:00 | 0.55462
HydroRiver | 2018-02-20 04:00 | 0.55605
HydroRiver | 2018-02-20 05:00 | 0.56665
HydroRiver | 2018-02-20 06:00 | 0.61068
HydroRiver | 2018-02-20 07:00 | 0.62903
HydroRiver | 2018-02-20 08:00 | 0.6424
HydroRiver | 2018-02-20 09:00 | 0.62992
HydroRiver | 2018-02-20 10:00 | 0.61861
HydroRiver | 2018-02-20 11:00 | 0.60649
HydroRiver | 2018-02-20 12:00 | 0.61442
HydroRiver | 2018-02-20 13:00 | 0.60016
HydroRiver | 2018-02-20 14:00 | 0.58252
HydroRiver | 2018-02-20 15:00 | 0.5892
HydroRiver | 2018-02-20 16:00 | 0.62342
HydroRiver | 2018-02-20 17:00 | 0.64329
HydroRiver | 2018-02-20 18:00 | 0.65568
HydroRiver | 2018-02-20 19:00 | 0.64801
HydroRiver | 2018-02-20 20:00 | 0.62306
HydroRiver | 2018-02-20 21:00 | 0.61388
HydroRiver | 2018-02-20 22:00 | 0.58528
HydroRiver | 2018-02-20 23:00 | 0.55596
HydroRiver | 2018-02-21 | 0.5376
HydroRiver | 2018-02-21 01:00 | 0.53457
HydroRiver | 2018-02-21 02:00 | 0.53092
HydroRiver | 2018-02-21 03:00 | 0.52575
HydroRiver | 2018-02-21 04:00 | 0.51978
HydroRiver | 2018-02-21 05:00 | 0.54473
HydroRiver | 2018-02-21 06:00 | 0.59294
HydroRiver | 2018-02-21 07:00 | 0.6088
HydroRiver | 2018-02-21 08:00 | 0.61522
HydroRiver | 2018-02-21 09:00 | 0.61273
HydroRiver | 2018-02-21 10:00 | 0.59802
HydroRiver | 2018-02-21 11:00 | 0.57842
HydroRiver | 2018-02-21 12:00 | 0.56282
HydroRiver | 2018-02-21 13:00 | 0.55338
HydroRiver | 2018-02-21 14:00 | 0.54482
HydroRiver | 2018-02-21 15:00 | 0.5524
HydroRiver | 2018-02-21 16:00 | 0.59722
HydroRiver | 2018-02-21 17:00 | 0.62707
HydroRiver | 2018-02-21 18:00 | 0.64302
HydroRiver | 2018-02-21 19:00 | 0.64819
HydroRiver | 2018-02-21 20:00 | 0.61656
HydroRiver | 2018-02-21 21:00 | 0.58813
HydroRiver | 2018-02-21 22:00 | 0.55534
HydroRiver | 2018-02-21 23:00 | 0.53413
HydroRiver | 2018-02-22 | 0.52896
HydroRiver | 2018-02-22 01:00 | 0.53333
HydroRiver | 2018-02-22 02:00 | 0.52798
HydroRiver | 2018-02-22 03:00 | 0.52522
HydroRiver | 2018-02-22 04:00 | 0.53333
HydroRiver | 2018-02-22 05:00 | 0.56006
HydroRiver | 2018-02-22 06:00 | 0.59865
HydroRiver | 2018-02-22 07:00 | 0.61469
HydroRiver | 2018-02-22 08:00 | 0.6277
HydroRiver | 2018-02-22 09:00 | 0.63028
HydroRiver | 2018-02-22 10:00 | 0.61406
HydroRiver | 2018-02-22 11:00 | 0.59731
HydroRiver | 2018-02-22 12:00 | 0.57958
HydroRiver | 2018-02-22 13:00 | 0.5573
HydroRiver | 2018-02-22 14:00 | 0.55186
HydroRiver | 2018-02-22 15:00 | 0.56291
HydroRiver | 2018-02-22 16:00 | 0.58884
HydroRiver | 2018-02-22 17:00 | 0.62342
HydroRiver | 2018-02-22 18:00 | 0.65024
HydroRiver | 2018-02-22 19:00 | 0.6424
HydroRiver | 2018-02-22 20:00 | 0.61985
HydroRiver | 2018-02-22 21:00 | 0.61085
HydroRiver | 2018-02-22 22:00 | 0.58501
HydroRiver | 2018-02-22 23:00 | 0.56986
HydroRiver | 2018-02-23 | 0.5417
HydroRiver | 2018-02-23 01:00 | 0.51943
HydroRiver | 2018-02-23 02:00 | 0.5262
HydroRiver | 2018-02-23 03:00 | 0.53021
HydroRiver | 2018-02-23 04:00 | 0.53208
HydroRiver | 2018-02-23 05:00 | 0.56933
HydroRiver | 2018-02-23 06:00 | 0.62048
HydroRiver | 2018-02-23 07:00 | 0.64195
HydroRiver | 2018-02-23 08:00 | 0.65336
HydroRiver | 2018-02-23 09:00 | 0.64855
HydroRiver | 2018-02-23 10:00 | 0.63875
HydroRiver | 2018-02-23 11:00 | 0.61371
HydroRiver | 2018-02-23 12:00 | 0.58555
HydroRiver | 2018-02-23 13:00 | 0.56229
HydroRiver | 2018-02-23 14:00 | 0.55525
HydroRiver | 2018-02-23 15:00 | 0.5704
HydroRiver | 2018-02-23 16:00 | 0.599
HydroRiver | 2018-02-23 17:00 | 0.63883
HydroRiver | 2018-02-23 18:00 | 0.65853
HydroRiver | 2018-02-23 19:00 | 0.63572
HydroRiver | 2018-02-23 20:00 | 0.60266
HydroRiver | 2018-02-23 21:00 | 0.59472
HydroRiver | 2018-02-23 22:00 | 0.57548
HydroRiver | 2018-02-23 23:00 | 0.57476
HydroRiver | 2018-02-24 | 0.56443
HydroRiver | 2018-02-24 01:00 | 0.54714
HydroRiver | 2018-02-24 02:00 | 0.53288
HydroRiver | 2018-02-24 03:00 | 0.53333
HydroRiver | 2018-02-24 04:00 | 0.54251
HydroRiver | 2018-02-24 05:00 | 0.55712
HydroRiver | 2018-02-24 06:00 | 0.5712
HydroRiver | 2018-02-24 07:00 | 0.58359
HydroRiver | 2018-02-24 08:00 | 0.59802
HydroRiver | 2018-02-24 09:00 | 0.63901
HydroRiver | 2018-02-24 10:00 | 0.63741
HydroRiver | 2018-02-24 11:00 | 0.61878
HydroRiver | 2018-02-24 12:00 | 0.59125
HydroRiver | 2018-02-24 13:00 | 0.55418
HydroRiver | 2018-02-24 14:00 | 0.54135
HydroRiver | 2018-02-24 15:00 | 0.52887
HydroRiver | 2018-02-24 16:00 | 0.5491
HydroRiver | 2018-02-24 17:00 | 0.6064
HydroRiver | 2018-02-24 18:00 | 0.6252
HydroRiver | 2018-02-24 19:00 | 0.60952
HydroRiver | 2018-02-24 20:00 | 0.5507
HydroRiver | 2018-02-24 21:00 | 0.56006
HydroRiver | 2018-02-24 22:00 | 0.56024
HydroRiver | 2018-02-24 23:00 | 0.53457
HydroRiver | 2018-02-25 | 0.52406
HydroRiver | 2018-02-25 01:00 | 0.49911
HydroRiver | 2018-02-25 02:00 | 0.4804
HydroRiver | 2018-02-25 03:00 | 0.46721
HydroRiver | 2018-02-25 04:00 | 0.46676
HydroRiver | 2018-02-25 05:00 | 0.47665
HydroRiver | 2018-02-25 06:00 | 0.48672
HydroRiver | 2018-02-25 07:00 | 0.51212
HydroRiver | 2018-02-25 08:00 | 0.52361
HydroRiver | 2018-02-25 09:00 | 0.51631
HydroRiver | 2018-02-25 10:00 | 0.51729
HydroRiver | 2018-02-25 11:00 | 0.50793
HydroRiver | 2018-02-25 12:00 | 0.47933
HydroRiver | 2018-02-25 13:00 | 0.45527
HydroRiver | 2018-02-25 14:00 | 0.44128
HydroRiver | 2018-02-25 15:00 | 0.44921
HydroRiver | 2018-02-25 16:00 | 0.47238
HydroRiver | 2018-02-25 17:00 | 0.52905
HydroRiver | 2018-02-25 18:00 | 0.55614
HydroRiver | 2018-02-25 19:00 | 0.55917
HydroRiver | 2018-02-25 20:00 | 0.554
HydroRiver | 2018-02-25 21:00 | 0.54072
HydroRiver | 2018-02-25 22:00 | 0.53003
HydroRiver | 2018-02-25 23:00 | 0.50713
HydroRiver | 2018-02-26 | 0.48842
HydroRiver | 2018-02-26 01:00 | 0.45785
HydroRiver | 2018-02-26 02:00 | 0.44644
HydroRiver | 2018-02-26 03:00 | 0.44261
HydroRiver | 2018-02-26 04:00 | 0.45856
HydroRiver | 2018-02-26 05:00 | 0.49412
HydroRiver | 2018-02-26 06:00 | 0.54242
HydroRiver | 2018-02-26 07:00 | 0.59036
HydroRiver | 2018-02-26 08:00 | 0.62048
HydroRiver | 2018-02-26 09:00 | 0.61852
HydroRiver | 2018-02-26 10:00 | 0.60274
HydroRiver | 2018-02-26 11:00 | 0.58751
HydroRiver | 2018-02-26 12:00 | 0.57583
HydroRiver | 2018-02-26 13:00 | 0.54999
HydroRiver | 2018-02-26 14:00 | 0.53359
HydroRiver | 2018-02-26 15:00 | 0.53457
HydroRiver | 2018-02-26 16:00 | 0.54892
HydroRiver | 2018-02-26 17:00 | 0.59187
HydroRiver | 2018-02-26 18:00 | 0.62155
HydroRiver | 2018-02-26 19:00 | 0.62048
HydroRiver | 2018-02-26 20:00 | 0.59499
HydroRiver | 2018-02-26 21:00 | 0.58519
HydroRiver | 2018-02-26 22:00 | 0.57521
HydroRiver | 2018-02-26 23:00 | 0.54135
HydroRiver | 2018-02-27 | 0.52976
HydroRiver | 2018-02-27 01:00 | 0.51631
HydroRiver | 2018-02-27 02:00 | 0.49849
HydroRiver | 2018-02-27 03:00 | 0.49831
HydroRiver | 2018-02-27 04:00 | 0.51248
HydroRiver | 2018-02-27 05:00 | 0.54607
HydroRiver | 2018-02-27 06:00 | 0.27963
HydroRiver | 2018-02-27 07:00 | 0.61014
HydroRiver | 2018-02-27 08:00 | 0.6293
HydroRiver | 2018-02-27 09:00 | 0.63251
HydroRiver | 2018-02-27 10:00 | 0.62948
HydroRiver | 2018-02-27 11:00 | 0.60836
HydroRiver | 2018-02-27 12:00 | 0.59303
HydroRiver | 2018-02-27 13:00 | 0.57164
HydroRiver | 2018-02-27 14:00 | 0.55115
HydroRiver | 2018-02-27 15:00 | 0.54946
HydroRiver | 2018-02-27 16:00 | 0.56915
HydroRiver | 2018-02-27 17:00 | 0.61887
HydroRiver | 2018-02-27 18:00 | 0.64953
HydroRiver | 2018-02-27 19:00 | 0.63518
HydroRiver | 2018-02-27 20:00 | 0.61807
HydroRiver | 2018-02-27 21:00 | 0.60471
HydroRiver | 2018-02-27 22:00 | 0.60577
HydroRiver | 2018-02-27 23:00 | 0.5753
HydroRiver | 2018-02-28 | 0.52976
HydroRiver | 2018-02-28 01:00 | 0.50579
HydroRiver | 2018-02-28 02:00 | 0.48904
HydroRiver | 2018-02-28 03:00 | 0.48779
HydroRiver | 2018-02-28 04:00 | 0.50143
HydroRiver | 2018-02-28 05:00 | 0.53333
HydroRiver | 2018-02-28 06:00 | 0.57806
HydroRiver | 2018-02-28 07:00 | 0.60355
HydroRiver | 2018-02-28 08:00 | 0.61549
HydroRiver | 2018-02-28 09:00 | 0.62636
HydroRiver | 2018-02-28 10:00 | 0.6309
HydroRiver | 2018-02-28 11:00 | 0.61504
HydroRiver | 2018-02-28 12:00 | 0.57913
HydroRiver | 2018-02-28 13:00 | 0.55712
HydroRiver | 2018-02-28 14:00 | 0.54821
HydroRiver | 2018-02-28 15:00 | 0.54527
HydroRiver | 2018-02-28 16:00 | 0.57628
HydroRiver | 2018-02-28 17:00 | 0.6072
HydroRiver | 2018-02-28 18:00 | 0.62377
HydroRiver | 2018-02-28 19:00 | 0.61754
HydroRiver | 2018-02-28 20:00 | 0.59383
HydroRiver | 2018-02-28 21:00 | 0.58733
HydroRiver | 2018-02-28 22:00 | 0.56478
HydroRiver | 2018-02-28 23:00 | 0.55926
HydroRiver | 2018-03-01 | 0.52076
HydroRiver | 2018-03-01 01:00 | 0.49189
HydroRiver | 2018-03-01 02:00 | 0.48146
HydroRiver | 2018-03-01 03:00 | 0.48164
HydroRiver | 2018-03-01 04:00 | 0.4869
HydroRiver | 2018-03-01 05:00 | 0.5393
HydroRiver | 2018-03-01 06:00 | 0.58047
HydroRiver | 2018-03-01 07:00 | 0.61174
HydroRiver | 2018-03-01 08:00 | 0.62903
HydroRiver | 2018-03-01 09:00 | 0.63839
HydroRiver | 2018-03-01 10:00 | 0.62511
HydroRiver | 2018-03-01 11:00 | 0.61433
HydroRiver | 2018-03-01 12:00 | 0.59686
HydroRiver | 2018-03-01 13:00 | 0.58795
HydroRiver | 2018-03-01 14:00 | 0.56585
HydroRiver | 2018-03-01 15:00 | 0.53582
HydroRiver | 2018-03-01 16:00 | 0.55017
HydroRiver | 2018-03-01 17:00 | 0.60952
HydroRiver | 2018-03-01 18:00 | 0.62636
HydroRiver | 2018-03-01 19:00 | 0.60462
HydroRiver | 2018-03-01 20:00 | 0.57441
HydroRiver | 2018-03-01 21:00 | 0.56461
HydroRiver | 2018-03-01 22:00 | 0.55979
HydroRiver | 2018-03-01 23:00 | 0.53948
HydroRiver | 2018-03-02 | 0.51551
HydroRiver | 2018-03-02 01:00 | 0.48886
HydroRiver | 2018-03-02 02:00 | 0.46863
HydroRiver | 2018-03-02 03:00 | 0.45642
HydroRiver | 2018-03-02 04:00 | 0.47906
HydroRiver | 2018-03-02 05:00 | 0.51969
HydroRiver | 2018-03-02 06:00 | 0.57369
HydroRiver | 2018-03-02 07:00 | 0.61362
HydroRiver | 2018-03-02 08:00 | 0.63313
HydroRiver | 2018-03-02 09:00 | 0.63607
HydroRiver | 2018-03-02 10:00 | 0.62467
HydroRiver | 2018-03-02 11:00 | 0.6088
HydroRiver | 2018-03-02 12:00 | 0.59722
HydroRiver | 2018-03-02 13:00 | 0.57797
HydroRiver | 2018-03-02 14:00 | 0.5655
HydroRiver | 2018-03-02 15:00 | 0.58109
HydroRiver | 2018-03-02 16:00 | 0.572
HydroRiver | 2018-03-02 17:00 | 0.60961
HydroRiver | 2018-03-02 18:00 | 0.64276
HydroRiver | 2018-03-02 19:00 | 0.6285
HydroRiver | 2018-03-02 20:00 | 0.60515
HydroRiver | 2018-03-02 21:00 | 0.58991
HydroRiver | 2018-03-02 22:00 | 0.59695
HydroRiver | 2018-03-02 23:00 | 0.58982
HydroRiver | 2018-03-03 | 0.56772
HydroRiver | 2018-03-03 01:00 | 0.54857
HydroRiver | 2018-03-03 02:00 | 0.52281
HydroRiver | 2018-03-03 03:00 | 0.50098
HydroRiver | 2018-03-03 04:00 | 0.48744
HydroRiver | 2018-03-03 05:00 | 0.50882
HydroRiver | 2018-03-03 06:00 | 0.53466
HydroRiver | 2018-03-03 07:00 | 0.55623
HydroRiver | 2018-03-03 08:00 | 0.58991
HydroRiver | 2018-03-03 09:00 | 0.60872
HydroRiver | 2018-03-03 10:00 | 0.59089
HydroRiver | 2018-03-03 11:00 | 0.57958
HydroRiver | 2018-03-03 12:00 | 0.57102
HydroRiver | 2018-03-03 13:00 | 0.55284
HydroRiver | 2018-03-03 14:00 | 0.5409
HydroRiver | 2018-03-03 15:00 | 0.54571
HydroRiver | 2018-03-03 16:00 | 0.54527
HydroRiver | 2018-03-03 17:00 | 0.59606
HydroRiver | 2018-03-03 18:00 | 0.61014
HydroRiver | 2018-03-03 19:00 | 0.60524
HydroRiver | 2018-03-03 20:00 | 0.58038
HydroRiver | 2018-03-03 21:00 | 0.57619
HydroRiver | 2018-03-03 22:00 | 0.58537
HydroRiver | 2018-03-03 23:00 | 0.56122
HydroRiver | 2018-03-04 | 0.54447
HydroRiver | 2018-03-04 01:00 | 0.52014
HydroRiver | 2018-03-04 02:00 | 0.49385
HydroRiver | 2018-03-04 03:00 | 0.48423
HydroRiver | 2018-03-04 04:00 | 0.47362
HydroRiver | 2018-03-04 05:00 | 0.48146
HydroRiver | 2018-03-04 06:00 | 0.48797
HydroRiver | 2018-03-04 07:00 | 0.50766
HydroRiver | 2018-03-04 08:00 | 0.53743
HydroRiver | 2018-03-04 09:00 | 0.54794
HydroRiver | 2018-03-04 10:00 | 0.55605
HydroRiver | 2018-03-04 11:00 | 0.55908
HydroRiver | 2018-03-04 12:00 | 0.55231
HydroRiver | 2018-03-04 13:00 | 0.52442
HydroRiver | 2018-03-04 14:00 | 0.49234
HydroRiver | 2018-03-04 15:00 | 0.47745
HydroRiver | 2018-03-04 16:00 | 0.48744
HydroRiver | 2018-03-04 17:00 | 0.53012
HydroRiver | 2018-03-04 18:00 | 0.56532
HydroRiver | 2018-03-04 19:00 | 0.58011
HydroRiver | 2018-03-04 20:00 | 0.56264
HydroRiver | 2018-03-04 21:00 | 0.54402
HydroRiver | 2018-03-04 22:00 | 0.53404
HydroRiver | 2018-03-04 23:00 | 0.51854
HydroRiver | 2018-03-05 | 0.50588
HydroRiver | 2018-03-05 01:00 | 0.47621
HydroRiver | 2018-03-05 02:00 | 0.47015
HydroRiver | 2018-03-05 03:00 | 0.4648
HydroRiver | 2018-03-05 04:00 | 0.46632
HydroRiver | 2018-03-05 05:00 | 0.50232
HydroRiver | 2018-03-05 06:00 | 0.54117
HydroRiver | 2018-03-05 07:00 | 0.56345
HydroRiver | 2018-03-05 08:00 | 0.57913
HydroRiver | 2018-03-05 09:00 | 0.56514
HydroRiver | 2018-03-05 10:00 | 0.53449
HydroRiver | 2018-03-05 11:00 | 0.52219
HydroRiver | 2018-03-05 12:00 | 0.52531
HydroRiver | 2018-03-05 13:00 | 0.51809
HydroRiver | 2018-03-05 14:00 | 0.52709
HydroRiver | 2018-03-05 15:00 | 0.54349
HydroRiver | 2018-03-05 16:00 | 0.5589
HydroRiver | 2018-03-05 17:00 | 0.59045
HydroRiver | 2018-03-05 18:00 | 0.62057
HydroRiver | 2018-03-05 19:00 | 0.60176
HydroRiver | 2018-03-05 20:00 | 0.56915
HydroRiver | 2018-03-05 21:00 | 0.53876
HydroRiver | 2018-03-05 22:00 | 0.52121
HydroRiver | 2018-03-05 23:00 | 0.51461
HydroRiver | 2018-03-06 | 0.49225
HydroRiver | 2018-03-06 01:00 | 0.47532
HydroRiver | 2018-03-06 02:00 | 0.4738
HydroRiver | 2018-03-06 03:00 | 0.47246
HydroRiver | 2018-03-06 04:00 | 0.47942
HydroRiver | 2018-03-06 05:00 | 0.50552
HydroRiver | 2018-03-06 06:00 | 0.54857
HydroRiver | 2018-03-06 07:00 | 0.56389
HydroRiver | 2018-03-06 08:00 | 0.5818
HydroRiver | 2018-03-06 09:00 | 0.57984
HydroRiver | 2018-03-06 10:00 | 0.57138
HydroRiver | 2018-03-06 11:00 | 0.55347
HydroRiver | 2018-03-06 12:00 | 0.56532
HydroRiver | 2018-03-06 13:00 | 0.55044
HydroRiver | 2018-03-06 14:00 | 0.54865
HydroRiver | 2018-03-06 15:00 | 0.55124
HydroRiver | 2018-03-06 16:00 | 0.57405
HydroRiver | 2018-03-06 17:00 | 0.62146
HydroRiver | 2018-03-06 18:00 | 0.62155
HydroRiver | 2018-03-06 19:00 | 0.60595
HydroRiver | 2018-03-06 20:00 | 0.5475
HydroRiver | 2018-03-06 21:00 | 0.52843
HydroRiver | 2018-03-06 22:00 | 0.52745
HydroRiver | 2018-03-06 23:00 | 0.50107
HydroRiver | 2018-03-07 | 0.49153
HydroRiver | 2018-03-07 01:00 | 0.482
HydroRiver | 2018-03-07 02:00 | 0.4714
HydroRiver | 2018-03-07 03:00 | 0.45856
HydroRiver | 2018-03-07 04:00 | 0.47977
HydroRiver | 2018-03-07 05:00 | 0.52397
HydroRiver | 2018-03-07 06:00 | 0.56977
HydroRiver | 2018-03-07 07:00 | 0.59366
HydroRiver | 2018-03-07 08:00 | 0.59205
HydroRiver | 2018-03-07 09:00 | 0.59508
HydroRiver | 2018-03-07 10:00 | 0.58073
HydroRiver | 2018-03-07 11:00 | 0.56683
HydroRiver | 2018-03-07 12:00 | 0.5434
HydroRiver | 2018-03-07 13:00 | 0.53056
HydroRiver | 2018-03-07 14:00 | 0.51577
HydroRiver | 2018-03-07 15:00 | 0.52727
HydroRiver | 2018-03-07 16:00 | 0.55944
HydroRiver | 2018-03-07 17:00 | 0.6039
HydroRiver | 2018-03-07 18:00 | 0.61673
HydroRiver | 2018-03-07 19:00 | 0.5949
HydroRiver | 2018-03-07 20:00 | 0.5622
HydroRiver | 2018-03-07 21:00 | 0.55044
HydroRiver | 2018-03-07 22:00 | 0.52905
HydroRiver | 2018-03-07 23:00 | 0.5106
HydroRiver | 2018-03-08 | 0.50009
HydroRiver | 2018-03-08 01:00 | 0.4918
HydroRiver | 2018-03-08 02:00 | 0.47835
HydroRiver | 2018-03-08 03:00 | 0.47202
HydroRiver | 2018-03-08 04:00 | 0.47576
HydroRiver | 2018-03-08 05:00 | 0.51818
HydroRiver | 2018-03-08 06:00 | 0.54081
HydroRiver | 2018-03-08 07:00 | 0.56469
HydroRiver | 2018-03-08 08:00 | 0.5671
HydroRiver | 2018-03-08 09:00 | 0.56363
HydroRiver | 2018-03-08 10:00 | 0.55168
HydroRiver | 2018-03-08 11:00 | 0.52041
HydroRiver | 2018-03-08 12:00 | 0.49626
HydroRiver | 2018-03-08 13:00 | 0.48556
HydroRiver | 2018-03-08 14:00 | 0.47817
HydroRiver | 2018-03-08 15:00 | 0.491
HydroRiver | 2018-03-08 16:00 | 0.52041
HydroRiver | 2018-03-08 17:00 | 0.56193
HydroRiver | 2018-03-08 18:00 | 0.60506
HydroRiver | 2018-03-08 19:00 | 0.60863
HydroRiver | 2018-03-08 20:00 | 0.55008
HydroRiver | 2018-03-08 21:00 | 0.53092
HydroRiver | 2018-03-08 22:00 | 0.52397
HydroRiver | 2018-03-08 23:00 | 0.52513
HydroRiver | 2018-03-09 | 0.48405
HydroRiver | 2018-03-09 01:00 | 0.45901
HydroRiver | 2018-03-09 02:00 | 0.4534
HydroRiver | 2018-03-09 03:00 | 0.45536
HydroRiver | 2018-03-09 04:00 | 0.47416
HydroRiver | 2018-03-09 05:00 | 0.50953
HydroRiver | 2018-03-09 06:00 | 0.56202
HydroRiver | 2018-03-09 07:00 | 0.58171
HydroRiver | 2018-03-09 08:00 | 0.58858
HydroRiver | 2018-03-09 09:00 | 0.57583
HydroRiver | 2018-03-09 10:00 | 0.57218
HydroRiver | 2018-03-09 11:00 | 0.55819
HydroRiver | 2018-03-09 12:00 | 0.54179
HydroRiver | 2018-03-09 13:00 | 0.52326
HydroRiver | 2018-03-09 14:00 | 0.5254
HydroRiver | 2018-03-09 15:00 | 0.53894
HydroRiver | 2018-03-09 16:00 | 0.55569
HydroRiver | 2018-03-09 17:00 | 0.60809
HydroRiver | 2018-03-09 18:00 | 0.62672
HydroRiver | 2018-03-09 19:00 | 0.60551
HydroRiver | 2018-03-09 20:00 | 0.57396
HydroRiver | 2018-03-09 21:00 | 0.54848
HydroRiver | 2018-03-09 22:00 | 0.53288
HydroRiver | 2018-03-09 23:00 | 0.51568
HydroRiver | 2018-03-10 | 0.49145
HydroRiver | 2018-03-10 01:00 | 0.47273
HydroRiver | 2018-03-10 02:00 | 0.46177
HydroRiver | 2018-03-10 03:00 | 0.45705
HydroRiver | 2018-03-10 04:00 | 0.45571
HydroRiver | 2018-03-10 05:00 | 0.4705
HydroRiver | 2018-03-10 06:00 | 0.48556
HydroRiver | 2018-03-10 07:00 | 0.51479
HydroRiver | 2018-03-10 08:00 | 0.53155
HydroRiver | 2018-03-10 09:00 | 0.54803
HydroRiver | 2018-03-10 10:00 | 0.5622
HydroRiver | 2018-03-10 11:00 | 0.55338
HydroRiver | 2018-03-10 12:00 | 0.53965
HydroRiver | 2018-03-10 13:00 | 0.5295
HydroRiver | 2018-03-10 14:00 | 0.51684
HydroRiver | 2018-03-10 15:00 | 0.50838
HydroRiver | 2018-03-10 16:00 | 0.52593
HydroRiver | 2018-03-10 17:00 | 0.58457
HydroRiver | 2018-03-10 18:00 | 0.59187
HydroRiver | 2018-03-10 19:00 | 0.57806
HydroRiver | 2018-03-10 20:00 | 0.54509
HydroRiver | 2018-03-10 21:00 | 0.53876
HydroRiver | 2018-03-10 22:00 | 0.54188
HydroRiver | 2018-03-10 23:00 | 0.52451
HydroRiver | 2018-03-11 | 0.51675
HydroRiver | 2018-03-11 01:00 | 0.50757
HydroRiver | 2018-03-11 02:00 | 0.49029
HydroRiver | 2018-03-11 03:00 | 0.47345
HydroRiver | 2018-03-11 04:00 | 0.47353
HydroRiver | 2018-03-11 05:00 | 0.48592
HydroRiver | 2018-03-11 06:00 | 0.49055
HydroRiver | 2018-03-11 07:00 | 0.51417
HydroRiver | 2018-03-11 08:00 | 0.52299
HydroRiver | 2018-03-11 09:00 | 0.527
HydroRiver | 2018-03-11 10:00 | 0.53547
HydroRiver | 2018-03-11 11:00 | 0.53279
HydroRiver | 2018-03-11 12:00 | 0.51328
HydroRiver | 2018-03-11 13:00 | 0.50134
HydroRiver | 2018-03-11 14:00 | 0.48646
HydroRiver | 2018-03-11 15:00 | 0.48833
HydroRiver | 2018-03-11 16:00 | 0.51426
HydroRiver | 2018-03-11 17:00 | 0.5548
HydroRiver | 2018-03-11 18:00 | 0.57075
HydroRiver | 2018-03-11 19:00 | 0.57592
HydroRiver | 2018-03-11 20:00 | 0.56131
HydroRiver | 2018-03-11 21:00 | 0.55748
HydroRiver | 2018-03-11 22:00 | 0.53689
HydroRiver | 2018-03-11 23:00 | 0.52655
HydroRiver | 2018-03-12 | 0.51542
HydroRiver | 2018-03-12 01:00 | 0.50766
HydroRiver | 2018-03-12 02:00 | 0.50722
HydroRiver | 2018-03-12 03:00 | 0.49519
HydroRiver | 2018-03-12 04:00 | 0.5041
HydroRiver | 2018-03-12 05:00 | 0.53226
HydroRiver | 2018-03-12 06:00 | 0.55088
HydroRiver | 2018-03-12 07:00 | 0.5957
HydroRiver | 2018-03-12 08:00 | 0.60515
HydroRiver | 2018-03-12 09:00 | 0.60479
HydroRiver | 2018-03-12 10:00 | 0.59268
HydroRiver | 2018-03-12 11:00 | 0.57949
HydroRiver | 2018-03-12 12:00 | 0.56487
HydroRiver | 2018-03-12 13:00 | 0.54821
HydroRiver | 2018-03-12 14:00 | 0.53413
HydroRiver | 2018-03-12 15:00 | 0.54028
HydroRiver | 2018-03-12 16:00 | 0.5597
HydroRiver | 2018-03-12 17:00 | 0.59169
HydroRiver | 2018-03-12 18:00 | 0.60649
HydroRiver | 2018-03-12 19:00 | 0.62315
HydroRiver | 2018-03-12 20:00 | 0.59392
HydroRiver | 2018-03-12 21:00 | 0.57352
HydroRiver | 2018-03-12 22:00 | 0.5655
HydroRiver | 2018-03-12 23:00 | 0.54491
HydroRiver | 2018-03-13 | 0.52486
HydroRiver | 2018-03-13 01:00 | 0.51461
HydroRiver | 2018-03-13 02:00 | 0.51693
HydroRiver | 2018-03-13 03:00 | 0.52923
HydroRiver | 2018-03-13 04:00 | 0.52522
HydroRiver | 2018-03-13 05:00 | 0.54108
HydroRiver | 2018-03-13 06:00 | 0.57877
HydroRiver | 2018-03-13 07:00 | 0.58822
HydroRiver | 2018-03-13 08:00 | 0.563
HydroRiver | 2018-03-13 09:00 | 0.57316
HydroRiver | 2018-03-13 10:00 | 0.55596
HydroRiver | 2018-03-13 11:00 | 0.54687
HydroRiver | 2018-03-13 12:00 | 0.53689
HydroRiver | 2018-03-13 13:00 | 0.53065
HydroRiver | 2018-03-13 14:00 | 0.52967
HydroRiver | 2018-03-13 15:00 | 0.55258
HydroRiver | 2018-03-13 16:00 | 0.58421
HydroRiver | 2018-03-13 17:00 | 0.61718
HydroRiver | 2018-03-13 18:00 | 0.63179
HydroRiver | 2018-03-13 19:00 | 0.63429
HydroRiver | 2018-03-13 20:00 | 0.61985
HydroRiver | 2018-03-13 21:00 | 0.60702
HydroRiver | 2018-03-13 22:00 | 0.58216
HydroRiver | 2018-03-13 23:00 | 0.56862
HydroRiver | 2018-03-14 | 0.5409
HydroRiver | 2018-03-14 01:00 | 0.53315
HydroRiver | 2018-03-14 02:00 | 0.52593
HydroRiver | 2018-03-14 03:00 | 0.52361
HydroRiver | 2018-03-14 04:00 | 0.53208
HydroRiver | 2018-03-14 05:00 | 0.56469
HydroRiver | 2018-03-14 06:00 | 0.59865
HydroRiver | 2018-03-14 07:00 | 0.61522
HydroRiver | 2018-03-14 08:00 | 0.61807
HydroRiver | 2018-03-14 09:00 | 0.61656
HydroRiver | 2018-03-14 10:00 | 0.59829
HydroRiver | 2018-03-14 11:00 | 0.61718
HydroRiver | 2018-03-14 12:00 | 0.59401
HydroRiver | 2018-03-14 13:00 | 0.55115
HydroRiver | 2018-03-14 14:00 | 0.53636
HydroRiver | 2018-03-14 15:00 | 0.54063
HydroRiver | 2018-03-14 16:00 | 0.55462
HydroRiver | 2018-03-14 17:00 | 0.60176
HydroRiver | 2018-03-14 18:00 | 0.62226
HydroRiver | 2018-03-14 19:00 | 0.61567
HydroRiver | 2018-03-14 20:00 | 0.58822
HydroRiver | 2018-03-14 21:00 | 0.57138
HydroRiver | 2018-03-14 22:00 | 0.57592
HydroRiver | 2018-03-14 23:00 | 0.5491
HydroRiver | 2018-03-15 | 0.53386
HydroRiver | 2018-03-15 01:00 | 0.52655
HydroRiver | 2018-03-15 02:00 | 0.51595
HydroRiver | 2018-03-15 03:00 | 0.51551
HydroRiver | 2018-03-15 04:00 | 0.51943
HydroRiver | 2018-03-15 05:00 | 0.53912
HydroRiver | 2018-03-15 06:00 | 0.57414
HydroRiver | 2018-03-15 07:00 | 0.59562
HydroRiver | 2018-03-15 08:00 | 0.6203
HydroRiver | 2018-03-15 09:00 | 0.55106
HydroRiver | 2018-03-15 10:00 | 0.62208
HydroRiver | 2018-03-15 11:00 | 0.59187
HydroRiver | 2018-03-15 12:00 | 0.59169
HydroRiver | 2018-03-15 13:00 | 0.5696
HydroRiver | 2018-03-15 14:00 | 0.54063
HydroRiver | 2018-03-15 15:00 | 0.54224
HydroRiver | 2018-03-15 16:00 | 0.5745
HydroRiver | 2018-03-15 17:00 | 0.61745
HydroRiver | 2018-03-15 18:00 | 0.62975
HydroRiver | 2018-03-15 19:00 | 0.62279
HydroRiver | 2018-03-15 20:00 | 0.60604
HydroRiver | 2018-03-15 21:00 | 0.59339
HydroRiver | 2018-03-15 22:00 | 0.58243
HydroRiver | 2018-03-15 23:00 | 0.55988
HydroRiver | 2018-03-16 | 0.51996
HydroRiver | 2018-03-16 01:00 | 0.52041
HydroRiver | 2018-03-16 02:00 | 0.50606
HydroRiver | 2018-03-16 03:00 | 0.49501
HydroRiver | 2018-03-16 04:00 | 0.51123
HydroRiver | 2018-03-16 05:00 | 0.54963
HydroRiver | 2018-03-16 06:00 | 0.58154
HydroRiver | 2018-03-16 07:00 | 0.59045
HydroRiver | 2018-03-16 08:00 | 0.58973
HydroRiver | 2018-03-16 09:00 | 0.5728
HydroRiver | 2018-03-16 10:00 | 0.57191
HydroRiver | 2018-03-16 11:00 | 0.56942
HydroRiver | 2018-03-16 12:00 | 0.57164
HydroRiver | 2018-03-16 13:00 | 0.55498
HydroRiver | 2018-03-16 14:00 | 0.53547
HydroRiver | 2018-03-16 15:00 | 0.52557
HydroRiver | 2018-03-16 16:00 | 0.56657
HydroRiver | 2018-03-16 17:00 | 0.60132
HydroRiver | 2018-03-16 18:00 | 0.63714
HydroRiver | 2018-03-16 19:00 | 0.62591
HydroRiver | 2018-03-16 20:00 | 0.6088
HydroRiver | 2018-03-16 21:00 | 0.59865
HydroRiver | 2018-03-16 22:00 | 0.61772
HydroRiver | 2018-03-16 23:00 | 0.59357
HydroRiver | 2018-03-17 | 0.56175
HydroRiver | 2018-03-17 01:00 | 0.53707
HydroRiver | 2018-03-17 02:00 | 0.51657
HydroRiver | 2018-03-17 03:00 | 0.50339
HydroRiver | 2018-03-17 04:00 | 0.51248
HydroRiver | 2018-03-17 05:00 | 0.52629
HydroRiver | 2018-03-17 06:00 | 0.54358
HydroRiver | 2018-03-17 07:00 | 0.56541
HydroRiver | 2018-03-17 08:00 | 0.58118
HydroRiver | 2018-03-17 09:00 | 0.58537
HydroRiver | 2018-03-17 10:00 | 0.58118
HydroRiver | 2018-03-17 11:00 | 0.58118
HydroRiver | 2018-03-17 12:00 | 0.5802
HydroRiver | 2018-03-17 13:00 | 0.56621
HydroRiver | 2018-03-17 14:00 | 0.54928
HydroRiver | 2018-03-17 15:00 | 0.5327
HydroRiver | 2018-03-17 16:00 | 0.55979
HydroRiver | 2018-03-17 17:00 | 0.59856
HydroRiver | 2018-03-17 18:00 | 0.62992
HydroRiver | 2018-03-17 19:00 | 0.61994
HydroRiver | 2018-03-17 20:00 | 0.59143
HydroRiver | 2018-03-17 21:00 | 0.58742
HydroRiver | 2018-03-17 22:00 | 0.6015
HydroRiver | 2018-03-17 23:00 | 0.5622
HydroRiver | 2018-03-18 | 0.5532
HydroRiver | 2018-03-18 01:00 | 0.53502
HydroRiver | 2018-03-18 02:00 | 0.51773
HydroRiver | 2018-03-18 03:00 | 0.49866
HydroRiver | 2018-03-18 04:00 | 0.49804
HydroRiver | 2018-03-18 05:00 | 0.51185
HydroRiver | 2018-03-18 06:00 | 0.52477
HydroRiver | 2018-03-18 07:00 | 0.5368
HydroRiver | 2018-03-18 08:00 | 0.55124
HydroRiver | 2018-03-18 09:00 | 0.53787
HydroRiver | 2018-03-18 10:00 | 0.57191
HydroRiver | 2018-03-18 11:00 | 0.57503
HydroRiver | 2018-03-18 12:00 | 0.55801
HydroRiver | 2018-03-18 13:00 | 0.5262
HydroRiver | 2018-03-18 14:00 | 0.5033
HydroRiver | 2018-03-18 15:00 | 0.4869
HydroRiver | 2018-03-18 16:00 | 0.51185
HydroRiver | 2018-03-18 17:00 | 0.57245
HydroRiver | 2018-03-18 18:00 | 0.59579
HydroRiver | 2018-03-18 19:00 | 0.59276
HydroRiver | 2018-03-18 20:00 | 0.57824
HydroRiver | 2018-03-18 21:00 | 0.57842
HydroRiver | 2018-03-18 22:00 | 0.58029
HydroRiver | 2018-03-18 23:00 | 0.54598
HydroRiver | 2018-03-19 | 0.52834
HydroRiver | 2018-03-19 01:00 | 0.5172
HydroRiver | 2018-03-19 02:00 | 0.51239
HydroRiver | 2018-03-19 03:00 | 0.50535
HydroRiver | 2018-03-19 04:00 | 0.50472
HydroRiver | 2018-03-19 05:00 | 0.55275
HydroRiver | 2018-03-19 06:00 | 0.58091
HydroRiver | 2018-03-19 07:00 | 0.5933
HydroRiver | 2018-03-19 08:00 | 0.58029
HydroRiver | 2018-03-19 09:00 | 0.59152
HydroRiver | 2018-03-19 10:00 | 0.46516
HydroRiver | 2018-03-19 11:00 | 0.58875
HydroRiver | 2018-03-19 12:00 | 0.5867
HydroRiver | 2018-03-19 13:00 | 0.55409
HydroRiver | 2018-03-19 14:00 | 0.54518
HydroRiver | 2018-03-19 15:00 | 0.56095
HydroRiver | 2018-03-19 16:00 | 0.58742
HydroRiver | 2018-03-19 17:00 | 0.61522
HydroRiver | 2018-03-19 18:00 | 0.62975
HydroRiver | 2018-03-19 19:00 | 0.60078
HydroRiver | 2018-03-19 20:00 | 0.57271
HydroRiver | 2018-03-19 21:00 | 0.55774
HydroRiver | 2018-03-19 22:00 | 0.54723
HydroRiver | 2018-03-19 23:00 | 0.52638
HydroRiver | 2018-03-20 | 0.50891
HydroRiver | 2018-03-20 01:00 | 0.5082
HydroRiver | 2018-03-20 02:00 | 0.49198
HydroRiver | 2018-03-20 03:00 | 0.48405
HydroRiver | 2018-03-20 04:00 | 0.4853
HydroRiver | 2018-03-20 05:00 | 0.53957
HydroRiver | 2018-03-20 06:00 | 0.5606
HydroRiver | 2018-03-20 07:00 | 0.58073
HydroRiver | 2018-03-20 08:00 | 0.58858
HydroRiver | 2018-03-20 09:00 | 0.5843
HydroRiver | 2018-03-20 10:00 | 0.55917
HydroRiver | 2018-03-20 11:00 | 0.56077
HydroRiver | 2018-03-20 12:00 | 0.55792
HydroRiver | 2018-03-20 13:00 | 0.5458
HydroRiver | 2018-03-20 14:00 | 0.53039
HydroRiver | 2018-03-20 15:00 | 0.52655
HydroRiver | 2018-03-20 16:00 | 0.5507
HydroRiver | 2018-03-20 17:00 | 0.58653
HydroRiver | 2018-03-20 18:00 | 0.60212
HydroRiver | 2018-03-20 19:00 | 0.59713
HydroRiver | 2018-03-20 20:00 | 0.57093
HydroRiver | 2018-03-20 21:00 | 0.54562
HydroRiver | 2018-03-20 22:00 | 0.53377
HydroRiver | 2018-03-20 23:00 | 0.51533
HydroRiver | 2018-03-21 | 0.5041
HydroRiver | 2018-03-21 01:00 | 0.49207
HydroRiver | 2018-03-21 02:00 | 0.49358
HydroRiver | 2018-03-21 03:00 | 0.49109
HydroRiver | 2018-03-21 04:00 | 0.49982
HydroRiver | 2018-03-21 05:00 | 0.53948
HydroRiver | 2018-03-21 06:00 | 0.5745
HydroRiver | 2018-03-21 07:00 | 0.58065
HydroRiver | 2018-03-21 08:00 | 0.57958
HydroRiver | 2018-03-21 09:00 | 0.57423
HydroRiver | 2018-03-21 10:00 | 0.563
HydroRiver | 2018-03-21 11:00 | 0.55258
HydroRiver | 2018-03-21 12:00 | 0.53939
HydroRiver | 2018-03-21 13:00 | 0.52041
HydroRiver | 2018-03-21 14:00 | 0.49929
HydroRiver | 2018-03-21 15:00 | 0.51283
HydroRiver | 2018-03-21 16:00 | 0.53457
HydroRiver | 2018-03-21 17:00 | 0.55266
HydroRiver | 2018-03-21 18:00 | 0.57922
HydroRiver | 2018-03-21 19:00 | 0.56781
HydroRiver | 2018-03-21 20:00 | 0.55525
HydroRiver | 2018-03-21 21:00 | 0.53199
HydroRiver | 2018-03-21 22:00 | 0.51301
HydroRiver | 2018-03-21 23:00 | 0.49902
HydroRiver | 2018-03-22 | 0.49216
HydroRiver | 2018-03-22 01:00 | 0.48316
HydroRiver | 2018-03-22 02:00 | 0.47692
HydroRiver | 2018-03-22 03:00 | 0.47175
HydroRiver | 2018-03-22 04:00 | 0.47995
HydroRiver | 2018-03-22 05:00 | 0.53244
HydroRiver | 2018-03-22 06:00 | 0.55115
HydroRiver | 2018-03-22 07:00 | 0.55249
HydroRiver | 2018-03-22 08:00 | 0.55783
HydroRiver | 2018-03-22 09:00 | 0.55329
HydroRiver | 2018-03-22 10:00 | 0.54865
HydroRiver | 2018-03-22 11:00 | 0.54375
HydroRiver | 2018-03-22 12:00 | 0.5286
HydroRiver | 2018-03-22 13:00 | 0.51488
HydroRiver | 2018-03-22 14:00 | 0.50517
HydroRiver | 2018-03-22 15:00 | 0.50597
HydroRiver | 2018-03-22 16:00 | 0.53342
HydroRiver | 2018-03-22 17:00 | 0.55569
HydroRiver | 2018-03-22 18:00 | 0.5753
HydroRiver | 2018-03-22 19:00 | 0.56363
HydroRiver | 2018-03-22 20:00 | 0.53199
HydroRiver | 2018-03-22 21:00 | 0.5139
HydroRiver | 2018-03-22 22:00 | 0.49822
HydroRiver | 2018-03-22 23:00 | 0.47826
HydroRiver | 2018-03-23 | 0.45304
HydroRiver | 2018-03-23 01:00 | 0.45161
HydroRiver | 2018-03-23 02:00 | 0.45028
HydroRiver | 2018-03-23 03:00 | 0.44823
HydroRiver | 2018-03-23 04:00 | 0.44832
HydroRiver | 2018-03-23 05:00 | 0.50891
HydroRiver | 2018-03-23 06:00 | 0.54955
HydroRiver | 2018-03-23 07:00 | 0.56068
HydroRiver | 2018-03-23 08:00 | 0.55819
HydroRiver | 2018-03-23 09:00 | 0.54901
HydroRiver | 2018-03-23 10:00 | 0.5401
HydroRiver | 2018-03-23 11:00 | 0.53324
HydroRiver | 2018-03-23 12:00 | 0.51943
HydroRiver | 2018-03-23 13:00 | 0.51034
HydroRiver | 2018-03-23 14:00 | 0.51016
HydroRiver | 2018-03-23 15:00 | 0.51934
HydroRiver | 2018-03-23 16:00 | 0.54447
HydroRiver | 2018-03-23 17:00 | 0.55988
HydroRiver | 2018-03-23 18:00 | 0.56808
HydroRiver | 2018-03-23 19:00 | 0.56211
HydroRiver | 2018-03-23 20:00 | 0.53404
HydroRiver | 2018-03-23 21:00 | 0.52584
HydroRiver | 2018-03-23 22:00 | 0.5106
HydroRiver | 2018-03-23 23:00 | 0.49385
HydroRiver | 2018-03-24 | 0.48146
HydroRiver | 2018-03-24 01:00 | 0.47799
HydroRiver | 2018-03-24 02:00 | 0.43272
HydroRiver | 2018-03-24 03:00 | 0.43655
HydroRiver | 2018-03-24 04:00 | 0.44092
HydroRiver | 2018-03-24 05:00 | 0.44885
HydroRiver | 2018-03-24 06:00 | 0.47558
HydroRiver | 2018-03-24 07:00 | 0.50267
HydroRiver | 2018-03-24 08:00 | 0.51952
HydroRiver | 2018-03-24 09:00 | 0.51337
HydroRiver | 2018-03-24 10:00 | 0.49608
HydroRiver | 2018-03-24 11:00 | 0.50214
HydroRiver | 2018-03-24 12:00 | 0.4853
HydroRiver | 2018-03-24 13:00 | 0.46471
HydroRiver | 2018-03-24 14:00 | 0.44439
HydroRiver | 2018-03-24 15:00 | 0.44261
HydroRiver | 2018-03-24 16:00 | 0.48316
HydroRiver | 2018-03-24 17:00 | 0.53297
HydroRiver | 2018-03-24 18:00 | 0.55962
HydroRiver | 2018-03-24 19:00 | 0.55454
HydroRiver | 2018-03-24 20:00 | 0.4951
HydroRiver | 2018-03-24 21:00 | 0.50321
HydroRiver | 2018-03-24 22:00 | 0.51925
HydroRiver | 2018-03-24 23:00 | 0.49403
HydroRiver | 2018-03-25 | 0.47068
HydroRiver | 2018-03-25 01:00 | 0.4705
HydroRiver | 2018-03-25 02:00 | 0.46266
HydroRiver | 2018-03-25 03:00 | 0.44235
HydroRiver | 2018-03-25 04:00 | 0.44431
HydroRiver | 2018-03-25 05:00 | 0.4542
HydroRiver | 2018-03-25 06:00 | 0.4697
HydroRiver | 2018-03-25 07:00 | 0.47371
HydroRiver | 2018-03-25 08:00 | 0.48699
HydroRiver | 2018-03-25 09:00 | 0.48886
HydroRiver | 2018-03-25 10:00 | 0.47585
HydroRiver | 2018-03-25 11:00 | 0.45705
HydroRiver | 2018-03-25 12:00 | 0.43682
HydroRiver | 2018-03-25 13:00 | 0.41695
HydroRiver | 2018-03-25 14:00 | 0.41009
HydroRiver | 2018-03-25 15:00 | 0.42328
HydroRiver | 2018-03-25 16:00 | 0.46133
HydroRiver | 2018-03-25 17:00 | 0.49679
HydroRiver | 2018-03-25 18:00 | 0.5123
HydroRiver | 2018-03-25 19:00 | 0.5016
HydroRiver | 2018-03-25 20:00 | 0.48209
HydroRiver | 2018-03-25 21:00 | 0.4877
HydroRiver | 2018-03-25 22:00 | 0.46338
HydroRiver | 2018-03-25 23:00 | 0.43433
HydroRiver | 2018-03-26 | 0.41606
HydroRiver | 2018-03-26 01:00 | 0.40287
HydroRiver | 2018-03-26 02:00 | 0.40242
HydroRiver | 2018-03-26 03:00 | 0.40305
HydroRiver | 2018-03-26 04:00 | 0.44047
HydroRiver | 2018-03-26 05:00 | 0.49706
HydroRiver | 2018-03-26 06:00 | 0.53609
HydroRiver | 2018-03-26 07:00
HydroRiver | 2018-03-26 08:00 | 0.53431
HydroRiver | 2018-03-26 09:00 | 0.52477
HydroRiver | 2018-03-26 10:00 | 0.50561
HydroRiver | 2018-03-26 11:00 | 0.47647
HydroRiver | 2018-03-26 12:00 | 0.46346
HydroRiver | 2018-03-26 13:00 | 0.44832
HydroRiver | 2018-03-26 14:00 | 0.43557
HydroRiver | 2018-03-26 15:00 | 0.44546
HydroRiver | 2018-03-26 16:00 | 0.49341
HydroRiver | 2018-03-26 17:00 | 0.53965
HydroRiver | 2018-03-26 18:00 | 0.54687
HydroRiver | 2018-03-26 19:00 | 0.52094
HydroRiver | 2018-03-26 20:00 | 0.49911
HydroRiver | 2018-03-26 21:00 | 0.48833
HydroRiver | 2018-03-26 22:00 | 0.43976
HydroRiver | 2018-03-26 23:00 | 0.41935
HydroRiver | 2018-03-27 | 0.41615
HydroRiver | 2018-03-27 01:00 | 0.41249
HydroRiver | 2018-03-27 02:00 | 0.41677
HydroRiver | 2018-03-27 03:00 | 0.41793
HydroRiver | 2018-03-27 04:00 | 0.45901
HydroRiver | 2018-03-27 05:00 | 0.50829
HydroRiver | 2018-03-27 06:00 | 0.52611
HydroRiver | 2018-03-27 07:00 | 0.5172
HydroRiver | 2018-03-27 08:00 | 0.5139
HydroRiver | 2018-03-27 09:00 | 0.50348
HydroRiver | 2018-03-27 10:00 | 0.47906
HydroRiver | 2018-03-27 11:00 | 0.47728
HydroRiver | 2018-03-27 12:00 | 0.45143
HydroRiver | 2018-03-27 13:00 | 0.4419
HydroRiver | 2018-03-27 14:00 | 0.44769
HydroRiver | 2018-03-27 15:00 | 0.45464
HydroRiver | 2018-03-27 16:00 | 0.46667
HydroRiver | 2018-03-27 17:00 | 0.48779
HydroRiver | 2018-03-27 18:00 | 0.49492
HydroRiver | 2018-03-27 19:00 | 0.47879
HydroRiver | 2018-03-27 20:00 | 0.47879
HydroRiver | 2018-03-27 21:00 | 0.45741
HydroRiver | 2018-03-27 22:00 | 0.44074
HydroRiver | 2018-03-27 23:00 | 0.3977
HydroRiver | 2018-03-28 | 0.39057
HydroRiver | 2018-03-28 01:00 | 0.38211
HydroRiver | 2018-03-28 02:00 | 0.37979
HydroRiver | 2018-03-28 03:00 | 0.39886
HydroRiver | 2018-03-28 04:00 | 0.45625
HydroRiver | 2018-03-28 05:00 | 0.51631
HydroRiver | 2018-03-28 06:00 | 0.53297
HydroRiver | 2018-03-28 07:00 | 0.54349
HydroRiver | 2018-03-28 08:00 | 0.55382
HydroRiver | 2018-03-28 09:00 | 0.54598
HydroRiver | 2018-03-28 10:00 | 0.52308
HydroRiver | 2018-03-28 11:00 | 0.50918
HydroRiver | 2018-03-28 12:00 | 0.48681
HydroRiver | 2018-03-28 13:00 | 0.48672
HydroRiver | 2018-03-28 14:00 | 0.4975
HydroRiver | 2018-03-28 15:00 | 0.51622
HydroRiver | 2018-03-28 16:00 | 0.52575
HydroRiver | 2018-03-28 17:00 | 0.53484
HydroRiver | 2018-03-28 18:00 | 0.53867
HydroRiver | 2018-03-28 19:00 | 0.52308
HydroRiver | 2018-03-28 20:00 | 0.52246
HydroRiver | 2018-03-28 21:00 | 0.53743
HydroRiver | 2018-03-28 22:00 | 0.50258
HydroRiver | 2018-03-28 23:00 | 0.48191
HydroRiver | 2018-03-29 | 0.4656
HydroRiver | 2018-03-29 01:00 | 0.45634
HydroRiver | 2018-03-29 02:00 | 0.45972
HydroRiver | 2018-03-29 03:00 | 0.46587
HydroRiver | 2018-03-29 04:00 | 0.50526
HydroRiver | 2018-03-29 05:00 | 0.56282
HydroRiver | 2018-03-29 06:00 | 0.58777
HydroRiver | 2018-03-29 07:00 | 0.58813
HydroRiver | 2018-03-29 08:00 | 0.58822
HydroRiver | 2018-03-29 09:00 | 0.58305
HydroRiver | 2018-03-29 10:00 | 0.55997
HydroRiver | 2018-03-29 11:00 | 0.54999
HydroRiver | 2018-03-29 12:00 | 0.52183
HydroRiver | 2018-03-29 13:00 | 0.52085
HydroRiver | 2018-03-29 14:00 | 0.53012
HydroRiver | 2018-03-29 15:00 | 0.55266
HydroRiver | 2018-03-29 16:00 | 0.59027
HydroRiver | 2018-03-29 17:00 | 0.62395
HydroRiver | 2018-03-29 18:00 | 0.61852
HydroRiver | 2018-03-29 19:00 | 0.60649
HydroRiver | 2018-03-29 20:00 | 0.58154
HydroRiver | 2018-03-29 21:00 | 0.58768
HydroRiver | 2018-03-29 22:00 | 0.56942
HydroRiver | 2018-03-29 23:00 | 0.53965
HydroRiver | 2018-03-30 | 0.53912
HydroRiver | 2018-03-30 01:00 | 0.53306
HydroRiver | 2018-03-30 02:00 | 0.5278
HydroRiver | 2018-03-30 03:00 | 0.53315
HydroRiver | 2018-03-30 04:00 | 0.55587
HydroRiver | 2018-03-30 05:00 | 0.59071
HydroRiver | 2018-03-30 06:00 | 0.59071
HydroRiver | 2018-03-30 07:00 | 0.59383
HydroRiver | 2018-03-30 08:00 | 0.59544
HydroRiver | 2018-03-30 09:00 | 0.58314
HydroRiver | 2018-03-30 10:00 | 0.56683
HydroRiver | 2018-03-30 11:00 | 0.5589
HydroRiver | 2018-03-30 12:00 | 0.54366
HydroRiver | 2018-03-30 13:00 | 0.53413
HydroRiver | 2018-03-30 14:00 | 0.53039
HydroRiver | 2018-03-30 15:00 | 0.53716
HydroRiver | 2018-03-30 16:00 | 0.5606
HydroRiver | 2018-03-30 17:00 | 0.58207
HydroRiver | 2018-03-30 18:00 | 0.61059
HydroRiver | 2018-03-30 19:00 | 0.61772
HydroRiver | 2018-03-30 20:00 | 0.61273
HydroRiver | 2018-03-30 21:00 | 0.6097
HydroRiver | 2018-03-30 22:00 | 0.58376
HydroRiver | 2018-03-30 23:00 | 0.56986
HydroRiver | 2018-03-31 | 0.53983
HydroRiver | 2018-03-31 01:00 | 0.52335
HydroRiver | 2018-03-31 02:00 | 0.50989
HydroRiver | 2018-03-31 03:00 | 0.50909
HydroRiver | 2018-03-31 04:00 | 0.53609
HydroRiver | 2018-03-31 05:00 | 0.55578
HydroRiver | 2018-03-31 06:00 | 0.58323
HydroRiver | 2018-03-31 07:00 | 0.5925
HydroRiver | 2018-03-31 08:00 | 0.58635
HydroRiver | 2018-03-31 09:00 | 0.58599
HydroRiver | 2018-03-31 10:00 | 0.58323
HydroRiver | 2018-03-31 11:00 | 0.56933
HydroRiver | 2018-03-31 12:00 | 0.56006
HydroRiver | 2018-03-31 13:00 | 0.54429
HydroRiver | 2018-03-31 14:00 | 0.53769
HydroRiver | 2018-03-31 15:00 | 0.5507
HydroRiver | 2018-03-31 16:00 | 0.56068
HydroRiver | 2018-03-31 17:00 | 0.58287
HydroRiver | 2018-03-31 18:00 | 0.59116
HydroRiver | 2018-03-31 19:00 | 0.58359
HydroRiver | 2018-03-31 20:00 | 0.57271
HydroRiver | 2018-03-31 21:00 | 0.55792
HydroRiver | 2018-03-31 22:00 | 0.5606
HydroRiver | 2018-03-31 23:00 | 0.55177
HydroRiver | 2018-04-01 | 0.54081
HydroRiver | 2018-04-01 01:00 | 0.52183
HydroRiver | 2018-04-01 02:00 | 0.51755
HydroRiver | 2018-04-01 03:00 | 0.50936
HydroRiver | 2018-04-01 04:00 | 0.5057
HydroRiver | 2018-04-01 05:00 | 0.51791
HydroRiver | 2018-04-01 06:00 | 0.54295
HydroRiver | 2018-04-01 07:00 | 0.55249
HydroRiver | 2018-04-01 08:00 | 0.55703
HydroRiver | 2018-04-01 09:00 | 0.54901
HydroRiver | 2018-04-01 10:00 | 0.55356
HydroRiver | 2018-04-01 11:00 | 0.53654
HydroRiver | 2018-04-01 12:00 | 0.51435
HydroRiver | 2018-04-01 13:00 | 0.50276
HydroRiver | 2018-04-01 14:00 | 0.51132
HydroRiver | 2018-04-01 15:00 | 0.52709
HydroRiver | 2018-04-01 16:00 | 0.54277
HydroRiver | 2018-04-01 17:00 | 0.57931
HydroRiver | 2018-04-01 18:00 | 0.58038
HydroRiver | 2018-04-01 19:00 | 0.59419
HydroRiver | 2018-04-01 20:00 | 0.56977
HydroRiver | 2018-04-01 21:00 | 0.55569
HydroRiver | 2018-04-01 22:00 | 0.55596
HydroRiver | 2018-04-01 23:00 | 0.53778
HydroRiver | 2018-04-02 | 0.51524
HydroRiver | 2018-04-02 01:00 | 0.50704
HydroRiver | 2018-04-02 02:00 | 0.50419
HydroRiver | 2018-04-02 03:00 | 0.50722
HydroRiver | 2018-04-02 04:00 | 0.51283
HydroRiver | 2018-04-02 05:00 | 0.54349
HydroRiver | 2018-04-02 06:00 | 0.5671
HydroRiver | 2018-04-02 07:00 | 0.56389
HydroRiver | 2018-04-02 08:00 | 0.5581
HydroRiver | 2018-04-02 09:00 | 0.54839
HydroRiver | 2018-04-02 10:00 | 0.55106
HydroRiver | 2018-04-02 11:00 | 0.53137
HydroRiver | 2018-04-02 12:00 | 0.5172
HydroRiver | 2018-04-02 13:00 | 0.50481
HydroRiver | 2018-04-02 14:00 | 0.49866
HydroRiver | 2018-04-02 15:00 | 0.50873
HydroRiver | 2018-04-02 16:00 | 0.54981
HydroRiver | 2018-04-02 17:00 | 0.59214
HydroRiver | 2018-04-02 18:00 | 0.5925
HydroRiver | 2018-04-02 19:00 | 0.56256
HydroRiver | 2018-04-02 20:00 | 0.54643
HydroRiver | 2018-04-02 21:00 | 0.53333
HydroRiver | 2018-04-02 22:00 | 0.51952
HydroRiver | 2018-04-02 23:00 | 0.51497
HydroRiver | 2018-04-03 | 0.50775
HydroRiver | 2018-04-03 01:00 | 0.50437
HydroRiver | 2018-04-03 02:00 | 0.50143
HydroRiver | 2018-04-03 03:00 | 0.50508
HydroRiver | 2018-04-03 04:00 | 0.54589
HydroRiver | 2018-04-03 05:00 | 0.58314
HydroRiver | 2018-04-03 06:00 | 0.58849
HydroRiver | 2018-04-03 07:00 | 0.59535
HydroRiver | 2018-04-03 08:00 | 0.59196
HydroRiver | 2018-04-03 09:00 | 0.58127
HydroRiver | 2018-04-03 10:00 | 0.57485
HydroRiver | 2018-04-03 11:00 | 0.57093
HydroRiver | 2018-04-03 12:00 | 0.54955
HydroRiver | 2018-04-03 13:00 | 0.5581
HydroRiver | 2018-04-03 14:00 | 0.56541
HydroRiver | 2018-04-03 15:00 | 0.56888
HydroRiver | 2018-04-03 16:00 | 0.58448
HydroRiver | 2018-04-03 17:00 | 0.60114
HydroRiver | 2018-04-03 18:00 | 0.59891
HydroRiver | 2018-04-03 19:00 | 0.5712
HydroRiver | 2018-04-03 20:00 | 0.57236
HydroRiver | 2018-04-03 21:00 | 0.56853
HydroRiver | 2018-04-03 22:00 | 0.5524
HydroRiver | 2018-04-03 23:00 | 0.52762
HydroRiver | 2018-04-04 | 0.52673
HydroRiver | 2018-04-04 01:00 | 0.52388
HydroRiver | 2018-04-04 02:00 | 0.5221
HydroRiver | 2018-04-04 03:00 | 0.53395
HydroRiver | 2018-04-04 04:00 | 0.55953
HydroRiver | 2018-04-04 05:00 | 0.58225
HydroRiver | 2018-04-04 06:00 | 0.60889
HydroRiver | 2018-04-04 07:00 | 0.6072
HydroRiver | 2018-04-04 08:00 | 0.60569
HydroRiver | 2018-04-04 09:00 | 0.60987
HydroRiver | 2018-04-04 10:00 | 0.6007
HydroRiver | 2018-04-04 11:00 | 0.57539
HydroRiver | 2018-04-04 12:00 | 0.56006
HydroRiver | 2018-04-04 13:00 | 0.56888
HydroRiver | 2018-04-04 14:00 | 0.56897
HydroRiver | 2018-04-04 15:00 | 0.58768
HydroRiver | 2018-04-04 16:00 | 0.62618
HydroRiver | 2018-04-04 17:00 | 0.63875
HydroRiver | 2018-04-04 18:00 | 0.63625
HydroRiver | 2018-04-04 19:00 | 0.61593
HydroRiver | 2018-04-04 20:00 | 0.59971
HydroRiver | 2018-04-04 21:00 | 0.60266
HydroRiver | 2018-04-04 22:00 | 0.5597
HydroRiver | 2018-04-04 23:00 | 0.55249
HydroRiver | 2018-04-05 | 0.54331
HydroRiver | 2018-04-05 01:00 | 0.54857
HydroRiver | 2018-04-05 02:00 | 0.55382
HydroRiver | 2018-04-05 03:00 | 0.55828
HydroRiver | 2018-04-05 04:00 | 0.58403
HydroRiver | 2018-04-05 05:00 | 0.59214
HydroRiver | 2018-04-05 06:00 | 0.61718
HydroRiver | 2018-04-05 07:00 | 0.61228
HydroRiver | 2018-04-05 08:00 | 0.62369
HydroRiver | 2018-04-05 09:00 | 0.61085
HydroRiver | 2018-04-05 10:00 | 0.61308
HydroRiver | 2018-04-05 11:00 | 0.60497
HydroRiver | 2018-04-05 12:00 | 0.60364
HydroRiver | 2018-04-05 13:00 | 0.59374
HydroRiver | 2018-04-05 14:00 | 0.5876
HydroRiver | 2018-04-05 15:00 | 0.599
HydroRiver | 2018-04-05 16:00 | 0.60809
HydroRiver | 2018-04-05 17:00 | 0.62395
HydroRiver | 2018-04-05 18:00 | 0.63001
HydroRiver | 2018-04-05 19:00 | 0.62511
HydroRiver | 2018-04-05 20:00 | 0.6023
HydroRiver | 2018-04-05 21:00 | 0.59829
HydroRiver | 2018-04-05 22:00 | 0.58341
HydroRiver | 2018-04-05 23:00 | 0.57191
HydroRiver | 2018-04-06 | 0.55454
HydroRiver | 2018-04-06 01:00 | 0.55641
HydroRiver | 2018-04-06 02:00 | 0.55757
HydroRiver | 2018-04-06 03:00 | 0.56211
HydroRiver | 2018-04-06 04:00 | 0.59936
HydroRiver | 2018-04-06 05:00 | 0.62199
HydroRiver | 2018-04-06 06:00 | 0.63331
HydroRiver | 2018-04-06 07:00 | 0.63928
HydroRiver | 2018-04-06 08:00 | 0.63607
HydroRiver | 2018-04-06 09:00 | 0.61959
HydroRiver | 2018-04-06 10:00 | 0.59615
HydroRiver | 2018-04-06 11:00 | 0.5859
HydroRiver | 2018-04-06 12:00 | 0.55587
HydroRiver | 2018-04-06 13:00 | 0.55364
HydroRiver | 2018-04-06 14:00 | 0.5679
HydroRiver | 2018-04-06 15:00 | 0.59704
HydroRiver | 2018-04-06 16:00 | 0.59971
HydroRiver | 2018-04-06 17:00 | 0.60684
HydroRiver | 2018-04-06 18:00 | 0.63322
HydroRiver | 2018-04-06 19:00 | 0.61843
HydroRiver | 2018-04-06 20:00 | 0.59553
HydroRiver | 2018-04-06 21:00 | 0.59071
HydroRiver | 2018-04-06 22:00 | 0.57904
HydroRiver | 2018-04-06 23:00 | 0.54081
HydroRiver | 2018-04-07 | 0.53056
HydroRiver | 2018-04-07 01:00 | 0.52896
HydroRiver | 2018-04-07 02:00 | 0.53404
HydroRiver | 2018-04-07 03:00 | 0.53707
HydroRiver | 2018-04-07 04:00 | 0.5581
HydroRiver | 2018-04-07 05:00 | 0.56799
HydroRiver | 2018-04-07 06:00 | 0.58715
HydroRiver | 2018-04-07 07:00 | 0.59579
HydroRiver | 2018-04-07 08:00 | 0.60087
HydroRiver | 2018-04-07 09:00 | 0.60408
HydroRiver | 2018-04-07 10:00 | 0.59312
HydroRiver | 2018-04-07 11:00 | 0.55712
HydroRiver | 2018-04-07 12:00 | 0.5499
HydroRiver | 2018-04-07 13:00 | 0.54678
HydroRiver | 2018-04-07 14:00 | 0.54919
HydroRiver | 2018-04-07 15:00 | 0.58269
HydroRiver | 2018-04-07 16:00 | 0.61727
HydroRiver | 2018-04-07 17:00 | 0.635
HydroRiver | 2018-04-07 18:00 | 0.65113
HydroRiver | 2018-04-07 19:00 | 0.6375
HydroRiver | 2018-04-07 20:00 | 0.62315
HydroRiver | 2018-04-07 21:00 | 0.61843
HydroRiver | 2018-04-07 22:00 | 0.60114
HydroRiver | 2018-04-07 23:00 | 0.57922
HydroRiver | 2018-04-08 | 0.56363
HydroRiver | 2018-04-08 01:00 | 0.5516
HydroRiver | 2018-04-08 02:00 | 0.53725
HydroRiver | 2018-04-08 03:00 | 0.53261
HydroRiver | 2018-04-08 04:00 | 0.53538
HydroRiver | 2018-04-08 05:00 | 0.55614
HydroRiver | 2018-04-08 06:00 | 0.55953
HydroRiver | 2018-04-08 07:00 | 0.56416
HydroRiver | 2018-04-08 08:00 | 0.5687
HydroRiver | 2018-04-08 09:00 | 0.57842
HydroRiver | 2018-04-08 10:00 | 0.57512
HydroRiver | 2018-04-08 11:00 | 0.5401
HydroRiver | 2018-04-08 12:00 | 0.53333
HydroRiver | 2018-04-08 13:00 | 0.5368
HydroRiver | 2018-04-08 14:00 | 0.55177
HydroRiver | 2018-04-08 15:00 | 0.57833
HydroRiver | 2018-04-08 16:00 | 0.61059
HydroRiver | 2018-04-08 17:00 | 0.62654
HydroRiver | 2018-04-08 18:00 | 0.62876
HydroRiver | 2018-04-08 19:00 | 0.62386
HydroRiver | 2018-04-08 20:00 | 0.62458
HydroRiver | 2018-04-08 21:00 | 0.62574
HydroRiver | 2018-04-08 22:00 | 0.58867
HydroRiver | 2018-04-08 23:00 | 0.57271
HydroRiver | 2018-04-09 | 0.55721
HydroRiver | 2018-04-09 01:00 | 0.54883
HydroRiver | 2018-04-09 02:00 | 0.54179
HydroRiver | 2018-04-09 03:00 | 0.55231
HydroRiver | 2018-04-09 04:00 | 0.60444
HydroRiver | 2018-04-09 05:00 | 0.63821
HydroRiver | 2018-04-09 06:00 | 0.63482
HydroRiver | 2018-04-09 07:00 | 0.62948
HydroRiver | 2018-04-09 08:00 | 0.62208
HydroRiver | 2018-04-09 09:00 | 0.61709
HydroRiver | 2018-04-09 10:00 | 0.6113
HydroRiver | 2018-04-09 11:00 | 0.60444
HydroRiver | 2018-04-09 12:00 | 0.58635
HydroRiver | 2018-04-09 13:00 | 0.57503
HydroRiver | 2018-04-09 14:00 | 0.58216
HydroRiver | 2018-04-09 15:00 | 0.5966
HydroRiver | 2018-04-09 16:00 | 0.61558
HydroRiver | 2018-04-09 17:00 | 0.63367
HydroRiver | 2018-04-09 18:00 | 0.64534
HydroRiver | 2018-04-09 19:00 | 0.63545
HydroRiver | 2018-04-09 20:00 | 0.60444
HydroRiver | 2018-04-09 21:00 | 0.61344
HydroRiver | 2018-04-09 22:00 | 0.58118
HydroRiver | 2018-04-09 23:00 | 0.56193
HydroRiver | 2018-04-10 | 0.55846
HydroRiver | 2018-04-10 01:00 | 0.55828
HydroRiver | 2018-04-10 02:00 | 0.55748
HydroRiver | 2018-04-10 03:00 | 0.55917
HydroRiver | 2018-04-10 04:00 | 0.5941
HydroRiver | 2018-04-10 05:00 | 0.61736
HydroRiver | 2018-04-10 06:00 | 0.57263
HydroRiver | 2018-04-10 07:00 | 0.63384
HydroRiver | 2018-04-10 08:00 | 0.63277
HydroRiver | 2018-04-10 09:00 | 0.61763
HydroRiver | 2018-04-10 10:00 | 0.60497
HydroRiver | 2018-04-10 11:00 | 0.58768
HydroRiver | 2018-04-10 12:00 | 0.5802
HydroRiver | 2018-04-10 13:00 | 0.57637
HydroRiver | 2018-04-10 14:00 | 0.58653
HydroRiver | 2018-04-10 15:00 | 0.59856
HydroRiver | 2018-04-10 16:00 | 0.61763
HydroRiver | 2018-04-10 17:00 | 0.64846
HydroRiver | 2018-04-10 18:00 | 0.65603
HydroRiver | 2018-04-10 19:00 | 0.64124
HydroRiver | 2018-04-10 20:00 | 0.60845
HydroRiver | 2018-04-10 21:00 | 0.59401
HydroRiver | 2018-04-10 22:00 | 0.56683
HydroRiver | 2018-04-10 23:00 | 0.55498
HydroRiver | 2018-04-11 | 0.55489
HydroRiver | 2018-04-11 01:00 | 0.54865
HydroRiver | 2018-04-11 02:00 | 0.54732
HydroRiver | 2018-04-11 03:00 | 0.55792
HydroRiver | 2018-04-11 04:00 | 0.58831
HydroRiver | 2018-04-11 05:00 | 0.62636
HydroRiver | 2018-04-11 06:00 | 0.62761
HydroRiver | 2018-04-11 07:00 | 0.64204
HydroRiver | 2018-04-11 08:00 | 0.63474
HydroRiver | 2018-04-11 09:00 | 0.62707
HydroRiver | 2018-04-11 10:00 | 0.62342
HydroRiver | 2018-04-11 11:00 | 0.61192
HydroRiver | 2018-04-11 12:00 | 0.60248
HydroRiver | 2018-04-11 13:00 | 0.60337
HydroRiver | 2018-04-11 14:00 | 0.59321
HydroRiver | 2018-04-11 15:00 | 0.58973
HydroRiver | 2018-04-11 16:00 | 0.58332
HydroRiver | 2018-04-11 17:00 | 0.60239
HydroRiver | 2018-04-11 18:00 | 0.62083
HydroRiver | 2018-04-11 19:00 | 0.60613
HydroRiver | 2018-04-11 20:00 | 0.58902
HydroRiver | 2018-04-11 21:00 | 0.57672
HydroRiver | 2018-04-11 22:00 | 0.57111
HydroRiver | 2018-04-11 23:00 | 0.55516
HydroRiver | 2018-04-12 | 0.53948
HydroRiver | 2018-04-12 01:00 | 0.53823
HydroRiver | 2018-04-12 02:00 | 0.53662
HydroRiver | 2018-04-12 03:00 | 0.54892
HydroRiver | 2018-04-12 04:00 | 0.56942
HydroRiver | 2018-04-12 05:00 | 0.59597
HydroRiver | 2018-04-12 06:00 | 0.60622
HydroRiver | 2018-04-12 07:00 | 0.6293
HydroRiver | 2018-04-12 08:00 | 0.63705
HydroRiver | 2018-04-12 09:00 | 0.64115
HydroRiver | 2018-04-12 10:00 | 0.63108
HydroRiver | 2018-04-12 11:00 | 0.63545
HydroRiver | 2018-04-12 12:00 | 0.61103
HydroRiver | 2018-04-12 13:00 | 0.58982
HydroRiver | 2018-04-12 14:00 | 0.5949
HydroRiver | 2018-04-12 15:00 | 0.5966
HydroRiver | 2018-04-12 16:00 | 0.6072
HydroRiver | 2018-04-12 17:00 | 0.64472
HydroRiver | 2018-04-12 18:00 | 0.64088
HydroRiver | 2018-04-12 19:00 | 0.63509
HydroRiver | 2018-04-12 20:00 | 0.61754
HydroRiver | 2018-04-12 21:00 | 0.61032
HydroRiver | 2018-04-12 22:00 | 0.59989
HydroRiver | 2018-04-12 23:00 | 0.58457
HydroRiver | 2018-04-13 | 0.56006
HydroRiver | 2018-04-13 01:00 | 0.53841
HydroRiver | 2018-04-13 02:00 | 0.53992
HydroRiver | 2018-04-13 03:00 | 0.54616
HydroRiver | 2018-04-13 04:00 | 0.57236
HydroRiver | 2018-04-13 05:00 | 0.60631
HydroRiver | 2018-04-13 06:00 | 0.6367
HydroRiver | 2018-04-13 07:00 | 0.63919
HydroRiver | 2018-04-13 08:00 | 0.63919
HydroRiver | 2018-04-13 09:00 | 0.635
HydroRiver | 2018-04-13 10:00 | 0.63518
HydroRiver | 2018-04-13 11:00 | 0.62475
HydroRiver | 2018-04-13 12:00 | 0.60462
HydroRiver | 2018-04-13 13:00 | 0.59161
HydroRiver | 2018-04-13 14:00 | 0.58091
HydroRiver | 2018-04-13 15:00 | 0.59856
HydroRiver | 2018-04-13 16:00 | 0.61112
HydroRiver | 2018-04-13 17:00 | 0.63901
HydroRiver | 2018-04-13 18:00 | 0.64338
HydroRiver | 2018-04-13 19:00 | 0.61068
HydroRiver | 2018-04-13 20:00 | 0.6162
HydroRiver | 2018-04-13 21:00 | 0.62413
HydroRiver | 2018-04-13 22:00 | 0.59811
HydroRiver | 2018-04-13 23:00 | 0.56665
HydroRiver | 2018-04-14 | 0.52825
HydroRiver | 2018-04-14 01:00 | 0.49875
HydroRiver | 2018-04-14 02:00 | 0.49519
HydroRiver | 2018-04-14 03:00 | 0.49314
HydroRiver | 2018-04-14 04:00 | 0.52183
HydroRiver | 2018-04-14 05:00 | 0.56113
HydroRiver | 2018-04-14 06:00 | 0.58287
HydroRiver | 2018-04-14 07:00 | 0.59018
HydroRiver | 2018-04-14 08:00 | 0.57236
HydroRiver | 2018-04-14 09:00 | 0.56487
HydroRiver | 2018-04-14 10:00 | 0.55347
HydroRiver | 2018-04-14 11:00 | 0.54625
HydroRiver | 2018-04-14 12:00 | 0.53885
HydroRiver | 2018-04-14 13:00 | 0.52237
HydroRiver | 2018-04-14 14:00 | 0.51773
HydroRiver | 2018-04-14 15:00 | 0.52905
HydroRiver | 2018-04-14 16:00 | 0.55694
HydroRiver | 2018-04-14 17:00 | 0.59045
HydroRiver | 2018-04-14 18:00 | 0.60551
HydroRiver | 2018-04-14 19:00 | 0.59259
HydroRiver | 2018-04-14 20:00 | 0.59
HydroRiver | 2018-04-14 21:00 | 0.60319
HydroRiver | 2018-04-14 22:00 | 0.581
HydroRiver | 2018-04-14 23:00 | 0.54883
HydroRiver | 2018-04-15 | 0.52566
HydroRiver | 2018-04-15 01:00 | 0.50891
HydroRiver | 2018-04-15 02:00 | 0.50481
HydroRiver | 2018-04-15 03:00 | 0.50116
HydroRiver | 2018-04-15 04:00 | 0.51827
HydroRiver | 2018-04-15 05:00 | 0.51782
HydroRiver | 2018-04-15 06:00 | 0.5205
HydroRiver | 2018-04-15 07:00 | 0.53805
HydroRiver | 2018-04-15 08:00 | 0.53796
HydroRiver | 2018-04-15 09:00 | 0.55008
HydroRiver | 2018-04-15 10:00 | 0.54928
HydroRiver | 2018-04-15 11:00 | 0.53297
HydroRiver | 2018-04-15 12:00 | 0.50677
HydroRiver | 2018-04-15 13:00 | 0.50677
HydroRiver | 2018-04-15 14:00 | 0.50241
HydroRiver | 2018-04-15 15:00 | 0.50374
HydroRiver | 2018-04-15 16:00 | 0.54482
HydroRiver | 2018-04-15 17:00 | 0.56665
HydroRiver | 2018-04-15 18:00 | 0.57664
HydroRiver | 2018-04-15 19:00 | 0.58207
HydroRiver | 2018-04-15 20:00 | 0.5786
HydroRiver | 2018-04-15 21:00 | 0.57779
HydroRiver | 2018-04-15 22:00 | 0.55694
HydroRiver | 2018-04-15 23:00 | 0.52584
HydroRiver | 2018-04-16 | 0.50757
HydroRiver | 2018-04-16 01:00 | 0.4984
HydroRiver | 2018-04-16 02:00 | 0.4869
HydroRiver | 2018-04-16 03:00 | 0.49777
HydroRiver | 2018-04-16 04:00 | 0.54402
HydroRiver | 2018-04-16 05:00 | 0.58733
HydroRiver | 2018-04-16 06:00 | 0.60765
HydroRiver | 2018-04-16 07:00 | 0.61798
HydroRiver | 2018-04-16 08:00 | 0.61201
HydroRiver | 2018-04-16 09:00 | 0.608
HydroRiver | 2018-04-16 10:00 | 0.60729
HydroRiver | 2018-04-16 11:00 | 0.58305
HydroRiver | 2018-04-16 12:00 | 0.56051
HydroRiver | 2018-04-16 13:00 | 0.55837
HydroRiver | 2018-04-16 14:00 | 0.57779
HydroRiver | 2018-04-16 15:00 | 0.5818
HydroRiver | 2018-04-16 16:00 | 0.61495
HydroRiver | 2018-04-16 17:00 | 0.64641
HydroRiver | 2018-04-16 18:00 | 0.62912
HydroRiver | 2018-04-16 19:00 | 0.60506
HydroRiver | 2018-04-16 20:00 | 0.58163
HydroRiver | 2018-04-16 21:00 | 0.57806
HydroRiver | 2018-04-16 22:00 | 0.55881
HydroRiver | 2018-04-16 23:00 | 0.53048
HydroRiver | 2018-04-17 | 0.51158
HydroRiver | 2018-04-17 01:00 | 0.50526
HydroRiver | 2018-04-17 02:00 | 0.49635
HydroRiver | 2018-04-17 03:00 | 0.51025
HydroRiver | 2018-04-17 04:00 | 0.5524
HydroRiver | 2018-04-17 05:00 | 0.62128
HydroRiver | 2018-04-17 06:00 | 0.63117
HydroRiver | 2018-04-17 07:00 | 0.61932
HydroRiver | 2018-04-17 08:00 | 0.60943
HydroRiver | 2018-04-17 09:00 | 0.58234
HydroRiver | 2018-04-17 10:00 | 0.56746
HydroRiver | 2018-04-17 11:00 | 0.5417
HydroRiver | 2018-04-17 12:00 | 0.50918
HydroRiver | 2018-04-17 13:00 | 0.49724
HydroRiver | 2018-04-17 14:00 | 0.5221
HydroRiver | 2018-04-17 15:00 | 0.56273
HydroRiver | 2018-04-17 16:00 | 0.59838
HydroRiver | 2018-04-17 17:00 | 0.61816
HydroRiver | 2018-04-17 18:00 | 0.6358
HydroRiver | 2018-04-17 19:00 | 0.60462
HydroRiver | 2018-04-17 20:00 | 0.59045
HydroRiver | 2018-04-17 21:00 | 0.57298
HydroRiver | 2018-04-17 22:00 | 0.54687
HydroRiver | 2018-04-17 23:00 | 0.53137
HydroRiver | 2018-04-18 | 0.51898
HydroRiver | 2018-04-18 01:00 | 0.52156
HydroRiver | 2018-04-18 02:00 | 0.51943
HydroRiver | 2018-04-18 03:00 | 0.52486
HydroRiver | 2018-04-18 04:00 | 0.56897
HydroRiver | 2018-04-18 05:00 | 0.60159
HydroRiver | 2018-04-18 06:00 | 0.62315
HydroRiver | 2018-04-18 07:00 | 0.60872
HydroRiver | 2018-04-18 08:00 | 0.58359
HydroRiver | 2018-04-18 09:00 | 0.56211
HydroRiver | 2018-04-18 10:00 | 0.55578
HydroRiver | 2018-04-18 11:00 | 0.54999
HydroRiver | 2018-04-18 12:00 | 0.55061
HydroRiver | 2018-04-18 13:00 | 0.56264
HydroRiver | 2018-04-18 14:00 | 0.57182
HydroRiver | 2018-04-18 15:00 | 0.60364
HydroRiver | 2018-04-18 16:00 | 0.61887
HydroRiver | 2018-04-18 17:00 | 0.63661
HydroRiver | 2018-04-18 18:00 | 0.64276
HydroRiver | 2018-04-18 19:00 | 0.59749
HydroRiver | 2018-04-18 20:00 | 0.58367
HydroRiver | 2018-04-18 21:00 | 0.59508
HydroRiver | 2018-04-18 22:00 | 0.5671
HydroRiver | 2018-04-18 23:00 | 0.55035
HydroRiver | 2018-04-19 | 0.54696
HydroRiver | 2018-04-19 01:00 | 0.54233
HydroRiver | 2018-04-19 02:00 | 0.55177
HydroRiver | 2018-04-19 03:00 | 0.57129
HydroRiver | 2018-04-19 04:00 | 0.60096
HydroRiver | 2018-04-19 05:00 | 0.61228
HydroRiver | 2018-04-19 06:00 | 0.63331
HydroRiver | 2018-04-19 07:00 | 0.63411
HydroRiver | 2018-04-19 08:00 | 0.60773
HydroRiver | 2018-04-19 09:00 | 0.59303
HydroRiver | 2018-04-19 10:00 | 0.56844
HydroRiver | 2018-04-19 11:00 | 0.5712
HydroRiver | 2018-04-19 12:00 | 0.56835
HydroRiver | 2018-04-19 13:00 | 0.56256
HydroRiver | 2018-04-19 14:00 | 0.57459
HydroRiver | 2018-04-19 15:00 | 0.60426
HydroRiver | 2018-04-19 16:00 | 0.63233
HydroRiver | 2018-04-19 17:00 | 0.65033
HydroRiver | 2018-04-19 18:00 | 0.66174
HydroRiver | 2018-04-19 19:00 | 0.63482
HydroRiver | 2018-04-19 20:00 | 0.62582
HydroRiver | 2018-04-19 21:00 | 0.61451
HydroRiver | 2018-04-19 22:00 | 0.57664
HydroRiver | 2018-04-19 23:00 | 0.56113
HydroRiver | 2018-04-20 | 0.56853
HydroRiver | 2018-04-20 01:00 | 0.56416
HydroRiver | 2018-04-20 02:00 | 0.56505
HydroRiver | 2018-04-20 03:00 | 0.56594
HydroRiver | 2018-04-20 04:00 | 0.6146
HydroRiver | 2018-04-20 05:00 | 0.64311
HydroRiver | 2018-04-20 06:00 | 0.63509
HydroRiver | 2018-04-20 07:00 | 0.635
HydroRiver | 2018-04-20 08:00 | 0.62324
HydroRiver | 2018-04-20 09:00 | 0.5998
HydroRiver | 2018-04-20 10:00 | 0.5941
HydroRiver | 2018-04-20 11:00 | 0.58867
HydroRiver | 2018-04-20 12:00 | 0.59116
HydroRiver | 2018-04-20 13:00 | 0.5835
HydroRiver | 2018-04-20 14:00 | 0.59642
HydroRiver | 2018-04-20 15:00 | 0.61754
HydroRiver | 2018-04-20 16:00 | 0.63554
HydroRiver | 2018-04-20 17:00 | 0.64703
HydroRiver | 2018-04-20 18:00 | 0.66735
HydroRiver | 2018-04-20 19:00 | 0.65978
HydroRiver | 2018-04-20 20:00 | 0.63108
HydroRiver | 2018-04-20 21:00 | 0.61816
HydroRiver | 2018-04-20 22:00 | 0.58902
HydroRiver | 2018-04-20 23:00 | 0.57066
HydroRiver | 2018-04-21 | 0.56906
HydroRiver | 2018-04-21 01:00 | 0.56327
HydroRiver | 2018-04-21 02:00 | 0.56051
HydroRiver | 2018-04-21 03:00 | 0.56719
HydroRiver | 2018-04-21 04:00 | 0.57975
HydroRiver | 2018-04-21 05:00 | 0.59811
HydroRiver | 2018-04-21 06:00 | 0.62698
HydroRiver | 2018-04-21 07:00 | 0.63064
HydroRiver | 2018-04-21 08:00 | 0.60453
HydroRiver | 2018-04-21 09:00 | 0.61148
HydroRiver | 2018-04-21 10:00 | 0.59579
HydroRiver | 2018-04-21 11:00 | 0.57824
HydroRiver | 2018-04-21 12:00 | 0.57245
HydroRiver | 2018-04-21 13:00 | 0.57922
HydroRiver | 2018-04-21 14:00 | 0.58448
HydroRiver | 2018-04-21 15:00 | 0.59749
HydroRiver | 2018-04-21 16:00 | 0.60943
HydroRiver | 2018-04-21 17:00 | 0.61638
HydroRiver | 2018-04-21 18:00 | 0.62235
HydroRiver | 2018-04-21 19:00 | 0.63402
HydroRiver | 2018-04-21 20:00 | 0.63179
HydroRiver | 2018-04-21 21:00 | 0.60426
HydroRiver | 2018-04-21 22:00 | 0.5859
HydroRiver | 2018-04-21 23:00 | 0.59045
HydroRiver | 2018-04-22 | 0.58127
HydroRiver | 2018-04-22 01:00 | 0.57325
HydroRiver | 2018-04-22 02:00 | 0.5761
HydroRiver | 2018-04-22 03:00 | 0.57681
HydroRiver | 2018-04-22 04:00 | 0.57031
HydroRiver | 2018-04-22 05:00 | 0.57138
HydroRiver | 2018-04-22 06:00 | 0.57467
HydroRiver | 2018-04-22 07:00 | 0.57583
HydroRiver | 2018-04-22 08:00 | 0.57922
HydroRiver | 2018-04-22 09:00 | 0.5843
HydroRiver | 2018-04-22 10:00 | 0.57396
HydroRiver | 2018-04-22 11:00 | 0.57173
HydroRiver | 2018-04-22 12:00 | 0.55908
HydroRiver | 2018-04-22 13:00 | 0.54375
HydroRiver | 2018-04-22 14:00 | 0.54473
HydroRiver | 2018-04-22 15:00 | 0.56256
HydroRiver | 2018-04-22 16:00 | 0.59125
HydroRiver | 2018-04-22 17:00 | 0.62235
HydroRiver | 2018-04-22 18:00 | 0.62591
HydroRiver | 2018-04-22 19:00 | 0.62155
HydroRiver | 2018-04-22 20:00 | 0.62012
HydroRiver | 2018-04-22 21:00 | 0.61183
HydroRiver | 2018-04-22 22:00 | 0.58608
HydroRiver | 2018-04-22 23:00 | 0.57138
HydroRiver | 2018-04-23 | 0.55641
HydroRiver | 2018-04-23 01:00 | 0.55596
HydroRiver | 2018-04-23 02:00 | 0.55561
HydroRiver | 2018-04-23 03:00 | 0.56817
HydroRiver | 2018-04-23 04:00 | 0.59357
HydroRiver | 2018-04-23 05:00 | 0.61228
HydroRiver | 2018-04-23 06:00 | 0.63233
HydroRiver | 2018-04-23 07:00 | 0.63064
HydroRiver | 2018-04-23 08:00 | 0.61896
HydroRiver | 2018-04-23 09:00 | 0.64908
HydroRiver | 2018-04-23 10:00 | 0.59018
HydroRiver | 2018-04-23 11:00 | 0.57806
HydroRiver | 2018-04-23 12:00 | 0.56505
HydroRiver | 2018-04-23 13:00 | 0.57271
HydroRiver | 2018-04-23 14:00 | 0.57753
HydroRiver | 2018-04-23 15:00 | 0.58385
HydroRiver | 2018-04-23 16:00 | 0.60274
HydroRiver | 2018-04-23 17:00 | 0.6293
HydroRiver | 2018-04-23 18:00 | 0.6571
HydroRiver | 2018-04-23 19:00 | 0.66361
HydroRiver | 2018-04-23 20:00 | 0.62502
HydroRiver | 2018-04-23 21:00 | 0.6088
HydroRiver | 2018-04-23 22:00 | 0.58278
HydroRiver | 2018-04-23 23:00 | 0.56764
HydroRiver | 2018-04-24 | 0.55783
HydroRiver | 2018-04-24 01:00 | 0.54865
HydroRiver | 2018-04-24 02:00 | 0.54848
HydroRiver | 2018-04-24 03:00 | 0.55587
HydroRiver | 2018-04-24 04:00 | 0.58644
HydroRiver | 2018-04-24 05:00 | 0.63349
HydroRiver | 2018-04-24 06:00 | 0.65461
HydroRiver | 2018-04-24 07:00 | 0.62164
HydroRiver | 2018-04-24 08:00 | 0.60328
HydroRiver | 2018-04-24 09:00 | 0.59624
HydroRiver | 2018-04-24 10:00 | 0.59588
HydroRiver | 2018-04-24 11:00 | 0.59579
HydroRiver | 2018-04-24 12:00 | 0.57583
HydroRiver | 2018-04-24 13:00 | 0.56977
HydroRiver | 2018-04-24 14:00 | 0.58287
HydroRiver | 2018-04-24 15:00 | 0.59366
HydroRiver | 2018-04-24 16:00 | 0.61843
HydroRiver | 2018-04-24 17:00 | 0.64418
HydroRiver | 2018-04-24 18:00 | 0.66191
HydroRiver | 2018-04-24 19:00 | 0.64703
HydroRiver | 2018-04-24 20:00 | 0.63607
HydroRiver | 2018-04-24 21:00 | 0.62155
HydroRiver | 2018-04-24 22:00 | 0.59161
HydroRiver | 2018-04-24 23:00 | 0.57004
HydroRiver | 2018-04-25 | 0.56844
HydroRiver | 2018-04-25 01:00 | 0.56728
HydroRiver | 2018-04-25 02:00 | 0.56318
HydroRiver | 2018-04-25 03:00 | 0.56363
HydroRiver | 2018-04-25 04:00 | 0.57227
HydroRiver | 2018-04-25 05:00 | 0.59847
HydroRiver | 2018-04-25 06:00 | 0.61932
HydroRiver | 2018-04-25 07:00 | 0.62734
HydroRiver | 2018-04-25 08:00 | 0.60613
HydroRiver | 2018-04-25 09:00 | 0.59891
HydroRiver | 2018-04-25 10:00 | 0.59054
HydroRiver | 2018-04-25 11:00 | 0.57886
HydroRiver | 2018-04-25 12:00 | 0.56888
HydroRiver | 2018-04-25 13:00 | 0.57004
HydroRiver | 2018-04-25 14:00 | 0.56737
HydroRiver | 2018-04-25 15:00 | 0.57646
HydroRiver | 2018-04-25 16:00 | 0.59651
HydroRiver | 2018-04-25 17:00 | 0.62181
HydroRiver | 2018-04-25 18:00 | 0.62556
HydroRiver | 2018-04-25 19:00 | 0.64249
HydroRiver | 2018-04-25 20:00 | 0.65122
HydroRiver | 2018-04-25 21:00 | 0.6244
HydroRiver | 2018-04-25 22:00 | 0.60907
HydroRiver | 2018-04-25 23:00 | 0.58412
HydroRiver | 2018-04-26 | 0.56781
HydroRiver | 2018-04-26 01:00 | 0.5679
HydroRiver | 2018-04-26 02:00 | 0.5614
HydroRiver | 2018-04-26 03:00 | 0.56665
HydroRiver | 2018-04-26 04:00 | 0.59464
HydroRiver | 2018-04-26 05:00 | 0.62992
HydroRiver | 2018-04-26 06:00 | 0.64846
HydroRiver | 2018-04-26 07:00 | 0.64971
HydroRiver | 2018-04-26 08:00 | 0.63892
HydroRiver | 2018-04-26 09:00 | 0.65888
HydroRiver | 2018-04-26 10:00 | 0.61852
HydroRiver | 2018-04-26 11:00 | 0.61237
HydroRiver | 2018-04-26 12:00 | 0.59517
HydroRiver | 2018-04-26 13:00 | 0.5925
HydroRiver | 2018-04-26 14:00 | 0.59481
HydroRiver | 2018-04-26 15:00 | 0.60105
HydroRiver | 2018-04-26 16:00 | 0.62333
HydroRiver | 2018-04-26 17:00 | 0.64498
HydroRiver | 2018-04-26 18:00 | 0.65701
HydroRiver | 2018-04-26 19:00 | 0.65764
HydroRiver | 2018-04-26 20:00 | 0.66352
HydroRiver | 2018-04-26 21:00 | 0.65282
HydroRiver | 2018-04-26 22:00 | 0.62048
HydroRiver | 2018-04-26 23:00 | 0.61183
HydroRiver | 2018-04-27 | 0.59918
HydroRiver | 2018-04-27 01:00 | 0.58849
HydroRiver | 2018-04-27 02:00 | 0.58599
HydroRiver | 2018-04-27 03:00 | 0.58831
HydroRiver | 2018-04-27 04:00 | 0.60729
HydroRiver | 2018-04-27 05:00 | 0.6334
HydroRiver | 2018-04-27 06:00 | 0.65541
HydroRiver | 2018-04-27 07:00 | 0.66004
HydroRiver | 2018-04-27 08:00 | 0.66049
HydroRiver | 2018-04-27 09:00 | 0.64267
HydroRiver | 2018-04-27 10:00 | 0.64276
HydroRiver | 2018-04-27 11:00 | 0.63081
HydroRiver | 2018-04-27 12:00 | 0.61451
HydroRiver | 2018-04-27 13:00 | 0.60684
HydroRiver | 2018-04-27 14:00 | 0.61593
HydroRiver | 2018-04-27 15:00 | 0.6178
HydroRiver | 2018-04-27 16:00 | 0.62894
HydroRiver | 2018-04-27 17:00 | 0.6342
HydroRiver | 2018-04-27 18:00 | 0.63955
HydroRiver | 2018-04-27 19:00 | 0.66414
HydroRiver | 2018-04-27 20:00 | 0.67885
HydroRiver | 2018-04-27 21:00 | 0.67608
HydroRiver | 2018-04-27 22:00 | 0.65184
HydroRiver | 2018-04-27 23:00 | 0.6375
HydroRiver | 2018-04-28 | 0.62003
HydroRiver | 2018-04-28 01:00 | 0.60203
HydroRiver | 2018-04-28 02:00 | 0.59446
HydroRiver | 2018-04-28 03:00 | 0.59847
HydroRiver | 2018-04-28 04:00 | 0.59891
HydroRiver | 2018-04-28 05:00 | 0.61941
HydroRiver | 2018-04-28 06:00 | 0.64668
HydroRiver | 2018-04-28 07:00 | 0.65978
HydroRiver | 2018-04-28 08:00 | 0.6522
HydroRiver | 2018-04-28 09:00 | 0.65416
HydroRiver | 2018-04-28 10:00 | 0.64908
HydroRiver | 2018-04-28 11:00 | 0.6391
HydroRiver | 2018-04-28 12:00 | 0.63171
HydroRiver | 2018-04-28 13:00 | 0.62155
HydroRiver | 2018-04-28 14:00 | 0.608
HydroRiver | 2018-04-28 15:00 | 0.617
HydroRiver | 2018-04-28 16:00 | 0.63714
HydroRiver | 2018-04-28 17:00 | 0.65479
HydroRiver | 2018-04-28 18:00 | 0.66111
HydroRiver | 2018-04-28 19:00 | 0.66111
HydroRiver | 2018-04-28 20:00 | 0.66895
HydroRiver | 2018-04-28 21:00 | 0.67644
HydroRiver | 2018-04-28 22:00 | 0.64418
HydroRiver | 2018-04-28 23:00 | 0.62547
HydroRiver | 2018-04-29 | 0.61148
HydroRiver | 2018-04-29 01:00 | 0.59562
HydroRiver | 2018-04-29 02:00 | 0.57378
HydroRiver | 2018-04-29 03:00 | 0.55498
HydroRiver | 2018-04-29 04:00 | 0.55195
HydroRiver | 2018-04-29 05:00 | 0.56398
HydroRiver | 2018-04-29 06:00 | 0.58679
HydroRiver | 2018-04-29 07:00 | 0.59517
HydroRiver | 2018-04-29 08:00 | 0.59722
HydroRiver | 2018-04-29 09:00 | 0.60872
HydroRiver | 2018-04-29 10:00 | 0.60898
HydroRiver | 2018-04-29 11:00 | 0.59775
HydroRiver | 2018-04-29 12:00 | 0.5843
HydroRiver | 2018-04-29 13:00 | 0.57289
HydroRiver | 2018-04-29 14:00 | 0.56986
HydroRiver | 2018-04-29 15:00 | 0.56808
HydroRiver | 2018-04-29 16:00 | 0.58653
HydroRiver | 2018-04-29 17:00 | 0.61789
HydroRiver | 2018-04-29 18:00 | 0.63563
HydroRiver | 2018-04-29 19:00 | 0.62253
HydroRiver | 2018-04-29 20:00 | 0.626
HydroRiver | 2018-04-29 21:00 | 0.63652
HydroRiver | 2018-04-29 22:00 | 0.60845
HydroRiver | 2018-04-29 23:00 | 0.59989
HydroRiver | 2018-04-30 | 0.59027
HydroRiver | 2018-04-30 01:00 | 0.57851
HydroRiver | 2018-04-30 02:00 | 0.57485
HydroRiver | 2018-04-30 03:00 | 0.56398
HydroRiver | 2018-04-30 04:00 | 0.58091
HydroRiver | 2018-04-30 05:00 | 0.61665
HydroRiver | 2018-04-30 06:00 | 0.63188
HydroRiver | 2018-04-30 07:00 | 0.63696
HydroRiver | 2018-04-30 08:00 | 0.63732
HydroRiver | 2018-04-30 09:00 | 0.63866
HydroRiver | 2018-04-30 10:00 | 0.64864
HydroRiver | 2018-04-30 11:00 | 0.64712
HydroRiver | 2018-04-30 12:00 | 0.62912
HydroRiver | 2018-04-30 13:00 | 0.61816
HydroRiver | 2018-04-30 14:00 | 0.61148
HydroRiver | 2018-04-30 15:00 | 0.62903
HydroRiver | 2018-04-30 16:00 | 0.64846
HydroRiver | 2018-04-30 17:00 | 0.66067
HydroRiver | 2018-04-30 18:00 | 0.6604
HydroRiver | 2018-04-30 19:00 | 0.65042
HydroRiver | 2018-04-30 20:00 | 0.63687
HydroRiver | 2018-04-30 21:00 | 0.63554
HydroRiver | 2018-04-30 22:00 | 0.62333
HydroRiver | 2018-04-30 23:00 | 0.6268
HydroRiver | 2018-05-01 | 0.61976
HydroRiver | 2018-05-01 01:00 | 0.60016
HydroRiver | 2018-05-01 02:00 | 0.59312
HydroRiver | 2018-05-01 03:00 | 0.58109
HydroRiver | 2018-05-01 04:00 | 0.57993
HydroRiver | 2018-05-01 05:00 | 0.58982
HydroRiver | 2018-05-01 06:00 | 0.59517
HydroRiver | 2018-05-01 07:00 | 0.60782
HydroRiver | 2018-05-01 08:00 | 0.61148
HydroRiver | 2018-05-01 09:00 | 0.62181
HydroRiver | 2018-05-01 10:00 | 0.63073
HydroRiver | 2018-05-01 11:00 | 0.62173
HydroRiver | 2018-05-01 12:00 | 0.57628
HydroRiver | 2018-05-01 13:00 | 0.55667
HydroRiver | 2018-05-01 14:00 | 0.57343
HydroRiver | 2018-05-01 15:00 | 0.58786
HydroRiver | 2018-05-01 16:00 | 0.62092
HydroRiver | 2018-05-01 17:00 | 0.63883
HydroRiver | 2018-05-01 18:00 | 0.64454
HydroRiver | 2018-05-01 19:00 | 0.64632
HydroRiver | 2018-05-01 20:00 | 0.64489
HydroRiver | 2018-05-01 21:00 | 0.64436
HydroRiver | 2018-05-01 22:00 | 0.61772
HydroRiver | 2018-05-01 23:00 | 0.61469
HydroRiver | 2018-05-02 | 0.59624
HydroRiver | 2018-05-02 01:00 | 0.58091
HydroRiver | 2018-05-02 02:00 | 0.58662
HydroRiver | 2018-05-02 03:00 | 0.5982
HydroRiver | 2018-05-02 04:00 | 0.60925
HydroRiver | 2018-05-02 05:00 | 0.62787
HydroRiver | 2018-05-02 06:00 | 0.63349
HydroRiver | 2018-05-02 07:00 | 0.6236
HydroRiver | 2018-05-02 08:00 | 0.61246
HydroRiver | 2018-05-02 09:00 | 0.59152
HydroRiver | 2018-05-02 10:00 | 0.59259
HydroRiver | 2018-05-02 11:00 | 0.59401
HydroRiver | 2018-05-02 12:00 | 0.58973
HydroRiver | 2018-05-02 13:00 | 0.57378
HydroRiver | 2018-05-02 14:00 | 0.57788
HydroRiver | 2018-05-02 15:00 | 0.60836
HydroRiver | 2018-05-02 16:00 | 0.6326
HydroRiver | 2018-05-02 17:00 | 0.64097
HydroRiver | 2018-05-02 18:00 | 0.64311
HydroRiver | 2018-05-02 19:00 | 0.63215
HydroRiver | 2018-05-02 20:00 | 0.63135
HydroRiver | 2018-05-02 21:00 | 0.60978
HydroRiver | 2018-05-02 22:00 | 0.5843
HydroRiver | 2018-05-02 23:00 | 0.57467
HydroRiver | 2018-05-03 | 0.55748
HydroRiver | 2018-05-03 01:00 | 0.55115
HydroRiver | 2018-05-03 02:00 | 0.55356
HydroRiver | 2018-05-03 03:00 | 0.56371
HydroRiver | 2018-05-03 04:00 | 0.58038
HydroRiver | 2018-05-03 05:00 | 0.60444
HydroRiver | 2018-05-03 06:00 | 0.61121
HydroRiver | 2018-05-03 07:00 | 0.60408
HydroRiver | 2018-05-03 08:00 | 0.59374
HydroRiver | 2018-05-03 09:00 | 0.58323
HydroRiver | 2018-05-03 10:00 | 0.57851
HydroRiver | 2018-05-03 11:00 | 0.57842
HydroRiver | 2018-05-03 12:00 | 0.56309
HydroRiver | 2018-05-03 13:00 | 0.56674
HydroRiver | 2018-05-03 14:00 | 0.57236
HydroRiver | 2018-05-03 15:00 | 0.5818
HydroRiver | 2018-05-03 16:00 | 0.5949
HydroRiver | 2018-05-03 17:00 | 0.61558
HydroRiver | 2018-05-03 18:00 | 0.6146
HydroRiver | 2018-05-03 19:00 | 0.61192
HydroRiver | 2018-05-03 20:00 | 0.60569
HydroRiver | 2018-05-03 21:00 | 0.58296
HydroRiver | 2018-05-03 22:00 | 0.56309
HydroRiver | 2018-05-03 23:00 | 0.53974
HydroRiver | 2018-05-04 | 0.5344
HydroRiver | 2018-05-04 01:00 | 0.52789
HydroRiver | 2018-05-04 02:00 | 0.52914
HydroRiver | 2018-05-04 03:00 | 0.53912
HydroRiver | 2018-05-04 04:00 | 0.57156
HydroRiver | 2018-05-04 05:00 | 0.62333
HydroRiver | 2018-05-04 06:00 | 0.63821
HydroRiver | 2018-05-04 07:00 | 0.63732
HydroRiver | 2018-05-04 08:00 | 0.62787
HydroRiver | 2018-05-04 09:00 | 0.60854
HydroRiver | 2018-05-04 10:00 | 0.59098
HydroRiver | 2018-05-04 11:00 | 0.58154
HydroRiver | 2018-05-04 12:00 | 0.58029
HydroRiver | 2018-05-04 13:00 | 0.57886
HydroRiver | 2018-05-04 14:00 | 0.57753
HydroRiver | 2018-05-04 15:00 | 0.58777
HydroRiver | 2018-05-04 16:00 | 0.5982
HydroRiver | 2018-05-04 17:00 | 0.60952
HydroRiver | 2018-05-04 18:00 | 0.59829
HydroRiver | 2018-05-04 19:00 | 0.60292
HydroRiver | 2018-05-04 20:00 | 0.6244
HydroRiver | 2018-05-04 21:00 | 0.63376
HydroRiver | 2018-05-04 22:00 | 0.58492
HydroRiver | 2018-05-04 23:00 | 0.57833
HydroRiver | 2018-05-05 | 0.5835
HydroRiver | 2018-05-05 01:00 | 0.58617
HydroRiver | 2018-05-05 02:00 | 0.57548
HydroRiver | 2018-05-05 03:00 | 0.58777
HydroRiver | 2018-05-05 04:00 | 0.6015
HydroRiver | 2018-05-05 05:00 | 0.60595
HydroRiver | 2018-05-05 06:00 | 0.61344
HydroRiver | 2018-05-05 07:00 | 0.62948
HydroRiver | 2018-05-05 08:00 | 0.61103
HydroRiver | 2018-05-05 09:00 | 0.60711
HydroRiver | 2018-05-05 10:00 | 0.58519
HydroRiver | 2018-05-05 11:00 | 0.56166
HydroRiver | 2018-05-05 12:00 | 0.54491
HydroRiver | 2018-05-05 13:00 | 0.55106
HydroRiver | 2018-05-05 14:00 | 0.55561
HydroRiver | 2018-05-05 15:00 | 0.57343
HydroRiver | 2018-05-05 16:00 | 0.58555
HydroRiver | 2018-05-05 17:00 | 0.6203
HydroRiver | 2018-05-05 18:00 | 0.62912
HydroRiver | 2018-05-05 19:00 | 0.62743
HydroRiver | 2018-05-05 20:00 | 0.62859
HydroRiver | 2018-05-05 21:00 | 0.61816
HydroRiver | 2018-05-05 22:00 | 0.59392
HydroRiver | 2018-05-05 23:00 | 0.56193
HydroRiver | 2018-05-06 | 0.54233
HydroRiver | 2018-05-06 01:00 | 0.5466
HydroRiver | 2018-05-06 02:00 | 0.55195
HydroRiver | 2018-05-06 03:00 | 0.54295
HydroRiver | 2018-05-06 04:00 | 0.53475
HydroRiver | 2018-05-06 05:00 | 0.5295
HydroRiver | 2018-05-06 06:00 | 0.54705
HydroRiver | 2018-05-06 07:00 | 0.55454
HydroRiver | 2018-05-06 08:00 | 0.54794
HydroRiver | 2018-05-06 09:00 | 0.53261
HydroRiver | 2018-05-06 10:00 | 0.51907
HydroRiver | 2018-05-06 11:00 | 0.49367
HydroRiver | 2018-05-06 12:00 | 0.47336
HydroRiver | 2018-05-06 13:00 | 0.46908
HydroRiver | 2018-05-06 14:00 | 0.48245
HydroRiver | 2018-05-06 15:00 | 0.51399
HydroRiver | 2018-05-06 16:00 | 0.55935
HydroRiver | 2018-05-06 17:00 | 0.57209
HydroRiver | 2018-05-06 18:00 | 0.57672
HydroRiver | 2018-05-06 19:00 | 0.57548
HydroRiver | 2018-05-06 20:00 | 0.56968
HydroRiver | 2018-05-06 21:00 | 0.57254
HydroRiver | 2018-05-06 22:00 | 0.54384
HydroRiver | 2018-05-06 23:00 | 0.51952
HydroRiver | 2018-05-07 | 0.51684
HydroRiver | 2018-05-07 01:00 | 0.51943
HydroRiver | 2018-05-07 02:00 | 0.53297
HydroRiver | 2018-05-07 03:00 | 0.55908
HydroRiver | 2018-05-07 04:00 | 0.58234
HydroRiver | 2018-05-07 05:00 | 0.48512
HydroRiver | 2018-05-07 06:00 | 0.62449
HydroRiver | 2018-05-07 07:00 | 0.61718
HydroRiver | 2018-05-07 08:00 | 0.61014
HydroRiver | 2018-05-07 09:00 | 0.60649
HydroRiver | 2018-05-07 10:00 | 0.59633
HydroRiver | 2018-05-07 11:00 | 0.58056
HydroRiver | 2018-05-07 12:00 | 0.56665
HydroRiver | 2018-05-07 13:00 | 0.56772
HydroRiver | 2018-05-07 14:00 | 0.58795
HydroRiver | 2018-05-07 15:00 | 0.59597
HydroRiver | 2018-05-07 16:00 | 0.62618
HydroRiver | 2018-05-07 17:00 | 0.63509
HydroRiver | 2018-05-07 18:00 | 0.63661
HydroRiver | 2018-05-07 19:00 | 0.62663
HydroRiver | 2018-05-07 20:00 | 0.60952
HydroRiver | 2018-05-07 21:00 | 0.60551
HydroRiver | 2018-05-07 22:00 | 0.57637
HydroRiver | 2018-05-07 23:00 | 0.55142
HydroRiver | 2018-05-08 | 0.53885
HydroRiver | 2018-05-08 01:00 | 0.52255
HydroRiver | 2018-05-08 02:00 | 0.52495
HydroRiver | 2018-05-08 03:00 | 0.53413
HydroRiver | 2018-05-08 04:00 | 0.55498
HydroRiver | 2018-05-08 05:00 | 0.57129
HydroRiver | 2018-05-08 06:00 | 0.57931
HydroRiver | 2018-05-08 07:00 | 0.58367
HydroRiver | 2018-05-08 08:00 | 0.58644
HydroRiver | 2018-05-08 09:00 | 0.57476
HydroRiver | 2018-05-08 10:00 | 0.56612
HydroRiver | 2018-05-08 11:00 | 0.55739
HydroRiver | 2018-05-08 12:00 | 0.53083
HydroRiver | 2018-05-08 13:00 | 0.52638
HydroRiver | 2018-05-08 14:00 | 0.53662
HydroRiver | 2018-05-08 15:00 | 0.5606
HydroRiver | 2018-05-08 16:00 | 0.59606
HydroRiver | 2018-05-08 17:00 | 0.60346
HydroRiver | 2018-05-08 18:00 | 0.60488
HydroRiver | 2018-05-08 19:00 | 0.61308
HydroRiver | 2018-05-08 20:00 | 0.61593
HydroRiver | 2018-05-08 21:00 | 0.59125
HydroRiver | 2018-05-08 22:00 | 0.56175
HydroRiver | 2018-05-08 23:00 | 0.54322
HydroRiver | 2018-05-09 | 0.53787
HydroRiver | 2018-05-09 01:00 | 0.54215
HydroRiver | 2018-05-09 02:00 | 0.54518
HydroRiver | 2018-05-09 03:00 | 0.55471
HydroRiver | 2018-05-09 04:00 | 0.5679
HydroRiver | 2018-05-09 05:00 | 0.60782
HydroRiver | 2018-05-09 06:00 | 0.62743
HydroRiver | 2018-05-09 07:00 | 0.61807
HydroRiver | 2018-05-09 08:00 | 0.58822
HydroRiver | 2018-05-09 09:00 | 0.61736
HydroRiver | 2018-05-09 10:00 | 0.59784
HydroRiver | 2018-05-09 11:00 | 0.5933
HydroRiver | 2018-05-09 12:00 | 0.58412
HydroRiver | 2018-05-09 13:00 | 0.58679
HydroRiver | 2018-05-09 14:00 | 0.58742
HydroRiver | 2018-05-09 15:00 | 0.59348
HydroRiver | 2018-05-09 16:00 | 0.62057
HydroRiver | 2018-05-09 17:00 | 0.63794
HydroRiver | 2018-05-09 18:00 | 0.64088
HydroRiver | 2018-05-09 19:00 | 0.63723
HydroRiver | 2018-05-09 20:00 | 0.64436
HydroRiver | 2018-05-09 21:00 | 0.63875
HydroRiver | 2018-05-09 22:00 | 0.61317
HydroRiver | 2018-05-09 23:00 | 0.60221
HydroRiver | 2018-05-10 | 0.60168
HydroRiver | 2018-05-10 01:00 | 0.59241
HydroRiver | 2018-05-10 02:00 | 0.57788
HydroRiver | 2018-05-10 03:00 | 0.57361
HydroRiver | 2018-05-10 04:00 | 0.57058
HydroRiver | 2018-05-10 05:00 | 0.59018
HydroRiver | 2018-05-10 06:00 | 0.60978
HydroRiver | 2018-05-10 07:00 | 0.61834
HydroRiver | 2018-05-10 08:00 | 0.61861
HydroRiver | 2018-05-10 09:00 | 0.63973
HydroRiver | 2018-05-10 10:00 | 0.62725
HydroRiver | 2018-05-10 11:00 | 0.61611
HydroRiver | 2018-05-10 12:00 | 0.59865
HydroRiver | 2018-05-10 13:00 | 0.59767
HydroRiver | 2018-05-10 14:00 | 0.59918
HydroRiver | 2018-05-10 15:00 | 0.61076
HydroRiver | 2018-05-10 16:00 | 0.62146
HydroRiver | 2018-05-10 17:00 | 0.63447
HydroRiver | 2018-05-10 18:00 | 0.64801
HydroRiver | 2018-05-10 19:00 | 0.65505
HydroRiver | 2018-05-10 20:00 | 0.65986
HydroRiver | 2018-05-10 21:00 | 0.64783
HydroRiver | 2018-05-10 22:00 | 0.61388
HydroRiver | 2018-05-10 23:00 | 0.59517
HydroRiver | 2018-05-11 | 0.59508
HydroRiver | 2018-05-11 01:00 | 0.59366
HydroRiver | 2018-05-11 02:00 | 0.59437
HydroRiver | 2018-05-11 03:00 | 0.6007
HydroRiver | 2018-05-11 04:00 | 0.60649
HydroRiver | 2018-05-11 05:00 | 0.62342
HydroRiver | 2018-05-11 06:00 | 0.63777
HydroRiver | 2018-05-11 07:00 | 0.65193
HydroRiver | 2018-05-11 08:00 | 0.66281
HydroRiver | 2018-05-11 09:00 | 0.6563
HydroRiver | 2018-05-11 10:00 | 0.6358
HydroRiver | 2018-05-11 11:00 | 0.6268
HydroRiver | 2018-05-11 12:00 | 0.62181
HydroRiver | 2018-05-11 13:00 | 0.62493
HydroRiver | 2018-05-11 14:00 | 0.62244
HydroRiver | 2018-05-11 15:00 | 0.62912
HydroRiver | 2018-05-11 16:00 | 0.65149
HydroRiver | 2018-05-11 17:00 | 0.66289
HydroRiver | 2018-05-11 18:00 | 0.66396
HydroRiver | 2018-05-11 19:00 | 0.67056
HydroRiver | 2018-05-11 20:00 | 0.67876
HydroRiver | 2018-05-11 21:00 | 0.68499
HydroRiver | 2018-05-11 22:00 | 0.65978
HydroRiver | 2018-05-11 23:00 | 0.63812
HydroRiver | 2018-05-12 | 0.61656
HydroRiver | 2018-05-12 01:00 | 0.61344
HydroRiver | 2018-05-12 02:00 | 0.61656
HydroRiver | 2018-05-12 03:00 | 0.61727
HydroRiver | 2018-05-12 04:00 | 0.62288
HydroRiver | 2018-05-12 05:00 | 0.63883
HydroRiver | 2018-05-12 06:00 | 0.65995
HydroRiver | 2018-05-12 07:00 | 0.67448
HydroRiver | 2018-05-12 08:00 | 0.67724
HydroRiver | 2018-05-12 09:00 | 0.6702
HydroRiver | 2018-05-12 10:00 | 0.66022
HydroRiver | 2018-05-12 11:00 | 0.63028
HydroRiver | 2018-05-12 12:00 | 0.61959
HydroRiver | 2018-05-12 13:00 | 0.6154
HydroRiver | 2018-05-12 14:00 | 0.60925
HydroRiver | 2018-05-12 15:00 | 0.62618
HydroRiver | 2018-05-12 16:00 | 0.63759
HydroRiver | 2018-05-12 17:00 | 0.63839
HydroRiver | 2018-05-12 18:00 | 0.63946
HydroRiver | 2018-05-12 19:00 | 0.65176
HydroRiver | 2018-05-12 20:00 | 0.67056
HydroRiver | 2018-05-12 21:00 | 0.66958
HydroRiver | 2018-05-12 22:00 | 0.64792
HydroRiver | 2018-05-12 23:00 | 0.62609
HydroRiver | 2018-05-13 | 0.61157
HydroRiver | 2018-05-13 01:00 | 0.60462
HydroRiver | 2018-05-13 02:00 | 0.59669
HydroRiver | 2018-05-13 03:00 | 0.59348
HydroRiver | 2018-05-13 04:00 | 0.60667
HydroRiver | 2018-05-13 05:00 | 0.60435
HydroRiver | 2018-05-13 06:00 | 0.61513
HydroRiver | 2018-05-13 07:00 | 0.62279
HydroRiver | 2018-05-13 08:00 | 0.64454
HydroRiver | 2018-05-13 09:00 | 0.65131
HydroRiver | 2018-05-13 10:00 | 0.64472
HydroRiver | 2018-05-13 11:00 | 0.63999
HydroRiver | 2018-05-13 12:00 | 0.62663
HydroRiver | 2018-05-13 13:00 | 0.62199
HydroRiver | 2018-05-13 14:00 | 0.626
HydroRiver | 2018-05-13 15:00 | 0.63759
HydroRiver | 2018-05-13 16:00 | 0.64338
HydroRiver | 2018-05-13 17:00 | 0.65247
HydroRiver | 2018-05-13 18:00 | 0.66468
HydroRiver | 2018-05-13 19:00 | 0.67038
HydroRiver | 2018-05-13 20:00 | 0.68517
HydroRiver | 2018-05-13 21:00 | 0.67492
HydroRiver | 2018-05-13 22:00 | 0.66788
HydroRiver | 2018-05-13 23:00 | 0.64846
HydroRiver | 2018-05-14 | 0.63973
HydroRiver | 2018-05-14 01:00 | 0.62725
HydroRiver | 2018-05-14 02:00 | 0.63055
HydroRiver | 2018-05-14 03:00 | 0.63349
HydroRiver | 2018-05-14 04:00 | 0.6309
HydroRiver | 2018-05-14 05:00 | 0.64971
HydroRiver | 2018-05-14 06:00 | 0.65808
HydroRiver | 2018-05-14 07:00 | 0.67305
HydroRiver | 2018-05-14 08:00 | 0.65372
HydroRiver | 2018-05-14 09:00 | 0.67279
HydroRiver | 2018-05-14 10:00 | 0.67296
HydroRiver | 2018-05-14 11:00 | 0.65238
HydroRiver | 2018-05-14 12:00 | 0.63732
HydroRiver | 2018-05-14 13:00 | 0.63099
HydroRiver | 2018-05-14 14:00 | 0.63625
HydroRiver | 2018-05-14 15:00 | 0.65577
HydroRiver | 2018-05-14 16:00 | 0.6678
HydroRiver | 2018-05-14 17:00 | 0.67786
HydroRiver | 2018-05-14 18:00 | 0.671
HydroRiver | 2018-05-14 19:00 | 0.66922
HydroRiver | 2018-05-14 20:00 | 0.67109
HydroRiver | 2018-05-14 21:00 | 0.67368
HydroRiver | 2018-05-14 22:00 | 0.68268
HydroRiver | 2018-05-14 23:00 | 0.66254
HydroRiver | 2018-05-15 | 0.66058
HydroRiver | 2018-05-15 01:00 | 0.65282
HydroRiver | 2018-05-15 02:00 | 0.64703
HydroRiver | 2018-05-15 03:00 | 0.65372
HydroRiver | 2018-05-15 04:00 | 0.66655
HydroRiver | 2018-05-15 05:00 | 0.68392
HydroRiver | 2018-05-15 06:00 | 0.69194
HydroRiver | 2018-05-15 07:00 | 0.69382
HydroRiver | 2018-05-15 08:00 | 0.68499
HydroRiver | 2018-05-15 09:00 | 0.69177
HydroRiver | 2018-05-15 10:00 | 0.69203
HydroRiver | 2018-05-15 11:00 | 0.68526
HydroRiver | 2018-05-15 12:00 | 0.68277
HydroRiver | 2018-05-15 13:00 | 0.67608
HydroRiver | 2018-05-15 14:00 | 0.67697
HydroRiver | 2018-05-15 15:00 | 0.67947
HydroRiver | 2018-05-15 16:00 | 0.69489
HydroRiver | 2018-05-15 17:00 | 0.70299
HydroRiver | 2018-05-15 18:00 | 0.69284
HydroRiver | 2018-05-15 19:00 | 0.689
HydroRiver | 2018-05-15 20:00 | 0.69417
HydroRiver | 2018-05-15 21:00 | 0.70032
HydroRiver | 2018-05-15 22:00 | 0.6874
HydroRiver | 2018-05-15 23:00 | 0.6825
HydroRiver | 2018-05-16 | 0.68107
HydroRiver | 2018-05-16 01:00 | 0.67261
HydroRiver | 2018-05-16 02:00 | 0.66263
HydroRiver | 2018-05-16 03:00 | 0.65345
HydroRiver | 2018-05-16 04:00 | 0.66637
HydroRiver | 2018-05-16 05:00 | 0.67626
HydroRiver | 2018-05-16 06:00 | 0.68018
HydroRiver | 2018-05-16 07:00 | 0.67519
HydroRiver | 2018-05-16 08:00 | 0.67564
HydroRiver | 2018-05-16 09:00 | 0.68499
HydroRiver | 2018-05-16 10:00 | 0.69542
HydroRiver | 2018-05-16 11:00 | 0.6948
HydroRiver | 2018-05-16 12:00 | 0.69524
HydroRiver | 2018-05-16 13:00 | 0.68811
HydroRiver | 2018-05-16 14:00 | 0.68009
HydroRiver | 2018-05-16 15:00 | 0.68437
HydroRiver | 2018-05-16 16:00 | 0.69711
HydroRiver | 2018-05-16 17:00 | 0.7038
HydroRiver | 2018-05-16 18:00 | 0.69738
HydroRiver | 2018-05-16 19:00 | 0.68526
HydroRiver | 2018-05-16 20:00 | 0.68776
HydroRiver | 2018-05-16 21:00 | 0.69676
HydroRiver | 2018-05-16 22:00 | 0.69061
HydroRiver | 2018-05-16 23:00 | 0.7054
HydroRiver | 2018-05-17 | 0.68936
HydroRiver | 2018-05-17 01:00 | 0.68045
HydroRiver | 2018-05-17 02:00 | 0.67724
HydroRiver | 2018-05-17 03:00 | 0.67038
HydroRiver | 2018-05-17 04:00 | 0.67885
HydroRiver | 2018-05-17 05:00 | 0.68401
HydroRiver | 2018-05-17 06:00 | 0.67751
HydroRiver | 2018-05-17 07:00 | 0.6874
HydroRiver | 2018-05-17 08:00 | 0.67038
HydroRiver | 2018-05-17 09:00 | 0.66744
HydroRiver | 2018-05-17 10:00 | 0.67394
HydroRiver | 2018-05-17 11:00 | 0.68259
HydroRiver | 2018-05-17 12:00 | 0.67359
HydroRiver | 2018-05-17 13:00 | 0.67056
HydroRiver | 2018-05-17 14:00 | 0.67813
HydroRiver | 2018-05-17 15:00 | 0.6972
HydroRiver | 2018-05-17 16:00 | 0.69952
HydroRiver | 2018-05-17 17:00 | 0.72385
HydroRiver | 2018-05-17 18:00 | 0.71609
HydroRiver | 2018-05-17 19:00 | 0.70914
HydroRiver | 2018-05-17 20:00 | 0.71449
HydroRiver | 2018-05-17 21:00 | 0.71066
HydroRiver | 2018-05-17 22:00 | 0.69061
HydroRiver | 2018-05-17 23:00 | 0.69328
HydroRiver | 2018-05-18 | 0.69043
HydroRiver | 2018-05-18 01:00 | 0.68499
HydroRiver | 2018-05-18 02:00 | 0.68588
HydroRiver | 2018-05-18 03:00 | 0.68009
HydroRiver | 2018-05-18 04:00 | 0.68526
HydroRiver | 2018-05-18 05:00 | 0.70094
HydroRiver | 2018-05-18 06:00 | 0.7095
HydroRiver | 2018-05-18 07:00 | 0.70718
HydroRiver | 2018-05-18 08:00 | 0.68981
HydroRiver | 2018-05-18 09:00 | 0.69052
HydroRiver | 2018-05-18 10:00 | 0.68473
HydroRiver | 2018-05-18 11:00 | 0.68526
HydroRiver | 2018-05-18 12:00 | 0.67778
HydroRiver | 2018-05-18 13:00 | 0.67279
HydroRiver | 2018-05-18 14:00 | 0.67778
HydroRiver | 2018-05-18 15:00 | 0.68348
HydroRiver | 2018-05-18 16:00 | 0.69105
HydroRiver | 2018-05-18 17:00 | 0.69079
HydroRiver | 2018-05-18 18:00 | 0.69034
HydroRiver | 2018-05-18 19:00 | 0.68998
HydroRiver | 2018-05-18 20:00 | 0.69818
HydroRiver | 2018-05-18 21:00 | 0.71244
HydroRiver | 2018-05-18 22:00 | 0.66984
HydroRiver | 2018-05-18 23:00 | 0.66815
HydroRiver | 2018-05-19 | 0.66673
HydroRiver | 2018-05-19 01:00 | 0.66049
HydroRiver | 2018-05-19 02:00 | 0.65327
HydroRiver | 2018-05-19 03:00 | 0.65149
HydroRiver | 2018-05-19 04:00 | 0.6555
HydroRiver | 2018-05-19 05:00 | 0.64596
HydroRiver | 2018-05-19 06:00 | 0.64962
HydroRiver | 2018-05-19 07:00 | 0.64792
HydroRiver | 2018-05-19 08:00 | 0.65318
HydroRiver | 2018-05-19 09:00 | 0.65398
HydroRiver | 2018-05-19 10:00 | 0.66182
HydroRiver | 2018-05-19 11:00 | 0.64944
HydroRiver | 2018-05-19 12:00 | 0.65149
HydroRiver | 2018-05-19 13:00 | 0.65577
HydroRiver | 2018-05-19 14:00 | 0.65817
HydroRiver | 2018-05-19 15:00 | 0.65372
HydroRiver | 2018-05-19 16:00 | 0.66111
HydroRiver | 2018-05-19 17:00 | 0.6588
HydroRiver | 2018-05-19 18:00 | 0.65764
HydroRiver | 2018-05-19 19:00 | 0.66851
HydroRiver | 2018-05-19 20:00 | 0.67947
HydroRiver | 2018-05-19 21:00 | 0.68098
HydroRiver | 2018-05-19 22:00 | 0.65773
HydroRiver | 2018-05-19 23:00 | 0.64311
HydroRiver | 2018-05-20 | 0.64231
HydroRiver | 2018-05-20 01:00 | 0.64766
HydroRiver | 2018-05-20 02:00 | 0.64382
HydroRiver | 2018-05-20 03:00 | 0.57842
HydroRiver | 2018-05-20 04:00 | 0.53627
HydroRiver | 2018-05-20 05:00 | 0.63937
HydroRiver | 2018-05-20 06:00 | 0.63643
HydroRiver | 2018-05-20 07:00 | 0.62761
HydroRiver | 2018-05-20 08:00 | 0.62885
HydroRiver | 2018-05-20 09:00 | 0.63536
HydroRiver | 2018-05-20 10:00 | 0.63509
HydroRiver | 2018-05-20 11:00 | 0.62841
HydroRiver | 2018-05-20 12:00 | 0.62146
HydroRiver | 2018-05-20 13:00 | 0.62386
HydroRiver | 2018-05-20 14:00 | 0.63269
HydroRiver | 2018-05-20 15:00 | 0.63295
HydroRiver | 2018-05-20 16:00 | 0.63794
HydroRiver | 2018-05-20 17:00 | 0.65363
HydroRiver | 2018-05-20 18:00 | 0.64748
HydroRiver | 2018-05-20 19:00 | 0.64347
HydroRiver | 2018-05-20 20:00 | 0.67537
HydroRiver | 2018-05-20 21:00 | 0.65006
HydroRiver | 2018-05-20 22:00 | 0.63242
HydroRiver | 2018-05-20 23:00 | 0.61451
HydroRiver | 2018-05-21 | 0.60506
HydroRiver | 2018-05-21 01:00 | 0.59508
HydroRiver | 2018-05-21 02:00 | 0.60096
HydroRiver | 2018-05-21 03:00 | 0.60257
HydroRiver | 2018-05-21 04:00 | 0.61406
HydroRiver | 2018-05-21 05:00 | 0.62574
HydroRiver | 2018-05-21 06:00 | 0.62306
HydroRiver | 2018-05-21 07:00 | 0.62074
HydroRiver | 2018-05-21 08:00 | 0.61798
HydroRiver | 2018-05-21 09:00 | 0.62342
HydroRiver | 2018-05-21 10:00 | 0.62244
HydroRiver | 2018-05-21 11:00 | 0.61985
HydroRiver | 2018-05-21 12:00 | 0.61112
HydroRiver | 2018-05-21 13:00 | 0.62155
HydroRiver | 2018-05-21 14:00 | 0.62992
HydroRiver | 2018-05-21 15:00 | 0.62137
HydroRiver | 2018-05-21 16:00 | 0.62903
HydroRiver | 2018-05-21 17:00 | 0.64284
HydroRiver | 2018-05-21 18:00 | 0.64293
HydroRiver | 2018-05-21 19:00 | 0.63741
HydroRiver | 2018-05-21 20:00 | 0.65461
HydroRiver | 2018-05-21 21:00 | 0.65211
HydroRiver | 2018-05-21 22:00 | 0.62743
HydroRiver | 2018-05-21 23:00 | 0.61549
HydroRiver | 2018-05-22 | 0.60203
HydroRiver | 2018-05-22 01:00 | 0.59392
HydroRiver | 2018-05-22 02:00 | 0.58804
HydroRiver | 2018-05-22 03:00 | 0.60337
HydroRiver | 2018-05-22 04:00 | 0.62074
HydroRiver | 2018-05-22 05:00 | 0.64525
HydroRiver | 2018-05-22 06:00 | 0.65782
HydroRiver | 2018-05-22 07:00 | 0.64766
HydroRiver | 2018-05-22 08:00 | 0.61736
HydroRiver | 2018-05-22 09:00 | 0.6121
HydroRiver | 2018-05-22 10:00 | 0.61878
HydroRiver | 2018-05-22 11:00 | 0.62101
HydroRiver | 2018-05-22 12:00 | 0.61843
HydroRiver | 2018-05-22 13:00 | 0.61638
HydroRiver | 2018-05-22 14:00 | 0.61014
HydroRiver | 2018-05-22 15:00 | 0.63474
HydroRiver | 2018-05-22 16:00 | 0.67261
HydroRiver | 2018-05-22 17:00 | 0.69631
HydroRiver | 2018-05-22 18:00 | 0.68375
HydroRiver | 2018-05-22 19:00 | 0.66423
HydroRiver | 2018-05-22 20:00 | 0.64605
HydroRiver | 2018-05-22 21:00 | 0.6367
HydroRiver | 2018-05-22 22:00 | 0.62297
HydroRiver | 2018-05-22 23:00 | 0.59508
HydroRiver | 2018-05-23 | 0.58875
HydroRiver | 2018-05-23 01:00 | 0.5843
HydroRiver | 2018-05-23 02:00 | 0.57966
HydroRiver | 2018-05-23 03:00 | 0.58243
HydroRiver | 2018-05-23 04:00 | 0.60105
HydroRiver | 2018-05-23 05:00 | 0.63171
HydroRiver | 2018-05-23 06:00 | 0.66557
HydroRiver | 2018-05-23 07:00 | 0.67359
HydroRiver | 2018-05-23 08:00 | 0.65701
HydroRiver | 2018-05-23 09:00 | 0.65577
HydroRiver | 2018-05-23 10:00 | 0.65416
HydroRiver | 2018-05-23 11:00 | 0.64106
HydroRiver | 2018-05-23 12:00 | 0.62413
HydroRiver | 2018-05-23 13:00 | 0.62244
HydroRiver | 2018-05-23 14:00 | 0.62609
HydroRiver | 2018-05-23 15:00 | 0.63536
HydroRiver | 2018-05-23 16:00 | 0.65095
HydroRiver | 2018-05-23 17:00 | 0.67207
HydroRiver | 2018-05-23 18:00 | 0.66797
HydroRiver | 2018-05-23 19:00 | 0.65871
HydroRiver | 2018-05-23 20:00 | 0.66022
HydroRiver | 2018-05-23 21:00 | 0.6481
HydroRiver | 2018-05-23 22:00 | 0.62449
HydroRiver | 2018-05-23 23:00 | 0.61968
HydroRiver | 2018-05-24 | 0.61513
HydroRiver | 2018-05-24 01:00 | 0.60996
HydroRiver | 2018-05-24 02:00 | 0.60551
HydroRiver | 2018-05-24 03:00 | 0.60773
HydroRiver | 2018-05-24 04:00 | 0.61656
HydroRiver | 2018-05-24 05:00 | 0.63794
HydroRiver | 2018-05-24 06:00 | 0.66156
HydroRiver | 2018-05-24 07:00 | 0.66485
HydroRiver | 2018-05-24 08:00 | 0.66494
HydroRiver | 2018-05-24 09:00 | 0.65443
HydroRiver | 2018-05-24 10:00 | 0.63741
HydroRiver | 2018-05-24 11:00 | 0.62395
HydroRiver | 2018-05-24 12:00 | 0.6195
HydroRiver | 2018-05-24 13:00 | 0.626
HydroRiver | 2018-05-24 14:00 | 0.63438
HydroRiver | 2018-05-24 15:00 | 0.63946
HydroRiver | 2018-05-24 16:00 | 0.6596
HydroRiver | 2018-05-24 17:00 | 0.67769
HydroRiver | 2018-05-24 18:00 | 0.66165
HydroRiver | 2018-05-24 19:00 | 0.65897
HydroRiver | 2018-05-24 20:00 | 0.6645
HydroRiver | 2018-05-24 21:00 | 0.66004
HydroRiver | 2018-05-24 22:00 | 0.62271
HydroRiver | 2018-05-24 23:00 | 0.60462
HydroRiver | 2018-05-25 | 0.59909
HydroRiver | 2018-05-25 01:00 | 0.59579
HydroRiver | 2018-05-25 02:00 | 0.59419
HydroRiver | 2018-05-25 03:00 | 0.59838
HydroRiver | 2018-05-25 04:00 | 0.61727
HydroRiver | 2018-05-25 05:00 | 0.63839
HydroRiver | 2018-05-25 06:00 | 0.66156
HydroRiver | 2018-05-25 07:00 | 0.67252
HydroRiver | 2018-05-25 08:00 | 0.67296
HydroRiver | 2018-05-25 09:00 | 0.67323
HydroRiver | 2018-05-25 10:00 | 0.66325
HydroRiver | 2018-05-25 11:00 | 0.6727
HydroRiver | 2018-05-25 12:00 | 0.63794
HydroRiver | 2018-05-25 13:00 | 0.63019
HydroRiver | 2018-05-25 14:00 | 0.62841
HydroRiver | 2018-05-25 15:00 | 0.64293
HydroRiver | 2018-05-25 16:00 | 0.65969
HydroRiver | 2018-05-25 17:00 | 0.66174
HydroRiver | 2018-05-25 18:00 | 0.65888
HydroRiver | 2018-05-25 19:00 | 0.67136
HydroRiver | 2018-05-25 20:00 | 0.68036
HydroRiver | 2018-05-25 21:00 | 0.67635
HydroRiver | 2018-05-25 22:00 | 0.66548
HydroRiver | 2018-05-25 23:00 | 0.64115
HydroRiver | 2018-05-26 | 0.62885
HydroRiver | 2018-05-26 01:00 | 0.61772
HydroRiver | 2018-05-26 02:00 | 0.61584
HydroRiver | 2018-05-26 03:00 | 0.61477
HydroRiver | 2018-05-26 04:00 | 0.60996
HydroRiver | 2018-05-26 05:00 | 0.60978
HydroRiver | 2018-05-26 06:00 | 0.6203
HydroRiver | 2018-05-26 07:00 | 0.62859
HydroRiver | 2018-05-26 08:00 | 0.63901
HydroRiver | 2018-05-26 09:00 | 0.64204
HydroRiver | 2018-05-26 10:00 | 0.64258
HydroRiver | 2018-05-26 11:00 | 0.62921
HydroRiver | 2018-05-26 12:00 | 0.61014
HydroRiver | 2018-05-26 13:00 | 0.61228
HydroRiver | 2018-05-26 14:00 | 0.62618
HydroRiver | 2018-05-26 15:00 | 0.62975
HydroRiver | 2018-05-26 16:00 | 0.65113
HydroRiver | 2018-05-26 17:00 | 0.67056
HydroRiver | 2018-05-26 18:00 | 0.66806
HydroRiver | 2018-05-26 19:00 | 0.66682
HydroRiver | 2018-05-26 20:00 | 0.6792
HydroRiver | 2018-05-26 21:00 | 0.69221
HydroRiver | 2018-05-26 22:00 | 0.64801
HydroRiver | 2018-05-26 23:00 | 0.63162
HydroRiver | 2018-05-27 | 0.61896
HydroRiver | 2018-05-27 01:00 | 0.60756
HydroRiver | 2018-05-27 02:00 | 0.59196
HydroRiver | 2018-05-27 03:00 | 0.58421
HydroRiver | 2018-05-27 04:00 | 0.5843
HydroRiver | 2018-05-27 05:00 | 0.58982
HydroRiver | 2018-05-27 06:00 | 0.60248
HydroRiver | 2018-05-27 07:00 | 0.59811
HydroRiver | 2018-05-27 08:00 | 0.61451
HydroRiver | 2018-05-27 09:00 | 0.62066
HydroRiver | 2018-05-27 10:00 | 0.6211
HydroRiver | 2018-05-27 11:00 | 0.61085
HydroRiver | 2018-05-27 12:00 | 0.59517
HydroRiver | 2018-05-27 13:00 | 0.58403
HydroRiver | 2018-05-27 14:00 | 0.58403
HydroRiver | 2018-05-27 15:00 | 0.59544
HydroRiver | 2018-05-27 16:00 | 0.60212
HydroRiver | 2018-05-27 17:00 | 0.63322
HydroRiver | 2018-05-27 18:00 | 0.626
HydroRiver | 2018-05-27 19:00 | 0.62876
HydroRiver | 2018-05-27 20:00 | 0.64677
HydroRiver | 2018-05-27 21:00 | 0.65594
HydroRiver | 2018-05-27 22:00 | 0.62422
HydroRiver | 2018-05-27 23:00 | 0.60943
HydroRiver | 2018-05-28 | 0.59633
HydroRiver | 2018-05-28 01:00 | 0.58421
HydroRiver | 2018-05-28 02:00 | 0.57004
HydroRiver | 2018-05-28 03:00 | 0.57093
HydroRiver | 2018-05-28 04:00 | 0.58697
HydroRiver | 2018-05-28 05:00 | 0.60381
HydroRiver | 2018-05-28 06:00 | 0.61477
HydroRiver | 2018-05-28 07:00 | 0.63696
HydroRiver | 2018-05-28 08:00 | 0.64293
HydroRiver | 2018-05-28 09:00 | 0.66084
HydroRiver | 2018-05-28 10:00 | 0.63973
HydroRiver | 2018-05-28 11:00 | 0.63144
HydroRiver | 2018-05-28 12:00 | 0.62716
HydroRiver | 2018-05-28 13:00 | 0.61495
HydroRiver | 2018-05-28 14:00 | 0.61059
HydroRiver | 2018-05-28 15:00 | 0.62449
HydroRiver | 2018-05-28 16:00 | 0.64026
HydroRiver | 2018-05-28 17:00 | 0.66182
HydroRiver | 2018-05-28 18:00 | 0.65363
HydroRiver | 2018-05-28 19:00 | 0.6416
HydroRiver | 2018-05-28 20:00 | 0.64044
HydroRiver | 2018-05-28 21:00 | 0.6506
HydroRiver | 2018-05-28 22:00 | 0.64249
HydroRiver | 2018-05-28 23:00 | 0.63206
HydroRiver | 2018-05-29 | 0.63224
HydroRiver | 2018-05-29 01:00 | 0.62351
HydroRiver | 2018-05-29 02:00 | 0.60854
HydroRiver | 2018-05-29 03:00 | 0.59847
HydroRiver | 2018-05-29 04:00 | 0.61745
HydroRiver | 2018-05-29 05:00 | 0.62796
HydroRiver | 2018-05-29 06:00 | 0.63108
HydroRiver | 2018-05-29 07:00 | 0.63536
HydroRiver | 2018-05-29 08:00 | 0.63696
HydroRiver | 2018-05-29 09:00 | 0.64944
HydroRiver | 2018-05-29 10:00 | 0.66281
HydroRiver | 2018-05-29 11:00 | 0.6547
HydroRiver | 2018-05-29 12:00 | 0.644
HydroRiver | 2018-05-29 13:00 | 0.64418
HydroRiver | 2018-05-29 14:00 | 0.6383
HydroRiver | 2018-05-29 15:00 | 0.63402
HydroRiver | 2018-05-29 16:00 | 0.65799
HydroRiver | 2018-05-29 17:00 | 0.67011
HydroRiver | 2018-05-29 18:00 | 0.65514
HydroRiver | 2018-05-29 19:00 | 0.65086
HydroRiver | 2018-05-29 20:00 | 0.65612
HydroRiver | 2018-05-29 21:00 | 0.66682
HydroRiver | 2018-05-29 22:00 | 0.64668
HydroRiver | 2018-05-29 23:00 | 0.64249
HydroRiver | 2018-05-30 | 0.6399
HydroRiver | 2018-05-30 01:00 | 0.63768
HydroRiver | 2018-05-30 02:00 | 0.63117
HydroRiver | 2018-05-30 03:00 | 0.62262
HydroRiver | 2018-05-30 04:00 | 0.63188
HydroRiver | 2018-05-30 05:00 | 0.67118
HydroRiver | 2018-05-30 06:00 | 0.66521
HydroRiver | 2018-05-30 07:00 | 0.64935
HydroRiver | 2018-05-30 08:00 | 0.65657
HydroRiver | 2018-05-30 09:00 | 0.66521
HydroRiver | 2018-05-30 10:00 | 0.67733
HydroRiver | 2018-05-30 11:00 | 0.66084
HydroRiver | 2018-05-30 12:00 | 0.65193
HydroRiver | 2018-05-30 13:00 | 0.65006
HydroRiver | 2018-05-30 14:00 | 0.66272
HydroRiver | 2018-05-30 15:00 | 0.66432
HydroRiver | 2018-05-30 16:00 | 0.68776
HydroRiver | 2018-05-30 17:00 | 0.71395
HydroRiver | 2018-05-30 18:00 | 0.68384
HydroRiver | 2018-05-30 19:00 | 0.67706
HydroRiver | 2018-05-30 20:00 | 0.69337
HydroRiver | 2018-05-30 21:00 | 0.67626
HydroRiver | 2018-05-30 22:00 | 0.69979
HydroRiver | 2018-05-30 23:00 | 0.69186
HydroRiver | 2018-05-31 | 0.68731
HydroRiver | 2018-05-31 01:00 | 0.67929
HydroRiver | 2018-05-31 02:00 | 0.67332
HydroRiver | 2018-05-31 03:00 | 0.66575
HydroRiver | 2018-05-31 04:00 | 0.66432
HydroRiver | 2018-05-31 05:00 | 0.67118
HydroRiver | 2018-05-31 06:00 | 0.67991
HydroRiver | 2018-05-31 07:00 | 0.69248
HydroRiver | 2018-05-31 08:00 | 0.70264
HydroRiver | 2018-05-31 09:00 | 0.68927
HydroRiver | 2018-05-31 10:00 | 0.69622
HydroRiver | 2018-05-31 11:00 | 0.69578
HydroRiver | 2018-05-31 12:00 | 0.67385
HydroRiver | 2018-05-31 13:00 | 0.66067
HydroRiver | 2018-05-31 14:00 | 0.6702
HydroRiver | 2018-05-31 15:00 | 0.67484
HydroRiver | 2018-05-31 16:00 | 0.68597
HydroRiver | 2018-05-31 17:00 | 0.70335
HydroRiver | 2018-05-31 18:00 | 0.69934
HydroRiver | 2018-05-31 19:00 | 0.69658
HydroRiver | 2018-05-31 20:00 | 0.70086
HydroRiver | 2018-05-31 21:00 | 0.70683
HydroRiver | 2018-05-31 22:00 | 0.67849
HydroRiver | 2018-05-31 23:00 | 0.68107
HydroRiver | 2018-06-01 | 0.66806
HydroRiver | 2018-06-01 01:00 | 0.66379
HydroRiver | 2018-06-01 02:00 | 0.66521
HydroRiver | 2018-06-01 03:00 | 0.66396
HydroRiver | 2018-06-01 04:00 | 0.67056
HydroRiver | 2018-06-01 05:00 | 0.6866
HydroRiver | 2018-06-01 06:00 | 0.70139
HydroRiver | 2018-06-01 07:00 | 0.7087
HydroRiver | 2018-06-01 08:00 | 0.70246
HydroRiver | 2018-06-01 09:00 | 0.70094
HydroRiver | 2018-06-01 10:00 | 0.6939
HydroRiver | 2018-06-01 11:00 | 0.68357
HydroRiver | 2018-06-01 12:00 | 0.67359
HydroRiver | 2018-06-01 13:00 | 0.66993
HydroRiver | 2018-06-01 14:00 | 0.67501
HydroRiver | 2018-06-01 15:00 | 0.68678
HydroRiver | 2018-06-01 16:00 | 0.69649
HydroRiver | 2018-06-01 17:00 | 0.7103
HydroRiver | 2018-06-01 18:00 | 0.69275
HydroRiver | 2018-06-01 19:00 | 0.68196
HydroRiver | 2018-06-01 20:00 | 0.68758
HydroRiver | 2018-06-01 21:00 | 0.69658
HydroRiver | 2018-06-01 22:00 | 0.68294
HydroRiver | 2018-06-01 23:00 | 0.69907
HydroRiver | 2018-06-02 | 0.68758
HydroRiver | 2018-06-02 01:00 | 0.66387
HydroRiver | 2018-06-02 02:00 | 0.65755
HydroRiver | 2018-06-02 03:00 | 0.65683
HydroRiver | 2018-06-02 04:00 | 0.65657
HydroRiver | 2018-06-02 05:00 | 0.64828
HydroRiver | 2018-06-02 06:00 | 0.65505
HydroRiver | 2018-06-02 07:00 | 0.65933
HydroRiver | 2018-06-02 08:00 | 0.66512
HydroRiver | 2018-06-02 09:00 | 0.66432
HydroRiver | 2018-06-02 10:00 | 0.66628
HydroRiver | 2018-06-02 11:00 | 0.65862
HydroRiver | 2018-06-02 12:00 | 0.66958
HydroRiver | 2018-06-02 13:00 | 0.65986
HydroRiver | 2018-06-02 14:00 | 0.67172
HydroRiver | 2018-06-02 15:00 | 0.6759
HydroRiver | 2018-06-02 16:00 | 0.67118
HydroRiver | 2018-06-02 17:00 | 0.67564
HydroRiver | 2018-06-02 18:00 | 0.67377
HydroRiver | 2018-06-02 19:00 | 0.6702
HydroRiver | 2018-06-02 20:00 | 0.68936
HydroRiver | 2018-06-02 21:00 | 0.68802
HydroRiver | 2018-06-02 22:00 | 0.67118
HydroRiver | 2018-06-02 23:00 | 0.65692
HydroRiver | 2018-06-03 | 0.65737
HydroRiver | 2018-06-03 01:00 | 0.65425
HydroRiver | 2018-06-03 02:00 | 0.64917
HydroRiver | 2018-06-03 03:00 | 0.64766
HydroRiver | 2018-06-03 04:00 | 0.64186
HydroRiver | 2018-06-03 05:00 | 0.63188
HydroRiver | 2018-06-03 06:00 | 0.64088
HydroRiver | 2018-06-03 07:00 | 0.64926
HydroRiver | 2018-06-03 08:00 | 0.64436
HydroRiver | 2018-06-03 09:00 | 0.65773
HydroRiver | 2018-06-03 10:00 | 0.65568
HydroRiver | 2018-06-03 11:00 | 0.64988
HydroRiver | 2018-06-03 12:00 | 0.64748
HydroRiver | 2018-06-03 13:00 | 0.65585
HydroRiver | 2018-06-03 14:00 | 0.65434
HydroRiver | 2018-06-03 15:00 | 0.653
HydroRiver | 2018-06-03 16:00 | 0.66806
HydroRiver | 2018-06-03 17:00 | 0.67724
HydroRiver | 2018-06-03 18:00 | 0.67599
HydroRiver | 2018-06-03 19:00 | 0.6751
HydroRiver | 2018-06-03 20:00 | 0.69284
HydroRiver | 2018-06-03 21:00 | 0.67341
HydroRiver | 2018-06-03 22:00 | 0.65871
HydroRiver | 2018-06-03 23:00 | 0.63875
HydroRiver | 2018-06-04 | 0.63331
HydroRiver | 2018-06-04 01:00 | 0.64178
HydroRiver | 2018-06-04 02:00 | 0.64186
HydroRiver | 2018-06-04 03:00 | 0.64712
HydroRiver | 2018-06-04 04:00 | 0.65015
HydroRiver | 2018-06-04 05:00 | 0.65657
HydroRiver | 2018-06-04 06:00 | 0.68802
HydroRiver | 2018-06-04 07:00 | 0.70291
HydroRiver | 2018-06-04 08:00 | 0.69863
HydroRiver | 2018-06-04 09:00 | 0.68597
HydroRiver | 2018-06-04 10:00 | 0.66913
HydroRiver | 2018-06-04 11:00 | 0.65487
HydroRiver | 2018-06-04 12:00 | 0.63723
HydroRiver | 2018-06-04 13:00 | 0.63073
HydroRiver | 2018-06-04 14:00 | 0.64873
HydroRiver | 2018-06-04 15:00 | 0.66949
HydroRiver | 2018-06-04 16:00 | 0.67991
HydroRiver | 2018-06-04 17:00 | 0.69533
HydroRiver | 2018-06-04 18:00 | 0.68036
HydroRiver | 2018-06-04 19:00 | 0.67795
HydroRiver | 2018-06-04 20:00 | 0.68241
HydroRiver | 2018-06-04 21:00 | 0.67341
HydroRiver | 2018-06-04 22:00 | 0.65327
HydroRiver | 2018-06-04 23:00 | 0.64249
HydroRiver | 2018-06-05 | 0.63794
HydroRiver | 2018-06-05 01:00 | 0.64124
HydroRiver | 2018-06-05 02:00 | 0.6457
HydroRiver | 2018-06-05 03:00 | 0.64694
HydroRiver | 2018-06-05 04:00 | 0.66352
HydroRiver | 2018-06-05 05:00 | 0.68187
HydroRiver | 2018-06-05 06:00 | 0.69221
HydroRiver | 2018-06-05 07:00 | 0.68731
HydroRiver | 2018-06-05 08:00 | 0.66423
HydroRiver | 2018-06-05 09:00 | 0.66102
HydroRiver | 2018-06-05 10:00 | 0.67929
HydroRiver | 2018-06-05 11:00 | 0.67074
HydroRiver | 2018-06-05 12:00 | 0.65211
HydroRiver | 2018-06-05 13:00 | 0.64454
HydroRiver | 2018-06-05 14:00 | 0.6653
HydroRiver | 2018-06-05 15:00 | 0.68375
HydroRiver | 2018-06-05 16:00 | 0.70112
HydroRiver | 2018-06-05 17:00 | 0.70389
HydroRiver | 2018-06-05 18:00 | 0.69497
HydroRiver | 2018-06-05 19:00 | 0.68419
HydroRiver | 2018-06-05 20:00 | 0.6817
HydroRiver | 2018-06-05 21:00 | 0.67368
HydroRiver | 2018-06-05 22:00 | 0.66575
HydroRiver | 2018-06-05 23:00 | 0.65657
HydroRiver | 2018-06-06 | 0.6571
HydroRiver | 2018-06-06 01:00 | 0.65621
HydroRiver | 2018-06-06 02:00 | 0.6571
HydroRiver | 2018-06-06 03:00 | 0.66174
HydroRiver | 2018-06-06 04:00 | 0.67181
HydroRiver | 2018-06-06 05:00 | 0.68437
HydroRiver | 2018-06-06 06:00 | 0.68776
HydroRiver | 2018-06-06 07:00 | 0.68286
HydroRiver | 2018-06-06 08:00 | 0.66058
HydroRiver | 2018-06-06 09:00 | 0.64587
HydroRiver | 2018-06-06 10:00 | 0.65006
HydroRiver | 2018-06-06 11:00 | 0.65594
HydroRiver | 2018-06-06 12:00 | 0.6506
HydroRiver | 2018-06-06 13:00 | 0.64917
HydroRiver | 2018-06-06 14:00 | 0.64988
HydroRiver | 2018-06-06 15:00 | 0.67795
HydroRiver | 2018-06-06 16:00 | 0.70264
HydroRiver | 2018-06-06 17:00 | 0.70727
HydroRiver | 2018-06-06 18:00 | 0.70094
HydroRiver | 2018-06-06 19:00 | 0.69738
HydroRiver | 2018-06-06 20:00 | 0.68874
HydroRiver | 2018-06-06 21:00 | 0.6727
HydroRiver | 2018-06-06 22:00 | 0.67038
HydroRiver | 2018-06-06 23:00 | 0.65897
HydroRiver | 2018-06-07 | 0.65104
HydroRiver | 2018-06-07 01:00 | 0.64579
HydroRiver | 2018-06-07 02:00 | 0.64418
HydroRiver | 2018-06-07 03:00 | 0.65176
HydroRiver | 2018-06-07 04:00 | 0.67056
HydroRiver | 2018-06-07 05:00 | 0.68045
HydroRiver | 2018-06-07 06:00 | 0.69194
HydroRiver | 2018-06-07 07:00 | 0.68989
HydroRiver | 2018-06-07 08:00 | 0.68259
HydroRiver | 2018-06-07 09:00 | 0.68143
HydroRiver | 2018-06-07 10:00 | 0.66503
HydroRiver | 2018-06-07 11:00 | 0.66067
HydroRiver | 2018-06-07 12:00 | 0.65835
HydroRiver | 2018-06-07 13:00 | 0.65345
HydroRiver | 2018-06-07 14:00 | 0.65799
HydroRiver | 2018-06-07 15:00 | 0.68286
HydroRiver | 2018-06-07 16:00 | 0.70638
HydroRiver | 2018-06-07 17:00 | 0.70879
HydroRiver | 2018-06-07 18:00 | 0.69426
HydroRiver | 2018-06-07 19:00 | 0.68758
HydroRiver | 2018-06-07 20:00 | 0.68785
HydroRiver | 2018-06-07 21:00 | 0.69096
HydroRiver | 2018-06-07 22:00 | 0.67751
HydroRiver | 2018-06-07 23:00 | 0.65639
HydroRiver | 2018-06-08 | 0.6555
HydroRiver | 2018-06-08 01:00 | 0.64899
HydroRiver | 2018-06-08 02:00 | 0.64525
HydroRiver | 2018-06-08 03:00 | 0.64409
HydroRiver | 2018-06-08 04:00 | 0.65603
HydroRiver | 2018-06-08 05:00 | 0.6825
HydroRiver | 2018-06-08 06:00 | 0.69587
HydroRiver | 2018-06-08 07:00 | 0.69489
HydroRiver | 2018-06-08 08:00 | 0.69088
HydroRiver | 2018-06-08 09:00 | 0.68428
HydroRiver | 2018-06-08 10:00 | 0.6907
HydroRiver | 2018-06-08 11:00 | 0.67359
HydroRiver | 2018-06-08 12:00 | 0.65149
HydroRiver | 2018-06-08 13:00 | 0.65514
HydroRiver | 2018-06-08 14:00 | 0.66913
HydroRiver | 2018-06-08 15:00 | 0.68758
HydroRiver | 2018-06-08 16:00 | 0.6907
HydroRiver | 2018-06-08 17:00 | 0.70317
HydroRiver | 2018-06-08 18:00 | 0.70068
HydroRiver | 2018-06-08 19:00 | 0.6972
HydroRiver | 2018-06-08 20:00 | 0.69471
HydroRiver | 2018-06-08 21:00 | 0.67938
HydroRiver | 2018-06-08 22:00 | 0.63901
HydroRiver | 2018-06-08 23:00 | 0.662
HydroRiver | 2018-06-09 | 0.64659
HydroRiver | 2018-06-09 01:00 | 0.64195
HydroRiver | 2018-06-09 02:00 | 0.63981
HydroRiver | 2018-06-09 03:00 | 0.63973
HydroRiver | 2018-06-09 04:00 | 0.64766
HydroRiver | 2018-06-09 05:00 | 0.65942
HydroRiver | 2018-06-09 06:00 | 0.69025
HydroRiver | 2018-06-09 07:00 | 0.70638
HydroRiver | 2018-06-09 08:00 | 0.70638
HydroRiver | 2018-06-09 09:00 | 0.69248
HydroRiver | 2018-06-09 10:00 | 0.68259
HydroRiver | 2018-06-09 11:00 | 0.66976
HydroRiver | 2018-06-09 12:00 | 0.67296
HydroRiver | 2018-06-09 13:00 | 0.66352
HydroRiver | 2018-06-09 14:00 | 0.66931
HydroRiver | 2018-06-09 15:00 | 0.6669
HydroRiver | 2018-06-09 16:00 | 0.68
HydroRiver | 2018-06-09 17:00 | 0.69275
HydroRiver | 2018-06-09 18:00 | 0.69025
HydroRiver | 2018-06-09 19:00 | 0.69943
HydroRiver | 2018-06-09 20:00 | 0.71306
HydroRiver | 2018-06-09 21:00 | 0.70923
HydroRiver | 2018-06-09 22:00 | 0.68143
HydroRiver | 2018-06-09 23:00 | 0.67127
HydroRiver | 2018-06-10 | 0.66076
HydroRiver | 2018-06-10 01:00 | 0.64783
HydroRiver | 2018-06-10 02:00 | 0.64632
HydroRiver | 2018-06-10 03:00 | 0.63777
HydroRiver | 2018-06-10 04:00 | 0.63402
HydroRiver | 2018-06-10 05:00 | 0.64302
HydroRiver | 2018-06-10 06:00 | 0.65666
HydroRiver | 2018-06-10 07:00 | 0.66869
HydroRiver | 2018-06-10 08:00 | 0.67118
HydroRiver | 2018-06-10 09:00 | 0.68143
HydroRiver | 2018-06-10 10:00 | 0.68179
HydroRiver | 2018-06-10 11:00 | 0.66922
HydroRiver | 2018-06-10 12:00 | 0.64997
HydroRiver | 2018-06-10 13:00 | 0.6399
HydroRiver | 2018-06-10 14:00 | 0.63509
HydroRiver | 2018-06-10 15:00 | 0.64463
HydroRiver | 2018-06-10 16:00 | 0.65906
HydroRiver | 2018-06-10 17:00 | 0.66735
HydroRiver | 2018-06-10 18:00 | 0.66637
HydroRiver | 2018-06-10 19:00 | 0.67279
HydroRiver | 2018-06-10 20:00 | 0.68811
HydroRiver | 2018-06-10 21:00 | 0.69061
HydroRiver | 2018-06-10 22:00 | 0.67189
HydroRiver | 2018-06-10 23:00 | 0.65657
HydroRiver | 2018-06-11 | 0.64338
HydroRiver | 2018-06-11 01:00 | 0.63973
HydroRiver | 2018-06-11 02:00 | 0.63545
HydroRiver | 2018-06-11 03:00 | 0.63322
HydroRiver | 2018-06-11 04:00 | 0.64329
HydroRiver | 2018-06-11 05:00 | 0.65434
HydroRiver | 2018-06-11 06:00 | 0.67047
HydroRiver | 2018-06-11 07:00 | 0.69506
HydroRiver | 2018-06-11 08:00 | 0.69221
HydroRiver | 2018-06-11 09:00 | 0.69649
HydroRiver | 2018-06-11 10:00 | 0.6866
HydroRiver | 2018-06-11 11:00 | 0.66976
HydroRiver | 2018-06-11 12:00 | 0.64258
HydroRiver | 2018-06-11 13:00 | 0.63875
HydroRiver | 2018-06-11 14:00 | 0.64472
HydroRiver | 2018-06-11 15:00 | 0.65978
HydroRiver | 2018-06-11 16:00 | 0.66842
HydroRiver | 2018-06-11 17:00 | 0.67911
HydroRiver | 2018-06-11 18:00 | 0.68241
HydroRiver | 2018-06-11 19:00 | 0.67466
HydroRiver | 2018-06-11 20:00 | 0.68392
HydroRiver | 2018-06-11 21:00 | 0.68375
HydroRiver | 2018-06-11 22:00 | 0.67501
HydroRiver | 2018-06-11 23:00 | 0.66913
HydroRiver | 2018-06-12 | 0.6645
HydroRiver | 2018-06-12 01:00 | 0.65086
HydroRiver | 2018-06-12 02:00 | 0.64739
HydroRiver | 2018-06-12 03:00 | 0.65363
HydroRiver | 2018-06-12 04:00 | 0.65657
HydroRiver | 2018-06-12 05:00 | 0.67314
HydroRiver | 2018-06-12 06:00 | 0.66592
HydroRiver | 2018-06-12 07:00 | 0.67662
HydroRiver | 2018-06-12 08:00 | 0.67831
HydroRiver | 2018-06-12 09:00 | 0.67991
HydroRiver | 2018-06-12 10:00 | 0.69186
HydroRiver | 2018-06-12 11:00 | 0.69007
HydroRiver | 2018-06-12 12:00 | 0.66806
HydroRiver | 2018-06-12 13:00 | 0.66459
HydroRiver | 2018-06-12 14:00 | 0.67216
HydroRiver | 2018-06-12 15:00 | 0.69105
HydroRiver | 2018-06-12 16:00 | 0.69934
HydroRiver | 2018-06-12 17:00 | 0.70023
HydroRiver | 2018-06-12 18:00 | 0.69373
HydroRiver | 2018-06-12 19:00 | 0.69266
HydroRiver | 2018-06-12 20:00 | 0.69818
HydroRiver | 2018-06-12 21:00 | 0.68526
HydroRiver | 2018-06-12 22:00 | 0.69266
HydroRiver | 2018-06-12 23:00 | 0.67795
HydroRiver | 2018-06-13 | 0.68482
HydroRiver | 2018-06-13 01:00 | 0.66878
HydroRiver | 2018-06-13 02:00 | 0.65933
HydroRiver | 2018-06-13 03:00 | 0.66878
HydroRiver | 2018-06-13 04:00 | 0.67965
HydroRiver | 2018-06-13 05:00 | 0.68081
HydroRiver | 2018-06-13 06:00 | 0.67582
HydroRiver | 2018-06-13 07:00 | 0.68606
HydroRiver | 2018-06-13 08:00 | 0.68375
HydroRiver | 2018-06-13 09:00 | 0.68642
HydroRiver | 2018-06-13 10:00 | 0.68196
HydroRiver | 2018-06-13 11:00 | 0.67947
HydroRiver | 2018-06-13 12:00 | 0.66744
HydroRiver | 2018-06-13 13:00 | 0.65648
HydroRiver | 2018-06-13 14:00 | 0.66263
HydroRiver | 2018-06-13 15:00 | 0.67626
HydroRiver | 2018-06-13 16:00 | 0.67778
HydroRiver | 2018-06-13 17:00 | 0.67305
HydroRiver | 2018-06-13 18:00 | 0.67261
HydroRiver | 2018-06-13 19:00 | 0.67671
HydroRiver | 2018-06-13 20:00 | 0.68553
HydroRiver | 2018-06-13 21:00 | 0.68562
HydroRiver | 2018-06-13 22:00 | 0.68392
HydroRiver | 2018-06-13 23:00 | 0.68054
HydroRiver | 2018-06-14 | 0.66708
HydroRiver | 2018-06-14 01:00 | 0.65621
HydroRiver | 2018-06-14 02:00 | 0.64498
HydroRiver | 2018-06-14 03:00 | 0.64525
HydroRiver | 2018-06-14 04:00 | 0.65862
HydroRiver | 2018-06-14 05:00 | 0.66325
HydroRiver | 2018-06-14 06:00 | 0.65666
HydroRiver | 2018-06-14 07:00 | 0.64926
HydroRiver | 2018-06-14 08:00 | 0.65389
HydroRiver | 2018-06-14 09:00 | 0.66111
HydroRiver | 2018-06-14 10:00 | 0.66797
HydroRiver | 2018-06-14 11:00 | 0.66984
HydroRiver | 2018-06-14 12:00 | 0.65211
HydroRiver | 2018-06-14 13:00 | 0.65238
HydroRiver | 2018-06-14 14:00 | 0.66771
HydroRiver | 2018-06-14 15:00 | 0.67617
HydroRiver | 2018-06-14 16:00 | 0.68535
HydroRiver | 2018-06-14 17:00 | 0.69399
HydroRiver | 2018-06-14 18:00 | 0.68669
HydroRiver | 2018-06-14 19:00 | 0.68811
HydroRiver | 2018-06-14 20:00 | 0.68891
HydroRiver | 2018-06-14 21:00 | 0.68945
HydroRiver | 2018-06-14 22:00 | 0.68856
HydroRiver | 2018-06-14 23:00 | 0.68125
HydroRiver | 2018-06-15 | 0.67733
HydroRiver | 2018-06-15 01:00 | 0.67644
HydroRiver | 2018-06-15 02:00 | 0.67189
HydroRiver | 2018-06-15 03:00 | 0.66147
HydroRiver | 2018-06-15 04:00 | 0.67118
HydroRiver | 2018-06-15 05:00 | 0.68107
HydroRiver | 2018-06-15 06:00 | 0.68446
HydroRiver | 2018-06-15 07:00 | 0.68089
HydroRiver | 2018-06-15 08:00 | 0.69542
HydroRiver | 2018-06-15 09:00 | 0.68847
HydroRiver | 2018-06-15 10:00 | 0.6923
HydroRiver | 2018-06-15 11:00 | 0.6956
HydroRiver | 2018-06-15 12:00 | 0.6833
HydroRiver | 2018-06-15 13:00 | 0.66869
HydroRiver | 2018-06-15 14:00 | 0.67795
HydroRiver | 2018-06-15 15:00 | 0.69194
HydroRiver | 2018-06-15 16:00 | 0.68722
HydroRiver | 2018-06-15 17:00 | 0.69818
HydroRiver | 2018-06-15 18:00 | 0.70041
HydroRiver | 2018-06-15 19:00 | 0.70406
HydroRiver | 2018-06-15 20:00 | 0.70602
HydroRiver | 2018-06-15 21:00 | 0.69435
HydroRiver | 2018-06-15 22:00 | 0.69604
HydroRiver | 2018-06-15 23:00 | 0.68606
HydroRiver | 2018-06-16 | 0.68054
HydroRiver | 2018-06-16 01:00 | 0.67938
HydroRiver | 2018-06-16 02:00 | 0.67261
HydroRiver | 2018-06-16 03:00 | 0.67083
HydroRiver | 2018-06-16 04:00 | 0.66993
HydroRiver | 2018-06-16 05:00 | 0.66361
HydroRiver | 2018-06-16 06:00 | 0.67564
HydroRiver | 2018-06-16 07:00 | 0.68089
HydroRiver | 2018-06-16 08:00 | 0.68241
HydroRiver | 2018-06-16 09:00 | 0.67644
HydroRiver | 2018-06-16 10:00 | 0.67492
HydroRiver | 2018-06-16 11:00 | 0.68161
HydroRiver | 2018-06-16 12:00 | 0.68009
HydroRiver | 2018-06-16 13:00 | 0.6768
HydroRiver | 2018-06-16 14:00 | 0.67662
HydroRiver | 2018-06-16 15:00 | 0.68428
HydroRiver | 2018-06-16 16:00 | 0.6939
HydroRiver | 2018-06-16 17:00 | 0.68731
HydroRiver | 2018-06-16 18:00 | 0.69043
HydroRiver | 2018-06-16 19:00 | 0.68802
HydroRiver | 2018-06-16 20:00 | 0.68704
HydroRiver | 2018-06-16 21:00 | 0.68945
HydroRiver | 2018-06-16 22:00 | 0.66414
HydroRiver | 2018-06-16 23:00 | 0.66967
HydroRiver | 2018-06-17 | 0.6694
HydroRiver | 2018-06-17 01:00 | 0.66949
HydroRiver | 2018-06-17 02:00 | 0.66477
HydroRiver | 2018-06-17 03:00 | 0.65176
HydroRiver | 2018-06-17 04:00 | 0.64088
HydroRiver | 2018-06-17 05:00 | 0.63482
HydroRiver | 2018-06-17 06:00 | 0.63527
HydroRiver | 2018-06-17 07:00 | 0.63928
HydroRiver | 2018-06-17 08:00 | 0.64142
HydroRiver | 2018-06-17 09:00 | 0.64026
HydroRiver | 2018-06-17 10:00 | 0.63999
HydroRiver | 2018-06-17 11:00 | 0.64071
HydroRiver | 2018-06-17 12:00 | 0.6481
HydroRiver | 2018-06-17 13:00 | 0.6465
HydroRiver | 2018-06-17 14:00 | 0.64525
HydroRiver | 2018-06-17 15:00 | 0.66004
HydroRiver | 2018-06-17 16:00 | 0.67198
HydroRiver | 2018-06-17 17:00 | 0.67002
HydroRiver | 2018-06-17 18:00 | 0.65986
HydroRiver | 2018-06-17 19:00 | 0.6645
HydroRiver | 2018-06-17 20:00 | 0.67002
HydroRiver | 2018-06-17 21:00 | 0.6612
HydroRiver | 2018-06-17 22:00 | 0.65318
HydroRiver | 2018-06-17 23:00 | 0.644
HydroRiver | 2018-06-18 | 0.64579
HydroRiver | 2018-06-18 01:00 | 0.64694
HydroRiver | 2018-06-18 02:00 | 0.64472
HydroRiver | 2018-06-18 03:00 | 0.63812
HydroRiver | 2018-06-18 04:00 | 0.64712
HydroRiver | 2018-06-18 05:00 | 0.65051
HydroRiver | 2018-06-18 06:00 | 0.6399
HydroRiver | 2018-06-18 07:00 | 0.63625
HydroRiver | 2018-06-18 08:00 | 0.63509
HydroRiver | 2018-06-18 09:00 | 0.63393
HydroRiver | 2018-06-18 10:00 | 0.64552
HydroRiver | 2018-06-18 11:00 | 0.63732
HydroRiver | 2018-06-18 12:00 | 0.62796
HydroRiver | 2018-06-18 13:00 | 0.63188
HydroRiver | 2018-06-18 14:00 | 0.64436
HydroRiver | 2018-06-18 15:00 | 0.65452
HydroRiver | 2018-06-18 16:00 | 0.67038
HydroRiver | 2018-06-18 17:00 | 0.6743
HydroRiver | 2018-06-18 18:00 | 0.65719
HydroRiver | 2018-06-18 19:00 | 0.65202
HydroRiver | 2018-06-18 20:00 | 0.65033
HydroRiver | 2018-06-18 21:00 | 0.64489
HydroRiver | 2018-06-18 22:00 | 0.6211
HydroRiver | 2018-06-18 23:00 | 0.61442
HydroRiver | 2018-06-19 | 0.60943
HydroRiver | 2018-06-19 01:00 | 0.60916
HydroRiver | 2018-06-19 02:00 | 0.608
HydroRiver | 2018-06-19 03:00 | 0.60417
HydroRiver | 2018-06-19 04:00 | 0.60132
HydroRiver | 2018-06-19 05:00 | 0.60809
HydroRiver | 2018-06-19 06:00 | 0.60667
HydroRiver | 2018-06-19 07:00 | 0.61424
HydroRiver | 2018-06-19 08:00 | 0.61183
HydroRiver | 2018-06-19 09:00 | 0.60898
HydroRiver | 2018-06-19 10:00 | 0.59793
HydroRiver | 2018-06-19 11:00 | 0.60961
HydroRiver | 2018-06-19 12:00 | 0.60408
HydroRiver | 2018-06-19 13:00 | 0.58724
HydroRiver | 2018-06-19 14:00 | 0.59963
HydroRiver | 2018-06-19 15:00 | 0.6121
HydroRiver | 2018-06-19 16:00 | 0.6277
HydroRiver | 2018-06-19 17:00 | 0.64097
HydroRiver | 2018-06-19 18:00 | 0.64347
HydroRiver | 2018-06-19 19:00 | 0.61673
HydroRiver | 2018-06-19 20:00 | 0.6023
HydroRiver | 2018-06-19 21:00 | 0.59998
HydroRiver | 2018-06-19 22:00 | 0.60604
HydroRiver | 2018-06-19 23:00 | 0.58662
HydroRiver | 2018-06-20 | 0.57842
HydroRiver | 2018-06-20 01:00 | 0.57058
HydroRiver | 2018-06-20 02:00 | 0.57628
HydroRiver | 2018-06-20 03:00 | 0.58742
HydroRiver | 2018-06-20 04:00 | 0.59464
HydroRiver | 2018-06-20 05:00 | 0.63875
HydroRiver | 2018-06-20 06:00 | 0.63607
HydroRiver | 2018-06-20 07:00 | 0.61807
HydroRiver | 2018-06-20 08:00 | 0.60684
HydroRiver | 2018-06-20 09:00 | 0.60693
HydroRiver | 2018-06-20 10:00 | 0.61451
HydroRiver | 2018-06-20 11:00 | 0.60996
HydroRiver | 2018-06-20 12:00 | 0.59481
HydroRiver | 2018-06-20 13:00 | 0.57681
HydroRiver | 2018-06-20 14:00 | 0.58439
HydroRiver | 2018-06-20 15:00 | 0.60542
HydroRiver | 2018-06-20 16:00 | 0.63331
HydroRiver | 2018-06-20 17:00 | 0.65167
HydroRiver | 2018-06-20 18:00 | 0.6399
HydroRiver | 2018-06-20 19:00 | 0.62565
HydroRiver | 2018-06-20 20:00 | 0.62271
HydroRiver | 2018-06-20 21:00 | 0.62386
HydroRiver | 2018-06-20 22:00 | 0.61344
HydroRiver | 2018-06-20 23:00 | 0.59998
HydroRiver | 2018-06-21 | 0.58947
HydroRiver | 2018-06-21 01:00 | 0.57138
HydroRiver | 2018-06-21 02:00 | 0.56799
HydroRiver | 2018-06-21 03:00 | 0.57164
HydroRiver | 2018-06-21 04:00 | 0.59998
HydroRiver | 2018-06-21 05:00 | 0.61789
HydroRiver | 2018-06-21 06:00 | 0.61442
HydroRiver | 2018-06-21 07:00 | 0.61647
HydroRiver | 2018-06-21 08:00 | 0.61397
HydroRiver | 2018-06-21 09:00 | 0.60934
HydroRiver | 2018-06-21 10:00 | 0.60372
HydroRiver | 2018-06-21 11:00 | 0.59357
HydroRiver | 2018-06-21 12:00 | 0.56487
HydroRiver | 2018-06-21 13:00 | 0.53974
HydroRiver | 2018-06-21 14:00 | 0.5499
HydroRiver | 2018-06-21 15:00 | 0.57735
HydroRiver | 2018-06-21 16:00 | 0.62083
HydroRiver | 2018-06-21 17:00 | 0.63616
HydroRiver | 2018-06-21 18:00 | 0.63536
HydroRiver | 2018-06-21 19:00 | 0.62271
HydroRiver | 2018-06-21 20:00 | 0.62039
HydroRiver | 2018-06-21 21:00 | 0.62066
HydroRiver | 2018-06-21 22:00 | 0.57984
HydroRiver | 2018-06-21 23:00 | 0.5565
HydroRiver | 2018-06-22 | 0.54215
HydroRiver | 2018-06-22 01:00 | 0.53181
HydroRiver | 2018-06-22 02:00 | 0.53146
HydroRiver | 2018-06-22 03:00 | 0.53921
HydroRiver | 2018-06-22 04:00 | 0.55115
HydroRiver | 2018-06-22 05:00 | 0.58697
HydroRiver | 2018-06-22 06:00 | 0.60658
HydroRiver | 2018-06-22 07:00 | 0.61994
HydroRiver | 2018-06-22 08:00 | 0.61504
HydroRiver | 2018-06-22 09:00 | 0.60239
HydroRiver | 2018-06-22 10:00 | 0.58635
HydroRiver | 2018-06-22 11:00 | 0.57245
HydroRiver | 2018-06-22 12:00 | 0.56371
HydroRiver | 2018-06-22 13:00 | 0.56567
HydroRiver | 2018-06-22 14:00 | 0.55721
HydroRiver | 2018-06-22 15:00 | 0.55926
HydroRiver | 2018-06-22 16:00 | 0.57138
HydroRiver | 2018-06-22 17:00 | 0.58858
HydroRiver | 2018-06-22 18:00 | 0.60898
HydroRiver | 2018-06-22 19:00 | 0.60595
HydroRiver | 2018-06-22 20:00 | 0.60925
HydroRiver | 2018-06-22 21:00 | 0.61255
HydroRiver | 2018-06-22 22:00 | 0.57467
HydroRiver | 2018-06-22 23:00 | 0.56238
HydroRiver | 2018-06-23 | 0.53734
HydroRiver | 2018-06-23 01:00 | 0.52076
HydroRiver | 2018-06-23 02:00 | 0.51265
HydroRiver | 2018-06-23 03:00 | 0.52183
HydroRiver | 2018-06-23 04:00 | 0.52718
HydroRiver | 2018-06-23 05:00 | 0.54678
HydroRiver | 2018-06-23 06:00 | 0.57075
HydroRiver | 2018-06-23 07:00 | 0.5941
HydroRiver | 2018-06-23 08:00 | 0.5957
HydroRiver | 2018-06-23 09:00 | 0.58225
HydroRiver | 2018-06-23 10:00 | 0.55266
HydroRiver | 2018-06-23 11:00 | 0.53564
HydroRiver | 2018-06-23 12:00 | 0.53056
HydroRiver | 2018-06-23 13:00 | 0.5286
HydroRiver | 2018-06-23 14:00 | 0.53261
HydroRiver | 2018-06-23 15:00 | 0.56113
HydroRiver | 2018-06-23 16:00 | 0.57922
HydroRiver | 2018-06-23 17:00 | 0.60515
HydroRiver | 2018-06-23 18:00 | 0.61852
HydroRiver | 2018-06-23 19:00 | 0.62431
HydroRiver | 2018-06-23 20:00 | 0.62912
HydroRiver | 2018-06-23 21:00 | 0.62128
HydroRiver | 2018-06-23 22:00 | 0.58679
HydroRiver | 2018-06-23 23:00 | 0.55427
HydroRiver | 2018-06-24 | 0.54963
HydroRiver | 2018-06-24 01:00 | 0.54901
HydroRiver | 2018-06-24 02:00 | 0.52531
HydroRiver | 2018-06-24 03:00 | 0.51408
HydroRiver | 2018-06-24 04:00 | 0.52103
HydroRiver | 2018-06-24 05:00 | 0.52878
HydroRiver | 2018-06-24 06:00 | 0.53636
HydroRiver | 2018-06-24 07:00 | 0.55213
HydroRiver | 2018-06-24 08:00 | 0.54928
HydroRiver | 2018-06-24 09:00 | 0.54848
HydroRiver | 2018-06-24 10:00 | 0.55097
HydroRiver | 2018-06-24 11:00 | 0.53716
HydroRiver | 2018-06-24 12:00 | 0.51773
HydroRiver | 2018-06-24 13:00 | 0.50499
HydroRiver | 2018-06-24 14:00 | 0.50561
HydroRiver | 2018-06-24 15:00 | 0.52442
HydroRiver | 2018-06-24 16:00 | 0.5524
HydroRiver | 2018-06-24 17:00 | 0.57788
HydroRiver | 2018-06-24 18:00 | 0.58029
HydroRiver | 2018-06-24 19:00 | 0.58073
HydroRiver | 2018-06-24 20:00 | 0.60408
HydroRiver | 2018-06-24 21:00 | 0.60961
HydroRiver | 2018-06-24 22:00 | 0.57949
HydroRiver | 2018-06-24 23:00 | 0.54037
HydroRiver | 2018-06-25 | 0.50757
HydroRiver | 2018-06-25 01:00 | 0.49786
HydroRiver | 2018-06-25 02:00 | 0.49474
HydroRiver | 2018-06-25 03:00 | 0.50294
HydroRiver | 2018-06-25 04:00 | 0.53404
HydroRiver | 2018-06-25 05:00 | 0.56594
HydroRiver | 2018-06-25 06:00 | 0.58038
HydroRiver | 2018-06-25 07:00 | 0.58608
HydroRiver | 2018-06-25 08:00 | 0.58198
HydroRiver | 2018-06-25 09:00 | 0.56443
HydroRiver | 2018-06-25 10:00 | 0.54536
HydroRiver | 2018-06-25 11:00 | 0.52415
HydroRiver | 2018-06-25 12:00 | 0.49626
HydroRiver | 2018-06-25 13:00 | 0.48057
HydroRiver | 2018-06-25 14:00 | 0.49724
HydroRiver | 2018-06-25 15:00 | 0.53137
HydroRiver | 2018-06-25 16:00 | 0.56282
HydroRiver | 2018-06-25 17:00 | 0.59909
HydroRiver | 2018-06-25 18:00 | 0.5957
HydroRiver | 2018-06-25 19:00 | 0.59437
HydroRiver | 2018-06-25 20:00 | 0.5925
HydroRiver | 2018-06-25 21:00 | 0.57111
HydroRiver | 2018-06-25 22:00 | 0.53368
HydroRiver | 2018-06-25 23:00 | 0.50125
HydroRiver | 2018-06-26 | 0.46837
HydroRiver | 2018-06-26 01:00 | 0.4452
HydroRiver | 2018-06-26 02:00 | 0.44671
HydroRiver | 2018-06-26 03:00 | 0.45482
HydroRiver | 2018-06-26 04:00 | 0.48539
HydroRiver | 2018-06-26 05:00 | 0.51167
HydroRiver | 2018-06-26 06:00 | 0.54705
HydroRiver | 2018-06-26 07:00 | 0.55186
HydroRiver | 2018-06-26 08:00 | 0.5565
HydroRiver | 2018-06-26 09:00 | 0.56728
HydroRiver | 2018-06-26 10:00 | 0.55543
HydroRiver | 2018-06-26 11:00 | 0.52914
HydroRiver | 2018-06-26 12:00 | 0.50713
HydroRiver | 2018-06-26 13:00 | 0.49323
HydroRiver | 2018-06-26 14:00 | 0.50036
HydroRiver | 2018-06-26 15:00 | 0.51657
HydroRiver | 2018-06-26 16:00 | 0.53689
HydroRiver | 2018-06-26 17:00 | 0.5565
HydroRiver | 2018-06-26 18:00 | 0.55177
HydroRiver | 2018-06-26 19:00 | 0.54527
HydroRiver | 2018-06-26 20:00 | 0.5458
HydroRiver | 2018-06-26 21:00 | 0.54081
HydroRiver | 2018-06-26 22:00 | 0.50071
HydroRiver | 2018-06-26 23:00 | 0.47122
HydroRiver | 2018-06-27 | 0.44832
HydroRiver | 2018-06-27 01:00 | 0.4329
HydroRiver | 2018-06-27 02:00 | 0.42524
HydroRiver | 2018-06-27 03:00 | 0.44038
HydroRiver | 2018-06-27 04:00 | 0.47719
HydroRiver | 2018-06-27 05:00 | 0.52397
HydroRiver | 2018-06-27 06:00 | 0.55213
HydroRiver | 2018-06-27 07:00 | 0.56371
HydroRiver | 2018-06-27 08:00 | 0.5597
HydroRiver | 2018-06-27 09:00 | 0.53591
HydroRiver | 2018-06-27 10:00 | 0.52762
HydroRiver | 2018-06-27 11:00 | 0.51978
HydroRiver | 2018-06-27 12:00 | 0.50659
HydroRiver | 2018-06-27 13:00 | 0.49688
HydroRiver | 2018-06-27 14:00 | 0.50517
HydroRiver | 2018-06-27 15:00 | 0.51551
HydroRiver | 2018-06-27 16:00 | 0.54046
HydroRiver | 2018-06-27 17:00 | 0.58109
HydroRiver | 2018-06-27 18:00 | 0.56469
HydroRiver | 2018-06-27 19:00 | 0.5376
HydroRiver | 2018-06-27 20:00 | 0.54215
HydroRiver | 2018-06-27 21:00 | 0.5532
HydroRiver | 2018-06-27 22:00 | 0.53021
HydroRiver | 2018-06-27 23:00 | 0.50802
HydroRiver | 2018-06-28 | 0.49474
HydroRiver | 2018-06-28 01:00 | 0.48307
HydroRiver | 2018-06-28 02:00 | 0.47068
HydroRiver | 2018-06-28 03:00 | 0.4705
HydroRiver | 2018-06-28 04:00 | 0.49759
HydroRiver | 2018-06-28 05:00 | 0.51631
HydroRiver | 2018-06-28 06:00 | 0.53333
HydroRiver | 2018-06-28 07:00 | 0.53012
HydroRiver | 2018-06-28 08:00 | 0.5278
HydroRiver | 2018-06-28 09:00 | 0.51862
HydroRiver | 2018-06-28 10:00 | 0.49911
HydroRiver | 2018-06-28 11:00 | 0.48004
HydroRiver | 2018-06-28 12:00 | 0.47772
HydroRiver | 2018-06-28 13:00 | 0.47541
HydroRiver | 2018-06-28 14:00 | 0.47719
HydroRiver | 2018-06-28 15:00 | 0.48984
HydroRiver | 2018-06-28 16:00 | 0.52923
HydroRiver | 2018-06-28 17:00 | 0.56407
HydroRiver | 2018-06-28 18:00 | 0.53591
HydroRiver | 2018-06-28 19:00 | 0.51096
HydroRiver | 2018-06-28 20:00 | 0.51239
HydroRiver | 2018-06-28 21:00 | 0.51078
HydroRiver | 2018-06-28 22:00 | 0.4812
HydroRiver | 2018-06-28 23:00 | 0.45901
HydroRiver | 2018-06-29 | 0.44707
HydroRiver | 2018-06-29 01:00 | 0.44457
HydroRiver | 2018-06-29 02:00 | 0.43548
HydroRiver | 2018-06-29 03:00 | 0.43691
HydroRiver | 2018-06-29 04:00 | 0.46783
HydroRiver | 2018-06-29 05:00 | 0.51034
HydroRiver | 2018-06-29 06:00 | 0.54117
HydroRiver | 2018-06-29 07:00 | 0.55133
HydroRiver | 2018-06-29 08:00 | 0.54473
HydroRiver | 2018-06-29 09:00 | 0.52736
HydroRiver | 2018-06-29 10:00 | 0.48806
HydroRiver | 2018-06-29 11:00 | 0.4714
HydroRiver | 2018-06-29 12:00 | 0.45847
HydroRiver | 2018-06-29 13:00 | 0.46355
HydroRiver | 2018-06-29 14:00 | 0.48681
HydroRiver | 2018-06-29 15:00 | 0.5082
HydroRiver | 2018-06-29 16:00 | 0.52272
HydroRiver | 2018-06-29 17:00 | 0.54037
HydroRiver | 2018-06-29 18:00 | 0.54643
HydroRiver | 2018-06-29 19:00 | 0.54215
HydroRiver | 2018-06-29 20:00 | 0.54117
HydroRiver | 2018-06-29 21:00 | 0.52967
HydroRiver | 2018-06-29 22:00 | 0.51622
HydroRiver | 2018-06-29 23:00 | 0.48646
HydroRiver | 2018-06-30 | 0.45937
HydroRiver | 2018-06-30 01:00 | 0.44698
HydroRiver | 2018-06-30 02:00 | 0.43905
HydroRiver | 2018-06-30 03:00 | 0.44137
HydroRiver | 2018-06-30 04:00 | 0.45847
HydroRiver | 2018-06-30 05:00 | 0.46676
HydroRiver | 2018-06-30 06:00 | 0.48859
HydroRiver | 2018-06-30 07:00 | 0.49581
HydroRiver | 2018-06-30 08:00 | 0.48672
HydroRiver | 2018-06-30 09:00 | 0.48146
HydroRiver | 2018-06-30 10:00 | 0.47835
HydroRiver | 2018-06-30 11:00 | 0.47193
HydroRiver | 2018-06-30 12:00 | 0.45892
HydroRiver | 2018-06-30 13:00 | 0.45206
HydroRiver | 2018-06-30 14:00 | 0.45099
HydroRiver | 2018-06-30 15:00 | 0.45482
HydroRiver | 2018-06-30 16:00 | 0.4697
HydroRiver | 2018-06-30 17:00 | 0.49305
HydroRiver | 2018-06-30 18:00 | 0.48262
HydroRiver | 2018-06-30 19:00 | 0.47059
HydroRiver | 2018-06-30 20:00 | 0.45553
HydroRiver | 2018-06-30 21:00 | 0.46587
HydroRiver | 2018-06-30 22:00 | 0.45803
HydroRiver | 2018-06-30 23:00 | 0.47844
HydroRiver | 2018-07-01 | 0.49047
HydroRiver | 2018-07-01 01:00 | 0.4902
HydroRiver | 2018-07-01 02:00 | 0.47826
HydroRiver | 2018-07-01 03:00 | 0.46979
HydroRiver | 2018-07-01 04:00 | 0.45598
HydroRiver | 2018-07-01 05:00 | 0.44484
HydroRiver | 2018-07-01 06:00 | 0.44466
HydroRiver | 2018-07-01 07:00 | 0.41757
HydroRiver | 2018-07-01 08:00 | 0.38558
HydroRiver | 2018-07-01 09:00 | 0.39895
HydroRiver | 2018-07-01 10:00 | 0.42194
HydroRiver | 2018-07-01 11:00 | 0.4304
HydroRiver | 2018-07-01 12:00 | 0.4157
HydroRiver | 2018-07-01 13:00 | 0.39948
HydroRiver | 2018-07-01 14:00 | 0.40046
HydroRiver | 2018-07-01 15:00 | 0.42613
HydroRiver | 2018-07-01 16:00 | 0.44324
HydroRiver | 2018-07-01 17:00 | 0.4738
HydroRiver | 2018-07-01 18:00 | 0.48966
HydroRiver | 2018-07-01 19:00 | 0.48387
HydroRiver | 2018-07-01 20:00 | 0.482
HydroRiver | 2018-07-01 21:00 | 0.47763
HydroRiver | 2018-07-01 22:00 | 0.46694
HydroRiver | 2018-07-01 23:00 | 0.43602
HydroRiver | 2018-07-02 | 0.41677
HydroRiver | 2018-07-02 01:00 | 0.39886
HydroRiver | 2018-07-02 02:00 | 0.39717
HydroRiver | 2018-07-02 03:00 | 0.41918
HydroRiver | 2018-07-02 04:00 | 0.4411
HydroRiver | 2018-07-02 05:00 | 0.46739
HydroRiver | 2018-07-02 06:00 | 0.47398
HydroRiver | 2018-07-02 07:00 | 0.48654
HydroRiver | 2018-07-02 08:00 | 0.48779
HydroRiver | 2018-07-02 09:00 | 0.47968
HydroRiver | 2018-07-02 10:00 | 0.47959
HydroRiver | 2018-07-02 11:00 | 0.47487
HydroRiver | 2018-07-02 12:00 | 0.46498
HydroRiver | 2018-07-02 13:00 | 0.47193
HydroRiver | 2018-07-02 14:00 | 0.4738
HydroRiver | 2018-07-02 15:00 | 0.48797
HydroRiver | 2018-07-02 16:00 | 0.51836
HydroRiver | 2018-07-02 17:00 | 0.52451
HydroRiver | 2018-07-02 18:00 | 0.51782
HydroRiver | 2018-07-02 19:00 | 0.50918
HydroRiver | 2018-07-02 20:00 | 0.49349
HydroRiver | 2018-07-02 21:00 | 0.47407
HydroRiver | 2018-07-02 22:00 | 0.45544
HydroRiver | 2018-07-02 23:00 | 0.42123
HydroRiver | 2018-07-03 | 0.41303
HydroRiver | 2018-07-03 01:00 | 0.41401
HydroRiver | 2018-07-03 02:00 | 0.41347
HydroRiver | 2018-07-03 03:00 | 0.42613
HydroRiver | 2018-07-03 04:00 | 0.45179
HydroRiver | 2018-07-03 05:00 | 0.47844
HydroRiver | 2018-07-03 06:00 | 0.48681
HydroRiver | 2018-07-03 07:00 | 0.50348
HydroRiver | 2018-07-03 08:00 | 0.48699
HydroRiver | 2018-07-03 09:00 | 0.4885
HydroRiver | 2018-07-03 10:00 | 0.48601
HydroRiver | 2018-07-03 11:00 | 0.47389
HydroRiver | 2018-07-03 12:00 | 0.47193
HydroRiver | 2018-07-03 13:00 | 0.48833
HydroRiver | 2018-07-03 14:00 | 0.49162
HydroRiver | 2018-07-03 15:00 | 0.50374
HydroRiver | 2018-07-03 16:00 | 0.51453
HydroRiver | 2018-07-03 17:00 | 0.53306
HydroRiver | 2018-07-03 18:00 | 0.51755
HydroRiver | 2018-07-03 19:00 | 0.50045
HydroRiver | 2018-07-03 20:00 | 0.49198
HydroRiver | 2018-07-03 21:00 | 0.4861
HydroRiver | 2018-07-03 22:00 | 0.46525
HydroRiver | 2018-07-03 23:00 | 0.43477
HydroRiver | 2018-07-04 | 0.42283
HydroRiver | 2018-07-04 01:00 | 0.43308
HydroRiver | 2018-07-04 02:00 | 0.44894
HydroRiver | 2018-07-04 03:00 | 0.4484
HydroRiver | 2018-07-04 04:00 | 0.46516
HydroRiver | 2018-07-04 05:00 | 0.48761
HydroRiver | 2018-07-04 06:00 | 0.50321
HydroRiver | 2018-07-04 07:00 | 0.50615
HydroRiver | 2018-07-04 08:00 | 0.51916
HydroRiver | 2018-07-04 09:00 | 0.51747
HydroRiver | 2018-07-04 10:00 | 0.51782
HydroRiver | 2018-07-04 11:00 | 0.51274
HydroRiver | 2018-07-04 12:00 | 0.49866
HydroRiver | 2018-07-04 13:00 | 0.48414
HydroRiver | 2018-07-04 14:00 | 0.48031
HydroRiver | 2018-07-04 15:00 | 0.49047
HydroRiver | 2018-07-04 16:00 | 0.49465
HydroRiver | 2018-07-04 17:00 | 0.49118
HydroRiver | 2018-07-04 18:00 | 0.48334
HydroRiver | 2018-07-04 19:00 | 0.4804
HydroRiver | 2018-07-04 20:00 | 0.48717
HydroRiver | 2018-07-04 21:00 | 0.47505
HydroRiver | 2018-07-04 22:00 | 0.45446
HydroRiver | 2018-07-04 23:00 | 0.42702
HydroRiver | 2018-07-05 | 0.41214
HydroRiver | 2018-07-05 01:00 | 0.4108
HydroRiver | 2018-07-05 02:00 | 0.42265
HydroRiver | 2018-07-05 03:00 | 0.43539
HydroRiver | 2018-07-05 04:00 | 0.4509
HydroRiver | 2018-07-05 05:00 | 0.47175
HydroRiver | 2018-07-05 06:00 | 0.48654
HydroRiver | 2018-07-05 07:00 | 0.50855
HydroRiver | 2018-07-05 08:00 | 0.51542
HydroRiver | 2018-07-05 09:00 | 0.51444
HydroRiver | 2018-07-05 10:00 | 0.52005
HydroRiver | 2018-07-05 11:00 | 0.50374
HydroRiver | 2018-07-05 12:00 | 0.47416
HydroRiver | 2018-07-05 13:00 | 0.46338
HydroRiver | 2018-07-05 14:00 | 0.47737
HydroRiver | 2018-07-05 15:00 | 0.48806
HydroRiver | 2018-07-05 16:00 | 0.51515
HydroRiver | 2018-07-05 17:00 | 0.51283
HydroRiver | 2018-07-05 18:00 | 0.5025
HydroRiver | 2018-07-05 19:00 | 0.48788
HydroRiver | 2018-07-05 20:00 | 0.49358
HydroRiver | 2018-07-05 21:00 | 0.49554
HydroRiver | 2018-07-05 22:00 | 0.45856
HydroRiver | 2018-07-05 23:00 | 0.4239
HydroRiver | 2018-07-06 | 0.40608
HydroRiver | 2018-07-06 01:00 | 0.40599
HydroRiver | 2018-07-06 02:00 | 0.41116
HydroRiver | 2018-07-06 03:00 | 0.43923
HydroRiver | 2018-07-06 04:00 | 0.45874
HydroRiver | 2018-07-06 05:00 | 0.49688
HydroRiver | 2018-07-06 06:00 | 0.51221
HydroRiver | 2018-07-06 07:00 | 0.51613
HydroRiver | 2018-07-06 08:00 | 0.52388
HydroRiver | 2018-07-06 09:00 | 0.52156
HydroRiver | 2018-07-06 10:00 | 0.49724
HydroRiver | 2018-07-06 11:00 | 0.47407
HydroRiver | 2018-07-06 12:00 | 0.44252
HydroRiver | 2018-07-06 13:00 | 0.43361
HydroRiver | 2018-07-06 14:00 | 0.44832
HydroRiver | 2018-07-06 15:00 | 0.47808
HydroRiver | 2018-07-06 16:00 | 0.5131
HydroRiver | 2018-07-06 17:00 | 0.52335
HydroRiver | 2018-07-06 18:00 | 0.5098
HydroRiver | 2018-07-06 19:00 | 0.49679
HydroRiver | 2018-07-06 20:00 | 0.50668
HydroRiver | 2018-07-06 21:00 | 0.49884
HydroRiver | 2018-07-06 22:00 | 0.45028
HydroRiver | 2018-07-06 23:00 | 0.4321
HydroRiver | 2018-07-07 | 0.41374
HydroRiver | 2018-07-07 01:00 | 0.4059
HydroRiver | 2018-07-07 02:00 | 0.39895
HydroRiver | 2018-07-07 03:00 | 0.41321
HydroRiver | 2018-07-07 04:00 | 0.44315
HydroRiver | 2018-07-07 05:00 | 0.46596
HydroRiver | 2018-07-07 06:00 | 0.47995
HydroRiver | 2018-07-07 07:00 | 0.48726
HydroRiver | 2018-07-07 08:00 | 0.48253
HydroRiver | 2018-07-07 09:00 | 0.48227
HydroRiver | 2018-07-07 10:00 | 0.48539
HydroRiver | 2018-07-07 11:00 | 0.45839
HydroRiver | 2018-07-07 12:00 | 0.43842
HydroRiver | 2018-07-07 13:00 | 0.43834
HydroRiver | 2018-07-07 14:00 | 0.44395
HydroRiver | 2018-07-07 15:00 | 0.46703
HydroRiver | 2018-07-07 16:00 | 0.49465
HydroRiver | 2018-07-07 17:00 | 0.52317
HydroRiver | 2018-07-07 18:00 | 0.50125
HydroRiver | 2018-07-07 19:00 | 0.48842
HydroRiver | 2018-07-07 20:00 | 0.5033
HydroRiver | 2018-07-07 21:00 | 0.50285
HydroRiver | 2018-07-07 22:00 | 0.46489
HydroRiver | 2018-07-07 23:00 | 0.43771
HydroRiver | 2018-07-08 | 0.41641
HydroRiver | 2018-07-08 01:00 | 0.39922
HydroRiver | 2018-07-08 02:00 | 0.38291
HydroRiver | 2018-07-08 03:00 | 0.37667
HydroRiver | 2018-07-08 04:00 | 0.40073
HydroRiver | 2018-07-08 05:00 | 0.43228
HydroRiver | 2018-07-08 06:00 | 0.45999
HydroRiver | 2018-07-08 07:00 | 0.46106
HydroRiver | 2018-07-08 08:00 | 0.45937
HydroRiver | 2018-07-08 09:00 | 0.45117
HydroRiver | 2018-07-08 10:00 | 0.44448
HydroRiver | 2018-07-08 11:00 | 0.43352
HydroRiver | 2018-07-08 12:00 | 0.40884
HydroRiver | 2018-07-08 13:00 | 0.39993
HydroRiver | 2018-07-08 14:00 | 0.39387
HydroRiver | 2018-07-08 15:00 | 0.41855
HydroRiver | 2018-07-08 16:00 | 0.4648
HydroRiver | 2018-07-08 17:00 | 0.49349
HydroRiver | 2018-07-08 18:00 | 0.50704
HydroRiver | 2018-07-08 19:00 | 0.51488
HydroRiver | 2018-07-08 20:00 | 0.51239
HydroRiver | 2018-07-08 21:00 | 0.49234
HydroRiver | 2018-07-08 22:00 | 0.45126
HydroRiver | 2018-07-08 23:00 | 0.39752
HydroRiver | 2018-07-09 | 0.38228
HydroRiver | 2018-07-09 01:00 | 0.37712
HydroRiver | 2018-07-09 02:00 | 0.37596
HydroRiver | 2018-07-09 03:00 | 0.39815
HydroRiver | 2018-07-09 04:00 | 0.42256
HydroRiver | 2018-07-09 05:00 | 0.45241
HydroRiver | 2018-07-09 06:00 | 0.47879
HydroRiver | 2018-07-09 07:00 | 0.49225
HydroRiver | 2018-07-09 08:00 | 0.48717
HydroRiver | 2018-07-09 09:00 | 0.49492
HydroRiver | 2018-07-09 10:00 | 0.48173
HydroRiver | 2018-07-09 11:00 | 0.46427
HydroRiver | 2018-07-09 12:00 | 0.43441
HydroRiver | 2018-07-09 13:00 | 0.42426
HydroRiver | 2018-07-09 14:00 | 0.4313
HydroRiver | 2018-07-09 15:00 | 0.44065
HydroRiver | 2018-07-09 16:00 | 0.47033
HydroRiver | 2018-07-09 17:00 | 0.49474
HydroRiver | 2018-07-09 18:00 | 0.48057
HydroRiver | 2018-07-09 19:00 | 0.47505
HydroRiver | 2018-07-09 20:00 | 0.46908
HydroRiver | 2018-07-09 21:00 | 0.44965
HydroRiver | 2018-07-09 22:00 | 0.41142
HydroRiver | 2018-07-09 23:00 | 0.38211
HydroRiver | 2018-07-10 | 0.37293
HydroRiver | 2018-07-10 01:00 | 0.37061
HydroRiver | 2018-07-10 02:00 | 0.36963
HydroRiver | 2018-07-10 03:00 | 0.37239
HydroRiver | 2018-07-10 04:00 | 0.39708
HydroRiver | 2018-07-10 05:00 | 0.43379
HydroRiver | 2018-07-10 06:00 | 0.44119
HydroRiver | 2018-07-10 07:00 | 0.46712
HydroRiver | 2018-07-10 08:00 | 0.48494
HydroRiver | 2018-07-10 09:00 | 0.46952
HydroRiver | 2018-07-10 10:00 | 0.45527
HydroRiver | 2018-07-10 11:00 | 0.41846
HydroRiver | 2018-07-10 12:00 | 0.38104
HydroRiver | 2018-07-10 13:00 | 0.38879
HydroRiver | 2018-07-10 14:00 | 0.41089
HydroRiver | 2018-07-10 15:00 | 0.428
HydroRiver | 2018-07-10 16:00 | 0.46231
HydroRiver | 2018-07-10 17:00 | 0.48173
HydroRiver | 2018-07-10 18:00 | 0.46614
HydroRiver | 2018-07-10 19:00 | 0.45143
HydroRiver | 2018-07-10 20:00 | 0.464
HydroRiver | 2018-07-10 21:00 | 0.44243
HydroRiver | 2018-07-10 22:00 | 0.43183
HydroRiver | 2018-07-10 23:00 | 0.38897
HydroRiver | 2018-07-11 | 0.36571
HydroRiver | 2018-07-11 01:00 | 0.36001
HydroRiver | 2018-07-11 02:00 | 0.35903
HydroRiver | 2018-07-11 03:00 | 0.36776
HydroRiver | 2018-07-11 04:00 | 0.39904
HydroRiver | 2018-07-11 05:00 | 0.4288
HydroRiver | 2018-07-11 06:00 | 0.44858
HydroRiver | 2018-07-11 07:00 | 0.46061
HydroRiver | 2018-07-11 08:00 | 0.46961
HydroRiver | 2018-07-11 09:00 | 0.46961
HydroRiver | 2018-07-11 10:00 | 0.44707
HydroRiver | 2018-07-11 11:00 | 0.44288
HydroRiver | 2018-07-11 12:00 | 0.42853
HydroRiver | 2018-07-11 13:00 | 0.41784
HydroRiver | 2018-07-11 14:00 | 0.42096
HydroRiver | 2018-07-11 15:00 | 0.44814
HydroRiver | 2018-07-11 16:00 | 0.47015
HydroRiver | 2018-07-11 17:00 | 0.46569
HydroRiver | 2018-07-11 18:00 | 0.45081
HydroRiver | 2018-07-11 19:00 | 0.43994
HydroRiver | 2018-07-11 20:00 | 0.455
HydroRiver | 2018-07-11 21:00 | 0.46035
HydroRiver | 2018-07-11 22:00 | 0.42176
HydroRiver | 2018-07-11 23:00 | 0.39022
HydroRiver | 2018-07-12 | 0.37685
HydroRiver | 2018-07-12 01:00 | 0.34566
HydroRiver | 2018-07-12 02:00 | 0.33114
HydroRiver | 2018-07-12 03:00 | 0.33523
HydroRiver | 2018-07-12 04:00 | 0.37418
HydroRiver | 2018-07-12 05:00 | 0.41731
HydroRiver | 2018-07-12 06:00 | 0.42862
HydroRiver | 2018-07-12 07:00 | 0.42354
HydroRiver | 2018-07-12 08:00 | 0.43183
HydroRiver | 2018-07-12 09:00 | 0.45188
HydroRiver | 2018-07-12 10:00 | 0.43183
HydroRiver | 2018-07-12 11:00 | 0.43121
HydroRiver | 2018-07-12 12:00 | 0.41499
HydroRiver | 2018-07-12 13:00 | 0.40608
HydroRiver | 2018-07-12 14:00 | 0.39619
HydroRiver | 2018-07-12 15:00 | 0.4116
HydroRiver | 2018-07-12 16:00 | 0.44404
HydroRiver | 2018-07-12 17:00 | 0.45384
HydroRiver | 2018-07-12 18:00 | 0.44662
HydroRiver | 2018-07-12 19:00 | 0.43067
HydroRiver | 2018-07-12 20:00 | 0.43397
HydroRiver | 2018-07-12 21:00 | 0.43495
HydroRiver | 2018-07-12 22:00 | 0.40171
HydroRiver | 2018-07-12 23:00 | 0.3642
HydroRiver | 2018-07-13 | 0.35404
HydroRiver | 2018-07-13 01:00 | 0.34735
HydroRiver | 2018-07-13 02:00 | 0.3298
HydroRiver | 2018-07-13 03:00 | 0.33122
HydroRiver | 2018-07-13 04:00 | 0.35724
HydroRiver | 2018-07-13 05:00 | 0.39699
HydroRiver | 2018-07-13 06:00 | 0.43949
HydroRiver | 2018-07-13 07:00 | 0.43771
HydroRiver | 2018-07-13 08:00 | 0.43566
HydroRiver | 2018-07-13 09:00 | 0.43967
HydroRiver | 2018-07-13 10:00 | 0.43228
HydroRiver | 2018-07-13 11:00 | 0.41731
HydroRiver | 2018-07-13 12:00 | 0.40955
HydroRiver | 2018-07-13 13:00 | 0.39574
HydroRiver | 2018-07-13 14:00 | 0.3846
HydroRiver | 2018-07-13 15:00 | 0.38264
HydroRiver | 2018-07-13 16:00 | 0.42185
HydroRiver | 2018-07-13 17:00 | 0.45028
HydroRiver | 2018-07-13 18:00 | 0.44003
HydroRiver | 2018-07-13 19:00 | 0.4214
HydroRiver | 2018-07-13 20:00 | 0.42773
HydroRiver | 2018-07-13 21:00 | 0.43744
HydroRiver | 2018-07-13 22:00 | 0.41356
HydroRiver | 2018-07-13 23:00 | 0.38469
HydroRiver | 2018-07-14 | 0.37239
HydroRiver | 2018-07-14 01:00 | 0.36829
HydroRiver | 2018-07-14 02:00 | 0.36749
HydroRiver | 2018-07-14 03:00 | 0.35404
HydroRiver | 2018-07-14 04:00 | 0.35591
HydroRiver | 2018-07-14 05:00 | 0.36633
HydroRiver | 2018-07-14 06:00 | 0.3691
HydroRiver | 2018-07-14 07:00 | 0.38041
HydroRiver | 2018-07-14 08:00 | 0.38335
HydroRiver | 2018-07-14 09:00 | 0.36936
HydroRiver | 2018-07-14 10:00 | 0.36723
HydroRiver | 2018-07-14 11:00 | 0.36304
HydroRiver | 2018-07-14 12:00 | 0.36874
HydroRiver | 2018-07-14 13:00 | 0.37293
HydroRiver | 2018-07-14 14:00 | 0.3805
HydroRiver | 2018-07-14 15:00 | 0.37738
HydroRiver | 2018-07-14 16:00 | 0.39084
HydroRiver | 2018-07-14 17:00 | 0.40421
HydroRiver | 2018-07-14 18:00 | 0.41107
HydroRiver | 2018-07-14 19:00 | 0.39494
HydroRiver | 2018-07-14 20:00 | 0.3895
HydroRiver | 2018-07-14 21:00 | 0.39592
HydroRiver | 2018-07-14 22:00 | 0.37908
HydroRiver | 2018-07-14 23:00 | 0.36206
HydroRiver | 2018-07-15 | 0.347
HydroRiver | 2018-07-15 01:00 | 0.34014
HydroRiver | 2018-07-15 02:00 | 0.33212
HydroRiver | 2018-07-15 03:00 | 0.32552
HydroRiver | 2018-07-15 04:00 | 0.32508
HydroRiver | 2018-07-15 05:00 | 0.32107
HydroRiver | 2018-07-15 06:00 | 0.33301
HydroRiver | 2018-07-15 07:00 | 0.34005
HydroRiver | 2018-07-15 08:00 | 0.33256
HydroRiver | 2018-07-15 09:00 | 0.33559
HydroRiver | 2018-07-15 10:00 | 0.34468
HydroRiver | 2018-07-15 11:00 | 0.34771
HydroRiver | 2018-07-15 12:00 | 0.33907
HydroRiver | 2018-07-15 13:00 | 0.34156
HydroRiver | 2018-07-15 14:00 | 0.34958
HydroRiver | 2018-07-15 15:00 | 0.36295
HydroRiver | 2018-07-15 16:00 | 0.36714
HydroRiver | 2018-07-15 17:00 | 0.37061
HydroRiver | 2018-07-15 18:00 | 0.37337
HydroRiver | 2018-07-15 19:00 | 0.37471
HydroRiver | 2018-07-15 20:00 | 0.38558
HydroRiver | 2018-07-15 21:00 | 0.38719
HydroRiver | 2018-07-15 22:00 | 0.36821
HydroRiver | 2018-07-15 23:00 | 0.35644
HydroRiver | 2018-07-16 | 0.35502
HydroRiver | 2018-07-16 01:00 | 0.34557
HydroRiver | 2018-07-16 02:00 | 0.34156
HydroRiver | 2018-07-16 03:00 | 0.34682
HydroRiver | 2018-07-16 04:00 | 0.36482
HydroRiver | 2018-07-16 05:00 | 0.38318
HydroRiver | 2018-07-16 06:00 | 0.40741
HydroRiver | 2018-07-16 07:00 | 0.41722
HydroRiver | 2018-07-16 08:00 | 0.42729
HydroRiver | 2018-07-16 09:00 | 0.41695
HydroRiver | 2018-07-16 10:00 | 0.40581
HydroRiver | 2018-07-16 11:00 | 0.41436
HydroRiver | 2018-07-16 12:00 | 0.41739
HydroRiver | 2018-07-16 13:00 | 0.41383
HydroRiver | 2018-07-16 14:00 | 0.42301
HydroRiver | 2018-07-16 15:00 | 0.44422
HydroRiver | 2018-07-16 16:00 | 0.46721
HydroRiver | 2018-07-16 17:00 | 0.48539
HydroRiver | 2018-07-16 18:00 | 0.46765
HydroRiver | 2018-07-16 19:00 | 0.43388
HydroRiver | 2018-07-16 20:00 | 0.42978
HydroRiver | 2018-07-16 21:00 | 0.42301
HydroRiver | 2018-07-16 22:00 | 0.40831
HydroRiver | 2018-07-16 23:00 | 0.39752
HydroRiver | 2018-07-17 | 0.39209
HydroRiver | 2018-07-17 01:00 | 0.39503
HydroRiver | 2018-07-17 02:00 | 0.39316
HydroRiver | 2018-07-17 03:00 | 0.39075
HydroRiver | 2018-07-17 04:00 | 0.40688
HydroRiver | 2018-07-17 05:00 | 0.44199
HydroRiver | 2018-07-17 06:00 | 0.45544
HydroRiver | 2018-07-17 07:00 | 0.4542
HydroRiver | 2018-07-17 08:00 | 0.44974
HydroRiver | 2018-07-17 09:00 | 0.43094
HydroRiver | 2018-07-17 10:00 | 0.40893
HydroRiver | 2018-07-17 11:00 | 0.39013
HydroRiver | 2018-07-17 12:00 | 0.383
HydroRiver | 2018-07-17 13:00 | 0.39013
HydroRiver | 2018-07-17 14:00 | 0.40242
HydroRiver | 2018-07-17 15:00 | 0.42657
HydroRiver | 2018-07-17 16:00 | 0.44912
HydroRiver | 2018-07-17 17:00 | 0.45821
HydroRiver | 2018-07-17 18:00 | 0.44422
HydroRiver | 2018-07-17 19:00 | 0.42809
HydroRiver | 2018-07-17 20:00 | 0.42907
HydroRiver | 2018-07-17 21:00 | 0.39939
HydroRiver | 2018-07-17 22:00 | 0.36794
HydroRiver | 2018-07-17 23:00 | 0.33728
HydroRiver | 2018-07-18 | 0.33069
HydroRiver | 2018-07-18 01:00 | 0.33488
HydroRiver | 2018-07-18 02:00 | 0.34022
HydroRiver | 2018-07-18 03:00 | 0.35047
HydroRiver | 2018-07-18 04:00 | 0.3813
HydroRiver | 2018-07-18 05:00 | 0.42443
HydroRiver | 2018-07-18 06:00 | 0.42764
HydroRiver | 2018-07-18 07:00 | 0.41909
HydroRiver | 2018-07-18 08:00 | 0.41624
HydroRiver | 2018-07-18 09:00 | 0.39868
HydroRiver | 2018-07-18 10:00 | 0.39681
HydroRiver | 2018-07-18 11:00 | 0.38879
HydroRiver | 2018-07-18 12:00 | 0.39583
HydroRiver | 2018-07-18 13:00 | 0.4133
HydroRiver | 2018-07-18 14:00 | 0.41731
HydroRiver | 2018-07-18 15:00 | 0.4247
HydroRiver | 2018-07-18 16:00 | 0.4509
HydroRiver | 2018-07-18 17:00 | 0.47505
HydroRiver | 2018-07-18 18:00 | 0.45509
HydroRiver | 2018-07-18 19:00 | 0.42274
HydroRiver | 2018-07-18 20:00 | 0.41971
HydroRiver | 2018-07-18 21:00 | 0.39975
HydroRiver | 2018-07-18 22:00 | 0.37382
HydroRiver | 2018-07-18 23:00 | 0.34165
HydroRiver | 2018-07-19 | 0.32944
HydroRiver | 2018-07-19 01:00 | 0.32819
HydroRiver | 2018-07-19 02:00 | 0.34201
HydroRiver | 2018-07-19 03:00 | 0.35315
HydroRiver | 2018-07-19 04:00 | 0.38398
HydroRiver | 2018-07-19 05:00 | 0.39832
HydroRiver | 2018-07-19 06:00 | 0.41802
HydroRiver | 2018-07-19 07:00 | 0.42657
HydroRiver | 2018-07-19 08:00 | 0.41909
HydroRiver | 2018-07-19 09:00 | 0.42051
HydroRiver | 2018-07-19 10:00 | 0.40242
HydroRiver | 2018-07-19 11:00 | 0.37899
HydroRiver | 2018-07-19 12:00 | 0.35626
HydroRiver | 2018-07-19 13:00 | 0.35341
HydroRiver | 2018-07-19 14:00 | 0.37355
HydroRiver | 2018-07-19 15:00 | 0.41338
HydroRiver | 2018-07-19 16:00 | 0.46195
HydroRiver | 2018-07-19 17:00 | 0.48253
HydroRiver | 2018-07-19 18:00 | 0.48262
HydroRiver | 2018-07-19 19:00 | 0.45366
HydroRiver | 2018-07-19 20:00 | 0.42818
HydroRiver | 2018-07-19 21:00 | 0.42158
HydroRiver | 2018-07-19 22:00 | 0.38264
HydroRiver | 2018-07-19 23:00 | 0.35119
HydroRiver | 2018-07-20 | 0.33506
HydroRiver | 2018-07-20 01:00 | 0.33256
HydroRiver | 2018-07-20 02:00 | 0.33621
HydroRiver | 2018-07-20 03:00 | 0.35323
HydroRiver | 2018-07-20 04:00 | 0.36411
HydroRiver | 2018-07-20 05:00 | 0.39904
HydroRiver | 2018-07-20 06:00 | 0.43388
HydroRiver | 2018-07-20 07:00 | 0.44333
HydroRiver | 2018-07-20 08:00 | 0.4386
HydroRiver | 2018-07-20 09:00 | 0.43228
HydroRiver | 2018-07-20 10:00 | 0.41722
HydroRiver | 2018-07-20 11:00 | 0.40331
HydroRiver | 2018-07-20 12:00 | 0.38808
HydroRiver | 2018-07-20 13:00 | 0.36215
HydroRiver | 2018-07-20 14:00 | 0.36125
HydroRiver | 2018-07-20 15:00 | 0.36794
HydroRiver | 2018-07-20 16:00 | 0.41935
HydroRiver | 2018-07-20 17:00 | 0.44422
HydroRiver | 2018-07-20 18:00 | 0.43637
HydroRiver | 2018-07-20 19:00 | 0.43263
HydroRiver | 2018-07-20 20:00 | 0.43254
HydroRiver | 2018-07-20 21:00 | 0.41606
HydroRiver | 2018-07-20 22:00 | 0.38175
HydroRiver | 2018-07-20 23:00 | 0.35564
HydroRiver | 2018-07-21 | 0.32766
HydroRiver | 2018-07-21 01:00 | 0.31313
HydroRiver | 2018-07-21 02:00 | 0.31403
HydroRiver | 2018-07-21 03:00 | 0.31251
HydroRiver | 2018-07-21 04:00 | 0.33443
HydroRiver | 2018-07-21 05:00 | 0.36063
HydroRiver | 2018-07-21 06:00 | 0.3928
HydroRiver | 2018-07-21 07:00 | 0.40724
HydroRiver | 2018-07-21 08:00 | 0.40991
HydroRiver | 2018-07-21 09:00 | 0.41009
HydroRiver | 2018-07-21 10:00 | 0.37738
HydroRiver | 2018-07-21 11:00 | 0.34593
HydroRiver | 2018-07-21 12:00 | 0.32133
HydroRiver | 2018-07-21 13:00 | 0.33024
HydroRiver | 2018-07-21 14:00 | 0.32926
HydroRiver | 2018-07-21 15:00 | 0.34067
HydroRiver | 2018-07-21 16:00 | 0.37017
HydroRiver | 2018-07-21 17:00 | 0.39681
HydroRiver | 2018-07-21 18:00 | 0.40358
HydroRiver | 2018-07-21 19:00 | 0.39681
HydroRiver | 2018-07-21 20:00 | 0.38727
HydroRiver | 2018-07-21 21:00 | 0.37623
HydroRiver | 2018-07-21 22:00 | 0.35564
HydroRiver | 2018-07-21 23:00 | 0.32623
HydroRiver | 2018-07-22 | 0.31028
HydroRiver | 2018-07-22 01:00 | 0.29496
HydroRiver | 2018-07-22 02:00 | 0.29683
HydroRiver | 2018-07-22 03:00 | 0.29683
HydroRiver | 2018-07-22 04:00 | 0.29932
HydroRiver | 2018-07-22 05:00 | 0.30146
HydroRiver | 2018-07-22 06:00 | 0.31937
HydroRiver | 2018-07-22 07:00 | 0.33363
HydroRiver | 2018-07-22 08:00 | 0.33229
HydroRiver | 2018-07-22 09:00 | 0.31991
HydroRiver | 2018-07-22 10:00 | 0.31492
HydroRiver | 2018-07-22 11:00 | 0.30191
HydroRiver | 2018-07-22 12:00 | 0.30021
HydroRiver | 2018-07-22 13:00 | 0.2995
HydroRiver | 2018-07-22 14:00 | 0.31153
HydroRiver | 2018-07-22 15:00 | 0.32133
HydroRiver | 2018-07-22 16:00 | 0.34842
HydroRiver | 2018-07-22 17:00 | 0.37284
HydroRiver | 2018-07-22 18:00 | 0.38817
HydroRiver | 2018-07-22 19:00 | 0.39859
HydroRiver | 2018-07-22 20:00 | 0.41044
HydroRiver | 2018-07-22 21:00 | 0.40831
HydroRiver | 2018-07-22 22:00 | 0.347
HydroRiver | 2018-07-22 23:00 | 0.30841
HydroRiver | 2018-07-23 | 0.2987
HydroRiver | 2018-07-23 01:00 | 0.29469
HydroRiver | 2018-07-23 02:00 | 0.28899
HydroRiver | 2018-07-23 03:00 | 0.29264
HydroRiver | 2018-07-23 04:00 | 0.30806
HydroRiver | 2018-07-23 05:00 | 0.32418
HydroRiver | 2018-07-23 06:00 | 0.34931
HydroRiver | 2018-07-23 07:00 | 0.3691
HydroRiver | 2018-07-23 08:00 | 0.37337
HydroRiver | 2018-07-23 09:00 | 0.35947
HydroRiver | 2018-07-23 10:00 | 0.35315
HydroRiver | 2018-07-23 11:00 | 0.34156
HydroRiver | 2018-07-23 12:00 | 0.32561
HydroRiver | 2018-07-23 13:00 | 0.33497
HydroRiver | 2018-07-23 14:00 | 0.34807
HydroRiver | 2018-07-23 15:00 | 0.36981
HydroRiver | 2018-07-23 16:00 | 0.4059
HydroRiver | 2018-07-23 17:00 | 0.43049
HydroRiver | 2018-07-23 18:00 | 0.43138
HydroRiver | 2018-07-23 19:00 | 0.43798
HydroRiver | 2018-07-23 20:00 | 0.42657
HydroRiver | 2018-07-23 21:00 | 0.41534
HydroRiver | 2018-07-23 22:00 | 0.36954
HydroRiver | 2018-07-23 23:00 | 0.33105
HydroRiver | 2018-07-24 | 0.31483
HydroRiver | 2018-07-24 01:00 | 0.31064
HydroRiver | 2018-07-24 02:00 | 0.3093
HydroRiver | 2018-07-24 03:00 | 0.31884
HydroRiver | 2018-07-24 04:00 | 0.33292
HydroRiver | 2018-07-24 05:00 | 0.3429
HydroRiver | 2018-07-24 06:00 | 0.34744
HydroRiver | 2018-07-24 07:00 | 0.3617
HydroRiver | 2018-07-24 08:00 | 0.36313
HydroRiver | 2018-07-24 09:00 | 0.35618
HydroRiver | 2018-07-24 10:00 | 0.35145
HydroRiver | 2018-07-24 11:00 | 0.33399
HydroRiver | 2018-07-24 12:00 | 0.33773
HydroRiver | 2018-07-24 13:00 | 0.3396
HydroRiver | 2018-07-24 14:00 | 0.35484
HydroRiver | 2018-07-24 15:00 | 0.38843
HydroRiver | 2018-07-24 16:00 | 0.4247
HydroRiver | 2018-07-24 17:00 | 0.4329
HydroRiver | 2018-07-24 18:00 | 0.42746
HydroRiver | 2018-07-24 19:00 | 0.41517
HydroRiver | 2018-07-24 20:00 | 0.41454
HydroRiver | 2018-07-24 21:00 | 0.41552
HydroRiver | 2018-07-24 22:00 | 0.36188
HydroRiver | 2018-07-24 23:00 | 0.32374
HydroRiver | 2018-07-25 | 0.28979
HydroRiver | 2018-07-25 01:00 | 0.28631
HydroRiver | 2018-07-25 02:00 | 0.28471
HydroRiver | 2018-07-25 03:00 | 0.28408
HydroRiver | 2018-07-25 04:00 | 0.30164
HydroRiver | 2018-07-25 05:00 | 0.34085
HydroRiver | 2018-07-25 06:00 | 0.35564
HydroRiver | 2018-07-25 07:00 | 0.36687
HydroRiver | 2018-07-25 08:00 | 0.37213
HydroRiver | 2018-07-25 09:00 | 0.36152
HydroRiver | 2018-07-25 10:00 | 0.34415
HydroRiver | 2018-07-25 11:00 | 0.33247
HydroRiver | 2018-07-25 12:00 | 0.32392
HydroRiver | 2018-07-25 13:00 | 0.31438
HydroRiver | 2018-07-25 14:00 | 0.33318
HydroRiver | 2018-07-25 15:00 | 0.35261
HydroRiver | 2018-07-25 16:00 | 0.39093
HydroRiver | 2018-07-25 17:00 | 0.40688
HydroRiver | 2018-07-25 18:00 | 0.40795
HydroRiver | 2018-07-25 19:00 | 0.40376
HydroRiver | 2018-07-25 20:00 | 0.36936
HydroRiver | 2018-07-25 21:00 | 0.36437
HydroRiver | 2018-07-25 22:00 | 0.34548
HydroRiver | 2018-07-25 23:00 | 0.3093
HydroRiver | 2018-07-26 | 0.2856
HydroRiver | 2018-07-26 01:00 | 0.275
HydroRiver | 2018-07-26 02:00 | 0.26947
HydroRiver | 2018-07-26 03:00 | 0.27419
HydroRiver | 2018-07-26 04:00 | 0.28979
HydroRiver | 2018-07-26 05:00 | 0.32178
HydroRiver | 2018-07-26 06:00 | 0.34406
HydroRiver | 2018-07-26 07:00 | 0.35047
HydroRiver | 2018-07-26 08:00 | 0.33693
HydroRiver | 2018-07-26 09:00 | 0.33933
HydroRiver | 2018-07-26 10:00 | 0.33666
HydroRiver | 2018-07-26 11:00 | 0.33809
HydroRiver | 2018-07-26 12:00 | 0.34468
HydroRiver | 2018-07-26 13:00 | 0.34976
HydroRiver | 2018-07-26 14:00 | 0.36313
HydroRiver | 2018-07-26 15:00 | 0.4067
HydroRiver | 2018-07-26 16:00 | 0.41864
HydroRiver | 2018-07-26 17:00 | 0.41775
HydroRiver | 2018-07-26 18:00 | 0.41561
HydroRiver | 2018-07-26 19:00 | 0.40251
HydroRiver | 2018-07-26 20:00 | 0.38327
HydroRiver | 2018-07-26 21:00 | 0.37293
HydroRiver | 2018-07-26 22:00 | 0.34379
HydroRiver | 2018-07-26 23:00 | 0.31937
HydroRiver | 2018-07-27 | 0.30904
HydroRiver | 2018-07-27 01:00 | 0.3003
HydroRiver | 2018-07-27 02:00 | 0.29255
HydroRiver | 2018-07-27 03:00 | 0.2921
HydroRiver | 2018-07-27 04:00 | 0.30511
HydroRiver | 2018-07-27 05:00 | 0.32971
HydroRiver | 2018-07-27 06:00 | 0.34807
HydroRiver | 2018-07-27 07:00 | 0.36286
HydroRiver | 2018-07-27 08:00 | 0.37008
HydroRiver | 2018-07-27 09:00 | 0.37908
HydroRiver | 2018-07-27 10:00 | 0.36936
HydroRiver | 2018-07-27 11:00 | 0.35012
HydroRiver | 2018-07-27 12:00 | 0.33987
HydroRiver | 2018-07-27 13:00 | 0.32294
HydroRiver | 2018-07-27 14:00 | 0.33238
HydroRiver | 2018-07-27 15:00 | 0.35769
HydroRiver | 2018-07-27 16:00 | 0.39155
HydroRiver | 2018-07-27 17:00 | 0.40688
HydroRiver | 2018-07-27 18:00 | 0.39975
HydroRiver | 2018-07-27 19:00 | 0.38015
HydroRiver | 2018-07-27 20:00 | 0.38264
HydroRiver | 2018-07-27 21:00 | 0.37569
HydroRiver | 2018-07-27 22:00 | 0.3617
HydroRiver | 2018-07-27 23:00 | 0.33889
HydroRiver | 2018-07-28 | 0.31028
HydroRiver | 2018-07-28 01:00 | 0.28765
HydroRiver | 2018-07-28 02:00 | 0.2782
HydroRiver | 2018-07-28 03:00 | 0.26778
HydroRiver | 2018-07-28 04:00 | 0.28248
HydroRiver | 2018-07-28 05:00 | 0.30048
HydroRiver | 2018-07-28 06:00 | 0.32659
HydroRiver | 2018-07-28 07:00 | 0.34637
HydroRiver | 2018-07-28 08:00 | 0.34842
HydroRiver | 2018-07-28 09:00 | 0.34735
HydroRiver | 2018-07-28 10:00 | 0.33719
HydroRiver | 2018-07-28 11:00 | 0.33987
HydroRiver | 2018-07-28 12:00 | 0.32365
HydroRiver | 2018-07-28 13:00 | 0.30859
HydroRiver | 2018-07-28 14:00 | 0.30788
HydroRiver | 2018-07-28 15:00 | 0.32525
HydroRiver | 2018-07-28 16:00 | 0.34878
HydroRiver | 2018-07-28 17:00 | 0.36821
HydroRiver | 2018-07-28 18:00 | 0.3846
HydroRiver | 2018-07-28 19:00 | 0.38433
HydroRiver | 2018-07-28 20:00 | 0.37355
HydroRiver | 2018-07-28 21:00 | 0.3674
HydroRiver | 2018-07-28 22:00 | 0.34869
HydroRiver | 2018-07-28 23:00 | 0.33417
HydroRiver | 2018-07-29 | 0.31474
HydroRiver | 2018-07-29 01:00 | 0.29513
HydroRiver | 2018-07-29 02:00 | 0.2807
HydroRiver | 2018-07-29 03:00 | 0.26831
HydroRiver | 2018-07-29 04:00 | 0.26466
HydroRiver | 2018-07-29 05:00 | 0.26519
HydroRiver | 2018-07-29 06:00 | 0.28613
HydroRiver | 2018-07-29 07:00 | 0.29611
HydroRiver | 2018-07-29 08:00 | 0.28908
HydroRiver | 2018-07-29 09:00 | 0.28284
HydroRiver | 2018-07-29 10:00 | 0.27838
HydroRiver | 2018-07-29 11:00 | 0.27393
HydroRiver | 2018-07-29 12:00 | 0.2627
HydroRiver | 2018-07-29 13:00 | 0.26074
HydroRiver | 2018-07-29 14:00 | 0.2651
HydroRiver | 2018-07-29 15:00 | 0.27241
HydroRiver | 2018-07-29 16:00 | 0.29478
HydroRiver | 2018-07-29 17:00 | 0.31919
HydroRiver | 2018-07-29 18:00 | 0.34575
HydroRiver | 2018-07-29 19:00 | 0.35742
HydroRiver | 2018-07-29 20:00 | 0.3617
HydroRiver | 2018-07-29 21:00 | 0.33532
HydroRiver | 2018-07-29 22:00 | 0.30788
HydroRiver | 2018-07-29 23:00 | 0.2799
HydroRiver | 2018-07-30 | 0.27803
HydroRiver | 2018-07-30 01:00 | 0.27241
HydroRiver | 2018-07-30 02:00 | 0.26796
HydroRiver | 2018-07-30 03:00 | 0.26804
HydroRiver | 2018-07-30 04:00 | 0.26787
HydroRiver | 2018-07-30 05:00 | 0.27562
HydroRiver | 2018-07-30 06:00 | 0.30877
HydroRiver | 2018-07-30 07:00 | 0.3208
HydroRiver | 2018-07-30 08:00 | 0.32561
HydroRiver | 2018-07-30 09:00 | 0.33096
HydroRiver | 2018-07-30 10:00 | 0.32802
HydroRiver | 2018-07-30 11:00 | 0.33595
HydroRiver | 2018-07-30 12:00 | 0.33889
HydroRiver | 2018-07-30 13:00 | 0.33942
HydroRiver | 2018-07-30 14:00 | 0.33479
HydroRiver | 2018-07-30 15:00 | 0.34076
HydroRiver | 2018-07-30 16:00 | 0.36936
HydroRiver | 2018-07-30 17:00 | 0.39298
HydroRiver | 2018-07-30 18:00 | 0.3854
HydroRiver | 2018-07-30 19:00 | 0.3691
HydroRiver | 2018-07-30 20:00 | 0.36446
HydroRiver | 2018-07-30 21:00 | 0.34611
HydroRiver | 2018-07-30 22:00 | 0.31536
HydroRiver | 2018-07-30 23:00 | 0.28765
HydroRiver | 2018-07-31 | 0.28809
HydroRiver | 2018-07-31 01:00 | 0.28952
HydroRiver | 2018-07-31 02:00 | 0.29184
HydroRiver | 2018-07-31 03:00 | 0.30084
HydroRiver | 2018-07-31 04:00 | 0.31091
HydroRiver | 2018-07-31 05:00 | 0.33506
HydroRiver | 2018-07-31 06:00 | 0.35047
HydroRiver | 2018-07-31 07:00 | 0.34602
HydroRiver | 2018-07-31 08:00 | 0.34236
HydroRiver | 2018-07-31 09:00 | 0.34557
HydroRiver | 2018-07-31 10:00 | 0.33274
HydroRiver | 2018-07-31 11:00 | 0.30868
HydroRiver | 2018-07-31 12:00 | 0.30387
HydroRiver | 2018-07-31 13:00 | 0.30351
HydroRiver | 2018-07-31 14:00 | 0.31608
HydroRiver | 2018-07-31 15:00 | 0.35083
HydroRiver | 2018-07-31 16:00 | 0.3699
HydroRiver | 2018-07-31 17:00 | 0.374
HydroRiver | 2018-07-31 18:00 | 0.37088
HydroRiver | 2018-07-31 19:00 | 0.36535
HydroRiver | 2018-07-31 20:00 | 0.34272
HydroRiver | 2018-07-31 21:00 | 0.32017
HydroRiver | 2018-07-31 22:00 | 0.26724
HydroRiver | 2018-07-31 23:00 | 0.26288
HydroRiver | 2018-08-01 | 0.26145
HydroRiver | 2018-08-01 01:00 | 0.26706
HydroRiver | 2018-08-01 02:00 | 0.27161
HydroRiver | 2018-08-01 03:00 | 0.27829
HydroRiver | 2018-08-01 04:00 | 0.2954
HydroRiver | 2018-08-01 05:00 | 0.31305
HydroRiver | 2018-08-01 06:00 | 0.32294
HydroRiver | 2018-08-01 07:00 | 0.32998
HydroRiver | 2018-08-01 08:00 | 0.32677
HydroRiver | 2018-08-01 09:00 | 0.33684
HydroRiver | 2018-08-01 10:00 | 0.3265
HydroRiver | 2018-08-01 11:00 | 0.30725
HydroRiver | 2018-08-01 12:00 | 0.29006
HydroRiver | 2018-08-01 13:00 | 0.28997
HydroRiver | 2018-08-01 14:00 | 0.31919
HydroRiver | 2018-08-01 15:00 | 0.34753
HydroRiver | 2018-08-01 16:00 | 0.38621
HydroRiver | 2018-08-01 17:00 | 0.39004
HydroRiver | 2018-08-01 18:00 | 0.37043
HydroRiver | 2018-08-01 19:00 | 0.38193
HydroRiver | 2018-08-01 20:00 | 0.35225
HydroRiver | 2018-08-01 21:00 | 0.33613
HydroRiver | 2018-08-01 22:00 | 0.29647
HydroRiver | 2018-08-01 23:00 | 0.27304
HydroRiver | 2018-08-02 | 0.27963
HydroRiver | 2018-08-02 01:00 | 0.27767
HydroRiver | 2018-08-02 02:00 | 0.27143
HydroRiver | 2018-08-02 03:00 | 0.27526
HydroRiver | 2018-08-02 04:00 | 0.28685
HydroRiver | 2018-08-02 05:00 | 0.3036
HydroRiver | 2018-08-02 06:00 | 0.33122
HydroRiver | 2018-08-02 07:00 | 0.3331
HydroRiver | 2018-08-02 08:00 | 0.33844
HydroRiver | 2018-08-02 09:00 | 0.33987
HydroRiver | 2018-08-02 10:00 | 0.31153
HydroRiver | 2018-08-02 11:00 | 0.29727
HydroRiver | 2018-08-02 12:00 | 0.29478
HydroRiver | 2018-08-02 13:00 | 0.30547
HydroRiver | 2018-08-02 14:00 | 0.33185
HydroRiver | 2018-08-02 15:00 | 0.37747
HydroRiver | 2018-08-02 16:00 | 0.39262
HydroRiver | 2018-08-02 17:00 | 0.3993
HydroRiver | 2018-08-02 18:00 | 0.39503
HydroRiver | 2018-08-02 19:00 | 0.37115
HydroRiver | 2018-08-02 20:00 | 0.33657
HydroRiver | 2018-08-02 21:00 | 0.32267
HydroRiver | 2018-08-02 22:00 | 0.29977
HydroRiver | 2018-08-02 23:00 | 0.2741
HydroRiver | 2018-08-03 | 0.26653
HydroRiver | 2018-08-03 01:00 | 0.27624
HydroRiver | 2018-08-03 02:00 | 0.27562
HydroRiver | 2018-08-03 03:00 | 0.27517
HydroRiver | 2018-08-03 04:00 | 0.27491
HydroRiver | 2018-08-03 05:00 | 0.2938
HydroRiver | 2018-08-03 06:00 | 0.31946
HydroRiver | 2018-08-03 07:00 | 0.33924
HydroRiver | 2018-08-03 08:00 | 0.35332
HydroRiver | 2018-08-03 09:00 | 0.35047
HydroRiver | 2018-08-03 10:00 | 0.34637
HydroRiver | 2018-08-03 11:00 | 0.33363
HydroRiver | 2018-08-03 12:00 | 0.32668
HydroRiver | 2018-08-03 13:00 | 0.33238
HydroRiver | 2018-08-03 14:00 | 0.35564
HydroRiver | 2018-08-03 15:00 | 0.3691
HydroRiver | 2018-08-03 16:00 | 0.38719
HydroRiver | 2018-08-03 17:00 | 0.38826
HydroRiver | 2018-08-03 18:00 | 0.37819
HydroRiver | 2018-08-03 19:00 | 0.356
HydroRiver | 2018-08-03 20:00 | 0.34691
HydroRiver | 2018-08-03 21:00 | 0.33256
HydroRiver | 2018-08-03 22:00 | 0.31064
HydroRiver | 2018-08-03 23:00 | 0.27722
HydroRiver | 2018-08-04 | 0.26457
HydroRiver | 2018-08-04 01:00 | 0.25708
HydroRiver | 2018-08-04 02:00 | 0.27063
HydroRiver | 2018-08-04 03:00 | 0.27526
HydroRiver | 2018-08-04 04:00 | 0.28061
HydroRiver | 2018-08-04 05:00 | 0.28097
HydroRiver | 2018-08-04 06:00 | 0.29175
HydroRiver | 2018-08-04 07:00 | 0.30271
HydroRiver | 2018-08-04 08:00 | 0.30654
HydroRiver | 2018-08-04 09:00 | 0.30405
HydroRiver | 2018-08-04 10:00 | 0.29496
HydroRiver | 2018-08-04 11:00 | 0.27241
HydroRiver | 2018-08-04 12:00 | 0.25789
HydroRiver | 2018-08-04 13:00 | 0.25459
HydroRiver | 2018-08-04 14:00 | 0.27927
HydroRiver | 2018-08-04 15:00 | 0.29326
HydroRiver | 2018-08-04 16:00 | 0.31991
HydroRiver | 2018-08-04 17:00 | 0.33131
HydroRiver | 2018-08-04 18:00 | 0.34406
HydroRiver | 2018-08-04 19:00 | 0.33203
HydroRiver | 2018-08-04 20:00 | 0.3339
HydroRiver | 2018-08-04 21:00 | 0.32472
HydroRiver | 2018-08-04 22:00 | 0.28925
HydroRiver | 2018-08-04 23:00 | 0.2635
HydroRiver | 2018-08-05 | 0.24399
HydroRiver | 2018-08-05 01:00 | 0.23855
HydroRiver | 2018-08-05 02:00 | 0.23926
HydroRiver | 2018-08-05 03:00 | 0.24773
HydroRiver | 2018-08-05 04:00 | 0.25798
HydroRiver | 2018-08-05 05:00 | 0.26011
HydroRiver | 2018-08-05 06:00 | 0.27553
HydroRiver | 2018-08-05 07:00 | 0.2709
HydroRiver | 2018-08-05 08:00 | 0.26109
HydroRiver | 2018-08-05 09:00 | 0.25512
HydroRiver | 2018-08-05 10:00 | 0.24684
HydroRiver | 2018-08-05 11:00 | 0.24104
HydroRiver | 2018-08-05 12:00 | 0.23392
HydroRiver | 2018-08-05 13:00 | 0.23187
HydroRiver | 2018-08-05 14:00 | 0.23561
HydroRiver | 2018-08-05 15:00 | 0.24194
HydroRiver | 2018-08-05 16:00 | 0.27553
HydroRiver | 2018-08-05 17:00 | 0.28747
HydroRiver | 2018-08-05 18:00 | 0.28872
HydroRiver | 2018-08-05 19:00 | 0.29032
HydroRiver | 2018-08-05 20:00 | 0.28266
HydroRiver | 2018-08-05 21:00 | 0.27918
HydroRiver | 2018-08-05 22:00 | 0.25691
HydroRiver | 2018-08-05 23:00 | 0.24113
HydroRiver | 2018-08-06 | 0.2291
HydroRiver | 2018-08-06 01:00 | 0.22946
HydroRiver | 2018-08-06 02:00 | 0.23115
HydroRiver | 2018-08-06 03:00 | 0.24131
HydroRiver | 2018-08-06 04:00 | 0.25432
HydroRiver | 2018-08-06 05:00 | 0.26671
HydroRiver | 2018-08-06 06:00 | 0.29121
HydroRiver | 2018-08-06 07:00 | 0.31011
HydroRiver | 2018-08-06 08:00 | 0.31465
HydroRiver | 2018-08-06 09:00 | 0.31198
HydroRiver | 2018-08-06 10:00 | 0.31144
HydroRiver | 2018-08-06 11:00 | 0.29888
HydroRiver | 2018-08-06 12:00 | 0.29843
HydroRiver | 2018-08-06 13:00 | 0.29415
HydroRiver | 2018-08-06 14:00 | 0.29478
HydroRiver | 2018-08-06 15:00 | 0.31759
HydroRiver | 2018-08-06 16:00 | 0.34922
HydroRiver | 2018-08-06 17:00 | 0.37703
HydroRiver | 2018-08-06 18:00 | 0.36589
HydroRiver | 2018-08-06 19:00 | 0.35234
HydroRiver | 2018-08-06 20:00 | 0.33024
HydroRiver | 2018-08-06 21:00 | 0.30333
HydroRiver | 2018-08-06 22:00 | 0.28186
HydroRiver | 2018-08-06 23:00 | 0.26377
HydroRiver | 2018-08-07 | 0.25789
HydroRiver | 2018-08-07 01:00 | 0.2553
HydroRiver | 2018-08-07 02:00 | 0.25147
HydroRiver | 2018-08-07 03:00 | 0.25682
HydroRiver | 2018-08-07 04:00 | 0.26279
HydroRiver | 2018-08-07 05:00 | 0.29558
HydroRiver | 2018-08-07 06:00 | 0.31625
HydroRiver | 2018-08-07 07:00 | 0.32347
HydroRiver | 2018-08-07 08:00 | 0.32249
HydroRiver | 2018-08-07 09:00 | 0.32035
HydroRiver | 2018-08-07 10:00 | 0.3249
HydroRiver | 2018-08-07 11:00 | 0.32098
HydroRiver | 2018-08-07 12:00 | 0.31313
HydroRiver | 2018-08-07 13:00 | 0.29799
HydroRiver | 2018-08-07 14:00 | 0.29469
HydroRiver | 2018-08-07 15:00 | 0.31973
HydroRiver | 2018-08-07 16:00 | 0.33506
HydroRiver | 2018-08-07 17:00 | 0.3658
HydroRiver | 2018-08-07 18:00 | 0.35635
HydroRiver | 2018-08-07 19:00 | 0.34486
HydroRiver | 2018-08-07 20:00 | 0.33203
HydroRiver | 2018-08-07 21:00 | 0.31198
HydroRiver | 2018-08-07 22:00 | 0.29112
HydroRiver | 2018-08-07 23:00 | 0.26395
HydroRiver | 2018-08-08 | 0.25798
HydroRiver | 2018-08-08 01:00 | 0.25833
HydroRiver | 2018-08-08 02:00 | 0.2545
HydroRiver | 2018-08-08 03:00 | 0.25548
HydroRiver | 2018-08-08 04:00 | 0.26466
HydroRiver | 2018-08-08 05:00 | 0.29701
HydroRiver | 2018-08-08 06:00 | 0.31919
HydroRiver | 2018-08-08 07:00 | 0.32793
HydroRiver | 2018-08-08 08:00 | 0.32873
HydroRiver | 2018-08-08 09:00 | 0.32481
HydroRiver | 2018-08-08 10:00 | 0.31483
HydroRiver | 2018-08-08 11:00 | 0.31723
HydroRiver | 2018-08-08 12:00 | 0.3142
HydroRiver | 2018-08-08 13:00 | 0.30315
HydroRiver | 2018-08-08 14:00 | 0.29638
HydroRiver | 2018-08-08 15:00 | 0.31037
HydroRiver | 2018-08-08 16:00 | 0.35796
HydroRiver | 2018-08-08 17:00 | 0.36696
HydroRiver | 2018-08-08 18:00 | 0.338
HydroRiver | 2018-08-08 19:00 | 0.33782
HydroRiver | 2018-08-08 20:00 | 0.35225
HydroRiver | 2018-08-08 21:00 | 0.35876
HydroRiver | 2018-08-08 22:00 | 0.33229
HydroRiver | 2018-08-08 23:00 | 0.29879
HydroRiver | 2018-08-09 | 0.28302
HydroRiver | 2018-08-09 01:00 | 0.27722
HydroRiver | 2018-08-09 02:00 | 0.27553
HydroRiver | 2018-08-09 03:00 | 0.27428
HydroRiver | 2018-08-09 04:00 | 0.27999
HydroRiver | 2018-08-09 05:00 | 0.31866
HydroRiver | 2018-08-09 06:00 | 0.33568
HydroRiver | 2018-08-09 07:00 | 0.35466
HydroRiver | 2018-08-09 08:00 | 0.3633
HydroRiver | 2018-08-09 09:00 | 0.36223
HydroRiver | 2018-08-09 10:00 | 0.35252
HydroRiver | 2018-08-09 11:00 | 0.34432
HydroRiver | 2018-08-09 12:00 | 0.32873
HydroRiver | 2018-08-09 13:00 | 0.31902
HydroRiver | 2018-08-09 14:00 | 0.3232
HydroRiver | 2018-08-09 15:00 | 0.32757
HydroRiver | 2018-08-09 16:00 | 0.34014
HydroRiver | 2018-08-09 17:00 | 0.35083
HydroRiver | 2018-08-09 18:00 | 0.34495
HydroRiver | 2018-08-09 19:00 | 0.32917
HydroRiver | 2018-08-09 20:00 | 0.34183
HydroRiver | 2018-08-09 21:00 | 0.34824
HydroRiver | 2018-08-09 22:00 | 0.311
HydroRiver | 2018-08-09 23:00 | 0.29273
HydroRiver | 2018-08-10 | 0.28025
HydroRiver | 2018-08-10 01:00 | 0.26083
HydroRiver | 2018-08-10 02:00 | 0.25949
HydroRiver | 2018-08-10 03:00 | 0.27116
HydroRiver | 2018-08-10 04:00 | 0.28052
HydroRiver | 2018-08-10 05:00 | 0.29825
HydroRiver | 2018-08-10 06:00 | 0.31046
HydroRiver | 2018-08-10 07:00 | 0.3069
HydroRiver | 2018-08-10 08:00 | 0.31608
HydroRiver | 2018-08-10 09:00 | 0.32971
HydroRiver | 2018-08-10 10:00 | 0.33506
HydroRiver | 2018-08-10 11:00 | 0.34504
HydroRiver | 2018-08-10 12:00 | 0.33292
HydroRiver | 2018-08-10 13:00 | 0.32454
HydroRiver | 2018-08-10 14:00 | 0.3126
HydroRiver | 2018-08-10 15:00 | 0.32891
HydroRiver | 2018-08-10 16:00 | 0.35912
HydroRiver | 2018-08-10 17:00 | 0.36936
HydroRiver | 2018-08-10 18:00 | 0.36821
HydroRiver | 2018-08-10 19:00 | 0.37444
HydroRiver | 2018-08-10 20:00 | 0.37649
HydroRiver | 2018-08-10 21:00 | 0.37819
HydroRiver | 2018-08-10 22:00 | 0.33568
HydroRiver | 2018-08-10 23:00 | 0.29193
HydroRiver | 2018-08-11 | 0.26706
HydroRiver | 2018-08-11 01:00 | 0.26002
HydroRiver | 2018-08-11 02:00 | 0.23846
HydroRiver | 2018-08-11 03:00 | 0.25949
HydroRiver | 2018-08-11 04:00 | 0.28408
HydroRiver | 2018-08-11 05:00 | 0.29184
HydroRiver | 2018-08-11 06:00 | 0.29121
HydroRiver | 2018-08-11 07:00 | 0.28979
HydroRiver | 2018-08-11 08:00 | 0.28444
HydroRiver | 2018-08-11 09:00 | 0.27553
HydroRiver | 2018-08-11 10:00 | 0.275
HydroRiver | 2018-08-11 11:00 | 0.26974
HydroRiver | 2018-08-11 12:00 | 0.26136
HydroRiver | 2018-08-11 13:00 | 0.25566
HydroRiver | 2018-08-11 14:00 | 0.2586
HydroRiver | 2018-08-11 15:00 | 0.25691
HydroRiver | 2018-08-11 16:00 | 0.28703
HydroRiver | 2018-08-11 17:00 | 0.31554
HydroRiver | 2018-08-11 18:00 | 0.32873
HydroRiver | 2018-08-11 19:00 | 0.33212
HydroRiver | 2018-08-11 20:00 | 0.32846
HydroRiver | 2018-08-11 21:00 | 0.32534
HydroRiver | 2018-08-11 22:00 | 0.30458
HydroRiver | 2018-08-11 23:00 | 0.27829
HydroRiver | 2018-08-12 | 0.26297
HydroRiver | 2018-08-12 01:00 | 0.25183
HydroRiver | 2018-08-12 02:00 | 0.23605
HydroRiver | 2018-08-12 03:00 | 0.21894
HydroRiver | 2018-08-12 04:00 | 0.2242
HydroRiver | 2018-08-12 05:00 | 0.24675
HydroRiver | 2018-08-12 06:00 | 0.26279
HydroRiver | 2018-08-12 07:00 | 0.25664
HydroRiver | 2018-08-12 08:00 | 0.25397
HydroRiver | 2018-08-12 09:00 | 0.25842
HydroRiver | 2018-08-12 10:00 | 0.26056
HydroRiver | 2018-08-12 11:00 | 0.26163
HydroRiver | 2018-08-12 12:00 | 0.26163
HydroRiver | 2018-08-12 13:00 | 0.26101
HydroRiver | 2018-08-12 14:00 | 0.25985
HydroRiver | 2018-08-12 15:00 | 0.2725
HydroRiver | 2018-08-12 16:00 | 0.29585
HydroRiver | 2018-08-12 17:00 | 0.34031
HydroRiver | 2018-08-12 18:00 | 0.35475
HydroRiver | 2018-08-12 19:00 | 0.35047
HydroRiver | 2018-08-12 20:00 | 0.33969
HydroRiver | 2018-08-12 21:00 | 0.32401
HydroRiver | 2018-08-12 22:00 | 0.30752
HydroRiver | 2018-08-12 23:00 | 0.29237
HydroRiver | 2018-08-13 | 0.27339
HydroRiver | 2018-08-13 01:00 | 0.2733
HydroRiver | 2018-08-13 02:00 | 0.27624
HydroRiver | 2018-08-13 03:00 | 0.27107
HydroRiver | 2018-08-13 04:00 | 0.26234
HydroRiver | 2018-08-13 05:00 | 0.3011
HydroRiver | 2018-08-13 06:00 | 0.32499
HydroRiver | 2018-08-13 07:00 | 0.33497
HydroRiver | 2018-08-13 08:00 | 0.33826
HydroRiver | 2018-08-13 09:00 | 0.32044
HydroRiver | 2018-08-13 10:00 | 0.32089
HydroRiver | 2018-08-13 11:00 | 0.3249
HydroRiver | 2018-08-13 12:00 | 0.31002
HydroRiver | 2018-08-13 13:00 | 0.30262
HydroRiver | 2018-08-13 14:00 | 0.30645
HydroRiver | 2018-08-13 15:00 | 0.3208
HydroRiver | 2018-08-13 16:00 | 0.33577
HydroRiver | 2018-08-13 17:00 | 0.37765
HydroRiver | 2018-08-13 18:00 | 0.37248
HydroRiver | 2018-08-13 19:00 | 0.35564
HydroRiver | 2018-08-13 20:00 | 0.35181
HydroRiver | 2018-08-13 21:00 | 0.35724
HydroRiver | 2018-08-13 22:00 | 0.32347
HydroRiver | 2018-08-13 23:00 | 0.30716
HydroRiver | 2018-08-14 | 0.30119
HydroRiver | 2018-08-14 01:00 | 0.30004
HydroRiver | 2018-08-14 02:00 | 0.29309
HydroRiver | 2018-08-14 03:00 | 0.2921
HydroRiver | 2018-08-14 04:00 | 0.29389
HydroRiver | 2018-08-14 05:00 | 0.30422
HydroRiver | 2018-08-14 06:00 | 0.31821
HydroRiver | 2018-08-14 07:00 | 0.34299
HydroRiver | 2018-08-14 08:00 | 0.33381
HydroRiver | 2018-08-14 09:00 | 0.32401
HydroRiver | 2018-08-14 10:00 | 0.32659
HydroRiver | 2018-08-14 11:00 | 0.32695
HydroRiver | 2018-08-14 12:00 | 0.32481
HydroRiver | 2018-08-14 13:00 | 0.32151
HydroRiver | 2018-08-14 14:00 | 0.33194
HydroRiver | 2018-08-14 15:00 | 0.34432
HydroRiver | 2018-08-14 16:00 | 0.35635
HydroRiver | 2018-08-14 17:00 | 0.36624
HydroRiver | 2018-08-14 18:00 | 0.3674
HydroRiver | 2018-08-14 19:00 | 0.36945
HydroRiver | 2018-08-14 20:00 | 0.35297
HydroRiver | 2018-08-14 21:00 | 0.33131
HydroRiver | 2018-08-14 22:00 | 0.28052
HydroRiver | 2018-08-14 23:00 | 0.25165
HydroRiver | 2018-08-15 | 0.25281
HydroRiver | 2018-08-15 01:00 | 0.25495
HydroRiver | 2018-08-15 02:00 | 0.2537
HydroRiver | 2018-08-15 03:00 | 0.25343
HydroRiver | 2018-08-15 04:00 | 0.27054
HydroRiver | 2018-08-15 05:00 | 0.27125
HydroRiver | 2018-08-15 06:00 | 0.27277
HydroRiver | 2018-08-15 07:00 | 0.27901
HydroRiver | 2018-08-15 08:00 | 0.27954
HydroRiver | 2018-08-15 09:00 | 0.28284
HydroRiver | 2018-08-15 10:00 | 0.29291
HydroRiver | 2018-08-15 11:00 | 0.29014
HydroRiver | 2018-08-15 12:00 | 0.29059
HydroRiver | 2018-08-15 13:00 | 0.29611
HydroRiver | 2018-08-15 14:00 | 0.30387
HydroRiver | 2018-08-15 15:00 | 0.30823
HydroRiver | 2018-08-15 16:00 | 0.33007
HydroRiver | 2018-08-15 17:00 | 0.33924
HydroRiver | 2018-08-15 18:00 | 0.35047
HydroRiver | 2018-08-15 19:00 | 0.35261
HydroRiver | 2018-08-15 20:00 | 0.33621
HydroRiver | 2018-08-15 21:00 | 0.32623
HydroRiver | 2018-08-15 22:00 | 0.30084
HydroRiver | 2018-08-15 23:00 | 0.27277
HydroRiver | 2018-08-16 | 0.26706
HydroRiver | 2018-08-16 01:00 | 0.27018
HydroRiver | 2018-08-16 02:00 | 0.2643
HydroRiver | 2018-08-16 03:00 | 0.26867
HydroRiver | 2018-08-16 04:00 | 0.29995
HydroRiver | 2018-08-16 05:00 | 0.31875
HydroRiver | 2018-08-16 06:00 | 0.30645
HydroRiver | 2018-08-16 07:00 | 0.31599
HydroRiver | 2018-08-16 08:00 | 0.31697
HydroRiver | 2018-08-16 09:00 | 0.30832
HydroRiver | 2018-08-16 10:00 | 0.30271
HydroRiver | 2018-08-16 11:00 | 0.29032
HydroRiver | 2018-08-16 12:00 | 0.28337
HydroRiver | 2018-08-16 13:00 | 0.29843
HydroRiver | 2018-08-16 14:00 | 0.33292
HydroRiver | 2018-08-16 15:00 | 0.35181
HydroRiver | 2018-08-16 16:00 | 0.35912
HydroRiver | 2018-08-16 17:00 | 0.36526
HydroRiver | 2018-08-16 18:00 | 0.36295
HydroRiver | 2018-08-16 19:00 | 0.35038
HydroRiver | 2018-08-16 20:00 | 0.34691
HydroRiver | 2018-08-16 21:00 | 0.33425
HydroRiver | 2018-08-16 22:00 | 0.28774
HydroRiver | 2018-08-16 23:00 | 0.25468
HydroRiver | 2018-08-17 | 0.23356
HydroRiver | 2018-08-17 01:00 | 0.24363
HydroRiver | 2018-08-17 02:00 | 0.25557
HydroRiver | 2018-08-17 03:00 | 0.2766
HydroRiver | 2018-08-17 04:00 | 0.30868
HydroRiver | 2018-08-17 05:00 | 0.32294
HydroRiver | 2018-08-17 06:00 | 0.32793
HydroRiver | 2018-08-17 07:00 | 0.32802
HydroRiver | 2018-08-17 08:00 | 0.33907
HydroRiver | 2018-08-17 09:00 | 0.33479
HydroRiver | 2018-08-17 10:00 | 0.33782
HydroRiver | 2018-08-17 11:00 | 0.30975
HydroRiver | 2018-08-17 12:00 | 0.28908
HydroRiver | 2018-08-17 13:00 | 0.28302
HydroRiver | 2018-08-17 14:00 | 0.30182
HydroRiver | 2018-08-17 15:00 | 0.32775
HydroRiver | 2018-08-17 16:00 | 0.35208
HydroRiver | 2018-08-17 17:00 | 0.36428
HydroRiver | 2018-08-17 18:00 | 0.35724
HydroRiver | 2018-08-17 19:00 | 0.35297
HydroRiver | 2018-08-17 20:00 | 0.33122
HydroRiver | 2018-08-17 21:00 | 0.3232
HydroRiver | 2018-08-17 22:00 | 0.28881
HydroRiver | 2018-08-17 23:00 | 0.26029
HydroRiver | 2018-08-18 | 0.24363
HydroRiver | 2018-08-18 01:00 | 0.22973
HydroRiver | 2018-08-18 02:00 | 0.23828
HydroRiver | 2018-08-18 03:00 | 0.24479
HydroRiver | 2018-08-18 04:00 | 0.24149
HydroRiver | 2018-08-18 05:00 | 0.2488
HydroRiver | 2018-08-18 06:00 | 0.25058
HydroRiver | 2018-08-18 07:00 | 0.24274
HydroRiver | 2018-08-18 08:00 | 0.24015
HydroRiver | 2018-08-18 09:00 | 0.23124
HydroRiver | 2018-08-18 10:00 | 0.22919
HydroRiver | 2018-08-18 11:00 | 0.22581
HydroRiver | 2018-08-18 12:00 | 0.21832
HydroRiver | 2018-08-18 13:00 | 0.21663
HydroRiver | 2018-08-18 14:00 | 0.22483
HydroRiver | 2018-08-18 15:00 | 0.25156
HydroRiver | 2018-08-18 16:00 | 0.27036
HydroRiver | 2018-08-18 17:00 | 0.27687
HydroRiver | 2018-08-18 18:00 | 0.28061
HydroRiver | 2018-08-18 19:00 | 0.28319
HydroRiver | 2018-08-18 20:00 | 0.26947
HydroRiver | 2018-08-18 21:00 | 0.25094
HydroRiver | 2018-08-18 22:00 | 0.23187
HydroRiver | 2018-08-18 23:00 | 0.23035
HydroRiver | 2018-08-19 | 0.22857
HydroRiver | 2018-08-19 01:00 | 0.22545
HydroRiver | 2018-08-19 02:00 | 0.21886
HydroRiver | 2018-08-19 03:00 | 0.22108
HydroRiver | 2018-08-19 04:00 | 0.22447
HydroRiver | 2018-08-19 05:00 | 0.22857
HydroRiver | 2018-08-19 06:00 | 0.22625
HydroRiver | 2018-08-19 07:00 | 0.22688
HydroRiver | 2018-08-19 08:00 | 0.22652
HydroRiver | 2018-08-19 09:00 | 0.22278
HydroRiver | 2018-08-19 10:00 | 0.21948
HydroRiver | 2018-08-19 11:00 | 0.22019
HydroRiver | 2018-08-19 12:00 | 0.21324
HydroRiver | 2018-08-19 13:00 | 0.21449
HydroRiver | 2018-08-19 14:00 | 0.22278
HydroRiver | 2018-08-19 15:00 | 0.22581
HydroRiver | 2018-08-19 16:00 | 0.23516
HydroRiver | 2018-08-19 17:00 | 0.25281
HydroRiver | 2018-08-19 18:00 | 0.26439
HydroRiver | 2018-08-19 19:00 | 0.27036
HydroRiver | 2018-08-19 20:00 | 0.28204
HydroRiver | 2018-08-19 21:00 | 0.26724
HydroRiver | 2018-08-19 22:00 | 0.24693
HydroRiver | 2018-08-19 23:00 | 0.23605
HydroRiver | 2018-08-20 | 0.2283
HydroRiver | 2018-08-20 01:00 | 0.22144
HydroRiver | 2018-08-20 02:00 | 0.216
HydroRiver | 2018-08-20 03:00 | 0.22064
HydroRiver | 2018-08-20 04:00 | 0.2308
HydroRiver | 2018-08-20 05:00 | 0.25388
HydroRiver | 2018-08-20 06:00 | 0.27794
HydroRiver | 2018-08-20 07:00 | 0.28052
HydroRiver | 2018-08-20 08:00 | 0.27571
HydroRiver | 2018-08-20 09:00 | 0.27963
HydroRiver | 2018-08-20 10:00 | 0.27678
HydroRiver | 2018-08-20 11:00 | 0.26876
HydroRiver | 2018-08-20 12:00 | 0.26127
HydroRiver | 2018-08-20 13:00 | 0.26154
HydroRiver | 2018-08-20 14:00 | 0.26653
HydroRiver | 2018-08-20 15:00 | 0.29121
HydroRiver | 2018-08-20 16:00 | 0.32383
HydroRiver | 2018-08-20 17:00 | 0.33506
HydroRiver | 2018-08-20 18:00 | 0.32962
HydroRiver | 2018-08-20 19:00 | 0.33096
HydroRiver | 2018-08-20 20:00 | 0.32641
HydroRiver | 2018-08-20 21:00 | 0.30806
HydroRiver | 2018-08-20 22:00 | 0.26822
HydroRiver | 2018-08-20 23:00 | 0.24096
HydroRiver | 2018-08-21 | 0.23801
HydroRiver | 2018-08-21 01:00 | 0.23454
HydroRiver | 2018-08-21 02:00 | 0.2357
HydroRiver | 2018-08-21 03:00 | 0.23374
HydroRiver | 2018-08-21 04:00 | 0.2406
HydroRiver | 2018-08-21 05:00 | 0.25726
HydroRiver | 2018-08-21 06:00 | 0.26261
HydroRiver | 2018-08-21 07:00 | 0.27241
HydroRiver | 2018-08-21 08:00 | 0.27669
HydroRiver | 2018-08-21 09:00 | 0.27375
HydroRiver | 2018-08-21 10:00 | 0.26983
HydroRiver | 2018-08-21 11:00 | 0.25824
HydroRiver | 2018-08-21 12:00 | 0.25976
HydroRiver | 2018-08-21 13:00 | 0.25192
HydroRiver | 2018-08-21 14:00 | 0.27901
HydroRiver | 2018-08-21 15:00 | 0.30618
HydroRiver | 2018-08-21 16:00 | 0.32436
HydroRiver | 2018-08-21 17:00 | 0.32757
HydroRiver | 2018-08-21 18:00 | 0.33283
HydroRiver | 2018-08-21 19:00 | 0.32606
HydroRiver | 2018-08-21 20:00 | 0.32107
HydroRiver | 2018-08-21 21:00 | 0.29505
HydroRiver | 2018-08-21 22:00 | 0.26297
HydroRiver | 2018-08-21 23:00 | 0.24247
HydroRiver | 2018-08-22 | 0.23846
HydroRiver | 2018-08-22 01:00 | 0.23347
HydroRiver | 2018-08-22 02:00 | 0.23329
HydroRiver | 2018-08-22 03:00 | 0.22795
HydroRiver | 2018-08-22 04:00 | 0.23641
HydroRiver | 2018-08-22 05:00 | 0.25691
HydroRiver | 2018-08-22 06:00 | 0.27197
HydroRiver | 2018-08-22 07:00 | 0.29273
HydroRiver | 2018-08-22 08:00 | 0.29959
HydroRiver | 2018-08-22 09:00 | 0.29897
HydroRiver | 2018-08-22 10:00 | 0.29977
HydroRiver | 2018-08-22 11:00 | 0.27767
HydroRiver | 2018-08-22 12:00 | 0.26537
HydroRiver | 2018-08-22 13:00 | 0.25744
HydroRiver | 2018-08-22 14:00 | 0.26751
HydroRiver | 2018-08-22 15:00 | 0.29095
HydroRiver | 2018-08-22 16:00 | 0.32124
HydroRiver | 2018-08-22 17:00 | 0.33203
HydroRiver | 2018-08-22 18:00 | 0.34308
HydroRiver | 2018-08-22 19:00 | 0.33684
HydroRiver | 2018-08-22 20:00 | 0.31634
HydroRiver | 2018-08-22 21:00 | 0.29986
HydroRiver | 2018-08-22 22:00 | 0.27927
HydroRiver | 2018-08-22 23:00 | 0.2586
HydroRiver | 2018-08-23 | 0.24185
HydroRiver | 2018-08-23 01:00 | 0.22857
HydroRiver | 2018-08-23 02:00 | 0.22153
HydroRiver | 2018-08-23 03:00 | 0.23347
HydroRiver | 2018-08-23 04:00 | 0.25486
HydroRiver | 2018-08-23 05:00 | 0.27001
HydroRiver | 2018-08-23 06:00 | 0.28997
HydroRiver | 2018-08-23 07:00 | 0.29496
HydroRiver | 2018-08-23 08:00 | 0.3003
HydroRiver | 2018-08-23 09:00 | 0.29923
HydroRiver | 2018-08-23 10:00 | 0.30342
HydroRiver | 2018-08-23 11:00 | 0.2889
HydroRiver | 2018-08-23 12:00 | 0.26938
HydroRiver | 2018-08-23 13:00 | 0.26608
HydroRiver | 2018-08-23 14:00 | 0.26546
HydroRiver | 2018-08-23 15:00 | 0.27963
HydroRiver | 2018-08-23 16:00 | 0.30449
HydroRiver | 2018-08-23 17:00 | 0.32819
HydroRiver | 2018-08-23 18:00 | 0.32873
HydroRiver | 2018-08-23 19:00 | 0.31394
HydroRiver | 2018-08-23 20:00 | 0.29808
HydroRiver | 2018-08-23 21:00 | 0.30048
HydroRiver | 2018-08-23 22:00 | 0.28676
HydroRiver | 2018-08-23 23:00 | 0.25085
HydroRiver | 2018-08-24 | 0.24051
HydroRiver | 2018-08-24 01:00 | 0.23695
HydroRiver | 2018-08-24 02:00 | 0.23445
HydroRiver | 2018-08-24 03:00 | 0.24087
HydroRiver | 2018-08-24 04:00 | 0.26858
HydroRiver | 2018-08-24 05:00 | 0.30289
HydroRiver | 2018-08-24 06:00 | 0.31028
HydroRiver | 2018-08-24 07:00 | 0.31928
HydroRiver | 2018-08-24 08:00 | 0.31233
HydroRiver | 2018-08-24 09:00 | 0.32231
HydroRiver | 2018-08-24 10:00 | 0.30654
HydroRiver | 2018-08-24 11:00 | 0.28391
HydroRiver | 2018-08-24 12:00 | 0.26243
HydroRiver | 2018-08-24 13:00 | 0.25227
HydroRiver | 2018-08-24 14:00 | 0.26323
HydroRiver | 2018-08-24 15:00 | 0.28408
HydroRiver | 2018-08-24 16:00 | 0.30975
HydroRiver | 2018-08-24 17:00 | 0.32525
HydroRiver | 2018-08-24 18:00 | 0.3257
HydroRiver | 2018-08-24 19:00 | 0.32401
HydroRiver | 2018-08-24 20:00 | 0.29576
HydroRiver | 2018-08-24 21:00 | 0.28703
HydroRiver | 2018-08-24 22:00 | 0.27197
HydroRiver | 2018-08-24 23:00 | 0.24693
HydroRiver | 2018-08-25 | 0.23579
HydroRiver | 2018-08-25 01:00 | 0.22091
HydroRiver | 2018-08-25 02:00 | 0.21057
HydroRiver | 2018-08-25 03:00 | 0.20683
HydroRiver | 2018-08-25 04:00 | 0.20994
HydroRiver | 2018-08-25 05:00 | 0.21627
HydroRiver | 2018-08-25 06:00 | 0.23053
HydroRiver | 2018-08-25 07:00 | 0.23338
HydroRiver | 2018-08-25 08:00 | 0.23204
HydroRiver | 2018-08-25 09:00 | 0.23418
HydroRiver | 2018-08-25 10:00 | 0.24621
HydroRiver | 2018-08-25 11:00 | 0.24505
HydroRiver | 2018-08-25 12:00 | 0.23641
HydroRiver | 2018-08-25 13:00 | 0.22064
HydroRiver | 2018-08-25 14:00 | 0.21796
HydroRiver | 2018-08-25 15:00 | 0.21859
HydroRiver | 2018-08-25 16:00 | 0.23418
HydroRiver | 2018-08-25 17:00 | 0.25058
HydroRiver | 2018-08-25 18:00 | 0.25165
HydroRiver | 2018-08-25 19:00 | 0.25192
HydroRiver | 2018-08-25 20:00 | 0.24719
HydroRiver | 2018-08-25 21:00 | 0.25566
HydroRiver | 2018-08-25 22:00 | 0.25753
HydroRiver | 2018-08-25 23:00 | 0.24087
HydroRiver | 2018-08-26 | 0.22723
HydroRiver | 2018-08-26 01:00 | 0.21271
HydroRiver | 2018-08-26 02:00 | 0.19863
HydroRiver | 2018-08-26 03:00 | 0.19382
HydroRiver | 2018-08-26 04:00 | 0.20032
HydroRiver | 2018-08-26 05:00 | 0.19934
HydroRiver | 2018-08-26 06:00 | 0.20059
HydroRiver | 2018-08-26 07:00 | 0.20888
HydroRiver | 2018-08-26 08:00 | 0.21084
HydroRiver | 2018-08-26 09:00 | 0.21387
HydroRiver | 2018-08-26 10:00 | 0.22278
HydroRiver | 2018-08-26 11:00 | 0.21547
HydroRiver | 2018-08-26 12:00 | 0.20861
HydroRiver | 2018-08-26 13:00 | 0.20816
HydroRiver | 2018-08-26 14:00 | 0.20308
HydroRiver | 2018-08-26 15:00 | 0.2103
HydroRiver | 2018-08-26 16:00 | 0.22919
HydroRiver | 2018-08-26 17:00 | 0.24042
HydroRiver | 2018-08-26 18:00 | 0.25004
HydroRiver | 2018-08-26 19:00 | 0.24826
HydroRiver | 2018-08-26 20:00 | 0.23899
HydroRiver | 2018-08-26 21:00 | 0.234
HydroRiver | 2018-08-26 22:00 | 0.23552
HydroRiver | 2018-08-26 23:00 | 0.22144
HydroRiver | 2018-08-27 | 0.21003
HydroRiver | 2018-08-27 01:00 | 0.21262
HydroRiver | 2018-08-27 02:00 | 0.20397
HydroRiver | 2018-08-27 03:00 | 0.19284
HydroRiver | 2018-08-27 04:00 | 0.20059
HydroRiver | 2018-08-27 05:00 | 0.20879
HydroRiver | 2018-08-27 06:00 | 0.24113
HydroRiver | 2018-08-27 07:00 | 0.2496
HydroRiver | 2018-08-27 08:00 | 0.25272
HydroRiver | 2018-08-27 09:00 | 0.24817
HydroRiver | 2018-08-27 10:00 | 0.2537
HydroRiver | 2018-08-27 11:00 | 0.24764
HydroRiver | 2018-08-27 12:00 | 0.2422
HydroRiver | 2018-08-27 13:00 | 0.25165
HydroRiver | 2018-08-27 14:00 | 0.25094
HydroRiver | 2018-08-27 15:00 | 0.24603
HydroRiver | 2018-08-27 16:00 | 0.27651
HydroRiver | 2018-08-27 17:00 | 0.30119
HydroRiver | 2018-08-27 18:00 | 0.30173
HydroRiver | 2018-08-27 19:00 | 0.30351
HydroRiver | 2018-08-27 20:00 | 0.29772
HydroRiver | 2018-08-27 21:00 | 0.28346
HydroRiver | 2018-08-27 22:00 | 0.24826
HydroRiver | 2018-08-27 23:00 | 0.22331
HydroRiver | 2018-08-28 | 0.21681
HydroRiver | 2018-08-28 01:00 | 0.21493
HydroRiver | 2018-08-28 02:00 | 0.20424
HydroRiver | 2018-08-28 03:00 | 0.19907
HydroRiver | 2018-08-28 04:00 | 0.21137
HydroRiver | 2018-08-28 05:00 | 0.24701
HydroRiver | 2018-08-28 06:00 | 0.25325
HydroRiver | 2018-08-28 07:00 | 0.2643
HydroRiver | 2018-08-28 08:00 | 0.26867
HydroRiver | 2018-08-28 09:00 | 0.2586
HydroRiver | 2018-08-28 10:00 | 0.26252
HydroRiver | 2018-08-28 11:00 | 0.26002
HydroRiver | 2018-08-28 12:00 | 0.25138
HydroRiver | 2018-08-28 13:00 | 0.25245
HydroRiver | 2018-08-28 14:00 | 0.27232
HydroRiver | 2018-08-28 15:00 | 0.28088
HydroRiver | 2018-08-28 16:00 | 0.30797
HydroRiver | 2018-08-28 17:00 | 0.33951
HydroRiver | 2018-08-28 18:00 | 0.33158
HydroRiver | 2018-08-28 19:00 | 0.30137
HydroRiver | 2018-08-28 20:00 | 0.29781
HydroRiver | 2018-08-28 21:00 | 0.2774
HydroRiver | 2018-08-28 22:00 | 0.25495
HydroRiver | 2018-08-28 23:00 | 0.24104
HydroRiver | 2018-08-29 | 0.23418
HydroRiver | 2018-08-29 01:00 | 0.22768
HydroRiver | 2018-08-29 02:00 | 0.22652
HydroRiver | 2018-08-29 03:00 | 0.22492
HydroRiver | 2018-08-29 04:00 | 0.23837
HydroRiver | 2018-08-29 05:00 | 0.25628
HydroRiver | 2018-08-29 06:00 | 0.27491
HydroRiver | 2018-08-29 07:00 | 0.29086
HydroRiver | 2018-08-29 08:00 | 0.3044
HydroRiver | 2018-08-29 09:00 | 0.28765
HydroRiver | 2018-08-29 10:00 | 0.28444
HydroRiver | 2018-08-29 11:00 | 0.2856
HydroRiver | 2018-08-29 12:00 | 0.27874
HydroRiver | 2018-08-29 13:00 | 0.27713
HydroRiver | 2018-08-29 14:00 | 0.2758
HydroRiver | 2018-08-29 15:00 | 0.27722
HydroRiver | 2018-08-29 16:00 | 0.29059
HydroRiver | 2018-08-29 17:00 | 0.30601
HydroRiver | 2018-08-29 18:00 | 0.3061
HydroRiver | 2018-08-29 19:00 | 0.29932
HydroRiver | 2018-08-29 20:00 | 0.30244
HydroRiver | 2018-08-29 21:00 | 0.28631
HydroRiver | 2018-08-29 22:00 | 0.26546
HydroRiver | 2018-08-29 23:00 | 0.23864
HydroRiver | 2018-08-30 | 0.23561
HydroRiver | 2018-08-30 01:00 | 0.23793
HydroRiver | 2018-08-30 02:00 | 0.23311
HydroRiver | 2018-08-30 03:00 | 0.22812
HydroRiver | 2018-08-30 04:00 | 0.23908
HydroRiver | 2018-08-30 05:00 | 0.24862
HydroRiver | 2018-08-30 06:00 | 0.26778
HydroRiver | 2018-08-30 07:00 | 0.27999
HydroRiver | 2018-08-30 08:00 | 0.27713
HydroRiver | 2018-08-30 09:00 | 0.27446
HydroRiver | 2018-08-30 10:00 | 0.26582
HydroRiver | 2018-08-30 11:00 | 0.26421
HydroRiver | 2018-08-30 12:00 | 0.26528
HydroRiver | 2018-08-30 13:00 | 0.26288
HydroRiver | 2018-08-30 14:00 | 0.26804
HydroRiver | 2018-08-30 15:00 | 0.28658
HydroRiver | 2018-08-30 16:00 | 0.30716
HydroRiver | 2018-08-30 17:00 | 0.31679
HydroRiver | 2018-08-30 18:00 | 0.30333
HydroRiver | 2018-08-30 19:00 | 0.30556
HydroRiver | 2018-08-30 20:00 | 0.29077
HydroRiver | 2018-08-30 21:00 | 0.27571
HydroRiver | 2018-08-30 22:00 | 0.23659
HydroRiver | 2018-08-30 23:00 | 0.20451
HydroRiver | 2018-08-31 | 0.2144
HydroRiver | 2018-08-31 01:00 | 0.2185
HydroRiver | 2018-08-31 02:00 | 0.21333
HydroRiver | 2018-08-31 03:00 | 0.21939
HydroRiver | 2018-08-31 04:00 | 0.22313
HydroRiver | 2018-08-31 05:00 | 0.23534
HydroRiver | 2018-08-31 06:00 | 0.25726
HydroRiver | 2018-08-31 07:00 | 0.28016
HydroRiver | 2018-08-31 08:00 | 0.28685
HydroRiver | 2018-08-31 09:00 | 0.27722
HydroRiver | 2018-08-31 10:00 | 0.27179
HydroRiver | 2018-08-31 11:00 | 0.26395
HydroRiver | 2018-08-31 12:00 | 0.26564
HydroRiver | 2018-08-31 13:00 | 0.27277
HydroRiver | 2018-08-31 14:00 | 0.27375
HydroRiver | 2018-08-31 15:00 | 0.28159
HydroRiver | 2018-08-31 16:00 | 0.28578
HydroRiver | 2018-08-31 17:00 | 0.28088
HydroRiver | 2018-08-31 18:00 | 0.27705
HydroRiver | 2018-08-31 19:00 | 0.27508
HydroRiver | 2018-08-31 20:00 | 0.28025
HydroRiver | 2018-08-31 21:00 | 0.27419
HydroRiver | 2018-08-31 22:00 | 0.25557
HydroRiver | 2018-08-31 23:00 | 0.23766
HydroRiver | 2018-09-01 | 0.22732
HydroRiver | 2018-09-01 01:00 | 0.23338
HydroRiver | 2018-09-01 02:00 | 0.23864
HydroRiver | 2018-09-01 03:00 | 0.23588
HydroRiver | 2018-09-01 04:00 | 0.22982
HydroRiver | 2018-09-01 05:00 | 0.22777
HydroRiver | 2018-09-01 06:00 | 0.2316
HydroRiver | 2018-09-01 07:00 | 0.2422
HydroRiver | 2018-09-01 08:00 | 0.243
HydroRiver | 2018-09-01 09:00 | 0.24978
HydroRiver | 2018-09-01 10:00 | 0.234
HydroRiver | 2018-09-01 11:00 | 0.22812
HydroRiver | 2018-09-01 12:00 | 0.22385
HydroRiver | 2018-09-01 13:00 | 0.23374
HydroRiver | 2018-09-01 14:00 | 0.2414
HydroRiver | 2018-09-01 15:00 | 0.25708
HydroRiver | 2018-09-01 16:00 | 0.26386
HydroRiver | 2018-09-01 17:00 | 0.26092
HydroRiver | 2018-09-01 18:00 | 0.25869
HydroRiver | 2018-09-01 19:00 | 0.25664
HydroRiver | 2018-09-01 20:00 | 0.25637
HydroRiver | 2018-09-01 21:00 | 0.25495
HydroRiver | 2018-09-01 22:00 | 0.23926
HydroRiver | 2018-09-01 23:00 | 0.23873
HydroRiver | 2018-09-02 | 0.22732
HydroRiver | 2018-09-02 01:00 | 0.21271
HydroRiver | 2018-09-02 02:00 | 0.22189
HydroRiver | 2018-09-02 03:00 | 0.22545
HydroRiver | 2018-09-02 04:00 | 0.22411
HydroRiver | 2018-09-02 05:00 | 0.22349
HydroRiver | 2018-09-02 06:00 | 0.22295
HydroRiver | 2018-09-02 07:00 | 0.21894
HydroRiver | 2018-09-02 08:00 | 0.21574
HydroRiver | 2018-09-02 09:00 | 0.2226
HydroRiver | 2018-09-02 10:00 | 0.21796
HydroRiver | 2018-09-02 11:00 | 0.2062
HydroRiver | 2018-09-02 12:00 | 0.19604
HydroRiver | 2018-09-02 13:00 | 0.19373
HydroRiver | 2018-09-02 14:00 | 0.20994
HydroRiver | 2018-09-02 15:00 | 0.21912
HydroRiver | 2018-09-02 16:00 | 0.25076
HydroRiver | 2018-09-02 17:00 | 0.25468
HydroRiver | 2018-09-02 18:00 | 0.25441
HydroRiver | 2018-09-02 19:00 | 0.25388
HydroRiver | 2018-09-02 20:00 | 0.2537
HydroRiver | 2018-09-02 21:00 | 0.25094
HydroRiver | 2018-09-02 22:00 | 0.21859
HydroRiver | 2018-09-02 23:00 | 0.19961
HydroRiver | 2018-09-03 | 0.19177
HydroRiver | 2018-09-03 01:00 | 0.19542
HydroRiver | 2018-09-03 02:00 | 0.19186
HydroRiver | 2018-09-03 03:00 | 0.1997
HydroRiver | 2018-09-03 04:00 | 0.21003
HydroRiver | 2018-09-03 05:00 | 0.23819
HydroRiver | 2018-09-03 06:00 | 0.25806
HydroRiver | 2018-09-03 07:00 | 0.27731
HydroRiver | 2018-09-03 08:00 | 0.28507
HydroRiver | 2018-09-03 09:00 | 0.26412
HydroRiver | 2018-09-03 10:00 | 0.24381
HydroRiver | 2018-09-03 11:00 | 0.2357
HydroRiver | 2018-09-03 12:00 | 0.225
HydroRiver | 2018-09-03 13:00 | 0.22197
HydroRiver | 2018-09-03 14:00 | 0.2308
HydroRiver | 2018-09-03 15:00 | 0.25343
HydroRiver | 2018-09-03 16:00 | 0.28097
HydroRiver | 2018-09-03 17:00 | 0.29763
HydroRiver | 2018-09-03 18:00 | 0.29576
HydroRiver | 2018-09-03 19:00 | 0.25432
HydroRiver | 2018-09-03 20:00 | 0.24051
HydroRiver | 2018-09-03 21:00 | 0.24229
HydroRiver | 2018-09-03 22:00 | 0.20816
HydroRiver | 2018-09-03 23:00 | 0.18553
HydroRiver | 2018-09-04 | 0.18259
HydroRiver | 2018-09-04 01:00 | 0.18624
HydroRiver | 2018-09-04 02:00 | 0.18989
HydroRiver | 2018-09-04 03:00 | 0.19907
HydroRiver | 2018-09-04 04:00 | 0.2218
HydroRiver | 2018-09-04 05:00 | 0.23561
HydroRiver | 2018-09-04 06:00 | 0.26617
HydroRiver | 2018-09-04 07:00 | 0.27749
HydroRiver | 2018-09-04 08:00 | 0.26778
HydroRiver | 2018-09-04 09:00 | 0.25129
HydroRiver | 2018-09-04 10:00 | 0.2267
HydroRiver | 2018-09-04 11:00 | 0.21101
HydroRiver | 2018-09-04 12:00 | 0.20593
HydroRiver | 2018-09-04 13:00 | 0.19934
HydroRiver | 2018-09-04 14:00 | 0.20014
HydroRiver | 2018-09-04 15:00 | 0.23498
HydroRiver | 2018-09-04 16:00 | 0.26145
HydroRiver | 2018-09-04 17:00 | 0.27598
HydroRiver | 2018-09-04 18:00 | 0.27901
HydroRiver | 2018-09-04 19:00 | 0.25717
HydroRiver | 2018-09-04 20:00 | 0.22287
HydroRiver | 2018-09-04 21:00 | 0.20567
HydroRiver | 2018-09-04 22:00 | 0.18508
HydroRiver | 2018-09-04 23:00 | 0.1833
HydroRiver | 2018-09-05 | 0.18134
HydroRiver | 2018-09-05 01:00 | 0.18268
HydroRiver | 2018-09-05 02:00 | 0.18508
HydroRiver | 2018-09-05 03:00 | 0.18348
HydroRiver | 2018-09-05 04:00 | 0.19578
HydroRiver | 2018-09-05 05:00 | 0.22696
HydroRiver | 2018-09-05 06:00 | 0.24791
HydroRiver | 2018-09-05 07:00 | 0.25771
HydroRiver | 2018-09-05 08:00 | 0.23169
HydroRiver | 2018-09-05 09:00 | 0.234
HydroRiver | 2018-09-05 10:00 | 0.20371
HydroRiver | 2018-09-05 11:00 | 0.19506
HydroRiver | 2018-09-05 12:00 | 0.19052
HydroRiver | 2018-09-05 13:00 | 0.19088
HydroRiver | 2018-09-05 14:00 | 0.19364
HydroRiver | 2018-09-05 15:00 | 0.20273
HydroRiver | 2018-09-05 16:00 | 0.22732
HydroRiver | 2018-09-05 17:00 | 0.25031
HydroRiver | 2018-09-05 18:00 | 0.27072
HydroRiver | 2018-09-05 19:00 | 0.25397
HydroRiver | 2018-09-05 20:00 | 0.22563
HydroRiver | 2018-09-05 21:00 | 0.20585
HydroRiver | 2018-09-05 22:00 | 0.19631
HydroRiver | 2018-09-05 23:00 | 0.18562
HydroRiver | 2018-09-06 | 0.17742
HydroRiver | 2018-09-06 01:00 | 0.17849
HydroRiver | 2018-09-06 02:00 | 0.18847
HydroRiver | 2018-09-06 03:00 | 0.18883
HydroRiver | 2018-09-06 04:00 | 0.19408
HydroRiver | 2018-09-06 05:00 | 0.21805
HydroRiver | 2018-09-06 06:00 | 0.26813
HydroRiver | 2018-09-06 07:00 | 0.284
HydroRiver | 2018-09-06 08:00 | 0.27054
HydroRiver | 2018-09-06 09:00 | 0.26644
HydroRiver | 2018-09-06 10:00 | 0.23427
HydroRiver | 2018-09-06 11:00 | 0.22955
HydroRiver | 2018-09-06 12:00 | 0.21146
HydroRiver | 2018-09-06 13:00 | 0.20282
HydroRiver | 2018-09-06 14:00 | 0.21137
HydroRiver | 2018-09-06 15:00 | 0.21707
HydroRiver | 2018-09-06 16:00 | 0.2496
HydroRiver | 2018-09-06 17:00 | 0.28141
HydroRiver | 2018-09-06 18:00 | 0.26751
HydroRiver | 2018-09-06 19:00 | 0.24149
HydroRiver | 2018-09-06 20:00 | 0.22803
HydroRiver | 2018-09-06 21:00 | 0.2242
HydroRiver | 2018-09-06 22:00 | 0.20495
HydroRiver | 2018-09-06 23:00 | 0.19346
HydroRiver | 2018-09-07 | 0.19025
HydroRiver | 2018-09-07 01:00 | 0.19595
HydroRiver | 2018-09-07 02:00 | 0.1972
HydroRiver | 2018-09-07 03:00 | 0.20228
HydroRiver | 2018-09-07 04:00 | 0.21502
HydroRiver | 2018-09-07 05:00 | 0.25209
HydroRiver | 2018-09-07 06:00 | 0.28141
HydroRiver | 2018-09-07 07:00 | 0.28337
HydroRiver | 2018-09-07 08:00 | 0.28676
HydroRiver | 2018-09-07 09:00 | 0.26698
HydroRiver | 2018-09-07 10:00 | 0.24657
HydroRiver | 2018-09-07 11:00 | 0.23891
HydroRiver | 2018-09-07 12:00 | 0.2242
HydroRiver | 2018-09-07 13:00 | 0.216
HydroRiver | 2018-09-07 14:00 | 0.21921
HydroRiver | 2018-09-07 15:00 | 0.2152
HydroRiver | 2018-09-07 16:00 | 0.24158
HydroRiver | 2018-09-07 17:00 | 0.25682
HydroRiver | 2018-09-07 18:00 | 0.25593
HydroRiver | 2018-09-07 19:00 | 0.24577
HydroRiver | 2018-09-07 20:00 | 0.25388
HydroRiver | 2018-09-07 21:00 | 0.24639
HydroRiver | 2018-09-07 22:00 | 0.23231
HydroRiver | 2018-09-07 23:00 | 0.21387
HydroRiver | 2018-09-08 | 0.20219
HydroRiver | 2018-09-08 01:00 | 0.19515
HydroRiver | 2018-09-08 02:00 | 0.19025
HydroRiver | 2018-09-08 03:00 | 0.19426
HydroRiver | 2018-09-08 04:00 | 0.18392
HydroRiver | 2018-09-08 05:00 | 0.18437
HydroRiver | 2018-09-08 06:00 | 0.19827
HydroRiver | 2018-09-08 07:00 | 0.20638
HydroRiver | 2018-09-08 08:00 | 0.20932
HydroRiver | 2018-09-08 09:00 | 0.22144
HydroRiver | 2018-09-08 10:00 | 0.21921
HydroRiver | 2018-09-08 11:00 | 0.2079
HydroRiver | 2018-09-08 12:00 | 0.18793
HydroRiver | 2018-09-08 13:00 | 0.1702
HydroRiver | 2018-09-08 14:00 | 0.18366
HydroRiver | 2018-09-08 15:00 | 0.21057
HydroRiver | 2018-09-08 16:00 | 0.2275
HydroRiver | 2018-09-08 17:00 | 0.23597
HydroRiver | 2018-09-08 18:00 | 0.2422
HydroRiver | 2018-09-08 19:00 | 0.22973
HydroRiver | 2018-09-08 20:00 | 0.22242
HydroRiver | 2018-09-08 21:00 | 0.23196
HydroRiver | 2018-09-08 22:00 | 0.22679
HydroRiver | 2018-09-08 23:00 | 0.22153
HydroRiver | 2018-09-09 | 0.19827
HydroRiver | 2018-09-09 01:00 | 0.19186
HydroRiver | 2018-09-09 02:00 | 0.16984
HydroRiver | 2018-09-09 03:00 | 0.16931
HydroRiver | 2018-09-09 04:00 | 0.17189
HydroRiver | 2018-09-09 05:00 | 0.17127
HydroRiver | 2018-09-09 06:00 | 0.17822
HydroRiver | 2018-09-09 07:00 | 0.19524
HydroRiver | 2018-09-09 08:00 | 0.18704
HydroRiver | 2018-09-09 09:00 | 0.20495
HydroRiver | 2018-09-09 10:00 | 0.21092
HydroRiver | 2018-09-09 11:00 | 0.20567
HydroRiver | 2018-09-09 12:00 | 0.18642
HydroRiver | 2018-09-09 13:00 | 0.19114
HydroRiver | 2018-09-09 14:00 | 0.19186
HydroRiver | 2018-09-09 15:00 | 0.20157
HydroRiver | 2018-09-09 16:00 | 0.23187
HydroRiver | 2018-09-09 17:00 | 0.2316
HydroRiver | 2018-09-09 18:00 | 0.25307
HydroRiver | 2018-09-09 19:00 | 0.24746
HydroRiver | 2018-09-09 20:00 | 0.23374
HydroRiver | 2018-09-09 21:00 | 0.24309
HydroRiver | 2018-09-09 22:00 | 0.23989
HydroRiver | 2018-09-09 23:00 | 0.22456
HydroRiver | 2018-09-10 | 0.22527
HydroRiver | 2018-09-10 01:00 | 0.21761
HydroRiver | 2018-09-10 02:00 | 0.20959
HydroRiver | 2018-09-10 03:00 | 0.20139
HydroRiver | 2018-09-10 04:00 | 0.2079
HydroRiver | 2018-09-10 05:00 | 0.23686
HydroRiver | 2018-09-10 06:00 | 0.2602
HydroRiver | 2018-09-10 07:00 | 0.27936
HydroRiver | 2018-09-10 08:00 | 0.27107
HydroRiver | 2018-09-10 09:00 | 0.24906
HydroRiver | 2018-09-10 10:00 | 0.24755
HydroRiver | 2018-09-10 11:00 | 0.23534
HydroRiver | 2018-09-10 12:00 | 0.22625
HydroRiver | 2018-09-10 13:00 | 0.22901
HydroRiver | 2018-09-10 14:00 | 0.23917
HydroRiver | 2018-09-10 15:00 | 0.24363
HydroRiver | 2018-09-10 16:00 | 0.26484
HydroRiver | 2018-09-10 17:00 | 0.30351
HydroRiver | 2018-09-10 18:00 | 0.29683
HydroRiver | 2018-09-10 19:00 | 0.27856
HydroRiver | 2018-09-10 20:00 | 0.26386
HydroRiver | 2018-09-10 21:00 | 0.25263
HydroRiver | 2018-09-10 22:00 | 0.24131
HydroRiver | 2018-09-10 23:00 | 0.24042
HydroRiver | 2018-09-11 | 0.234
HydroRiver | 2018-09-11 01:00 | 0.22465
HydroRiver | 2018-09-11 02:00 | 0.21832
HydroRiver | 2018-09-11 03:00 | 0.21387
HydroRiver | 2018-09-11 04:00 | 0.21324
HydroRiver | 2018-09-11 05:00 | 0.2406
HydroRiver | 2018-09-11 06:00 | 0.26056
HydroRiver | 2018-09-11 07:00 | 0.2561
HydroRiver | 2018-09-11 08:00 | 0.25085
HydroRiver | 2018-09-11 09:00 | 0.24898
HydroRiver | 2018-09-11 10:00 | 0.23597
HydroRiver | 2018-09-11 11:00 | 0.22991
HydroRiver | 2018-09-11 12:00 | 0.22367
HydroRiver | 2018-09-11 13:00 | 0.22732
HydroRiver | 2018-09-11 14:00 | 0.25004
HydroRiver | 2018-09-11 15:00 | 0.25388
HydroRiver | 2018-09-11 16:00 | 0.25405
HydroRiver | 2018-09-11 17:00 | 0.27945
HydroRiver | 2018-09-11 18:00 | 0.30556
HydroRiver | 2018-09-11 19:00 | 0.29727
HydroRiver | 2018-09-11 20:00 | 0.25994
HydroRiver | 2018-09-11 21:00 | 0.23231
HydroRiver | 2018-09-11 22:00 | 0.22376
HydroRiver | 2018-09-11 23:00 | 0.23525
HydroRiver | 2018-09-12 | 0.23507
HydroRiver | 2018-09-12 01:00 | 0.22438
HydroRiver | 2018-09-12 02:00 | 0.2218
HydroRiver | 2018-09-12 03:00 | 0.22884
HydroRiver | 2018-09-12 04:00 | 0.22322
HydroRiver | 2018-09-12 05:00 | 0.23659
HydroRiver | 2018-09-12 06:00 | 0.25887
HydroRiver | 2018-09-12 07:00 | 0.25664
HydroRiver | 2018-09-12 08:00 | 0.25539
HydroRiver | 2018-09-12 09:00 | 0.24862
HydroRiver | 2018-09-12 10:00 | 0.24978
HydroRiver | 2018-09-12 11:00 | 0.2439
HydroRiver | 2018-09-12 12:00 | 0.24666
HydroRiver | 2018-09-12 13:00 | 0.24621
HydroRiver | 2018-09-12 14:00 | 0.25192
HydroRiver | 2018-09-12 15:00 | 0.25379
HydroRiver | 2018-09-12 16:00 | 0.26974
HydroRiver | 2018-09-12 17:00 | 0.28738
HydroRiver | 2018-09-12 18:00 | 0.28569
HydroRiver | 2018-09-12 19:00 | 0.2815
HydroRiver | 2018-09-12 20:00 | 0.24889
HydroRiver | 2018-09-12 21:00 | 0.22643
HydroRiver | 2018-09-12 22:00 | 0.20977
HydroRiver | 2018-09-12 23:00 | 0.20371
HydroRiver | 2018-09-13 | 0.21048
HydroRiver | 2018-09-13 01:00 | 0.20986
HydroRiver | 2018-09-13 02:00 | 0.20807
HydroRiver | 2018-09-13 03:00 | 0.21672
HydroRiver | 2018-09-13 04:00 | 0.23534
HydroRiver | 2018-09-13 05:00 | 0.23873
HydroRiver | 2018-09-13 06:00 | 0.26626
HydroRiver | 2018-09-13 07:00 | 0.2651
HydroRiver | 2018-09-13 08:00 | 0.25218
HydroRiver | 2018-09-13 09:00 | 0.23846
HydroRiver | 2018-09-13 10:00 | 0.2283
HydroRiver | 2018-09-13 11:00 | 0.24238
HydroRiver | 2018-09-13 12:00 | 0.23222
HydroRiver | 2018-09-13 13:00 | 0.23053
HydroRiver | 2018-09-13 14:00 | 0.2414
HydroRiver | 2018-09-13 15:00 | 0.24835
HydroRiver | 2018-09-13 16:00 | 0.27491
HydroRiver | 2018-09-13 17:00 | 0.2848
HydroRiver | 2018-09-13 18:00 | 0.28221
HydroRiver | 2018-09-13 19:00 | 0.27508
HydroRiver | 2018-09-13 20:00 | 0.26804
HydroRiver | 2018-09-13 21:00 | 0.23837
HydroRiver | 2018-09-13 22:00 | 0.22135
HydroRiver | 2018-09-13 23:00 | 0.21306
HydroRiver | 2018-09-14 | 0.21903
HydroRiver | 2018-09-14 01:00 | 0.23677
HydroRiver | 2018-09-14 02:00 | 0.23311
HydroRiver | 2018-09-14 03:00 | 0.23392
HydroRiver | 2018-09-14 04:00 | 0.25495
HydroRiver | 2018-09-14 05:00 | 0.27722
HydroRiver | 2018-09-14 06:00 | 0.28524
HydroRiver | 2018-09-14 07:00 | 0.28836
HydroRiver | 2018-09-14 08:00 | 0.28204
HydroRiver | 2018-09-14 09:00 | 0.27001
HydroRiver | 2018-09-14 10:00 | 0.257
HydroRiver | 2018-09-14 11:00 | 0.23801
HydroRiver | 2018-09-14 12:00 | 0.22991
HydroRiver | 2018-09-14 13:00 | 0.23873
HydroRiver | 2018-09-14 14:00 | 0.25254
HydroRiver | 2018-09-14 15:00 | 0.25655
HydroRiver | 2018-09-14 16:00 | 0.2905
HydroRiver | 2018-09-14 17:00 | 0.29861
HydroRiver | 2018-09-14 18:00 | 0.28747
HydroRiver | 2018-09-14 19:00 | 0.26885
HydroRiver | 2018-09-14 20:00 | 0.25798
HydroRiver | 2018-09-14 21:00 | 0.23097
HydroRiver | 2018-09-14 22:00 | 0.20371
HydroRiver | 2018-09-14 23:00 | 0.18348
HydroRiver | 2018-09-15 | 0.18045
HydroRiver | 2018-09-15 01:00 | 0.19203
HydroRiver | 2018-09-15 02:00 | 0.19604
HydroRiver | 2018-09-15 03:00 | 0.19649
HydroRiver | 2018-09-15 04:00 | 0.19809
HydroRiver | 2018-09-15 05:00 | 0.19284
HydroRiver | 2018-09-15 06:00 | 0.18918
HydroRiver | 2018-09-15 07:00 | 0.18357
HydroRiver | 2018-09-15 08:00 | 0.18517
HydroRiver | 2018-09-15 09:00 | 0.1825
HydroRiver | 2018-09-15 10:00 | 0.18588
HydroRiver | 2018-09-15 11:00 | 0.19079
HydroRiver | 2018-09-15 12:00 | 0.18277
HydroRiver | 2018-09-15 13:00 | 0.18553
HydroRiver | 2018-09-15 14:00 | 0.19685
HydroRiver | 2018-09-15 15:00 | 0.20718
HydroRiver | 2018-09-15 16:00 | 0.23169
HydroRiver | 2018-09-15 17:00 | 0.24461
HydroRiver | 2018-09-15 18:00 | 0.24737
HydroRiver | 2018-09-15 19:00 | 0.23944
HydroRiver | 2018-09-15 20:00 | 0.22108
HydroRiver | 2018-09-15 21:00 | 0.20335
HydroRiver | 2018-09-15 22:00 | 0.17983
HydroRiver | 2018-09-15 23:00 | 0.17617
HydroRiver | 2018-09-16 | 0.1702
HydroRiver | 2018-09-16 01:00 | 0.1694
HydroRiver | 2018-09-16 02:00 | 0.17715
HydroRiver | 2018-09-16 03:00 | 0.18384
HydroRiver | 2018-09-16 04:00 | 0.18464
HydroRiver | 2018-09-16 05:00 | 0.18945
HydroRiver | 2018-09-16 06:00 | 0.18508
HydroRiver | 2018-09-16 07:00 | 0.18562
HydroRiver | 2018-09-16 08:00 | 0.18909
HydroRiver | 2018-09-16 09:00 | 0.18945
HydroRiver | 2018-09-16 10:00 | 0.18642
HydroRiver | 2018-09-16 11:00 | 0.1792
HydroRiver | 2018-09-16 12:00 | 0.16976
HydroRiver | 2018-09-16 13:00 | 0.17947
HydroRiver | 2018-09-16 14:00 | 0.19105
HydroRiver | 2018-09-16 15:00 | 0.20745
HydroRiver | 2018-09-16 16:00 | 0.22643
HydroRiver | 2018-09-16 17:00 | 0.23944
HydroRiver | 2018-09-16 18:00 | 0.2316
HydroRiver | 2018-09-16 19:00 | 0.22759
HydroRiver | 2018-09-16 20:00 | 0.23427
HydroRiver | 2018-09-16 21:00 | 0.22786
HydroRiver | 2018-09-16 22:00 | 0.21262
HydroRiver | 2018-09-16 23:00 | 0.2013
HydroRiver | 2018-09-17 | 0.19435
HydroRiver | 2018-09-17 01:00 | 0.19025
HydroRiver | 2018-09-17 02:00 | 0.19257
HydroRiver | 2018-09-17 03:00 | 0.19186
HydroRiver | 2018-09-17 04:00 | 0.21244
HydroRiver | 2018-09-17 05:00 | 0.23784
HydroRiver | 2018-09-17 06:00 | 0.24194
HydroRiver | 2018-09-17 07:00 | 0.24238
HydroRiver | 2018-09-17 08:00 | 0.23703
HydroRiver | 2018-09-17 09:00 | 0.23757
HydroRiver | 2018-09-17 10:00 | 0.22616
HydroRiver | 2018-09-17 11:00 | 0.21485
HydroRiver | 2018-09-17 12:00 | 0.19898
HydroRiver | 2018-09-17 13:00 | 0.1964
HydroRiver | 2018-09-17 14:00 | 0.20968
HydroRiver | 2018-09-17 15:00 | 0.23329
HydroRiver | 2018-09-17 16:00 | 0.26653
HydroRiver | 2018-09-17 17:00 | 0.29184
HydroRiver | 2018-09-17 18:00 | 0.28818
HydroRiver | 2018-09-17 19:00 | 0.2627
HydroRiver | 2018-09-17 20:00 | 0.24568
HydroRiver | 2018-09-17 21:00 | 0.23597
HydroRiver | 2018-09-17 22:00 | 0.20415
HydroRiver | 2018-09-17 23:00 | 0.18918
HydroRiver | 2018-09-18 | 0.18027
HydroRiver | 2018-09-18 01:00 | 0.18553
HydroRiver | 2018-09-18 02:00 | 0.18615
HydroRiver | 2018-09-18 03:00 | 0.19471
HydroRiver | 2018-09-18 04:00 | 0.21957
HydroRiver | 2018-09-18 05:00 | 0.23953
HydroRiver | 2018-09-18 06:00 | 0.25076
HydroRiver | 2018-09-18 07:00 | 0.25521
HydroRiver | 2018-09-18 08:00 | 0.24033
HydroRiver | 2018-09-18 09:00 | 0.23044
HydroRiver | 2018-09-18 10:00 | 0.21939
HydroRiver | 2018-09-18 11:00 | 0.21779
HydroRiver | 2018-09-18 12:00 | 0.19916
HydroRiver | 2018-09-18 13:00 | 0.18535
HydroRiver | 2018-09-18 14:00 | 0.19292
HydroRiver | 2018-09-18 15:00 | 0.20861
HydroRiver | 2018-09-18 16:00 | 0.23267
HydroRiver | 2018-09-18 17:00 | 0.26056
HydroRiver | 2018-09-18 18:00 | 0.26947
HydroRiver | 2018-09-18 19:00 | 0.25013
HydroRiver | 2018-09-18 20:00 | 0.24648
HydroRiver | 2018-09-18 21:00 | 0.23169
HydroRiver | 2018-09-18 22:00 | 0.21395
HydroRiver | 2018-09-18 23:00 | 0.19569
HydroRiver | 2018-09-19 | 0.18196
HydroRiver | 2018-09-19 01:00 | 0.18785
HydroRiver | 2018-09-19 02:00 | 0.18722
HydroRiver | 2018-09-19 03:00 | 0.19702
HydroRiver | 2018-09-19 04:00 | 0.22973
HydroRiver | 2018-09-19 05:00 | 0.25165
HydroRiver | 2018-09-19 06:00 | 0.27909
HydroRiver | 2018-09-19 07:00 | 0.27954
HydroRiver | 2018-09-19 08:00 | 0.27099
HydroRiver | 2018-09-19 09:00 | 0.26555
HydroRiver | 2018-09-19 10:00 | 0.24158
HydroRiver | 2018-09-19 11:00 | 0.22376
HydroRiver | 2018-09-19 12:00 | 0.2038
HydroRiver | 2018-09-19 13:00 | 0.1989
HydroRiver | 2018-09-19 14:00 | 0.20896
HydroRiver | 2018-09-19 15:00 | 0.22518
HydroRiver | 2018-09-19 16:00 | 0.2553
HydroRiver | 2018-09-19 17:00 | 0.2741
HydroRiver | 2018-09-19 18:00 | 0.26305
HydroRiver | 2018-09-19 19:00 | 0.24844
HydroRiver | 2018-09-19 20:00 | 0.23641
HydroRiver | 2018-09-19 21:00 | 0.21841
HydroRiver | 2018-09-19 22:00 | 0.19284
HydroRiver | 2018-09-19 23:00 | 0.1841
HydroRiver | 2018-09-20 | 0.18098
HydroRiver | 2018-09-20 01:00 | 0.17519
HydroRiver | 2018-09-20 02:00 | 0.17403
HydroRiver | 2018-09-20 03:00 | 0.17626
HydroRiver | 2018-09-20 04:00 | 0.20139
HydroRiver | 2018-09-20 05:00 | 0.22224
HydroRiver | 2018-09-20 06:00 | 0.23053
HydroRiver | 2018-09-20 07:00 | 0.2267
HydroRiver | 2018-09-20 08:00 | 0.23213
HydroRiver | 2018-09-20 09:00 | 0.23436
HydroRiver | 2018-09-20 10:00 | 0.22928
HydroRiver | 2018-09-20 11:00 | 0.21583
HydroRiver | 2018-09-20 12:00 | 0.20968
HydroRiver | 2018-09-20 13:00 | 0.19417
HydroRiver | 2018-09-20 14:00 | 0.19471
HydroRiver | 2018-09-20 15:00 | 0.22295
HydroRiver | 2018-09-20 16:00 | 0.25913
HydroRiver | 2018-09-20 17:00 | 0.27107
HydroRiver | 2018-09-20 18:00 | 0.25708
HydroRiver | 2018-09-20 19:00 | 0.23302
HydroRiver | 2018-09-20 20:00 | 0.22037
HydroRiver | 2018-09-20 21:00 | 0.2152
HydroRiver | 2018-09-20 22:00 | 0.20086
HydroRiver | 2018-09-20 23:00 | 0.18054
HydroRiver | 2018-09-21 | 0.17305
HydroRiver | 2018-09-21 01:00 | 0.17091
HydroRiver | 2018-09-21 02:00 | 0.16753
HydroRiver | 2018-09-21 03:00 | 0.17145
HydroRiver | 2018-09-21 04:00 | 0.18303
HydroRiver | 2018-09-21 05:00 | 0.21502
HydroRiver | 2018-09-21 06:00 | 0.23044
HydroRiver | 2018-09-21 07:00 | 0.2406
HydroRiver | 2018-09-21 08:00 | 0.24238
HydroRiver | 2018-09-21 09:00 | 0.2488
HydroRiver | 2018-09-21 10:00 | 0.22696
HydroRiver | 2018-09-21 11:00 | 0.21832
HydroRiver | 2018-09-21 12:00 | 0.19881
HydroRiver | 2018-09-21 13:00 | 0.1825
HydroRiver | 2018-09-21 14:00 | 0.18553
HydroRiver | 2018-09-21 15:00 | 0.1948
HydroRiver | 2018-09-21 16:00 | 0.21966
HydroRiver | 2018-09-21 17:00 | 0.24051
HydroRiver | 2018-09-21 18:00 | 0.24987
HydroRiver | 2018-09-21 19:00 | 0.23267
HydroRiver | 2018-09-21 20:00 | 0.24488
HydroRiver | 2018-09-21 21:00 | 0.22572
HydroRiver | 2018-09-21 22:00 | 0.21306
HydroRiver | 2018-09-21 23:00 | 0.20968
HydroRiver | 2018-09-22 | 0.18419
HydroRiver | 2018-09-22 01:00 | 0.17466
HydroRiver | 2018-09-22 02:00 | 0.17136
HydroRiver | 2018-09-22 03:00 | 0.17065
HydroRiver | 2018-09-22 04:00 | 0.1768
HydroRiver | 2018-09-22 05:00 | 0.18161
HydroRiver | 2018-09-22 06:00 | 0.19631
HydroRiver | 2018-09-22 07:00 | 0.20798
HydroRiver | 2018-09-22 08:00 | 0.21948
HydroRiver | 2018-09-22 09:00 | 0.22955
HydroRiver | 2018-09-22 10:00 | 0.23418
HydroRiver | 2018-09-22 11:00 | 0.21592
HydroRiver | 2018-09-22 12:00 | 0.18927
HydroRiver | 2018-09-22 13:00 | 0.17047
HydroRiver | 2018-09-22 14:00 | 0.17769
HydroRiver | 2018-09-22 15:00 | 0.18615
HydroRiver | 2018-09-22 16:00 | 0.2054
HydroRiver | 2018-09-22 17:00 | 0.23267
HydroRiver | 2018-09-22 18:00 | 0.23917
HydroRiver | 2018-09-22 19:00 | 0.22358
HydroRiver | 2018-09-22 20:00 | 0.21556
HydroRiver | 2018-09-22 21:00 | 0.21244
HydroRiver | 2018-09-22 22:00 | 0.20291
HydroRiver | 2018-09-22 23:00 | 0.19533
HydroRiver | 2018-09-23 | 0.18553
HydroRiver | 2018-09-23 01:00 | 0.16503
HydroRiver | 2018-09-23 02:00 | 0.15184
HydroRiver | 2018-09-23 03:00 | 0.15131
HydroRiver | 2018-09-23 04:00 | 0.15345
HydroRiver | 2018-09-23 05:00 | 0.1579
HydroRiver | 2018-09-23 06:00 | 0.17635
HydroRiver | 2018-09-23 07:00 | 0.18811
HydroRiver | 2018-09-23 08:00 | 0.20032
HydroRiver | 2018-09-23 09:00 | 0.2259
HydroRiver | 2018-09-23 10:00 | 0.22696
HydroRiver | 2018-09-23 11:00 | 0.21092
HydroRiver | 2018-09-23 12:00 | 0.19052
HydroRiver | 2018-09-23 13:00 | 0.18856
HydroRiver | 2018-09-23 14:00 | 0.17885
HydroRiver | 2018-09-23 15:00 | 0.18553
HydroRiver | 2018-09-23 16:00 | 0.19827
HydroRiver | 2018-09-23 17:00 | 0.20781
HydroRiver | 2018-09-23 18:00 | 0.21476
HydroRiver | 2018-09-23 19:00 | 0.20977
HydroRiver | 2018-09-23 20:00 | 0.21565
HydroRiver | 2018-09-23 21:00 | 0.22643
HydroRiver | 2018-09-23 22:00 | 0.21493
HydroRiver | 2018-09-23 23:00 | 0.1989
HydroRiver | 2018-09-24 | 0.19729
HydroRiver | 2018-09-24 01:00 | 0.19524
HydroRiver | 2018-09-24 02:00 | 0.19337
HydroRiver | 2018-09-24 03:00 | 0.19542
HydroRiver | 2018-09-24 04:00 | 0.21253
HydroRiver | 2018-09-24 05:00 | 0.22768
HydroRiver | 2018-09-24 06:00 | 0.2381
HydroRiver | 2018-09-24 07:00 | 0.24791
HydroRiver | 2018-09-24 08:00 | 0.24853
HydroRiver | 2018-09-24 09:00 | 0.25682
HydroRiver | 2018-09-24 10:00 | 0.26136
HydroRiver | 2018-09-24 11:00 | 0.24701
HydroRiver | 2018-09-24 12:00 | 0.22875
HydroRiver | 2018-09-24 13:00 | 0.21957
HydroRiver | 2018-09-24 14:00 | 0.21271
HydroRiver | 2018-09-24 15:00 | 0.22126
HydroRiver | 2018-09-24 16:00 | 0.23677
HydroRiver | 2018-09-24 17:00 | 0.26047
HydroRiver | 2018-09-24 18:00 | 0.26368
HydroRiver | 2018-09-24 19:00 | 0.24015
HydroRiver | 2018-09-24 20:00 | 0.22973
HydroRiver | 2018-09-24 21:00 | 0.23365
HydroRiver | 2018-09-24 22:00 | 0.23276
HydroRiver | 2018-09-24 23:00 | 0.22643
HydroRiver | 2018-09-25 | 0.21921
HydroRiver | 2018-09-25 01:00 | 0.2169
HydroRiver | 2018-09-25 02:00 | 0.20736
HydroRiver | 2018-09-25 03:00 | 0.20389
HydroRiver | 2018-09-25 04:00 | 0.22135
HydroRiver | 2018-09-25 05:00 | 0.24871
HydroRiver | 2018-09-25 06:00 | 0.25691
HydroRiver | 2018-09-25 07:00 | 0.2447
HydroRiver | 2018-09-25 08:00 | 0.23418
HydroRiver | 2018-09-25 09:00 | 0.22723
HydroRiver | 2018-09-25 10:00 | 0.22411
HydroRiver | 2018-09-25 11:00 | 0.23623
HydroRiver | 2018-09-25 12:00 | 0.22304
HydroRiver | 2018-09-25 13:00 | 0.22545
HydroRiver | 2018-09-25 14:00 | 0.234
HydroRiver | 2018-09-25 15:00 | 0.23579
HydroRiver | 2018-09-25 16:00 | 0.25512
HydroRiver | 2018-09-25 17:00 | 0.27678
HydroRiver | 2018-09-25 18:00 | 0.26163
HydroRiver | 2018-09-25 19:00 | 0.24318
HydroRiver | 2018-09-25 20:00 | 0.2185
HydroRiver | 2018-09-25 21:00 | 0.20941
HydroRiver | 2018-09-25 22:00 | 0.19658
HydroRiver | 2018-09-25 23:00 | 0.19515
HydroRiver | 2018-09-26 | 0.19845
HydroRiver | 2018-09-26 01:00 | 0.19747
HydroRiver | 2018-09-26 02:00 | 0.19845
HydroRiver | 2018-09-26 03:00 | 0.1874
HydroRiver | 2018-09-26 04:00 | 0.19551
HydroRiver | 2018-09-26 05:00 | 0.21912
HydroRiver | 2018-09-26 06:00 | 0.2267
HydroRiver | 2018-09-26 07:00 | 0.22385
HydroRiver | 2018-09-26 08:00 | 0.22901
HydroRiver | 2018-09-26 09:00 | 0.23597
HydroRiver | 2018-09-26 10:00 | 0.23481
HydroRiver | 2018-09-26 11:00 | 0.22928
HydroRiver | 2018-09-26 12:00 | 0.22242
HydroRiver | 2018-09-26 13:00 | 0.2185
HydroRiver | 2018-09-26 14:00 | 0.22144
HydroRiver | 2018-09-26 15:00 | 0.22411
HydroRiver | 2018-09-26 16:00 | 0.24657
HydroRiver | 2018-09-26 17:00 | 0.26929
HydroRiver | 2018-09-26 18:00 | 0.28052
HydroRiver | 2018-09-26 19:00 | 0.25192
HydroRiver | 2018-09-26 20:00 | 0.22786
HydroRiver | 2018-09-26 21:00 | 0.21199
HydroRiver | 2018-09-26 22:00 | 0.19676
HydroRiver | 2018-09-26 23:00 | 0.1939
HydroRiver | 2018-09-27 | 0.19364
HydroRiver | 2018-09-27 01:00 | 0.1841
HydroRiver | 2018-09-27 02:00 | 0.18259
HydroRiver | 2018-09-27 03:00 | 0.18286
HydroRiver | 2018-09-27 04:00 | 0.207
HydroRiver | 2018-09-27 05:00 | 0.24541
HydroRiver | 2018-09-27 06:00 | 0.26689
HydroRiver | 2018-09-27 07:00 | 0.25976
HydroRiver | 2018-09-27 08:00 | 0.23151
HydroRiver | 2018-09-27 09:00 | 0.23329
HydroRiver | 2018-09-27 10:00 | 0.22331
HydroRiver | 2018-09-27 11:00 | 0.22091
HydroRiver | 2018-09-27 12:00 | 0.2095
HydroRiver | 2018-09-27 13:00 | 0.20433
HydroRiver | 2018-09-27 14:00 | 0.21235
HydroRiver | 2018-09-27 15:00 | 0.2193
HydroRiver | 2018-09-27 16:00 | 0.23142
HydroRiver | 2018-09-27 17:00 | 0.26617
HydroRiver | 2018-09-27 18:00 | 0.27749
HydroRiver | 2018-09-27 19:00 | 0.24675
HydroRiver | 2018-09-27 20:00 | 0.23605
HydroRiver | 2018-09-27 21:00 | 0.22893
HydroRiver | 2018-09-27 22:00 | 0.19034
HydroRiver | 2018-09-27 23:00 | 0.18891
HydroRiver | 2018-09-28 | 0.19043
HydroRiver | 2018-09-28 01:00 | 0.19328
HydroRiver | 2018-09-28 02:00 | 0.19952
HydroRiver | 2018-09-28 03:00 | 0.20754
HydroRiver | 2018-09-28 04:00 | 0.20683
HydroRiver | 2018-09-28 05:00 | 0.2398
HydroRiver | 2018-09-28 06:00 | 0.26974
HydroRiver | 2018-09-28 07:00 | 0.27205
HydroRiver | 2018-09-28 08:00 | 0.24791
HydroRiver | 2018-09-28 09:00 | 0.24122
HydroRiver | 2018-09-28 10:00 | 0.21672
HydroRiver | 2018-09-28 11:00 | 0.21422
HydroRiver | 2018-09-28 12:00 | 0.21511
HydroRiver | 2018-09-28 13:00 | 0.20736
HydroRiver | 2018-09-28 14:00 | 0.20807
HydroRiver | 2018-09-28 15:00 | 0.21743
HydroRiver | 2018-09-28 16:00 | 0.21761
HydroRiver | 2018-09-28 17:00 | 0.21841
HydroRiver | 2018-09-28 18:00 | 0.21707
HydroRiver | 2018-09-28 19:00 | 0.22171
HydroRiver | 2018-09-28 20:00 | 0.21146
HydroRiver | 2018-09-28 21:00 | 0.20478
HydroRiver | 2018-09-28 22:00 | 0.18392
HydroRiver | 2018-09-28 23:00 | 0.17074
HydroRiver | 2018-09-29 | 0.18081
HydroRiver | 2018-09-29 01:00 | 0.17902
HydroRiver | 2018-09-29 02:00 | 0.17216
HydroRiver | 2018-09-29 03:00 | 0.17778
HydroRiver | 2018-09-29 04:00 | 0.17715
HydroRiver | 2018-09-29 05:00 | 0.16904
HydroRiver | 2018-09-29 06:00 | 0.17047
HydroRiver | 2018-09-29 07:00 | 0.1768
HydroRiver | 2018-09-29 08:00 | 0.17189
HydroRiver | 2018-09-29 09:00 | 0.1702
HydroRiver | 2018-09-29 10:00 | 0.16049
HydroRiver | 2018-09-29 11:00 | 0.15541
HydroRiver | 2018-09-29 12:00 | 0.15425
HydroRiver | 2018-09-29 13:00 | 0.15648
HydroRiver | 2018-09-29 14:00 | 0.15799
HydroRiver | 2018-09-29 15:00 | 0.16494
HydroRiver | 2018-09-29 16:00 | 0.17305
HydroRiver | 2018-09-29 17:00 | 0.18499
HydroRiver | 2018-09-29 18:00 | 0.18704
HydroRiver | 2018-09-29 19:00 | 0.17893
HydroRiver | 2018-09-29 20:00 | 0.18232
HydroRiver | 2018-09-29 21:00 | 0.16111
HydroRiver | 2018-09-29 22:00 | 0.14614
HydroRiver | 2018-09-29 23:00 | 0.13946
HydroRiver | 2018-09-30 | 0.1473
HydroRiver | 2018-09-30 01:00 | 0.15719
HydroRiver | 2018-09-30 02:00 | 0.15764
HydroRiver | 2018-09-30 03:00 | 0.16084
HydroRiver | 2018-09-30 04:00 | 0.16548
HydroRiver | 2018-09-30 05:00 | 0.16191
HydroRiver | 2018-09-30 06:00 | 0.16405
HydroRiver | 2018-09-30 07:00 | 0.16771
HydroRiver | 2018-09-30 08:00 | 0.16842
HydroRiver | 2018-09-30 09:00 | 0.16869
HydroRiver | 2018-09-30 10:00 | 0.15755
HydroRiver | 2018-09-30 11:00 | 0.14365
HydroRiver | 2018-09-30 12:00 | 0.1375
HydroRiver | 2018-09-30 13:00 | 0.14801
HydroRiver | 2018-09-30 14:00 | 0.15336
HydroRiver | 2018-09-30 15:00 | 0.16236
HydroRiver | 2018-09-30 16:00 | 0.17831
HydroRiver | 2018-09-30 17:00 | 0.21796
HydroRiver | 2018-09-30 18:00 | 0.216
HydroRiver | 2018-09-30 19:00 | 0.20059
HydroRiver | 2018-09-30 20:00 | 0.20192
HydroRiver | 2018-09-30 21:00 | 0.19916
HydroRiver | 2018-09-30 22:00 | 0.18152
HydroRiver | 2018-09-30 23:00 | 0.1702
HydroRiver | 2018-10-01 | 0.17323
HydroRiver | 2018-10-01 01:00 | 0.18
HydroRiver | 2018-10-01 02:00 | 0.18473
HydroRiver | 2018-10-01 03:00 | 0.1874
HydroRiver | 2018-10-01 04:00 | 0.1956
HydroRiver | 2018-10-01 05:00 | 0.21173
HydroRiver | 2018-10-01 06:00 | 0.23267
HydroRiver | 2018-10-01 07:00 | 0.23258
HydroRiver | 2018-10-01 08:00 | 0.21271
HydroRiver | 2018-10-01 09:00 | 0.21048
HydroRiver | 2018-10-01 10:00 | 0.20326
HydroRiver | 2018-10-01 11:00 | 0.19533
HydroRiver | 2018-10-01 12:00 | 0.18348
HydroRiver | 2018-10-01 13:00 | 0.18339
HydroRiver | 2018-10-01 14:00 | 0.19783
HydroRiver | 2018-10-01 15:00 | 0.20576
HydroRiver | 2018-10-01 16:00 | 0.21868
HydroRiver | 2018-10-01 17:00 | 0.23062
HydroRiver | 2018-10-01 18:00 | 0.23588
HydroRiver | 2018-10-01 19:00 | 0.22019
HydroRiver | 2018-10-01 20:00 | 0.21182
HydroRiver | 2018-10-01 21:00 | 0.21048
HydroRiver | 2018-10-01 22:00 | 0.20264
HydroRiver | 2018-10-01 23:00 | 0.17822
HydroRiver | 2018-10-02 | 0.17296
HydroRiver | 2018-10-02 01:00 | 0.17599
HydroRiver | 2018-10-02 02:00 | 0.1792
HydroRiver | 2018-10-02 03:00 | 0.17929
HydroRiver | 2018-10-02 04:00 | 0.19854
HydroRiver | 2018-10-02 05:00 | 0.21351
HydroRiver | 2018-10-02 06:00 | 0.22705
HydroRiver | 2018-10-02 07:00 | 0.22688
HydroRiver | 2018-10-02 08:00 | 0.2226
HydroRiver | 2018-10-02 09:00 | 0.22046
HydroRiver | 2018-10-02 10:00 | 0.20861
HydroRiver | 2018-10-02 11:00 | 0.19604
HydroRiver | 2018-10-02 12:00 | 0.18107
HydroRiver | 2018-10-02 13:00 | 0.17377
HydroRiver | 2018-10-02 14:00 | 0.17991
HydroRiver | 2018-10-02 15:00 | 0.20157
HydroRiver | 2018-10-02 16:00 | 0.20932
HydroRiver | 2018-10-02 17:00 | 0.2291
HydroRiver | 2018-10-02 18:00 | 0.21993
HydroRiver | 2018-10-02 19:00 | 0.20611
HydroRiver | 2018-10-02 20:00 | 0.19898
HydroRiver | 2018-10-02 21:00 | 0.20246
HydroRiver | 2018-10-02 22:00 | 0.1759
HydroRiver | 2018-10-02 23:00 | 0.16405
HydroRiver | 2018-10-03 | 0.16601
HydroRiver | 2018-10-03 01:00 | 0.162
HydroRiver | 2018-10-03 02:00 | 0.1588
HydroRiver | 2018-10-03 03:00 | 0.16334
HydroRiver | 2018-10-03 04:00 | 0.17671
HydroRiver | 2018-10-03 05:00 | 0.20718
HydroRiver | 2018-10-03 06:00 | 0.22821
HydroRiver | 2018-10-03 07:00 | 0.2291
HydroRiver | 2018-10-03 08:00 | 0.21734
HydroRiver | 2018-10-03 09:00 | 0.20709
HydroRiver | 2018-10-03 10:00 | 0.20121
HydroRiver | 2018-10-03 11:00 | 0.19319
HydroRiver | 2018-10-03 12:00 | 0.17983
HydroRiver | 2018-10-03 13:00 | 0.17287
HydroRiver | 2018-10-03 14:00 | 0.16735
HydroRiver | 2018-10-03 15:00 | 0.17822
HydroRiver | 2018-10-03 16:00 | 0.21993
HydroRiver | 2018-10-03 17:00 | 0.24924
HydroRiver | 2018-10-03 18:00 | 0.22901
HydroRiver | 2018-10-03 19:00 | 0.20219
HydroRiver | 2018-10-03 20:00 | 0.19961
HydroRiver | 2018-10-03 21:00 | 0.18633
HydroRiver | 2018-10-03 22:00 | 0.16717
HydroRiver | 2018-10-03 23:00 | 0.1596
HydroRiver | 2018-10-04 | 0.15532
HydroRiver | 2018-10-04 01:00 | 0.1506
HydroRiver | 2018-10-04 02:00 | 0.15176
HydroRiver | 2018-10-04 03:00 | 0.15755
HydroRiver | 2018-10-04 04:00 | 0.15737
HydroRiver | 2018-10-04 05:00 | 0.18989
HydroRiver | 2018-10-04 06:00 | 0.21663
HydroRiver | 2018-10-04 07:00 | 0.21698
HydroRiver | 2018-10-04 08:00 | 0.20282
HydroRiver | 2018-10-04 09:00 | 0.19337
HydroRiver | 2018-10-04 10:00 | 0.18713
HydroRiver | 2018-10-04 11:00 | 0.17938
HydroRiver | 2018-10-04 12:00 | 0.17885
HydroRiver | 2018-10-04 13:00 | 0.17047
HydroRiver | 2018-10-04 14:00 | 0.16664
HydroRiver | 2018-10-04 15:00 | 0.17813
HydroRiver | 2018-10-04 16:00 | 0.19783
HydroRiver | 2018-10-04 17:00 | 0.23311
HydroRiver | 2018-10-04 18:00 | 0.23089
HydroRiver | 2018-10-04 19:00 | 0.20727
HydroRiver | 2018-10-04 20:00 | 0.19622
HydroRiver | 2018-10-04 21:00 | 0.18972
HydroRiver | 2018-10-04 22:00 | 0.16699
HydroRiver | 2018-10-04 23:00 | 0.15844
HydroRiver | 2018-10-05 | 0.15835
HydroRiver | 2018-10-05 01:00 | 0.15933
HydroRiver | 2018-10-05 02:00 | 0.15701
HydroRiver | 2018-10-05 03:00 | 0.15871
HydroRiver | 2018-10-05 04:00 | 0.1694
HydroRiver | 2018-10-05 05:00 | 0.20531
HydroRiver | 2018-10-05 06:00 | 0.22331
HydroRiver | 2018-10-05 07:00 | 0.22153
HydroRiver | 2018-10-05 08:00 | 0.21289
HydroRiver | 2018-10-05 09:00 | 0.20317
HydroRiver | 2018-10-05 10:00 | 0.1833
HydroRiver | 2018-10-05 11:00 | 0.17403
HydroRiver | 2018-10-05 12:00 | 0.15657
HydroRiver | 2018-10-05 13:00 | 0.14846
HydroRiver | 2018-10-05 14:00 | 0.15193
HydroRiver | 2018-10-05 15:00 | 0.19025
HydroRiver | 2018-10-05 16:00 | 0.21975
HydroRiver | 2018-10-05 17:00 | 0.23436
HydroRiver | 2018-10-05 18:00 | 0.22839
HydroRiver | 2018-10-05 19:00 | 0.21984
HydroRiver | 2018-10-05 20:00 | 0.19524
HydroRiver | 2018-10-05 21:00 | 0.18223
HydroRiver | 2018-10-05 22:00 | 0.18464
HydroRiver | 2018-10-05 23:00 | 0.16281
HydroRiver | 2018-10-06 | 0.15095
HydroRiver | 2018-10-06 01:00 | 0.14988
HydroRiver | 2018-10-06 02:00 | 0.153
HydroRiver | 2018-10-06 03:00 | 0.15594
HydroRiver | 2018-10-06 04:00 | 0.16512
HydroRiver | 2018-10-06 05:00 | 0.17653
HydroRiver | 2018-10-06 06:00 | 0.19604
HydroRiver | 2018-10-06 07:00 | 0.21253
HydroRiver | 2018-10-06 08:00 | 0.20228
HydroRiver | 2018-10-06 09:00 | 0.19587
HydroRiver | 2018-10-06 10:00 | 0.19489
HydroRiver | 2018-10-06 11:00 | 0.17475
HydroRiver | 2018-10-06 12:00 | 0.15844
HydroRiver | 2018-10-06 13:00 | 0.1579
HydroRiver | 2018-10-06 14:00 | 0.1669
HydroRiver | 2018-10-06 15:00 | 0.1694
HydroRiver | 2018-10-06 16:00 | 0.19533
HydroRiver | 2018-10-06 17:00 | 0.21173
HydroRiver | 2018-10-06 18:00 | 0.20558
HydroRiver | 2018-10-06 19:00 | 0.18722
HydroRiver | 2018-10-06 20:00 | 0.18633
HydroRiver | 2018-10-06 21:00 | 0.18392
HydroRiver | 2018-10-06 22:00 | 0.15425
HydroRiver | 2018-10-06 23:00 | 0.14614
HydroRiver | 2018-10-07 | 0.13839
HydroRiver | 2018-10-07 01:00 | 0.13349
HydroRiver | 2018-10-07 02:00 | 0.13928
HydroRiver | 2018-10-07 03:00 | 0.14579
HydroRiver | 2018-10-07 04:00 | 0.14739
HydroRiver | 2018-10-07 05:00 | 0.1481
HydroRiver | 2018-10-07 06:00 | 0.16209
HydroRiver | 2018-10-07 07:00 | 0.17573
HydroRiver | 2018-10-07 08:00 | 0.18562
HydroRiver | 2018-10-07 09:00 | 0.18392
HydroRiver | 2018-10-07 10:00 | 0.18232
HydroRiver | 2018-10-07 11:00 | 0.17243
HydroRiver | 2018-10-07 12:00 | 0.16441
HydroRiver | 2018-10-07 13:00 | 0.16459
HydroRiver | 2018-10-07 14:00 | 0.17011
HydroRiver | 2018-10-07 15:00 | 0.17492
HydroRiver | 2018-10-07 16:00 | 0.19284
HydroRiver | 2018-10-07 17:00 | 0.2054
HydroRiver | 2018-10-07 18:00 | 0.1989
HydroRiver | 2018-10-07 19:00 | 0.19685
HydroRiver | 2018-10-07 20:00 | 0.19791
HydroRiver | 2018-10-07 21:00 | 0.19248
HydroRiver | 2018-10-07 22:00 | 0.17484
HydroRiver | 2018-10-07 23:00 | 0.1686
HydroRiver | 2018-10-08 | 0.15942
HydroRiver | 2018-10-08 01:00 | 0.14864
HydroRiver | 2018-10-08 02:00 | 0.14846
HydroRiver | 2018-10-08 03:00 | 0.1604
HydroRiver | 2018-10-08 04:00 | 0.17813
HydroRiver | 2018-10-08 05:00 | 0.19872
HydroRiver | 2018-10-08 06:00 | 0.20754
HydroRiver | 2018-10-08 07:00 | 0.19444
HydroRiver | 2018-10-08 08:00 | 0.17965
HydroRiver | 2018-10-08 09:00 | 0.18107
HydroRiver | 2018-10-08 10:00 | 0.18098
HydroRiver | 2018-10-08 11:00 | 0.18856
HydroRiver | 2018-10-08 12:00 | 0.17893
HydroRiver | 2018-10-08 13:00 | 0.17002
HydroRiver | 2018-10-08 14:00 | 0.16922
HydroRiver | 2018-10-08 15:00 | 0.18081
HydroRiver | 2018-10-08 16:00 | 0.20772
HydroRiver | 2018-10-08 17:00 | 0.23445
HydroRiver | 2018-10-08 18:00 | 0.21289
HydroRiver | 2018-10-08 19:00 | 0.17983
HydroRiver | 2018-10-08 20:00 | 0.17688
HydroRiver | 2018-10-08 21:00 | 0.17751
HydroRiver | 2018-10-08 22:00 | 0.16753
HydroRiver | 2018-10-08 23:00 | 0.16022
HydroRiver | 2018-10-09 | 0.15318
HydroRiver | 2018-10-09 01:00 | 0.14783
HydroRiver | 2018-10-09 02:00 | 0.14106
HydroRiver | 2018-10-09 03:00 | 0.14329
HydroRiver | 2018-10-09 04:00 | 0.16129
HydroRiver | 2018-10-09 05:00 | 0.17635
HydroRiver | 2018-10-09 06:00 | 0.20014
HydroRiver | 2018-10-09 07:00 | 0.19408
HydroRiver | 2018-10-09 08:00 | 0.18054
HydroRiver | 2018-10-09 09:00 | 0.17911
HydroRiver | 2018-10-09 10:00 | 0.19489
HydroRiver | 2018-10-09 11:00 | 0.20023
HydroRiver | 2018-10-09 12:00 | 0.19729
HydroRiver | 2018-10-09 13:00 | 0.1931
HydroRiver | 2018-10-09 14:00 | 0.18704
HydroRiver | 2018-10-09 15:00 | 0.18874
HydroRiver | 2018-10-09 16:00 | 0.21734
HydroRiver | 2018-10-09 17:00 | 0.26564
HydroRiver | 2018-10-09 18:00 | 0.23463
HydroRiver | 2018-10-09 19:00 | 0.20139
HydroRiver | 2018-10-09 20:00 | 0.19212
HydroRiver | 2018-10-09 21:00 | 0.19025
HydroRiver | 2018-10-09 22:00 | 0.18081
HydroRiver | 2018-10-09 23:00 | 0.17403
HydroRiver | 2018-10-10 | 0.17403
HydroRiver | 2018-10-10 01:00 | 0.17466
HydroRiver | 2018-10-10 02:00 | 0.16931
HydroRiver | 2018-10-10 03:00 | 0.15585
HydroRiver | 2018-10-10 04:00 | 0.1776
HydroRiver | 2018-10-10 05:00 | 0.20816
HydroRiver | 2018-10-10 06:00 | 0.23089
HydroRiver | 2018-10-10 07:00 | 0.21333
HydroRiver | 2018-10-10 08:00 | 0.18375
HydroRiver | 2018-10-10 09:00 | 0.17688
HydroRiver | 2018-10-10 10:00 | 0.17573
HydroRiver | 2018-10-10 11:00 | 0.17394
HydroRiver | 2018-10-10 12:00 | 0.16851
HydroRiver | 2018-10-10 13:00 | 0.17038
HydroRiver | 2018-10-10 14:00 | 0.17385
HydroRiver | 2018-10-10 15:00 | 0.16771
HydroRiver | 2018-10-10 16:00 | 0.17314
HydroRiver | 2018-10-10 17:00 | 0.1956
HydroRiver | 2018-10-10 18:00 | 0.19079
HydroRiver | 2018-10-10 19:00 | 0.17198
HydroRiver | 2018-10-10 20:00 | 0.16539
HydroRiver | 2018-10-10 21:00 | 0.15942
HydroRiver | 2018-10-10 22:00 | 0.16236
HydroRiver | 2018-10-10 23:00 | 0.16717
HydroRiver | 2018-10-11 | 0.1743
HydroRiver | 2018-10-11 01:00 | 0.17715
HydroRiver | 2018-10-11 02:00 | 0.17136
HydroRiver | 2018-10-11 03:00 | 0.17065
HydroRiver | 2018-10-11 04:00 | 0.17243
HydroRiver | 2018-10-11 05:00 | 0.19613
HydroRiver | 2018-10-11 06:00 | 0.20745
HydroRiver | 2018-10-11 07:00 | 0.21066
HydroRiver | 2018-10-11 08:00 | 0.2095
HydroRiver | 2018-10-11 09:00 | 0.19791
HydroRiver | 2018-10-11 10:00 | 0.19604
HydroRiver | 2018-10-11 11:00 | 0.20077
HydroRiver | 2018-10-11 12:00 | 0.20424
HydroRiver | 2018-10-11 13:00 | 0.19783
HydroRiver | 2018-10-11 14:00 | 0.19738
HydroRiver | 2018-10-11 15:00 | 0.18927
HydroRiver | 2018-10-11 16:00 | 0.198
HydroRiver | 2018-10-11 17:00 | 0.21191
HydroRiver | 2018-10-11 18:00 | 0.20299
HydroRiver | 2018-10-11 19:00 | 0.18802
HydroRiver | 2018-10-11 20:00 | 0.17742
HydroRiver | 2018-10-11 21:00 | 0.17136
HydroRiver | 2018-10-11 22:00 | 0.15675
HydroRiver | 2018-10-11 23:00 | 0.15799
HydroRiver | 2018-10-12 | 0.15648
HydroRiver | 2018-10-12 01:00 | 0.16102
HydroRiver | 2018-10-12 02:00 | 0.15906
HydroRiver | 2018-10-12 03:00 | 0.15683
HydroRiver | 2018-10-12 04:00 | 0.14623
HydroRiver | 2018-10-12 05:00 | 0.17305
HydroRiver | 2018-10-12 06:00 | 0.18187
HydroRiver | 2018-10-12 07:00 | 0.1817
HydroRiver | 2018-10-12 08:00 | 0.15639
HydroRiver | 2018-10-12 09:00 | 0.14801
HydroRiver | 2018-10-12 10:00 | 0.14186
HydroRiver | 2018-10-12 11:00 | 0.15389
HydroRiver | 2018-10-12 12:00 | 0.15915
HydroRiver | 2018-10-12 13:00 | 0.15167
HydroRiver | 2018-10-12 14:00 | 0.153
HydroRiver | 2018-10-12 15:00 | 0.1555
HydroRiver | 2018-10-12 16:00 | 0.1669
HydroRiver | 2018-10-12 17:00 | 0.18134
HydroRiver | 2018-10-12 18:00 | 0.17198
HydroRiver | 2018-10-12 19:00 | 0.1522
HydroRiver | 2018-10-12 20:00 | 0.14962
HydroRiver | 2018-10-12 21:00 | 0.14267
HydroRiver | 2018-10-12 22:00 | 0.15113
HydroRiver | 2018-10-12 23:00 | 0.15407
HydroRiver | 2018-10-13 | 0.15389
HydroRiver | 2018-10-13 01:00 | 0.1498
HydroRiver | 2018-10-13 02:00 | 0.14899
HydroRiver | 2018-10-13 03:00 | 0.15176
HydroRiver | 2018-10-13 04:00 | 0.15051
HydroRiver | 2018-10-13 05:00 | 0.1473
HydroRiver | 2018-10-13 06:00 | 0.153
HydroRiver | 2018-10-13 07:00 | 0.16093
HydroRiver | 2018-10-13 08:00 | 0.16111
HydroRiver | 2018-10-13 09:00 | 0.15906
HydroRiver | 2018-10-13 10:00 | 0.14427
HydroRiver | 2018-10-13 11:00 | 0.14365
HydroRiver | 2018-10-13 12:00 | 0.14685
HydroRiver | 2018-10-13 13:00 | 0.15086
HydroRiver | 2018-10-13 14:00 | 0.15612
HydroRiver | 2018-10-13 15:00 | 0.15835
HydroRiver | 2018-10-13 16:00 | 0.17448
HydroRiver | 2018-10-13 17:00 | 0.18063
HydroRiver | 2018-10-13 18:00 | 0.17813
HydroRiver | 2018-10-13 19:00 | 0.16129
HydroRiver | 2018-10-13 20:00 | 0.15158
HydroRiver | 2018-10-13 21:00 | 0.14641
HydroRiver | 2018-10-13 22:00 | 0.13491
HydroRiver | 2018-10-13 23:00 | 0.13064
HydroRiver | 2018-10-14 | 0.14605
HydroRiver | 2018-10-14 01:00 | 0.14641
HydroRiver | 2018-10-14 02:00 | 0.14454
HydroRiver | 2018-10-14 03:00 | 0.15015
HydroRiver | 2018-10-14 04:00 | 0.14222
HydroRiver | 2018-10-14 05:00 | 0.13215
HydroRiver | 2018-10-14 06:00 | 0.13474
HydroRiver | 2018-10-14 07:00 | 0.14489
HydroRiver | 2018-10-14 08:00 | 0.14276
HydroRiver | 2018-10-14 09:00 | 0.13634
HydroRiver | 2018-10-14 10:00 | 0.12957
HydroRiver | 2018-10-14 11:00 | 0.13162
HydroRiver | 2018-10-14 12:00 | 0.13527
HydroRiver | 2018-10-14 13:00 | 0.15131
HydroRiver | 2018-10-14 14:00 | 0.16165
HydroRiver | 2018-10-14 15:00 | 0.16459
HydroRiver | 2018-10-14 16:00 | 0.17394
HydroRiver | 2018-10-14 17:00 | 0.16984
HydroRiver | 2018-10-14 18:00 | 0.1678
HydroRiver | 2018-10-14 19:00 | 0.16548
HydroRiver | 2018-10-14 20:00 | 0.16263
HydroRiver | 2018-10-14 21:00 | 0.16521
HydroRiver | 2018-10-14 22:00 | 0.15131
HydroRiver | 2018-10-14 23:00 | 0.14267
HydroRiver | 2018-10-15 | 0.14659
HydroRiver | 2018-10-15 01:00 | 0.15568
HydroRiver | 2018-10-15 02:00 | 0.15594
HydroRiver | 2018-10-15 03:00 | 0.15897
HydroRiver | 2018-10-15 04:00 | 0.16895
HydroRiver | 2018-10-15 05:00 | 0.16895
HydroRiver | 2018-10-15 06:00 | 0.18214
HydroRiver | 2018-10-15 07:00 | 0.19319
HydroRiver | 2018-10-15 08:00 | 0.19667
HydroRiver | 2018-10-15 09:00 | 0.19382
HydroRiver | 2018-10-15 10:00 | 0.19595
HydroRiver | 2018-10-15 11:00 | 0.1915
HydroRiver | 2018-10-15 12:00 | 0.18499
HydroRiver | 2018-10-15 13:00 | 0.18499
HydroRiver | 2018-10-15 14:00 | 0.18713
HydroRiver | 2018-10-15 15:00 | 0.20389
HydroRiver | 2018-10-15 16:00 | 0.22679
HydroRiver | 2018-10-15 17:00 | 0.23846
HydroRiver | 2018-10-15 18:00 | 0.22189
HydroRiver | 2018-10-15 19:00 | 0.20888
HydroRiver | 2018-10-15 20:00 | 0.20567
HydroRiver | 2018-10-15 21:00 | 0.19961
HydroRiver | 2018-10-15 22:00 | 0.19123
HydroRiver | 2018-10-15 23:00 | 0.17501
HydroRiver | 2018-10-16 | 0.17457
HydroRiver | 2018-10-16 01:00 | 0.1792
HydroRiver | 2018-10-16 02:00 | 0.18045
HydroRiver | 2018-10-16 03:00 | 0.17671
HydroRiver | 2018-10-16 04:00 | 0.18205
HydroRiver | 2018-10-16 05:00 | 0.20255
HydroRiver | 2018-10-16 06:00 | 0.21663
HydroRiver | 2018-10-16 07:00 | 0.20299
HydroRiver | 2018-10-16 08:00 | 0.18829
HydroRiver | 2018-10-16 09:00 | 0.19096
HydroRiver | 2018-10-16 10:00 | 0.18508
HydroRiver | 2018-10-16 11:00 | 0.17867
HydroRiver | 2018-10-16 12:00 | 0.17154
HydroRiver | 2018-10-16 13:00 | 0.17145
HydroRiver | 2018-10-16 14:00 | 0.17145
HydroRiver | 2018-10-16 15:00 | 0.1751
HydroRiver | 2018-10-16 16:00 | 0.19818
HydroRiver | 2018-10-16 17:00 | 0.21101
HydroRiver | 2018-10-16 18:00 | 0.2095
HydroRiver | 2018-10-16 19:00 | 0.18704
HydroRiver | 2018-10-16 20:00 | 0.17742
HydroRiver | 2018-10-16 21:00 | 0.17323
HydroRiver | 2018-10-16 22:00 | 0.16316
HydroRiver | 2018-10-16 23:00 | 0.15666
HydroRiver | 2018-10-17 | 0.15603
HydroRiver | 2018-10-17 01:00 | 0.15149
HydroRiver | 2018-10-17 02:00 | 0.15051
HydroRiver | 2018-10-17 03:00 | 0.15318
HydroRiver | 2018-10-17 04:00 | 0.15621
HydroRiver | 2018-10-17 05:00 | 0.1751
HydroRiver | 2018-10-17 06:00 | 0.18838
HydroRiver | 2018-10-17 07:00 | 0.17145
HydroRiver | 2018-10-17 08:00 | 0.16281
HydroRiver | 2018-10-17 09:00 | 0.15969
HydroRiver | 2018-10-17 10:00 | 0.15701
HydroRiver | 2018-10-17 11:00 | 0.1481
HydroRiver | 2018-10-17 12:00 | 0.14757
HydroRiver | 2018-10-17 13:00 | 0.14828
HydroRiver | 2018-10-17 14:00 | 0.14828
HydroRiver | 2018-10-17 15:00 | 0.1686
HydroRiver | 2018-10-17 16:00 | 0.2013
HydroRiver | 2018-10-17 17:00 | 0.20763
HydroRiver | 2018-10-17 18:00 | 0.20041
HydroRiver | 2018-10-17 19:00 | 0.18651
HydroRiver | 2018-10-17 20:00 | 0.17893
HydroRiver | 2018-10-17 21:00 | 0.16494
HydroRiver | 2018-10-17 22:00 | 0.15069
HydroRiver | 2018-10-17 23:00 | 0.14748
HydroRiver | 2018-10-18 | 0.14828
HydroRiver | 2018-10-18 01:00 | 0.14712
HydroRiver | 2018-10-18 02:00 | 0.14507
HydroRiver | 2018-10-18 03:00 | 0.14561
HydroRiver | 2018-10-18 04:00 | 0.1498
HydroRiver | 2018-10-18 05:00 | 0.16664
HydroRiver | 2018-10-18 06:00 | 0.18089
HydroRiver | 2018-10-18 07:00 | 0.17225
HydroRiver | 2018-10-18 08:00 | 0.15505
HydroRiver | 2018-10-18 09:00 | 0.15577
HydroRiver | 2018-10-18 10:00 | 0.14543
HydroRiver | 2018-10-18 11:00 | 0.153
HydroRiver | 2018-10-18 12:00 | 0.15282
HydroRiver | 2018-10-18 13:00 | 0.14855
HydroRiver | 2018-10-18 14:00 | 0.1498
HydroRiver | 2018-10-18 15:00 | 0.16129
HydroRiver | 2018-10-18 16:00 | 0.17243
HydroRiver | 2018-10-18 17:00 | 0.18446
HydroRiver | 2018-10-18 18:00 | 0.17671
HydroRiver | 2018-10-18 19:00 | 0.16245
HydroRiver | 2018-10-18 20:00 | 0.16111
HydroRiver | 2018-10-18 21:00 | 0.15995
HydroRiver | 2018-10-18 22:00 | 0.16093
HydroRiver | 2018-10-18 23:00 | 0.15683
HydroRiver | 2018-10-19 | 0.15755
HydroRiver | 2018-10-19 01:00 | 0.1522
HydroRiver | 2018-10-19 02:00 | 0.15006
HydroRiver | 2018-10-19 03:00 | 0.153
HydroRiver | 2018-10-19 04:00 | 0.15871
HydroRiver | 2018-10-19 05:00 | 0.17519
HydroRiver | 2018-10-19 06:00 | 0.19212
HydroRiver | 2018-10-19 07:00 | 0.19088
HydroRiver | 2018-10-19 08:00 | 0.18669
HydroRiver | 2018-10-19 09:00 | 0.17466
HydroRiver | 2018-10-19 10:00 | 0.16931
HydroRiver | 2018-10-19 11:00 | 0.16842
HydroRiver | 2018-10-19 12:00 | 0.15817
HydroRiver | 2018-10-19 13:00 | 0.15202
HydroRiver | 2018-10-19 14:00 | 0.15532
HydroRiver | 2018-10-19 15:00 | 0.15986
HydroRiver | 2018-10-19 16:00 | 0.19319
HydroRiver | 2018-10-19 17:00 | 0.19693
HydroRiver | 2018-10-19 18:00 | 0.1972
HydroRiver | 2018-10-19 19:00 | 0.19061
HydroRiver | 2018-10-19 20:00 | 0.19266
HydroRiver | 2018-10-19 21:00 | 0.17742
HydroRiver | 2018-10-19 22:00 | 0.15862
HydroRiver | 2018-10-19 23:00 | 0.15381
HydroRiver | 2018-10-20 | 0.15104
HydroRiver | 2018-10-20 01:00 | 0.15024
HydroRiver | 2018-10-20 02:00 | 0.15345
HydroRiver | 2018-10-20 03:00 | 0.15764
HydroRiver | 2018-10-20 04:00 | 0.16771
HydroRiver | 2018-10-20 05:00 | 0.1686
HydroRiver | 2018-10-20 06:00 | 0.17439
HydroRiver | 2018-10-20 07:00 | 0.19168
HydroRiver | 2018-10-20 08:00 | 0.19168
HydroRiver | 2018-10-20 09:00 | 0.18446
HydroRiver | 2018-10-20 10:00 | 0.16984
HydroRiver | 2018-10-20 11:00 | 0.16147
HydroRiver | 2018-10-20 12:00 | 0.1588
HydroRiver | 2018-10-20 13:00 | 0.1579
HydroRiver | 2018-10-20 14:00 | 0.15621
HydroRiver | 2018-10-20 15:00 | 0.15888
HydroRiver | 2018-10-20 16:00 | 0.18089
HydroRiver | 2018-10-20 17:00 | 0.20638
HydroRiver | 2018-10-20 18:00 | 0.19756
HydroRiver | 2018-10-20 19:00 | 0.18499
HydroRiver | 2018-10-20 20:00 | 0.18678
HydroRiver | 2018-10-20 21:00 | 0.18107
HydroRiver | 2018-10-20 22:00 | 0.17038
HydroRiver | 2018-10-20 23:00 | 0.16708
HydroRiver | 2018-10-21 | 0.16067
HydroRiver | 2018-10-21 01:00 | 0.15336
HydroRiver | 2018-10-21 02:00 | 0.15603
HydroRiver | 2018-10-21 03:00 | 0.15416
HydroRiver | 2018-10-21 04:00 | 0.15532
HydroRiver | 2018-10-21 05:00 | 0.15782
HydroRiver | 2018-10-21 06:00 | 0.16334
HydroRiver | 2018-10-21 07:00 | 0.17118
HydroRiver | 2018-10-21 08:00 | 0.17974
HydroRiver | 2018-10-21 09:00 | 0.18312
HydroRiver | 2018-10-21 10:00 | 0.1751
HydroRiver | 2018-10-21 11:00 | 0.16272
HydroRiver | 2018-10-21 12:00 | 0.15309
HydroRiver | 2018-10-21 13:00 | 0.14864
HydroRiver | 2018-10-21 14:00 | 0.15167
HydroRiver | 2018-10-21 15:00 | 0.15479
HydroRiver | 2018-10-21 16:00 | 0.18107
HydroRiver | 2018-10-21 17:00 | 0.19079
HydroRiver | 2018-10-21 18:00 | 0.18428
HydroRiver | 2018-10-21 19:00 | 0.18214
HydroRiver | 2018-10-21 20:00 | 0.18874
HydroRiver | 2018-10-21 21:00 | 0.18624
HydroRiver | 2018-10-21 22:00 | 0.17385
HydroRiver | 2018-10-21 23:00 | 0.16147
HydroRiver | 2018-10-22 | 0.15496
HydroRiver | 2018-10-22 01:00 | 0.14873
HydroRiver | 2018-10-22 02:00 | 0.14605
HydroRiver | 2018-10-22 03:00 | 0.1489
HydroRiver | 2018-10-22 04:00 | 0.15336
HydroRiver | 2018-10-22 05:00 | 0.16984
HydroRiver | 2018-10-22 06:00 | 0.17377
HydroRiver | 2018-10-22 07:00 | 0.18339
HydroRiver | 2018-10-22 08:00 | 0.18633
HydroRiver | 2018-10-22 09:00 | 0.19132
HydroRiver | 2018-10-22 10:00 | 0.17885
HydroRiver | 2018-10-22 11:00 | 0.17421
HydroRiver | 2018-10-22 12:00 | 0.16281
HydroRiver | 2018-10-22 13:00 | 0.1547
HydroRiver | 2018-10-22 14:00 | 0.15407
HydroRiver | 2018-10-22 15:00 | 0.15995
HydroRiver | 2018-10-22 16:00 | 0.18
HydroRiver | 2018-10-22 17:00 | 0.20014
HydroRiver | 2018-10-22 18:00 | 0.19836
HydroRiver | 2018-10-22 19:00 | 0.18161
HydroRiver | 2018-10-22 20:00 | 0.18437
HydroRiver | 2018-10-22 21:00 | 0.17876
HydroRiver | 2018-10-22 22:00 | 0.17697
HydroRiver | 2018-10-22 23:00 | 0.17109
HydroRiver | 2018-10-23 | 0.16824
HydroRiver | 2018-10-23 01:00 | 0.15782
HydroRiver | 2018-10-23 02:00 | 0.1498
HydroRiver | 2018-10-23 03:00 | 0.16236
HydroRiver | 2018-10-23 04:00 | 0.16699
HydroRiver | 2018-10-23 05:00 | 0.17804
HydroRiver | 2018-10-23 06:00 | 0.18401
HydroRiver | 2018-10-23 07:00 | 0.17902
HydroRiver | 2018-10-23 08:00 | 0.17876
HydroRiver | 2018-10-23 09:00 | 0.17377
HydroRiver | 2018-10-23 10:00 | 0.16922
HydroRiver | 2018-10-23 11:00 | 0.16797
HydroRiver | 2018-10-23 12:00 | 0.15755
HydroRiver | 2018-10-23 13:00 | 0.14677
HydroRiver | 2018-10-23 14:00 | 0.13999
HydroRiver | 2018-10-23 15:00 | 0.13937
HydroRiver | 2018-10-23 16:00 | 0.16049
HydroRiver | 2018-10-23 17:00 | 0.19016
HydroRiver | 2018-10-23 18:00 | 0.18767
HydroRiver | 2018-10-23 19:00 | 0.16762
HydroRiver | 2018-10-23 20:00 | 0.16664
HydroRiver | 2018-10-23 21:00 | 0.17885
HydroRiver | 2018-10-23 22:00 | 0.17136
HydroRiver | 2018-10-23 23:00 | 0.16307
HydroRiver | 2018-10-24 | 0.16111
HydroRiver | 2018-10-24 01:00 | 0.15737
HydroRiver | 2018-10-24 02:00 | 0.1448
HydroRiver | 2018-10-24 03:00 | 0.14356
HydroRiver | 2018-10-24 04:00 | 0.14757
HydroRiver | 2018-10-24 05:00 | 0.16022
HydroRiver | 2018-10-24 06:00 | 0.17582
HydroRiver | 2018-10-24 07:00 | 0.17938
HydroRiver | 2018-10-24 08:00 | 0.17991
HydroRiver | 2018-10-24 09:00 | 0.19239
HydroRiver | 2018-10-24 10:00 | 0.18152
HydroRiver | 2018-10-24 11:00 | 0.17956
HydroRiver | 2018-10-24 12:00 | 0.17083
HydroRiver | 2018-10-24 13:00 | 0.16503
HydroRiver | 2018-10-24 14:00 | 0.15639
HydroRiver | 2018-10-24 15:00 | 0.15514
HydroRiver | 2018-10-24 16:00 | 0.18223
HydroRiver | 2018-10-24 17:00 | 0.22358
HydroRiver | 2018-10-24 18:00 | 0.2128
HydroRiver | 2018-10-24 19:00 | 0.18464
HydroRiver | 2018-10-24 20:00 | 0.16788
HydroRiver | 2018-10-24 21:00 | 0.1759
HydroRiver | 2018-10-24 22:00 | 0.1735
HydroRiver | 2018-10-24 23:00 | 0.16575
HydroRiver | 2018-10-25 | 0.15995
HydroRiver | 2018-10-25 01:00 | 0.15675
HydroRiver | 2018-10-25 02:00 | 0.15167
HydroRiver | 2018-10-25 03:00 | 0.1424
HydroRiver | 2018-10-25 04:00 | 0.15265
HydroRiver | 2018-10-25 05:00 | 0.17492
HydroRiver | 2018-10-25 06:00 | 0.18695
HydroRiver | 2018-10-25 07:00 | 0.18571
HydroRiver | 2018-10-25 08:00 | 0.18286
HydroRiver | 2018-10-25 09:00 | 0.18339
HydroRiver | 2018-10-25 10:00 | 0.1817
HydroRiver | 2018-10-25 11:00 | 0.18526
HydroRiver | 2018-10-25 12:00 | 0.18339
HydroRiver | 2018-10-25 13:00 | 0.18179
HydroRiver | 2018-10-25 14:00 | 0.18517
HydroRiver | 2018-10-25 15:00 | 0.18508
HydroRiver | 2018-10-25 16:00 | 0.20317
HydroRiver | 2018-10-25 17:00 | 0.23989
HydroRiver | 2018-10-25 18:00 | 0.21324
HydroRiver | 2018-10-25 19:00 | 0.18544
HydroRiver | 2018-10-25 20:00 | 0.17083
HydroRiver | 2018-10-25 21:00 | 0.16958
HydroRiver | 2018-10-25 22:00 | 0.16254
HydroRiver | 2018-10-25 23:00 | 0.16289
HydroRiver | 2018-10-26 | 0.15897
HydroRiver | 2018-10-26 01:00 | 0.16049
HydroRiver | 2018-10-26 02:00 | 0.16084
HydroRiver | 2018-10-26 03:00 | 0.15069
HydroRiver | 2018-10-26 04:00 | 0.15256
HydroRiver | 2018-10-26 05:00 | 0.18704
HydroRiver | 2018-10-26 06:00 | 0.21716
HydroRiver | 2018-10-26 07:00 | 0.21404
HydroRiver | 2018-10-26 08:00 | 0.20112
HydroRiver | 2018-10-26 09:00 | 0.19221
HydroRiver | 2018-10-26 10:00 | 0.18642
HydroRiver | 2018-10-26 11:00 | 0.18918
HydroRiver | 2018-10-26 12:00 | 0.18874
HydroRiver | 2018-10-26 13:00 | 0.18517
HydroRiver | 2018-10-26 14:00 | 0.18802
HydroRiver | 2018-10-26 15:00 | 0.17573
HydroRiver | 2018-10-26 16:00 | 0.18909
HydroRiver | 2018-10-26 17:00 | 0.20308
HydroRiver | 2018-10-26 18:00 | 0.19194
HydroRiver | 2018-10-26 19:00 | 0.17074
HydroRiver | 2018-10-26 20:00 | 0.16147
HydroRiver | 2018-10-26 21:00 | 0.15425
HydroRiver | 2018-10-26 22:00 | 0.15719
HydroRiver | 2018-10-26 23:00 | 0.16182
HydroRiver | 2018-10-27 | 0.16245
HydroRiver | 2018-10-27 01:00 | 0.16102
HydroRiver | 2018-10-27 02:00 | 0.15648
HydroRiver | 2018-10-27 03:00 | 0.15113
HydroRiver | 2018-10-27 04:00 | 0.14338
HydroRiver | 2018-10-27 05:00 | 0.14953
HydroRiver | 2018-10-27 06:00 | 0.15719
HydroRiver | 2018-10-27 07:00 | 0.16931
HydroRiver | 2018-10-27 08:00 | 0.18375
HydroRiver | 2018-10-27 09:00 | 0.1727
HydroRiver | 2018-10-27 10:00 | 0.16762
HydroRiver | 2018-10-27 11:00 | 0.17688
HydroRiver | 2018-10-27 12:00 | 0.17831
HydroRiver | 2018-10-27 13:00 | 0.17751
HydroRiver | 2018-10-27 14:00 | 0.18116
HydroRiver | 2018-10-27 15:00 | 0.18473
HydroRiver | 2018-10-27 16:00 | 0.19257
HydroRiver | 2018-10-27 17:00 | 0.20807
HydroRiver | 2018-10-27 18:00 | 0.19132
HydroRiver | 2018-10-27 19:00 | 0.18063
HydroRiver | 2018-10-27 20:00 | 0.17778
HydroRiver | 2018-10-27 21:00 | 0.16575
HydroRiver | 2018-10-27 22:00 | 0.16664
HydroRiver | 2018-10-27 23:00 | 0.17074
HydroRiver | 2018-10-28
HydroRiver | 2018-10-28 01:00 | 0.17368
HydroRiver | 2018-10-28 02:00 | 0.1735
HydroRiver | 2018-10-28 03:00 | 0.1759
HydroRiver | 2018-10-28 04:00 | 0.16664
HydroRiver | 2018-10-28 05:00 | 0.15728
HydroRiver | 2018-10-28 06:00 | 0.16182
HydroRiver | 2018-10-28 07:00 | 0.17305
HydroRiver | 2018-10-28 08:00 | 0.17394
HydroRiver | 2018-10-28 09:00 | 0.17083
HydroRiver | 2018-10-28 10:00 | 0.16851
HydroRiver | 2018-10-28 11:00 | 0.16886
HydroRiver | 2018-10-28 12:00 | 0.17341
HydroRiver | 2018-10-28 13:00 | 0.17332
HydroRiver | 2018-10-28 14:00 | 0.17341
HydroRiver | 2018-10-28 15:00 | 0.17822
HydroRiver | 2018-10-28 16:00 | 0.1759
HydroRiver | 2018-10-28 17:00 | 0.1792
HydroRiver | 2018-10-28 18:00 | 0.18348
HydroRiver | 2018-10-28 19:00 | 0.18294
HydroRiver | 2018-10-28 20:00 | 0.17599
HydroRiver | 2018-10-28 21:00 | 0.16191
HydroRiver | 2018-10-28 22:00 | 0.16717
HydroRiver | 2018-10-28 23:00 | 0.16343
HydroRiver | 2018-10-29 | 0.17385
HydroRiver | 2018-10-29 01:00 | 0.17332
HydroRiver | 2018-10-29 02:00 | 0.17127
HydroRiver | 2018-10-29 03:00 | 0.1702
HydroRiver | 2018-10-29 04:00 | 0.171
HydroRiver | 2018-10-29 05:00 | 0.16272
HydroRiver | 2018-10-29 06:00 | 0.16592
HydroRiver | 2018-10-29 07:00 | 0.18811
HydroRiver | 2018-10-29 08:00 | 0.21859
HydroRiver | 2018-10-29 09:00 | 0.23302
HydroRiver | 2018-10-29 10:00 | 0.23392
HydroRiver | 2018-10-29 11:00 | 0.25815
HydroRiver | 2018-10-29 12:00 | 0.26199
HydroRiver | 2018-10-29 13:00 | 0.2537
HydroRiver | 2018-10-29 14:00 | 0.25432
HydroRiver | 2018-10-29 15:00 | 0.27321
HydroRiver | 2018-10-29 16:00 | 0.30253
HydroRiver | 2018-10-29 17:00 | 0.32312
HydroRiver | 2018-10-29 18:00 | 0.31545
HydroRiver | 2018-10-29 19:00 | 0.28114
HydroRiver | 2018-10-29 20:00 | 0.25806
HydroRiver | 2018-10-29 21:00 | 0.25254
HydroRiver | 2018-10-29 22:00 | 0.24033
HydroRiver | 2018-10-29 23:00 | 0.23597
HydroRiver | 2018-10-30 | 0.23276
HydroRiver | 2018-10-30 01:00 | 0.22893
HydroRiver | 2018-10-30 02:00 | 0.22705
HydroRiver | 2018-10-30 03:00 | 0.22474
HydroRiver | 2018-10-30 04:00 | 0.22572
HydroRiver | 2018-10-30 05:00 | 0.22803
HydroRiver | 2018-10-30 06:00 | 0.24915
HydroRiver | 2018-10-30 07:00 | 0.2741
HydroRiver | 2018-10-30 08:00 | 0.29727
HydroRiver | 2018-10-30 09:00 | 0.29692
HydroRiver | 2018-10-30 10:00 | 0.27963
HydroRiver | 2018-10-30 11:00 | 0.26885
HydroRiver | 2018-10-30 12:00 | 0.25085
HydroRiver | 2018-10-30 13:00 | 0.24817
HydroRiver | 2018-10-30 14:00 | 0.25263
HydroRiver | 2018-10-30 15:00 | 0.26305
HydroRiver | 2018-10-30 16:00 | 0.28524
HydroRiver | 2018-10-30 17:00 | 0.33336
HydroRiver | 2018-10-30 18:00 | 0.33051
HydroRiver | 2018-10-30 19:00 | 0.29219
HydroRiver | 2018-10-30 20:00 | 0.27152
HydroRiver | 2018-10-30 21:00 | 0.26181
HydroRiver | 2018-10-30 22:00 | 0.25299
HydroRiver | 2018-10-30 23:00 | 0.22287
HydroRiver | 2018-10-31 | 0.20593
HydroRiver | 2018-10-31 01:00 | 0.19729
HydroRiver | 2018-10-31 02:00 | 0.19854
HydroRiver | 2018-10-31 03:00 | 0.20629
HydroRiver | 2018-10-31 04:00 | 0.20968
HydroRiver | 2018-10-31 05:00 | 0.21886
HydroRiver | 2018-10-31 06:00 | 0.24737
HydroRiver | 2018-10-31 07:00 | 0.28123
HydroRiver | 2018-10-31 08:00 | 0.28792
HydroRiver | 2018-10-31 09:00 | 0.28257
HydroRiver | 2018-10-31 10:00 | 0.27598
HydroRiver | 2018-10-31 11:00 | 0.27384
HydroRiver | 2018-10-31 12:00 | 0.26573
HydroRiver | 2018-10-31 13:00 | 0.24719
HydroRiver | 2018-10-31 14:00 | 0.25183
HydroRiver | 2018-10-31 15:00 | 0.27598
HydroRiver | 2018-10-31 16:00 | 0.30066
HydroRiver | 2018-10-31 17:00 | 0.34718
HydroRiver | 2018-10-31 18:00 | 0.33461
HydroRiver | 2018-10-31 19:00 | 0.30235
HydroRiver | 2018-10-31 20:00 | 0.27482
HydroRiver | 2018-10-31 21:00 | 0.26537
HydroRiver | 2018-10-31 22:00 | 0.25459
HydroRiver | 2018-10-31 23:00 | 0.25263
HydroRiver | 2018-11-01 | 0.25049
HydroRiver | 2018-11-01 01:00 | 0.24595
HydroRiver | 2018-11-01 02:00 | 0.24532
HydroRiver | 2018-11-01 03:00 | 0.24719
HydroRiver | 2018-11-01 04:00 | 0.2504
HydroRiver | 2018-11-01 05:00 | 0.25548
HydroRiver | 2018-11-01 06:00 | 0.25405
HydroRiver | 2018-11-01 07:00 | 0.25432
HydroRiver | 2018-11-01 08:00 | 0.26038
HydroRiver | 2018-11-01 09:00 | 0.27188
HydroRiver | 2018-11-01 10:00 | 0.26822
HydroRiver | 2018-11-01 11:00 | 0.26056
HydroRiver | 2018-11-01 12:00 | 0.24015
HydroRiver | 2018-11-01 13:00 | 0.24176
HydroRiver | 2018-11-01 14:00 | 0.23917
HydroRiver | 2018-11-01 15:00 | 0.24505
HydroRiver | 2018-11-01 16:00 | 0.27446
HydroRiver | 2018-11-01 17:00 | 0.31109
HydroRiver | 2018-11-01 18:00 | 0.31572
HydroRiver | 2018-11-01 19:00 | 0.30503
HydroRiver | 2018-11-01 20:00 | 0.27535
HydroRiver | 2018-11-01 21:00 | 0.25771
HydroRiver | 2018-11-01 22:00 | 0.24603
HydroRiver | 2018-11-01 23:00 | 0.22367
HydroRiver | 2018-11-02 | 0.21823
HydroRiver | 2018-11-02 01:00 | 0.2177
HydroRiver | 2018-11-02 02:00 | 0.22064
HydroRiver | 2018-11-02 03:00 | 0.21235
HydroRiver | 2018-11-02 04:00 | 0.21636
HydroRiver | 2018-11-02 05:00 | 0.23142
HydroRiver | 2018-11-02 06:00 | 0.25165
HydroRiver | 2018-11-02 07:00 | 0.26234
HydroRiver | 2018-11-02 08:00 | 0.27731
HydroRiver | 2018-11-02 09:00 | 0.28498
HydroRiver | 2018-11-02 10:00 | 0.28854
HydroRiver | 2018-11-02 11:00 | 0.26849
HydroRiver | 2018-11-02 12:00 | 0.25459
HydroRiver | 2018-11-02 13:00 | 0.2422
HydroRiver | 2018-11-02 14:00 | 0.24434
HydroRiver | 2018-11-02 15:00 | 0.24924
HydroRiver | 2018-11-02 16:00 | 0.29567
HydroRiver | 2018-11-02 17:00 | 0.33399
HydroRiver | 2018-11-02 18:00 | 0.33033
HydroRiver | 2018-11-02 19:00 | 0.31198
HydroRiver | 2018-11-02 20:00 | 0.28845
HydroRiver | 2018-11-02 21:00 | 0.27081
HydroRiver | 2018-11-02 22:00 | 0.25851
HydroRiver | 2018-11-02 23:00 | 0.22705
HydroRiver | 2018-11-03 | 0.21939
HydroRiver | 2018-11-03 01:00 | 0.21289
HydroRiver | 2018-11-03 02:00 | 0.20567
HydroRiver | 2018-11-03 03:00 | 0.20032
HydroRiver | 2018-11-03 04:00 | 0.19996
HydroRiver | 2018-11-03 05:00 | 0.20442
HydroRiver | 2018-11-03 06:00 | 0.21672
HydroRiver | 2018-11-03 07:00 | 0.23249
HydroRiver | 2018-11-03 08:00 | 0.2357
HydroRiver | 2018-11-03 09:00 | 0.24541
HydroRiver | 2018-11-03 10:00 | 0.23614
HydroRiver | 2018-11-03 11:00 | 0.20861
HydroRiver | 2018-11-03 12:00 | 0.20308
HydroRiver | 2018-11-03 13:00 | 0.20397
HydroRiver | 2018-11-03 14:00 | 0.20112
HydroRiver | 2018-11-03 15:00 | 0.20914
HydroRiver | 2018-11-03 16:00 | 0.23579
HydroRiver | 2018-11-03 17:00 | 0.27179
HydroRiver | 2018-11-03 18:00 | 0.29121
HydroRiver | 2018-11-03 19:00 | 0.27669
HydroRiver | 2018-11-03 20:00 | 0.25405
HydroRiver | 2018-11-03 21:00 | 0.24229
HydroRiver | 2018-11-03 22:00 | 0.23935
HydroRiver | 2018-11-03 23:00 | 0.21761
HydroRiver | 2018-11-04 | 0.20175
HydroRiver | 2018-11-04 01:00 | 0.19328
HydroRiver | 2018-11-04 02:00 | 0.18847
HydroRiver | 2018-11-04 03:00 | 0.18695
HydroRiver | 2018-11-04 04:00 | 0.18633
HydroRiver | 2018-11-04 05:00 | 0.19257
HydroRiver | 2018-11-04 06:00 | 0.20273
HydroRiver | 2018-11-04 07:00 | 0.21788
HydroRiver | 2018-11-04 08:00 | 0.22483
HydroRiver | 2018-11-04 09:00 | 0.22768
HydroRiver | 2018-11-04 10:00 | 0.2177
HydroRiver | 2018-11-04 11:00 | 0.21271
HydroRiver | 2018-11-04 12:00 | 0.20433
HydroRiver | 2018-11-04 13:00 | 0.198
HydroRiver | 2018-11-04 14:00 | 0.19194
HydroRiver | 2018-11-04 15:00 | 0.19872
HydroRiver | 2018-11-04 16:00 | 0.21476
HydroRiver | 2018-11-04 17:00 | 0.24381
HydroRiver | 2018-11-04 18:00 | 0.25922
HydroRiver | 2018-11-04 19:00 | 0.2529
HydroRiver | 2018-11-04 20:00 | 0.24345
HydroRiver | 2018-11-04 21:00 | 0.2414
HydroRiver | 2018-11-04 22:00 | 0.24176
HydroRiver | 2018-11-04 23:00 | 0.22385
HydroRiver | 2018-11-05 | 0.18883
HydroRiver | 2018-11-05 01:00 | 0.18348
HydroRiver | 2018-11-05 02:00 | 0.18134
HydroRiver | 2018-11-05 03:00 | 0.18089
HydroRiver | 2018-11-05 04:00 | 0.17902
HydroRiver | 2018-11-05 05:00 | 0.19221
HydroRiver | 2018-11-05 06:00 | 0.21556
HydroRiver | 2018-11-05 07:00 | 0.2602
HydroRiver | 2018-11-05 08:00 | 0.28747
HydroRiver | 2018-11-05 09:00 | 0.28195
HydroRiver | 2018-11-05 10:00 | 0.26626
HydroRiver | 2018-11-05 11:00 | 0.25717
HydroRiver | 2018-11-05 12:00 | 0.24719
HydroRiver | 2018-11-05 13:00 | 0.22973
HydroRiver | 2018-11-05 14:00 | 0.2316
HydroRiver | 2018-11-05 15:00 | 0.23196
HydroRiver | 2018-11-05 16:00 | 0.25887
HydroRiver | 2018-11-05 17:00 | 0.29317
HydroRiver | 2018-11-05 18:00 | 0.29424
HydroRiver | 2018-11-05 19:00 | 0.28239
HydroRiver | 2018-11-05 20:00 | 0.2586
HydroRiver | 2018-11-05 21:00 | 0.24898
HydroRiver | 2018-11-05 22:00 | 0.24211
HydroRiver | 2018-11-05 23:00 | 0.22438
HydroRiver | 2018-11-06 | 0.20558
HydroRiver | 2018-11-06 01:00 | 0.19408
HydroRiver | 2018-11-06 02:00 | 0.19319
HydroRiver | 2018-11-06 03:00 | 0.19676
HydroRiver | 2018-11-06 04:00 | 0.20344
HydroRiver | 2018-11-06 05:00 | 0.21654
HydroRiver | 2018-11-06 06:00 | 0.24773
HydroRiver | 2018-11-06 07:00 | 0.26252
HydroRiver | 2018-11-06 08:00 | 0.26947
HydroRiver | 2018-11-06 09:00 | 0.27009
HydroRiver | 2018-11-06 10:00 | 0.26056
HydroRiver | 2018-11-06 11:00 | 0.25601
HydroRiver | 2018-11-06 12:00 | 0.24969
HydroRiver | 2018-11-06 13:00 | 0.24479
HydroRiver | 2018-11-06 14:00 | 0.23445
HydroRiver | 2018-11-06 15:00 | 0.25904
HydroRiver | 2018-11-06 16:00 | 0.30057
HydroRiver | 2018-11-06 17:00 | 0.32071
HydroRiver | 2018-11-06 18:00 | 0.31189
HydroRiver | 2018-11-06 19:00 | 0.27722
HydroRiver | 2018-11-06 20:00 | 0.25869
HydroRiver | 2018-11-06 21:00 | 0.25985
HydroRiver | 2018-11-06 22:00 | 0.26101
HydroRiver | 2018-11-06 23:00 | 0.2504
HydroRiver | 2018-11-07 | 0.24113
HydroRiver | 2018-11-07 01:00 | 0.23605
HydroRiver | 2018-11-07 02:00 | 0.2218
HydroRiver | 2018-11-07 03:00 | 0.22215
HydroRiver | 2018-11-07 04:00 | 0.225
HydroRiver | 2018-11-07 05:00 | 0.22394
HydroRiver | 2018-11-07 06:00 | 0.23855
HydroRiver | 2018-11-07 07:00 | 0.25842
HydroRiver | 2018-11-07 08:00 | 0.25762
HydroRiver | 2018-11-07 09:00 | 0.2619
HydroRiver | 2018-11-07 10:00 | 0.25878
HydroRiver | 2018-11-07 11:00 | 0.25994
HydroRiver | 2018-11-07 12:00 | 0.25896
HydroRiver | 2018-11-07 13:00 | 0.25842
HydroRiver | 2018-11-07 14:00 | 0.24862
HydroRiver | 2018-11-07 15:00 | 0.24737
HydroRiver | 2018-11-07 16:00 | 0.26974
HydroRiver | 2018-11-07 17:00 | 0.2807
HydroRiver | 2018-11-07 18:00 | 0.27847
HydroRiver | 2018-11-07 19:00 | 0.27099
HydroRiver | 2018-11-07 20:00 | 0.25664
HydroRiver | 2018-11-07 21:00 | 0.25601
HydroRiver | 2018-11-07 22:00 | 0.25254
HydroRiver | 2018-11-07 23:00 | 0.25183
HydroRiver | 2018-11-08 | 0.25022
HydroRiver | 2018-11-08 01:00 | 0.2512
HydroRiver | 2018-11-08 02:00 | 0.24871
HydroRiver | 2018-11-08 03:00 | 0.24657
HydroRiver | 2018-11-08 04:00 | 0.2496
HydroRiver | 2018-11-08 05:00 | 0.25512
HydroRiver | 2018-11-08 06:00 | 0.27081
HydroRiver | 2018-11-08 07:00 | 0.29816
HydroRiver | 2018-11-08 08:00 | 0.29977
HydroRiver | 2018-11-08 09:00 | 0.29317
HydroRiver | 2018-11-08 10:00 | 0.29478
HydroRiver | 2018-11-08 11:00 | 0.28489
HydroRiver | 2018-11-08 12:00 | 0.275
HydroRiver | 2018-11-08 13:00 | 0.27428
HydroRiver | 2018-11-08 14:00 | 0.27687
HydroRiver | 2018-11-08 15:00 | 0.2758
HydroRiver | 2018-11-08 16:00 | 0.30271
HydroRiver | 2018-11-08 17:00 | 0.31697
HydroRiver | 2018-11-08 18:00 | 0.31224
HydroRiver | 2018-11-08 19:00 | 0.30004
HydroRiver | 2018-11-08 20:00 | 0.28043
HydroRiver | 2018-11-08 21:00 | 0.26662
HydroRiver | 2018-11-08 22:00 | 0.26377
HydroRiver | 2018-11-08 23:00 | 0.26118
HydroRiver | 2018-11-09 | 0.25468
HydroRiver | 2018-11-09 01:00 | 0.25405
HydroRiver | 2018-11-09 02:00 | 0.2545
HydroRiver | 2018-11-09 03:00 | 0.24461
HydroRiver | 2018-11-09 04:00 | 0.24104
HydroRiver | 2018-11-09 05:00 | 0.26127
HydroRiver | 2018-11-09 06:00 | 0.28302
HydroRiver | 2018-11-09 07:00 | 0.29237
HydroRiver | 2018-11-09 08:00 | 0.28845
HydroRiver | 2018-11-09 09:00 | 0.28801
HydroRiver | 2018-11-09 10:00 | 0.29567
HydroRiver | 2018-11-09 11:00 | 0.30209
HydroRiver | 2018-11-09 12:00 | 0.30004
HydroRiver | 2018-11-09 13:00 | 0.29897
HydroRiver | 2018-11-09 14:00 | 0.28239
HydroRiver | 2018-11-09 15:00 | 0.27491
HydroRiver | 2018-11-09 16:00 | 0.28596
HydroRiver | 2018-11-09 17:00 | 0.2987
HydroRiver | 2018-11-09 18:00 | 0.29112
HydroRiver | 2018-11-09 19:00 | 0.27402
HydroRiver | 2018-11-09 20:00 | 0.25878
HydroRiver | 2018-11-09 21:00 | 0.25593
HydroRiver | 2018-11-09 22:00 | 0.25735
HydroRiver | 2018-11-09 23:00 | 0.252
HydroRiver | 2018-11-10 | 0.24969
HydroRiver | 2018-11-10 01:00 | 0.24657
HydroRiver | 2018-11-10 02:00 | 0.24024
HydroRiver | 2018-11-10 03:00 | 0.2316
HydroRiver | 2018-11-10 04:00 | 0.22696
HydroRiver | 2018-11-10 05:00 | 0.2349
HydroRiver | 2018-11-10 06:00 | 0.2398
HydroRiver | 2018-11-10 07:00 | 0.24229
HydroRiver | 2018-11-10 08:00 | 0.2529
HydroRiver | 2018-11-10 09:00 | 0.26154
HydroRiver | 2018-11-10 10:00 | 0.26172
HydroRiver | 2018-11-10 11:00 | 0.27375
HydroRiver | 2018-11-10 12:00 | 0.27856
HydroRiver | 2018-11-10 13:00 | 0.26573
HydroRiver | 2018-11-10 14:00 | 0.26216
HydroRiver | 2018-11-10 15:00 | 0.25904
HydroRiver | 2018-11-10 16:00 | 0.27357
HydroRiver | 2018-11-10 17:00 | 0.29754
HydroRiver | 2018-11-10 18:00 | 0.29344
HydroRiver | 2018-11-10 19:00 | 0.28186
HydroRiver | 2018-11-10 20:00 | 0.26831
HydroRiver | 2018-11-10 21:00 | 0.2602
HydroRiver | 2018-11-10 22:00 | 0.25343
HydroRiver | 2018-11-10 23:00 | 0.24996
HydroRiver | 2018-11-11 | 0.24906
HydroRiver | 2018-11-11 01:00 | 0.24853
HydroRiver | 2018-11-11 02:00 | 0.24336
HydroRiver | 2018-11-11 03:00 | 0.24069
HydroRiver | 2018-11-11 04:00 | 0.23044
HydroRiver | 2018-11-11 05:00 | 0.22518
HydroRiver | 2018-11-11 06:00 | 0.22884
HydroRiver | 2018-11-11 07:00 | 0.2422
HydroRiver | 2018-11-11 08:00 | 0.25495
HydroRiver | 2018-11-11 09:00 | 0.25316
HydroRiver | 2018-11-11 10:00 | 0.2455
HydroRiver | 2018-11-11 11:00 | 0.25833
HydroRiver | 2018-11-11 12:00 | 0.27214
HydroRiver | 2018-11-11 13:00 | 0.27179
HydroRiver | 2018-11-11 14:00 | 0.266
HydroRiver | 2018-11-11 15:00 | 0.25904
HydroRiver | 2018-11-11 16:00 | 0.26608
HydroRiver | 2018-11-11 17:00 | 0.27705
HydroRiver | 2018-11-11 18:00 | 0.293
HydroRiver | 2018-11-11 19:00 | 0.28578
HydroRiver | 2018-11-11 20:00 | 0.27304
HydroRiver | 2018-11-11 21:00 | 0.26804
HydroRiver | 2018-11-11 22:00 | 0.26582
HydroRiver | 2018-11-11 23:00 | 0.25245
HydroRiver | 2018-11-12 | 0.25316
HydroRiver | 2018-11-12 01:00 | 0.25085
HydroRiver | 2018-11-12 02:00 | 0.24773
HydroRiver | 2018-11-12 03:00 | 0.24737
HydroRiver | 2018-11-12 04:00 | 0.24399
HydroRiver | 2018-11-12 05:00 | 0.26002
HydroRiver | 2018-11-12 06:00 | 0.26662
HydroRiver | 2018-11-12 07:00 | 0.2717
HydroRiver | 2018-11-12 08:00 | 0.27348
HydroRiver | 2018-11-12 09:00 | 0.27072
HydroRiver | 2018-11-12 10:00 | 0.27384
HydroRiver | 2018-11-12 11:00 | 0.27794
HydroRiver | 2018-11-12 12:00 | 0.27633
HydroRiver | 2018-11-12 13:00 | 0.2725
HydroRiver | 2018-11-12 14:00 | 0.2758
HydroRiver | 2018-11-12 15:00 | 0.28106
HydroRiver | 2018-11-12 16:00 | 0.30324
HydroRiver | 2018-11-12 17:00 | 0.31964
HydroRiver | 2018-11-12 18:00 | 0.3118
HydroRiver | 2018-11-12 19:00 | 0.29513
HydroRiver | 2018-11-12 20:00 | 0.28489
HydroRiver | 2018-11-12 21:00 | 0.27393
HydroRiver | 2018-11-12 22:00 | 0.26332
HydroRiver | 2018-11-12 23:00 | 0.24755
HydroRiver | 2018-11-13 | 0.23695
HydroRiver | 2018-11-13 01:00 | 0.248
HydroRiver | 2018-11-13 02:00 | 0.24808
HydroRiver | 2018-11-13 03:00 | 0.24087
HydroRiver | 2018-11-13 04:00 | 0.243
HydroRiver | 2018-11-13 05:00 | 0.25379
HydroRiver | 2018-11-13 06:00 | 0.27143
HydroRiver | 2018-11-13 07:00 | 0.2872
HydroRiver | 2018-11-13 08:00 | 0.28114
HydroRiver | 2018-11-13 09:00 | 0.27776
HydroRiver | 2018-11-13 10:00 | 0.25584
HydroRiver | 2018-11-13 11:00 | 0.23454
HydroRiver | 2018-11-13 12:00 | 0.22714
HydroRiver | 2018-11-13 13:00 | 0.23392
HydroRiver | 2018-11-13 14:00 | 0.24942
HydroRiver | 2018-11-13 15:00 | 0.2635
HydroRiver | 2018-11-13 16:00 | 0.29415
HydroRiver | 2018-11-13 17:00 | 0.34539
HydroRiver | 2018-11-13 18:00 | 0.32748
HydroRiver | 2018-11-13 19:00 | 0.31331
HydroRiver | 2018-11-13 20:00 | 0.30057
HydroRiver | 2018-11-13 21:00 | 0.29709
HydroRiver | 2018-11-13 22:00 | 0.2864
HydroRiver | 2018-11-13 23:00 | 0.25263
HydroRiver | 2018-11-14 | 0.23276
HydroRiver | 2018-11-14 01:00 | 0.23739
HydroRiver | 2018-11-14 02:00 | 0.23962
HydroRiver | 2018-11-14 03:00 | 0.23944
HydroRiver | 2018-11-14 04:00 | 0.23748
HydroRiver | 2018-11-14 05:00 | 0.25013
HydroRiver | 2018-11-14 06:00 | 0.26243
HydroRiver | 2018-11-14 07:00 | 0.25833
HydroRiver | 2018-11-14 08:00 | 0.25049
HydroRiver | 2018-11-14 09:00 | 0.24131
HydroRiver | 2018-11-14 10:00 | 0.23882
HydroRiver | 2018-11-14 11:00 | 0.24568
HydroRiver | 2018-11-14 12:00 | 0.23597
HydroRiver | 2018-11-14 13:00 | 0.23659
HydroRiver | 2018-11-14 14:00 | 0.24898
HydroRiver | 2018-11-14 15:00 | 0.26243
HydroRiver | 2018-11-14 16:00 | 0.29415
HydroRiver | 2018-11-14 17:00 | 0.31518
HydroRiver | 2018-11-14 18:00 | 0.30734
HydroRiver | 2018-11-14 19:00 | 0.30102
HydroRiver | 2018-11-14 20:00 | 0.27526
HydroRiver | 2018-11-14 21:00 | 0.26412
HydroRiver | 2018-11-14 22:00 | 0.25085
HydroRiver | 2018-11-14 23:00 | 0.23115
HydroRiver | 2018-11-15 | 0.22625
HydroRiver | 2018-11-15 01:00 | 0.22527
HydroRiver | 2018-11-15 02:00 | 0.2324
HydroRiver | 2018-11-15 03:00 | 0.22857
HydroRiver | 2018-11-15 04:00 | 0.22821
HydroRiver | 2018-11-15 05:00 | 0.23784
HydroRiver | 2018-11-15 06:00 | 0.25762
HydroRiver | 2018-11-15 07:00 | 0.26796
HydroRiver | 2018-11-15 08:00 | 0.26395
HydroRiver | 2018-11-15 09:00 | 0.25753
HydroRiver | 2018-11-15 10:00 | 0.25343
HydroRiver | 2018-11-15 11:00 | 0.24336
HydroRiver | 2018-11-15 12:00 | 0.23703
HydroRiver | 2018-11-15 13:00 | 0.23231
HydroRiver | 2018-11-15 14:00 | 0.23632
HydroRiver | 2018-11-15 15:00 | 0.25432
HydroRiver | 2018-11-15 16:00 | 0.2774
HydroRiver | 2018-11-15 17:00 | 0.29594
HydroRiver | 2018-11-15 18:00 | 0.28979
HydroRiver | 2018-11-15 19:00 | 0.26929
HydroRiver | 2018-11-15 20:00 | 0.26778
HydroRiver | 2018-11-15 21:00 | 0.26323
HydroRiver | 2018-11-15 22:00 | 0.25343
HydroRiver | 2018-11-15 23:00 | 0.23062
HydroRiver | 2018-11-16 | 0.21369
HydroRiver | 2018-11-16 01:00 | 0.20745
HydroRiver | 2018-11-16 02:00 | 0.20451
HydroRiver | 2018-11-16 03:00 | 0.21012
HydroRiver | 2018-11-16 04:00 | 0.22037
HydroRiver | 2018-11-16 05:00 | 0.24158
HydroRiver | 2018-11-16 06:00 | 0.25896
HydroRiver | 2018-11-16 07:00 | 0.26395
HydroRiver | 2018-11-16 08:00 | 0.26885
HydroRiver | 2018-11-16 09:00 | 0.2586
HydroRiver | 2018-11-16 10:00 | 0.26011
HydroRiver | 2018-11-16 11:00 | 0.25673
HydroRiver | 2018-11-16 12:00 | 0.25254
HydroRiver | 2018-11-16 13:00 | 0.25682
HydroRiver | 2018-11-16 14:00 | 0.25281
HydroRiver | 2018-11-16 15:00 | 0.24978
HydroRiver | 2018-11-16 16:00 | 0.28141
HydroRiver | 2018-11-16 17:00 | 0.30209
HydroRiver | 2018-11-16 18:00 | 0.30886
HydroRiver | 2018-11-16 19:00 | 0.29852
HydroRiver | 2018-11-16 20:00 | 0.27856
HydroRiver | 2018-11-16 21:00 | 0.26225
HydroRiver | 2018-11-16 22:00 | 0.25094
HydroRiver | 2018-11-16 23:00 | 0.24407
HydroRiver | 2018-11-17 | 0.23311
HydroRiver | 2018-11-17 01:00 | 0.22349
HydroRiver | 2018-11-17 02:00 | 0.22082
HydroRiver | 2018-11-17 03:00 | 0.22278
HydroRiver | 2018-11-17 04:00 | 0.22242
HydroRiver | 2018-11-17 05:00 | 0.22991
HydroRiver | 2018-11-17 06:00 | 0.24577
HydroRiver | 2018-11-17 07:00 | 0.26065
HydroRiver | 2018-11-17 08:00 | 0.26092
HydroRiver | 2018-11-17 09:00 | 0.25949
HydroRiver | 2018-11-17 10:00 | 0.25094
HydroRiver | 2018-11-17 11:00 | 0.24996
HydroRiver | 2018-11-17 12:00 | 0.24568
HydroRiver | 2018-11-17 13:00 | 0.25129
HydroRiver | 2018-11-17 14:00 | 0.24844
HydroRiver | 2018-11-17 15:00 | 0.24898
HydroRiver | 2018-11-17 16:00 | 0.26626
HydroRiver | 2018-11-17 17:00 | 0.27874
HydroRiver | 2018-11-17 18:00 | 0.29166
HydroRiver | 2018-11-17 19:00 | 0.28899
HydroRiver | 2018-11-17 20:00 | 0.26493
HydroRiver | 2018-11-17 21:00 | 0.24621
HydroRiver | 2018-11-17 22:00 | 0.23543
HydroRiver | 2018-11-17 23:00 | 0.22679
HydroRiver | 2018-11-18 | 0.21253
HydroRiver | 2018-11-18 01:00 | 0.20567
HydroRiver | 2018-11-18 02:00 | 0.20353
HydroRiver | 2018-11-18 03:00 | 0.19952
HydroRiver | 2018-11-18 04:00 | 0.20086
HydroRiver | 2018-11-18 05:00 | 0.19979
HydroRiver | 2018-11-18 06:00 | 0.21057
HydroRiver | 2018-11-18 07:00 | 0.22028
HydroRiver | 2018-11-18 08:00 | 0.22278
HydroRiver | 2018-11-18 09:00 | 0.21894
HydroRiver | 2018-11-18 10:00 | 0.22394
HydroRiver | 2018-11-18 11:00 | 0.21021
HydroRiver | 2018-11-18 12:00 | 0.20255
HydroRiver | 2018-11-18 13:00 | 0.20326
HydroRiver | 2018-11-18 14:00 | 0.19872
HydroRiver | 2018-11-18 15:00 | 0.1989
HydroRiver | 2018-11-18 16:00 | 0.21199
HydroRiver | 2018-11-18 17:00 | 0.24113
HydroRiver | 2018-11-18 18:00 | 0.25521
HydroRiver | 2018-11-18 19:00 | 0.24399
HydroRiver | 2018-11-18 20:00 | 0.22848
HydroRiver | 2018-11-18 21:00 | 0.22313
HydroRiver | 2018-11-18 22:00 | 0.21155
HydroRiver | 2018-11-18 23:00 | 0.19827
HydroRiver | 2018-11-19 | 0.1907
HydroRiver | 2018-11-19 01:00 | 0.19212
HydroRiver | 2018-11-19 02:00 | 0.18829
HydroRiver | 2018-11-19 03:00 | 0.1931
HydroRiver | 2018-11-19 04:00 | 0.19319
HydroRiver | 2018-11-19 05:00 | 0.19872
HydroRiver | 2018-11-19 06:00 | 0.21993
HydroRiver | 2018-11-19 07:00 | 0.24915
HydroRiver | 2018-11-19 08:00 | 0.25726
HydroRiver | 2018-11-19 09:00 | 0.26074
HydroRiver | 2018-11-19 10:00 | 0.248
HydroRiver | 2018-11-19 11:00 | 0.23516
HydroRiver | 2018-11-19 12:00 | 0.22483
HydroRiver | 2018-11-19 13:00 | 0.22037
HydroRiver | 2018-11-19 14:00 | 0.2193
HydroRiver | 2018-11-19 15:00 | 0.22812
HydroRiver | 2018-11-19 16:00 | 0.26092
HydroRiver | 2018-11-19 17:00 | 0.29754
HydroRiver | 2018-11-19 18:00 | 0.2921
HydroRiver | 2018-11-19 19:00 | 0.27072
HydroRiver | 2018-11-19 20:00 | 0.25183
HydroRiver | 2018-11-19 21:00 | 0.24131
HydroRiver | 2018-11-19 22:00 | 0.22376
HydroRiver | 2018-11-19 23:00 | 0.20228
HydroRiver | 2018-11-20 | 0.19604
HydroRiver | 2018-11-20 01:00 | 0.19212
HydroRiver | 2018-11-20 02:00 | 0.18954
HydroRiver | 2018-11-20 03:00 | 0.18927
HydroRiver | 2018-11-20 04:00 | 0.19212
HydroRiver | 2018-11-20 05:00 | 0.21796
HydroRiver | 2018-11-20 06:00 | 0.26297
HydroRiver | 2018-11-20 07:00 | 0.28988
HydroRiver | 2018-11-20 08:00 | 0.30708
HydroRiver | 2018-11-20 09:00 | 0.30182
HydroRiver | 2018-11-20 10:00 | 0.29603
HydroRiver | 2018-11-20 11:00 | 0.28631
HydroRiver | 2018-11-20 12:00 | 0.2782
HydroRiver | 2018-11-20 13:00 | 0.28346
HydroRiver | 2018-11-20 14:00 | 0.28649
HydroRiver | 2018-11-20 15:00 | 0.30672
HydroRiver | 2018-11-20 16:00 | 0.33354
HydroRiver | 2018-11-20 17:00 | 0.36402
HydroRiver | 2018-11-20 18:00 | 0.37248
HydroRiver | 2018-11-20 19:00 | 0.32365
HydroRiver | 2018-11-20 20:00 | 0.29763
HydroRiver | 2018-11-20 21:00 | 0.28818
HydroRiver | 2018-11-20 22:00 | 0.26537
HydroRiver | 2018-11-20 23:00 | 0.24603
HydroRiver | 2018-11-21 | 0.22937
HydroRiver | 2018-11-21 01:00 | 0.22376
HydroRiver | 2018-11-21 02:00 | 0.23035
HydroRiver | 2018-11-21 03:00 | 0.23302
HydroRiver | 2018-11-21 04:00 | 0.24113
HydroRiver | 2018-11-21 05:00 | 0.27892
HydroRiver | 2018-11-21 06:00 | 0.34192
HydroRiver | 2018-11-21 07:00 | 0.36651
HydroRiver | 2018-11-21 08:00 | 0.38032
HydroRiver | 2018-11-21 09:00 | 0.38442
HydroRiver | 2018-11-21 10:00 | 0.36981
HydroRiver | 2018-11-21 11:00 | 0.35511
HydroRiver | 2018-11-21 12:00 | 0.34646
HydroRiver | 2018-11-21 13:00 | 0.33042
HydroRiver | 2018-11-21 14:00 | 0.32855
HydroRiver | 2018-11-21 15:00 | 0.33996
HydroRiver | 2018-11-21 16:00 | 0.37747
HydroRiver | 2018-11-21 17:00 | 0.42025
HydroRiver | 2018-11-21 18:00 | 0.38024
HydroRiver | 2018-11-21 19:00 | 0.34709
HydroRiver | 2018-11-21 20:00 | 0.30841
HydroRiver | 2018-11-21 21:00 | 0.30315
HydroRiver | 2018-11-21 22:00 | 0.28988
HydroRiver | 2018-11-21 23:00 | 0.27286
HydroRiver | 2018-11-22 | 0.26279
HydroRiver | 2018-11-22 01:00 | 0.24844
HydroRiver | 2018-11-22 02:00 | 0.24701
HydroRiver | 2018-11-22 03:00 | 0.24309
HydroRiver | 2018-11-22 04:00 | 0.23481
HydroRiver | 2018-11-22 05:00 | 0.26626
HydroRiver | 2018-11-22 06:00 | 0.31634
HydroRiver | 2018-11-22 07:00 | 0.347
HydroRiver | 2018-11-22 08:00 | 0.34049
HydroRiver | 2018-11-22 09:00 | 0.35332
HydroRiver | 2018-11-22 10:00 | 0.34495
HydroRiver | 2018-11-22 11:00 | 0.33916
HydroRiver | 2018-11-22 12:00 | 0.3347
HydroRiver | 2018-11-22 13:00 | 0.32026
HydroRiver | 2018-11-22 14:00 | 0.30209
HydroRiver | 2018-11-22 15:00 | 0.31902
HydroRiver | 2018-11-22 16:00 | 0.3453
HydroRiver | 2018-11-22 17:00 | 0.39396
HydroRiver | 2018-11-22 18:00 | 0.39227
HydroRiver | 2018-11-22 19:00 | 0.33826
HydroRiver | 2018-11-22 20:00 | 0.28952
HydroRiver | 2018-11-22 21:00 | 0.2823
HydroRiver | 2018-11-22 22:00 | 0.28177
HydroRiver | 2018-11-22 23:00 | 0.26056
HydroRiver | 2018-11-23 | 0.24595
HydroRiver | 2018-11-23 01:00 | 0.23953
HydroRiver | 2018-11-23 02:00 | 0.22278
HydroRiver | 2018-11-23 03:00 | 0.21208
HydroRiver | 2018-11-23 04:00 | 0.22046
HydroRiver | 2018-11-23 05:00 | 0.25138
HydroRiver | 2018-11-23 06:00 | 0.29647
HydroRiver | 2018-11-23 07:00 | 0.34379
HydroRiver | 2018-11-23 08:00 | 0.33541
HydroRiver | 2018-11-23 09:00 | 0.34227
HydroRiver | 2018-11-23 10:00 | 0.3478
HydroRiver | 2018-11-23 11:00 | 0.34263
HydroRiver | 2018-11-23 12:00 | 0.3331
HydroRiver | 2018-11-23 13:00 | 0.32436
HydroRiver | 2018-11-23 14:00 | 0.32365
HydroRiver | 2018-11-23 15:00 | 0.32463
HydroRiver | 2018-11-23 16:00 | 0.34646
HydroRiver | 2018-11-23 17:00 | 0.37079
HydroRiver | 2018-11-23 18:00 | 0.34914
HydroRiver | 2018-11-23 19:00 | 0.30948
HydroRiver | 2018-11-23 20:00 | 0.28507
HydroRiver | 2018-11-23 21:00 | 0.29139
HydroRiver | 2018-11-23 22:00 | 0.31438
HydroRiver | 2018-11-23 23:00 | 0.30663
HydroRiver | 2018-11-24 | 0.30458
HydroRiver | 2018-11-24 01:00 | 0.30039
HydroRiver | 2018-11-24 02:00 | 0.29077
HydroRiver | 2018-11-24 03:00 | 0.28132
HydroRiver | 2018-11-24 04:00 | 0.28694
HydroRiver | 2018-11-24 05:00 | 0.29709
HydroRiver | 2018-11-24 06:00 | 0.29825
HydroRiver | 2018-11-24 07:00 | 0.30449
HydroRiver | 2018-11-24 08:00 | 0.33176
HydroRiver | 2018-11-24 09:00 | 0.33666
HydroRiver | 2018-11-24 10:00 | 0.34022
HydroRiver | 2018-11-24 11:00 | 0.33096
HydroRiver | 2018-11-24 12:00 | 0.31786
HydroRiver | 2018-11-24 13:00 | 0.30912
HydroRiver | 2018-11-24 14:00 | 0.30797
HydroRiver | 2018-11-24 15:00 | 0.30681
HydroRiver | 2018-11-24 16:00 | 0.32793
HydroRiver | 2018-11-24 17:00 | 0.3576
HydroRiver | 2018-11-24 18:00 | 0.33826
HydroRiver | 2018-11-24 19:00 | 0.30503
HydroRiver | 2018-11-24 20:00 | 0.28034
HydroRiver | 2018-11-24 21:00 | 0.27963
HydroRiver | 2018-11-24 22:00 | 0.27811
HydroRiver | 2018-11-24 23:00 | 0.27856
HydroRiver | 2018-11-25 | 0.26083
HydroRiver | 2018-11-25 01:00 | 0.24924
HydroRiver | 2018-11-25 02:00 | 0.24096
HydroRiver | 2018-11-25 03:00 | 0.23222
HydroRiver | 2018-11-25 04:00 | 0.22483
HydroRiver | 2018-11-25 05:00 | 0.22893
HydroRiver | 2018-11-25 06:00 | 0.24701
HydroRiver | 2018-11-25 07:00 | 0.26127
HydroRiver | 2018-11-25 08:00 | 0.26377
HydroRiver | 2018-11-25 09:00 | 0.2709
HydroRiver | 2018-11-25 10:00 | 0.27348
HydroRiver | 2018-11-25 11:00 | 0.27553
HydroRiver | 2018-11-25 12:00 | 0.26876
HydroRiver | 2018-11-25 13:00 | 0.25691
HydroRiver | 2018-11-25 14:00 | 0.2553
HydroRiver | 2018-11-25 15:00 | 0.25022
HydroRiver | 2018-11-25 16:00 | 0.25798
HydroRiver | 2018-11-25 17:00 | 0.29683
HydroRiver | 2018-11-25 18:00 | 0.31367
HydroRiver | 2018-11-25 19:00 | 0.29834
HydroRiver | 2018-11-25 20:00 | 0.28114
HydroRiver | 2018-11-25 21:00 | 0.26742
HydroRiver | 2018-11-25 22:00 | 0.25985
HydroRiver | 2018-11-25 23:00 | 0.24826
HydroRiver | 2018-11-26 | 0.23213
HydroRiver | 2018-11-26 01:00 | 0.22723
HydroRiver | 2018-11-26 02:00 | 0.22295
HydroRiver | 2018-11-26 03:00 | 0.22251
HydroRiver | 2018-11-26 04:00 | 0.21672
HydroRiver | 2018-11-26 05:00 | 0.2267
HydroRiver | 2018-11-26 06:00 | 0.26145
HydroRiver | 2018-11-26 07:00 | 0.3052
HydroRiver | 2018-11-26 08:00 | 0.32704
HydroRiver | 2018-11-26 09:00 | 0.33301
HydroRiver | 2018-11-26 10:00 | 0.32062
HydroRiver | 2018-11-26 11:00 | 0.34067
HydroRiver | 2018-11-26 12:00 | 0.33203
HydroRiver | 2018-11-26 13:00 | 0.31732
HydroRiver | 2018-11-26 14:00 | 0.3175
HydroRiver | 2018-11-26 15:00 | 0.34103
HydroRiver | 2018-11-26 16:00 | 0.38282
HydroRiver | 2018-11-26 17:00 | 0.40679
HydroRiver | 2018-11-26 18:00 | 0.39316
HydroRiver | 2018-11-26 19:00 | 0.33666
HydroRiver | 2018-11-26 20:00 | 0.28079
HydroRiver | 2018-11-26 21:00 | 0.2602
HydroRiver | 2018-11-26 22:00 | 0.24541
HydroRiver | 2018-11-26 23:00 | 0.23498
HydroRiver | 2018-11-27 | 0.22937
HydroRiver | 2018-11-27 01:00 | 0.22536
HydroRiver | 2018-11-27 02:00 | 0.22527
HydroRiver | 2018-11-27 03:00 | 0.22679
HydroRiver | 2018-11-27 04:00 | 0.22723
HydroRiver | 2018-11-27 05:00 | 0.25147
HydroRiver | 2018-11-27 06:00 | 0.30511
HydroRiver | 2018-11-27 07:00 | 0.33942
HydroRiver | 2018-11-27 08:00 | 0.35573
HydroRiver | 2018-11-27 09:00 | 0.34112
HydroRiver | 2018-11-27 10:00 | 0.3273
HydroRiver | 2018-11-27 11:00 | 0.3241
HydroRiver | 2018-11-27 12:00 | 0.31821
HydroRiver | 2018-11-27 13:00 | 0.32009
HydroRiver | 2018-11-27 14:00 | 0.32508
HydroRiver | 2018-11-27 15:00 | 0.33826
HydroRiver | 2018-11-27 16:00 | 0.35564
HydroRiver | 2018-11-27 17:00 | 0.35724
HydroRiver | 2018-11-27 18:00 | 0.33684
HydroRiver | 2018-11-27 19:00 | 0.29184
HydroRiver | 2018-11-27 20:00 | 0.2602
HydroRiver | 2018-11-27 21:00 | 0.24844
HydroRiver | 2018-11-27 22:00 | 0.23276
HydroRiver | 2018-11-27 23:00 | 0.21235
HydroRiver | 2018-11-28 | 0.2111
HydroRiver | 2018-11-28 01:00 | 0.21467
HydroRiver | 2018-11-28 02:00 | 0.22108
HydroRiver | 2018-11-28 03:00 | 0.21351
HydroRiver | 2018-11-28 04:00 | 0.21894
HydroRiver | 2018-11-28 05:00 | 0.23463
HydroRiver | 2018-11-28 06:00 | 0.26858
HydroRiver | 2018-11-28 07:00 | 0.28943
HydroRiver | 2018-11-28 08:00 | 0.30298
HydroRiver | 2018-11-28 09:00 | 0.30369
HydroRiver | 2018-11-28 10:00 | 0.2905
HydroRiver | 2018-11-28 11:00 | 0.27803
HydroRiver | 2018-11-28 12:00 | 0.26965
HydroRiver | 2018-11-28 13:00 | 0.26403
HydroRiver | 2018-11-28 14:00 | 0.26778
HydroRiver | 2018-11-28 15:00 | 0.28141
HydroRiver | 2018-11-28 16:00 | 0.32124
HydroRiver | 2018-11-28 17:00 | 0.35163
HydroRiver | 2018-11-28 18:00 | 0.32828
HydroRiver | 2018-11-28 19:00 | 0.30048
HydroRiver | 2018-11-28 20:00 | 0.2717
HydroRiver | 2018-11-28 21:00 | 0.2471
HydroRiver | 2018-11-28 22:00 | 0.24024
HydroRiver | 2018-11-28 23:00 | 0.22108
HydroRiver | 2018-11-29 | 0.19685
HydroRiver | 2018-11-29 01:00 | 0.19248
HydroRiver | 2018-11-29 02:00 | 0.20166
HydroRiver | 2018-11-29 03:00 | 0.20032
HydroRiver | 2018-11-29 04:00 | 0.2103
HydroRiver | 2018-11-29 05:00 | 0.22527
HydroRiver | 2018-11-29 06:00 | 0.26698
HydroRiver | 2018-11-29 07:00 | 0.27517
HydroRiver | 2018-11-29 08:00 | 0.27963
HydroRiver | 2018-11-29 09:00 | 0.27526
HydroRiver | 2018-11-29 10:00 | 0.26617
HydroRiver | 2018-11-29 11:00 | 0.2651
HydroRiver | 2018-11-29 12:00 | 0.25673
HydroRiver | 2018-11-29 13:00 | 0.23302
HydroRiver | 2018-11-29 14:00 | 0.23525
HydroRiver | 2018-11-29 15:00 | 0.24978
HydroRiver | 2018-11-29 16:00 | 0.28266
HydroRiver | 2018-11-29 17:00 | 0.31813
HydroRiver | 2018-11-29 18:00 | 0.31608
HydroRiver | 2018-11-29 19:00 | 0.28979
HydroRiver | 2018-11-29 20:00 | 0.23899
HydroRiver | 2018-11-29 21:00 | 0.22189
HydroRiver | 2018-11-29 22:00 | 0.21119
HydroRiver | 2018-11-29 23:00 | 0.20335
HydroRiver | 2018-11-30 | 0.19355
HydroRiver | 2018-11-30 01:00 | 0.18205
HydroRiver | 2018-11-30 02:00 | 0.18482
HydroRiver | 2018-11-30 03:00 | 0.19266
HydroRiver | 2018-11-30 04:00 | 0.20032
HydroRiver | 2018-11-30 05:00 | 0.21681
HydroRiver | 2018-11-30 06:00 | 0.26314
HydroRiver | 2018-11-30 07:00 | 0.27713
HydroRiver | 2018-11-30 08:00 | 0.28515
HydroRiver | 2018-11-30 09:00 | 0.29121
HydroRiver | 2018-11-30 10:00 | 0.29371
HydroRiver | 2018-11-30 11:00 | 0.28426
HydroRiver | 2018-11-30 12:00 | 0.26261
HydroRiver | 2018-11-30 13:00 | 0.23597
HydroRiver | 2018-11-30 14:00 | 0.23035
HydroRiver | 2018-11-30 15:00 | 0.25655
HydroRiver | 2018-11-30 16:00 | 0.30921
HydroRiver | 2018-11-30 17:00 | 0.3494
HydroRiver | 2018-11-30 18:00 | 0.35929
HydroRiver | 2018-11-30 19:00 | 0.31875
HydroRiver | 2018-11-30 20:00 | 0.29317
HydroRiver | 2018-11-30 21:00 | 0.27045
HydroRiver | 2018-11-30 22:00 | 0.24737
HydroRiver | 2018-11-30 23:00 | 0.22135
HydroRiver | 2018-12-01 | 0.20986
HydroRiver | 2018-12-01 01:00 | 0.20442
HydroRiver | 2018-12-01 02:00 | 0.19979
HydroRiver | 2018-12-01 03:00 | 0.19738
HydroRiver | 2018-12-01 04:00 | 0.20273
HydroRiver | 2018-12-01 05:00 | 0.2144
HydroRiver | 2018-12-01 06:00 | 0.22732
HydroRiver | 2018-12-01 07:00 | 0.24247
HydroRiver | 2018-12-01 08:00 | 0.25896
HydroRiver | 2018-12-01 09:00 | 0.25976
HydroRiver | 2018-12-01 10:00 | 0.25307
HydroRiver | 2018-12-01 11:00 | 0.24746
HydroRiver | 2018-12-01 12:00 | 0.24194
HydroRiver | 2018-12-01 13:00 | 0.22714
HydroRiver | 2018-12-01 14:00 | 0.21939
HydroRiver | 2018-12-01 15:00 | 0.21779
HydroRiver | 2018-12-01 16:00 | 0.2414
HydroRiver | 2018-12-01 17:00 | 0.29353
HydroRiver | 2018-12-01 18:00 | 0.2962
HydroRiver | 2018-12-01 19:00 | 0.25076
HydroRiver | 2018-12-01 20:00 | 0.22893
HydroRiver | 2018-12-01 21:00 | 0.21556
HydroRiver | 2018-12-01 22:00 | 0.21057
HydroRiver | 2018-12-01 23:00 | 0.20986
HydroRiver | 2018-12-02 | 0.20834
HydroRiver | 2018-12-02 01:00 | 0.19382
HydroRiver | 2018-12-02 02:00 | 0.18669
HydroRiver | 2018-12-02 03:00 | 0.18125
HydroRiver | 2018-12-02 04:00 | 0.18179
HydroRiver | 2018-12-02 05:00 | 0.19622
HydroRiver | 2018-12-02 06:00 | 0.21556
HydroRiver | 2018-12-02 07:00 | 0.22215
HydroRiver | 2018-12-02 08:00 | 0.22233
HydroRiver | 2018-12-02 09:00 | 0.22465
HydroRiver | 2018-12-02 10:00 | 0.23133
HydroRiver | 2018-12-02 11:00 | 0.2349
HydroRiver | 2018-12-02 12:00 | 0.22598
HydroRiver | 2018-12-02 13:00 | 0.21609
HydroRiver | 2018-12-02 14:00 | 0.21297
HydroRiver | 2018-12-02 15:00 | 0.23311
HydroRiver | 2018-12-02 16:00 | 0.27295
HydroRiver | 2018-12-02 17:00 | 0.31037
HydroRiver | 2018-12-02 18:00 | 0.32998
HydroRiver | 2018-12-02 19:00 | 0.31394
HydroRiver | 2018-12-02 20:00 | 0.30708
HydroRiver | 2018-12-02 21:00 | 0.31082
HydroRiver | 2018-12-02 22:00 | 0.29986
HydroRiver | 2018-12-02 23:00 | 0.29219
HydroRiver | 2018-12-03 | 0.29362
HydroRiver | 2018-12-03 01:00 | 0.30182
HydroRiver | 2018-12-03 02:00 | 0.30823
HydroRiver | 2018-12-03 03:00 | 0.30761
HydroRiver | 2018-12-03 04:00 | 0.311
HydroRiver | 2018-12-03 05:00 | 0.33399
HydroRiver | 2018-12-03 06:00 | 0.36749
HydroRiver | 2018-12-03 07:00 | 0.40242
HydroRiver | 2018-12-03 08:00 | 0.42408
HydroRiver | 2018-12-03 09:00 | 0.40732
HydroRiver | 2018-12-03 10:00 | 0.4026
HydroRiver | 2018-12-03 11:00 | 0.3936
HydroRiver | 2018-12-03 12:00 | 0.39325
HydroRiver | 2018-12-03 13:00 | 0.40216
HydroRiver | 2018-12-03 14:00 | 0.40421
HydroRiver | 2018-12-03 15:00 | 0.41695
HydroRiver | 2018-12-03 16:00 | 0.44377
HydroRiver | 2018-12-03 17:00 | 0.46453
HydroRiver | 2018-12-03 18:00 | 0.46409
HydroRiver | 2018-12-03 19:00 | 0.44484
HydroRiver | 2018-12-03 20:00 | 0.43112
HydroRiver | 2018-12-03 21:00 | 0.42809
HydroRiver | 2018-12-03 22:00 | 0.42194
HydroRiver | 2018-12-03 23:00 | 0.42132
HydroRiver | 2018-12-04 | 0.40153
HydroRiver | 2018-12-04 01:00 | 0.38407
HydroRiver | 2018-12-04 02:00 | 0.38237
HydroRiver | 2018-12-04 03:00 | 0.38478
HydroRiver | 2018-12-04 04:00 | 0.38603
HydroRiver | 2018-12-04 05:00 | 0.40029
HydroRiver | 2018-12-04 06:00 | 0.42185
HydroRiver | 2018-12-04 07:00 | 0.43798
HydroRiver | 2018-12-04 08:00 | 0.43673
HydroRiver | 2018-12-04 09:00 | 0.42345
HydroRiver | 2018-12-04 10:00 | 0.42105
HydroRiver | 2018-12-04 11:00 | 0.42381
HydroRiver | 2018-12-04 12:00 | 0.42408
HydroRiver | 2018-12-04 13:00 | 0.419
HydroRiver | 2018-12-04 14:00 | 0.4272
HydroRiver | 2018-12-04 15:00 | 0.43245
HydroRiver | 2018-12-04 16:00 | 0.46142
HydroRiver | 2018-12-04 17:00 | 0.4894
HydroRiver | 2018-12-04 18:00 | 0.46115
HydroRiver | 2018-12-04 19:00 | 0.43869
HydroRiver | 2018-12-04 20:00 | 0.4321
HydroRiver | 2018-12-04 21:00 | 0.42167
HydroRiver | 2018-12-04 22:00 | 0.41285
HydroRiver | 2018-12-04 23:00 | 0.40608
HydroRiver | 2018-12-05 | 0.39761
HydroRiver | 2018-12-05 01:00 | 0.38629
HydroRiver | 2018-12-05 02:00 | 0.37997
HydroRiver | 2018-12-05 03:00 | 0.38335
HydroRiver | 2018-12-05 04:00 | 0.38407
HydroRiver | 2018-12-05 05:00 | 0.392
HydroRiver | 2018-12-05 06:00 | 0.41445
HydroRiver | 2018-12-05 07:00 | 0.45651
HydroRiver | 2018-12-05 08:00 | 0.44564
HydroRiver | 2018-12-05 09:00 | 0.44092
HydroRiver | 2018-12-05 10:00 | 0.43994
HydroRiver | 2018-12-05 11:00 | 0.43736
HydroRiver | 2018-12-05 12:00 | 0.4337
HydroRiver | 2018-12-05 13:00 | 0.41517
HydroRiver | 2018-12-05 14:00 | 0.40278
HydroRiver | 2018-12-05 15:00 | 0.40652
HydroRiver | 2018-12-05 16:00 | 0.44012
HydroRiver | 2018-12-05 17:00 | 0.45544
HydroRiver | 2018-12-05 18:00 | 0.4542
HydroRiver | 2018-12-05 19:00 | 0.41677
HydroRiver | 2018-12-05 20:00 | 0.3985
HydroRiver | 2018-12-05 21:00 | 0.38959
HydroRiver | 2018-12-05 22:00 | 0.38068
HydroRiver | 2018-12-05 23:00 | 0.37605
HydroRiver | 2018-12-06 | 0.36803
HydroRiver | 2018-12-06 01:00 | 0.35707
HydroRiver | 2018-12-06 02:00 | 0.35038
HydroRiver | 2018-12-06 03:00 | 0.35163
HydroRiver | 2018-12-06 04:00 | 0.3633
HydroRiver | 2018-12-06 05:00 | 0.3715
HydroRiver | 2018-12-06 06:00 | 0.40225
HydroRiver | 2018-12-06 07:00 | 0.4296
HydroRiver | 2018-12-06 08:00 | 0.45821
HydroRiver | 2018-12-06 09:00 | 0.47443
HydroRiver | 2018-12-06 10:00 | 0.45518
HydroRiver | 2018-12-06 11:00 | 0.45126
HydroRiver | 2018-12-06 12:00 | 0.44564
HydroRiver | 2018-12-06 13:00 | 0.43219
HydroRiver | 2018-12-06 14:00 | 0.42051
HydroRiver | 2018-12-06 15:00 | 0.41624
HydroRiver | 2018-12-06 16:00 | 0.43905
HydroRiver | 2018-12-06 17:00 | 0.48895
HydroRiver | 2018-12-06 18:00 | 0.47042
HydroRiver | 2018-12-06 19:00 | 0.43914
HydroRiver | 2018-12-06 20:00 | 0.41526
HydroRiver | 2018-12-06 21:00 | 0.41454
HydroRiver | 2018-12-06 22:00 | 0.4108
HydroRiver | 2018-12-06 23:00 | 0.38986
HydroRiver | 2018-12-07 | 0.37943
HydroRiver | 2018-12-07 01:00 | 0.37569
HydroRiver | 2018-12-07 02:00 | 0.3625
HydroRiver | 2018-12-07 03:00 | 0.35831
HydroRiver | 2018-12-07 04:00 | 0.36081
HydroRiver | 2018-12-07 05:00 | 0.38425
HydroRiver | 2018-12-07 06:00 | 0.4182
HydroRiver | 2018-12-07 07:00 | 0.46801
HydroRiver | 2018-12-07 08:00 | 0.47229
HydroRiver | 2018-12-07 09:00 | 0.45099
HydroRiver | 2018-12-07 10:00 | 0.43317
HydroRiver | 2018-12-07 11:00 | 0.43575
HydroRiver | 2018-12-07 12:00 | 0.4304
HydroRiver | 2018-12-07 13:00 | 0.42016
HydroRiver | 2018-12-07 14:00 | 0.40795
HydroRiver | 2018-12-07 15:00 | 0.39797
HydroRiver | 2018-12-07 16:00 | 0.43388
HydroRiver | 2018-12-07 17:00 | 0.46988
HydroRiver | 2018-12-07 18:00 | 0.45732
HydroRiver | 2018-12-07 19:00 | 0.42622
HydroRiver | 2018-12-07 20:00 | 0.39013
HydroRiver | 2018-12-07 21:00 | 0.38959
HydroRiver | 2018-12-07 22:00 | 0.38861
HydroRiver | 2018-12-07 23:00 | 0.37658
HydroRiver | 2018-12-08 | 0.35662
HydroRiver | 2018-12-08 01:00 | 0.35074
HydroRiver | 2018-12-08 02:00 | 0.34709
HydroRiver | 2018-12-08 03:00 | 0.33604
HydroRiver | 2018-12-08 04:00 | 0.3396
HydroRiver | 2018-12-08 05:00 | 0.34718
HydroRiver | 2018-12-08 06:00 | 0.36936
HydroRiver | 2018-12-08 07:00 | 0.37917
HydroRiver | 2018-12-08 08:00 | 0.37899
HydroRiver | 2018-12-08 09:00 | 0.39351
HydroRiver | 2018-12-08 10:00 | 0.39476
HydroRiver | 2018-12-08 11:00 | 0.38478
HydroRiver | 2018-12-08 12:00 | 0.37168
HydroRiver | 2018-12-08 13:00 | 0.36847
HydroRiver | 2018-12-08 14:00 | 0.37204
HydroRiver | 2018-12-08 15:00 | 0.37186
HydroRiver | 2018-12-08 16:00 | 0.38852
HydroRiver | 2018-12-08 17:00 | 0.42889
HydroRiver | 2018-12-08 18:00 | 0.4337
HydroRiver | 2018-12-08 19:00 | 0.39859
HydroRiver | 2018-12-08 20:00 | 0.36616
HydroRiver | 2018-12-08 21:00 | 0.36393
HydroRiver | 2018-12-08 22:00 | 0.37783
HydroRiver | 2018-12-08 23:00 | 0.34878
HydroRiver | 2018-12-09 | 0.31741
HydroRiver | 2018-12-09 01:00 | 0.30627
HydroRiver | 2018-12-09 02:00 | 0.30841
HydroRiver | 2018-12-09 03:00 | 0.30012
HydroRiver | 2018-12-09 04:00 | 0.29166
HydroRiver | 2018-12-09 05:00 | 0.29763
HydroRiver | 2018-12-09 06:00 | 0.31251
HydroRiver | 2018-12-09 07:00 | 0.32401
HydroRiver | 2018-12-09 08:00 | 0.33096
HydroRiver | 2018-12-09 09:00 | 0.32704
HydroRiver | 2018-12-09 10:00 | 0.34174
HydroRiver | 2018-12-09 11:00 | 0.35439
HydroRiver | 2018-12-09 12:00 | 0.34842
HydroRiver | 2018-12-09 13:00 | 0.35172
HydroRiver | 2018-12-09 14:00 | 0.35279
HydroRiver | 2018-12-09 15:00 | 0.35653
HydroRiver | 2018-12-09 16:00 | 0.365
HydroRiver | 2018-12-09 17:00 | 0.39868
HydroRiver | 2018-12-09 18:00 | 0.41481
HydroRiver | 2018-12-09 19:00 | 0.40171
HydroRiver | 2018-12-09 20:00 | 0.39645
HydroRiver | 2018-12-09 21:00 | 0.39423
HydroRiver | 2018-12-09 22:00 | 0.39351
HydroRiver | 2018-12-09 23:00 | 0.39779
HydroRiver | 2018-12-10 | 0.38095
HydroRiver | 2018-12-10 01:00 | 0.38175
HydroRiver | 2018-12-10 02:00 | 0.37997
HydroRiver | 2018-12-10 03:00 | 0.37533
HydroRiver | 2018-12-10 04:00 | 0.37783
HydroRiver | 2018-12-10 05:00 | 0.3846
HydroRiver | 2018-12-10 06:00 | 0.43085
HydroRiver | 2018-12-10 07:00 | 0.47683
HydroRiver | 2018-12-10 08:00 | 0.45553
HydroRiver | 2018-12-10 09:00 | 0.46382
HydroRiver | 2018-12-10 10:00 | 0.45518
HydroRiver | 2018-12-10 11:00 | 0.44823
HydroRiver | 2018-12-10 12:00 | 0.44983
HydroRiver | 2018-12-10 13:00 | 0.44074
HydroRiver | 2018-12-10 14:00 | 0.43379
HydroRiver | 2018-12-10 15:00 | 0.44217
HydroRiver | 2018-12-10 16:00 | 0.46115
HydroRiver | 2018-12-10 17:00 | 0.46872
HydroRiver | 2018-12-10 18:00 | 0.48307
HydroRiver | 2018-12-10 19:00 | 0.46043
HydroRiver | 2018-12-10 20:00 | 0.43165
HydroRiver | 2018-12-10 21:00 | 0.4214
HydroRiver | 2018-12-10 22:00 | 0.41481
HydroRiver | 2018-12-10 23:00 | 0.40875
HydroRiver | 2018-12-11 | 0.39708
HydroRiver | 2018-12-11 01:00 | 0.38567
HydroRiver | 2018-12-11 02:00 | 0.38041
HydroRiver | 2018-12-11 03:00 | 0.37792
HydroRiver | 2018-12-11 04:00 | 0.38442
HydroRiver | 2018-12-11 05:00 | 0.40109
HydroRiver | 2018-12-11 06:00 | 0.45099
HydroRiver | 2018-12-11 07:00 | 0.47933
HydroRiver | 2018-12-11 08:00 | 0.49572
HydroRiver | 2018-12-11 09:00 | 0.49608
HydroRiver | 2018-12-11 10:00 | 0.47362
HydroRiver | 2018-12-11 11:00 | 0.47059
HydroRiver | 2018-12-11 12:00 | 0.46756
HydroRiver | 2018-12-11 13:00 | 0.45233
HydroRiver | 2018-12-11 14:00 | 0.46685
HydroRiver | 2018-12-11 15:00 | 0.49082
HydroRiver | 2018-12-11 16:00 | 0.5147
HydroRiver | 2018-12-11 17:00 | 0.51791
HydroRiver | 2018-12-11 18:00 | 0.5041
HydroRiver | 2018-12-11 19:00 | 0.48467
HydroRiver | 2018-12-11 20:00 | 0.46008
HydroRiver | 2018-12-11 21:00 | 0.44903
HydroRiver | 2018-12-11 22:00 | 0.43646
HydroRiver | 2018-12-11 23:00 | 0.42167
HydroRiver | 2018-12-12 | 0.41944
HydroRiver | 2018-12-12 01:00 | 0.41918
HydroRiver | 2018-12-12 02:00 | 0.4165
HydroRiver | 2018-12-12 03:00 | 0.41677
HydroRiver | 2018-12-12 04:00 | 0.41686
HydroRiver | 2018-12-12 05:00 | 0.4206
HydroRiver | 2018-12-12 06:00 | 0.47763
HydroRiver | 2018-12-12 07:00 | 0.52299
HydroRiver | 2018-12-12 08:00 | 0.52754
HydroRiver | 2018-12-12 09:00 | 0.52602
HydroRiver | 2018-12-12 10:00 | 0.5016
HydroRiver | 2018-12-12 11:00 | 0.4812
HydroRiver | 2018-12-12 12:00 | 0.48129
HydroRiver | 2018-12-12 13:00 | 0.48815
HydroRiver | 2018-12-12 14:00 | 0.4918
HydroRiver | 2018-12-12 15:00 | 0.5082
HydroRiver | 2018-12-12 16:00 | 0.55765
HydroRiver | 2018-12-12 17:00 | 0.58733
HydroRiver | 2018-12-12 18:00 | 0.54562
HydroRiver | 2018-12-12 19:00 | 0.50267
HydroRiver | 2018-12-12 20:00 | 0.45723
HydroRiver | 2018-12-12 21:00 | 0.43263
HydroRiver | 2018-12-12 22:00 | 0.41935
HydroRiver | 2018-12-12 23:00 | 0.40064
HydroRiver | 2018-12-13 | 0.39262
HydroRiver | 2018-12-13 01:00 | 0.38719
HydroRiver | 2018-12-13 02:00 | 0.37934
HydroRiver | 2018-12-13 03:00 | 0.37275
HydroRiver | 2018-12-13 04:00 | 0.37337
HydroRiver | 2018-12-13 05:00 | 0.39529
HydroRiver | 2018-12-13 06:00 | 0.42443
HydroRiver | 2018-12-13 07:00 | 0.47113
HydroRiver | 2018-12-13 08:00 | 0.48093
HydroRiver | 2018-12-13 09:00 | 0.47621
HydroRiver | 2018-12-13 10:00 | 0.46311
HydroRiver | 2018-12-13 11:00 | 0.45357
HydroRiver | 2018-12-13 12:00 | 0.44092
HydroRiver | 2018-12-13 13:00 | 0.45197
HydroRiver | 2018-12-13 14:00 | 0.46605
HydroRiver | 2018-12-13 15:00 | 0.49456
HydroRiver | 2018-12-13 16:00 | 0.53841
HydroRiver | 2018-12-13 17:00 | 0.572
HydroRiver | 2018-12-13 18:00 | 0.54625
HydroRiver | 2018-12-13 19:00 | 0.49884
HydroRiver | 2018-12-13 20:00 | 0.46444
HydroRiver | 2018-12-13 21:00 | 0.44457
HydroRiver | 2018-12-13 22:00 | 0.43379
HydroRiver | 2018-12-13 23:00 | 0.42265
HydroRiver | 2018-12-14 | 0.39289
HydroRiver | 2018-12-14 01:00 | 0.37418
HydroRiver | 2018-12-14 02:00 | 0.35439
HydroRiver | 2018-12-14 03:00 | 0.35822
HydroRiver | 2018-12-14 04:00
HydroRiver | 2018-12-14 05:00
HydroRiver | 2018-12-14 06:00 | 0.51533
HydroRiver | 2018-12-14 07:00 | 0.54562
HydroRiver | 2018-12-14 08:00 | 0.55659
HydroRiver | 2018-12-14 09:00 | 0.54562
HydroRiver | 2018-12-14 10:00 | 0.53048
HydroRiver | 2018-12-14 11:00 | 0.52344
HydroRiver | 2018-12-14 12:00 | 0.50597
HydroRiver | 2018-12-14 13:00 | 0.49323
HydroRiver | 2018-12-14 14:00 | 0.49929
HydroRiver | 2018-12-14 15:00 | 0.53475
HydroRiver | 2018-12-14 16:00 | 0.58323
HydroRiver | 2018-12-14 17:00 | 0.61344
HydroRiver | 2018-12-14 18:00 | 0.58679
HydroRiver | 2018-12-14 19:00 | 0.52843
HydroRiver | 2018-12-14 20:00 | 0.48164
HydroRiver | 2018-12-14 21:00 | 0.45446
HydroRiver | 2018-12-14 22:00 | 0.44805
HydroRiver | 2018-12-14 23:00 | 0.42336
HydroRiver | 2018-12-15 | 0.40358
HydroRiver | 2018-12-15 01:00 | 0.35288
HydroRiver | 2018-12-15 02:00 | 0.33657
HydroRiver | 2018-12-15 03:00 | 0.33274
HydroRiver | 2018-12-15 04:00 | 0.33238
HydroRiver | 2018-12-15 05:00 | 0.33916
HydroRiver | 2018-12-15 06:00 | 0.37141
HydroRiver | 2018-12-15 07:00 | 0.41356
HydroRiver | 2018-12-15 08:00 | 0.46133
HydroRiver | 2018-12-15 09:00 | 0.47068
HydroRiver | 2018-12-15 10:00 | 0.45357
HydroRiver | 2018-12-15 11:00 | 0.43646
HydroRiver | 2018-12-15 12:00 | 0.4116
HydroRiver | 2018-12-15 13:00 | 0.37899
HydroRiver | 2018-12-15 14:00 | 0.37186
HydroRiver | 2018-12-15 15:00 | 0.37444
HydroRiver | 2018-12-15 16:00 | 0.43103
HydroRiver | 2018-12-15 17:00 | 0.48022
HydroRiver | 2018-12-15 18:00 | 0.46453
HydroRiver | 2018-12-15 19:00 | 0.42951
HydroRiver | 2018-12-15 20:00 | 0.39004
HydroRiver | 2018-12-15 21:00 | 0.39503
HydroRiver | 2018-12-15 22:00 | 0.38986
HydroRiver | 2018-12-15 23:00 | 0.35992
HydroRiver | 2018-12-16 | 0.31608
HydroRiver | 2018-12-16 01:00 | 0.28016
HydroRiver | 2018-12-16 02:00 | 0.26359
HydroRiver | 2018-12-16 03:00 | 0.25958
HydroRiver | 2018-12-16 04:00 | 0.26457
HydroRiver | 2018-12-16 05:00 | 0.27339
HydroRiver | 2018-12-16 06:00 | 0.28836
HydroRiver | 2018-12-16 07:00 | 0.31768
HydroRiver | 2018-12-16 08:00 | 0.35956
HydroRiver | 2018-12-16 09:00 | 0.3846
HydroRiver | 2018-12-16 10:00 | 0.39601
HydroRiver | 2018-12-16 11:00 | 0.39235
HydroRiver | 2018-12-16 12:00 | 0.38318
HydroRiver | 2018-12-16 13:00 | 0.36375
HydroRiver | 2018-12-16 14:00 | 0.36277
HydroRiver | 2018-12-16 15:00 | 0.37444
HydroRiver | 2018-12-16 16:00 | 0.42942
HydroRiver | 2018-12-16 17:00 | 0.45749
HydroRiver | 2018-12-16 18:00 | 0.46551
HydroRiver | 2018-12-16 19:00 | 0.44493
HydroRiver | 2018-12-16 20:00 | 0.41116
HydroRiver | 2018-12-16 21:00 | 0.38344
HydroRiver | 2018-12-16 22:00 | 0.36277
HydroRiver | 2018-12-16 23:00 | 0.31064
HydroRiver | 2018-12-17 | 0.27446
HydroRiver | 2018-12-17 01:00 | 0.2619
HydroRiver | 2018-12-17 02:00 | 0.25976
HydroRiver | 2018-12-17 03:00 | 0.26395
HydroRiver | 2018-12-17 04:00 | 0.28123
HydroRiver | 2018-12-17 05:00 | 0.33916
HydroRiver | 2018-12-17 06:00 | 0.40046
HydroRiver | 2018-12-17 07:00 | 0.47273
HydroRiver | 2018-12-17 08:00 | 0.49929
HydroRiver | 2018-12-17 09:00 | 0.48031
HydroRiver | 2018-12-17 10:00 | 0.45839
HydroRiver | 2018-12-17 11:00 | 0.43335
HydroRiver | 2018-12-17 12:00 | 0.42194
HydroRiver | 2018-12-17 13:00 | 0.40813
HydroRiver | 2018-12-17 14:00 | 0.41748
HydroRiver | 2018-12-17 15:00 | 0.45045
HydroRiver | 2018-12-17 16:00 | 0.50383
HydroRiver | 2018-12-17 17:00 | 0.55017
HydroRiver | 2018-12-17 18:00 | 0.51649
HydroRiver | 2018-12-17 19:00 | 0.4689
HydroRiver | 2018-12-17 20:00 | 0.43299
HydroRiver | 2018-12-17 21:00 | 0.40759
HydroRiver | 2018-12-17 22:00 | 0.39556
HydroRiver | 2018-12-17 23:00 | 0.35127
HydroRiver | 2018-12-18 | 0.30209
HydroRiver | 2018-12-18 01:00 | 0.28542
HydroRiver | 2018-12-18 02:00 | 0.28319
HydroRiver | 2018-12-18 03:00 | 0.28756
HydroRiver | 2018-12-18 04:00 | 0.29977
HydroRiver | 2018-12-18 05:00 | 0.35716
HydroRiver | 2018-12-18 06:00 | 0.43361
HydroRiver | 2018-12-18 07:00 | 0.49581
HydroRiver | 2018-12-18 08:00 | 0.49002
HydroRiver | 2018-12-18 09:00 | 0.4697
HydroRiver | 2018-12-18 10:00 | 0.4452
HydroRiver | 2018-12-18 11:00 | 0.41508
HydroRiver | 2018-12-18 12:00 | 0.39048
HydroRiver | 2018-12-18 13:00 | 0.37961
HydroRiver | 2018-12-18 14:00 | 0.374
HydroRiver | 2018-12-18 15:00 | 0.37631
HydroRiver | 2018-12-18 16:00 | 0.40786
HydroRiver | 2018-12-18 17:00 | 0.44787
HydroRiver | 2018-12-18 18:00 | 0.43878
HydroRiver | 2018-12-18 19:00 | 0.42042
HydroRiver | 2018-12-18 20:00 | 0.39841
HydroRiver | 2018-12-18 21:00 | 0.3846
HydroRiver | 2018-12-18 22:00 | 0.38015
HydroRiver | 2018-12-18 23:00 | 0.3404
HydroRiver | 2018-12-19 | 0.30422
HydroRiver | 2018-12-19 01:00 | 0.30119
HydroRiver | 2018-12-19 02:00 | 0.30137
HydroRiver | 2018-12-19 03:00 | 0.2979
HydroRiver | 2018-12-19 04:00 | 0.29068
HydroRiver | 2018-12-19 05:00 | 0.31385
HydroRiver | 2018-12-19 06:00 | 0.36812
HydroRiver | 2018-12-19 07:00 | 0.41169
HydroRiver | 2018-12-19 08:00 | 0.41784
HydroRiver | 2018-12-19 09:00 | 0.41294
HydroRiver | 2018-12-19 10:00 | 0.39726
HydroRiver | 2018-12-19 11:00 | 0.38015
HydroRiver | 2018-12-19 12:00 | 0.38148
HydroRiver | 2018-12-19 13:00 | 0.39672
HydroRiver | 2018-12-19 14:00 | 0.41107
HydroRiver | 2018-12-19 15:00 | 0.41606
HydroRiver | 2018-12-19 16:00 | 0.45544
HydroRiver | 2018-12-19 17:00 | 0.49127
HydroRiver | 2018-12-19 18:00 | 0.48423
HydroRiver | 2018-12-19 19:00 | 0.46008
HydroRiver | 2018-12-19 20:00 | 0.42791
HydroRiver | 2018-12-19 21:00 | 0.41624
HydroRiver | 2018-12-19 22:00 | 0.3985
HydroRiver | 2018-12-19 23:00 | 0.36482
HydroRiver | 2018-12-20 | 0.33515
HydroRiver | 2018-12-20 01:00 | 0.32418
HydroRiver | 2018-12-20 02:00 | 0.31795
HydroRiver | 2018-12-20 03:00 | 0.31902
HydroRiver | 2018-12-20 04:00 | 0.32677
HydroRiver | 2018-12-20 05:00 | 0.35778
HydroRiver | 2018-12-20 06:00 | 0.42809
HydroRiver | 2018-12-20 07:00 | 0.48102
HydroRiver | 2018-12-20 08:00 | 0.5106
HydroRiver | 2018-12-20 09:00 | 0.50472
HydroRiver | 2018-12-20 10:00 | 0.48218
HydroRiver | 2018-12-20 11:00 | 0.46783
HydroRiver | 2018-12-20 12:00 | 0.43121
HydroRiver | 2018-12-20 13:00 | 0.4165
HydroRiver | 2018-12-20 14:00 | 0.41775
HydroRiver | 2018-12-20 15:00 | 0.42836
HydroRiver | 2018-12-20 16:00 | 0.46142
HydroRiver | 2018-12-20 17:00 | 0.5196
HydroRiver | 2018-12-20 18:00 | 0.5115
HydroRiver | 2018-12-20 19:00 | 0.45669
HydroRiver | 2018-12-20 20:00 | 0.42836
HydroRiver | 2018-12-20 21:00 | 0.42185
HydroRiver | 2018-12-20 22:00 | 0.41517
HydroRiver | 2018-12-20 23:00 | 0.37783
HydroRiver | 2018-12-21 | 0.34218
HydroRiver | 2018-12-21 01:00 | 0.32775
HydroRiver | 2018-12-21 02:00 | 0.32383
HydroRiver | 2018-12-21 03:00 | 0.3241
HydroRiver | 2018-12-21 04:00 | 0.3241
HydroRiver | 2018-12-21 05:00 | 0.34967
HydroRiver | 2018-12-21 06:00 | 0.39984
HydroRiver | 2018-12-21 07:00 | 0.437
HydroRiver | 2018-12-21 08:00 | 0.45313
HydroRiver | 2018-12-21 09:00 | 0.46168
HydroRiver | 2018-12-21 10:00 | 0.46177
HydroRiver | 2018-12-21 11:00 | 0.43985
HydroRiver | 2018-12-21 12:00 | 0.41062
HydroRiver | 2018-12-21 13:00 | 0.38416
HydroRiver | 2018-12-21 14:00 | 0.38924
HydroRiver | 2018-12-21 15:00 | 0.39984
HydroRiver | 2018-12-21 16:00 | 0.43504
HydroRiver | 2018-12-21 17:00 | 0.45839
HydroRiver | 2018-12-21 18:00 | 0.4583
HydroRiver | 2018-12-21 19:00 | 0.43165
HydroRiver | 2018-12-21 20:00 | 0.41864
HydroRiver | 2018-12-21 21:00 | 0.42889
HydroRiver | 2018-12-21 22:00 | 0.43281
HydroRiver | 2018-12-21 23:00 | 0.42007
HydroRiver | 2018-12-22 | 0.40768
HydroRiver | 2018-12-22 01:00 | 0.39886
HydroRiver | 2018-12-22 02:00 | 0.39458
HydroRiver | 2018-12-22 03:00 | 0.39984
HydroRiver | 2018-12-22 04:00 | 0.40385
HydroRiver | 2018-12-22 05:00 | 0.40937
HydroRiver | 2018-12-22 06:00 | 0.42818
HydroRiver | 2018-12-22 07:00 | 0.45642
HydroRiver | 2018-12-22 08:00 | 0.47086
HydroRiver | 2018-12-22 09:00 | 0.47781
HydroRiver | 2018-12-22 10:00 | 0.482
HydroRiver | 2018-12-22 11:00 | 0.47888
HydroRiver | 2018-12-22 12:00 | 0.4673
HydroRiver | 2018-12-22 13:00 | 0.464
HydroRiver | 2018-12-22 14:00 | 0.46525
HydroRiver | 2018-12-22 15:00 | 0.47888
HydroRiver | 2018-12-22 16:00 | 0.50561
HydroRiver | 2018-12-22 17:00 | 0.54865
HydroRiver | 2018-12-22 18:00 | 0.52771
HydroRiver | 2018-12-22 19:00 | 0.50089
HydroRiver | 2018-12-22 20:00 | 0.48699
HydroRiver | 2018-12-22 21:00 | 0.48708
HydroRiver | 2018-12-22 22:00 | 0.48797
HydroRiver | 2018-12-22 23:00 | 0.47255
HydroRiver | 2018-12-23 | 0.46159
HydroRiver | 2018-12-23 01:00 | 0.45001
HydroRiver | 2018-12-23 02:00 | 0.4337
HydroRiver | 2018-12-23 03:00 | 0.42889
HydroRiver | 2018-12-23 04:00 | 0.43317
HydroRiver | 2018-12-23 05:00 | 0.43646
HydroRiver | 2018-12-23 06:00 | 0.44101
HydroRiver | 2018-12-23 07:00 | 0.44261
HydroRiver | 2018-12-23 08:00 | 0.44742
HydroRiver | 2018-12-23 09:00 | 0.4583
HydroRiver | 2018-12-23 10:00 | 0.45963
HydroRiver | 2018-12-23 11:00 | 0.46587
HydroRiver | 2018-12-23 12:00 | 0.46338
HydroRiver | 2018-12-23 13:00 | 0.45776
HydroRiver | 2018-12-23 14:00 | 0.44858
HydroRiver | 2018-12-23 15:00 | 0.44137
HydroRiver | 2018-12-23 16:00 | 0.4632
HydroRiver | 2018-12-23 17:00 | 0.50134
HydroRiver | 2018-12-23 18:00 | 0.52139
HydroRiver | 2018-12-23 19:00 | 0.4984
HydroRiver | 2018-12-23 20:00 | 0.47202
HydroRiver | 2018-12-23 21:00 | 0.45438
HydroRiver | 2018-12-23 22:00 | 0.45776
HydroRiver | 2018-12-23 23:00 | 0.44627
HydroRiver | 2018-12-24 | 0.44243
HydroRiver | 2018-12-24 01:00 | 0.43914
HydroRiver | 2018-12-24 02:00 | 0.43629
HydroRiver | 2018-12-24 03:00 | 0.43147
HydroRiver | 2018-12-24 04:00 | 0.42871
HydroRiver | 2018-12-24 05:00 | 0.43905
HydroRiver | 2018-12-24 06:00 | 0.45241
HydroRiver | 2018-12-24 07:00 | 0.4656
HydroRiver | 2018-12-24 08:00 | 0.48833
HydroRiver | 2018-12-24 09:00 | 0.49055
HydroRiver | 2018-12-24 10:00 | 0.49332
HydroRiver | 2018-12-24 11:00 | 0.49973
HydroRiver | 2018-12-24 12:00 | 0.49724
HydroRiver | 2018-12-24 13:00 | 0.48031
HydroRiver | 2018-12-24 14:00 | 0.48975
HydroRiver | 2018-12-24 15:00 | 0.49813
HydroRiver | 2018-12-24 16:00 | 0.52745
HydroRiver | 2018-12-24 17:00 | 0.54794
HydroRiver | 2018-12-24 18:00 | 0.52442
HydroRiver | 2018-12-24 19:00 | 0.49688
HydroRiver | 2018-12-24 20:00 | 0.47434
HydroRiver | 2018-12-24 21:00 | 0.47781
HydroRiver | 2018-12-24 22:00 | 0.48868
HydroRiver | 2018-12-24 23:00 | 0.4648
HydroRiver | 2018-12-25 | 0.45464
HydroRiver | 2018-12-25 01:00 | 0.45126
HydroRiver | 2018-12-25 02:00 | 0.4452
HydroRiver | 2018-12-25 03:00 | 0.43682
HydroRiver | 2018-12-25 04:00 | 0.42711
HydroRiver | 2018-12-25 05:00 | 0.42301
HydroRiver | 2018-12-25 06:00 | 0.42987
HydroRiver | 2018-12-25 07:00 | 0.43869
HydroRiver | 2018-12-25 08:00 | 0.44208
HydroRiver | 2018-12-25 09:00 | 0.44689
HydroRiver | 2018-12-25 10:00 | 0.44832
HydroRiver | 2018-12-25 11:00 | 0.45402
HydroRiver | 2018-12-25 12:00 | 0.45028
HydroRiver | 2018-12-25 13:00 | 0.44734
HydroRiver | 2018-12-25 14:00 | 0.44555
HydroRiver | 2018-12-25 15:00 | 0.45402
HydroRiver | 2018-12-25 16:00 | 0.47006
HydroRiver | 2018-12-25 17:00 | 0.49011
HydroRiver | 2018-12-25 18:00 | 0.50365
HydroRiver | 2018-12-25 19:00 | 0.49287
HydroRiver | 2018-12-25 20:00 | 0.46658
HydroRiver | 2018-12-25 21:00 | 0.46338
HydroRiver | 2018-12-25 22:00 | 0.44939
HydroRiver | 2018-12-25 23:00 | 0.44502
HydroRiver | 2018-12-26 | 0.44422
HydroRiver | 2018-12-26 01:00 | 0.44431
HydroRiver | 2018-12-26 02:00 | 0.44163
HydroRiver | 2018-12-26 03:00 | 0.43923
HydroRiver | 2018-12-26 04:00 | 0.44092
HydroRiver | 2018-12-26 05:00 | 0.43566
HydroRiver | 2018-12-26 06:00 | 0.44965
HydroRiver | 2018-12-26 07:00 | 0.46658
HydroRiver | 2018-12-26 08:00 | 0.48583
HydroRiver | 2018-12-26 09:00 | 0.49189
HydroRiver | 2018-12-26 10:00 | 0.49911
HydroRiver | 2018-12-26 11:00 | 0.50579
HydroRiver | 2018-12-26 12:00 | 0.49733
HydroRiver | 2018-12-26 13:00 | 0.47826
HydroRiver | 2018-12-26 14:00 | 0.46587
HydroRiver | 2018-12-26 15:00 | 0.47879
HydroRiver | 2018-12-26 16:00 | 0.51622
HydroRiver | 2018-12-26 17:00 | 0.55106
HydroRiver | 2018-12-26 18:00 | 0.54562
HydroRiver | 2018-12-26 19:00 | 0.52629
HydroRiver | 2018-12-26 20:00 | 0.49795
HydroRiver | 2018-12-26 21:00 | 0.49269
HydroRiver | 2018-12-26 22:00 | 0.48325
HydroRiver | 2018-12-26 23:00 | 0.45126
HydroRiver | 2018-12-27 | 0.4452
HydroRiver | 2018-12-27 01:00 | 0.44956
HydroRiver | 2018-12-27 02:00 | 0.43825
HydroRiver | 2018-12-27 03:00 | 0.42853
HydroRiver | 2018-12-27 04:00 | 0.43263
HydroRiver | 2018-12-27 05:00 | 0.4337
HydroRiver | 2018-12-27 06:00 | 0.45901
HydroRiver | 2018-12-27 07:00 | 0.47639
HydroRiver | 2018-12-27 08:00 | 0.48396
HydroRiver | 2018-12-27 09:00 | 0.4795
HydroRiver | 2018-12-27 10:00 | 0.4714
HydroRiver | 2018-12-27 11:00 | 0.47371
HydroRiver | 2018-12-27 12:00 | 0.48138
HydroRiver | 2018-12-27 13:00 | 0.4951
HydroRiver | 2018-12-27 14:00 | 0.5057
HydroRiver | 2018-12-27 15:00 | 0.51221
HydroRiver | 2018-12-27 16:00 | 0.53279
HydroRiver | 2018-12-27 17:00 | 0.55721
HydroRiver | 2018-12-27 18:00 | 0.53965
HydroRiver | 2018-12-27 19:00 | 0.50864
HydroRiver | 2018-12-27 20:00 | 0.47915
HydroRiver | 2018-12-27 21:00 | 0.46329
HydroRiver | 2018-12-27 22:00 | 0.44716
HydroRiver | 2018-12-27 23:00 | 0.42907
HydroRiver | 2018-12-28 | 0.42354
HydroRiver | 2018-12-28 01:00 | 0.42158
HydroRiver | 2018-12-28 02:00 | 0.41713
HydroRiver | 2018-12-28 03:00 | 0.41882
HydroRiver | 2018-12-28 04:00 | 0.42221
HydroRiver | 2018-12-28 05:00 | 0.43147
HydroRiver | 2018-12-28 06:00 | 0.45642
HydroRiver | 2018-12-28 07:00 | 0.46676
HydroRiver | 2018-12-28 08:00 | 0.48458
HydroRiver | 2018-12-28 09:00 | 0.50374
HydroRiver | 2018-12-28 10:00 | 0.50651
HydroRiver | 2018-12-28 11:00 | 0.49153
HydroRiver | 2018-12-28 12:00 | 0.48031
HydroRiver | 2018-12-28 13:00 | 0.46917
HydroRiver | 2018-12-28 14:00 | 0.46159
HydroRiver | 2018-12-28 15:00 | 0.47184
HydroRiver | 2018-12-28 16:00 | 0.50348
HydroRiver | 2018-12-28 17:00 | 0.52531
HydroRiver | 2018-12-28 18:00 | 0.51729
HydroRiver | 2018-12-28 19:00 | 0.48022
HydroRiver | 2018-12-28 20:00 | 0.44395
HydroRiver | 2018-12-28 21:00 | 0.43361
HydroRiver | 2018-12-28 22:00 | 0.43254
HydroRiver | 2018-12-28 23:00 | 0.40857
HydroRiver | 2018-12-29 | 0.38763
HydroRiver | 2018-12-29 01:00 | 0.37426
HydroRiver | 2018-12-29 02:00 | 0.3732
HydroRiver | 2018-12-29 03:00 | 0.37498
HydroRiver | 2018-12-29 04:00 | 0.37703
HydroRiver | 2018-12-29 05:00 | 0.38059
HydroRiver | 2018-12-29 06:00 | 0.38656
HydroRiver | 2018-12-29 07:00 | 0.39039
HydroRiver | 2018-12-29 08:00 | 0.40251
HydroRiver | 2018-12-29 09:00 | 0.40563
HydroRiver | 2018-12-29 10:00 | 0.4067
HydroRiver | 2018-12-29 11:00 | 0.41169
HydroRiver | 2018-12-29 12:00 | 0.39779
HydroRiver | 2018-12-29 13:00 | 0.39431
HydroRiver | 2018-12-29 14:00 | 0.38291
HydroRiver | 2018-12-29 15:00 | 0.38843
HydroRiver | 2018-12-29 16:00 | 0.41739
HydroRiver | 2018-12-29 17:00 | 0.45108
HydroRiver | 2018-12-29 18:00 | 0.44154
HydroRiver | 2018-12-29 19:00 | 0.40634
HydroRiver | 2018-12-29 20:00 | 0.37988
HydroRiver | 2018-12-29 21:00 | 0.37141
HydroRiver | 2018-12-29 22:00 | 0.37079
HydroRiver | 2018-12-29 23:00 | 0.36393
HydroRiver | 2018-12-30 | 0.34842
HydroRiver | 2018-12-30 01:00 | 0.33898
HydroRiver | 2018-12-30 02:00 | 0.32668
HydroRiver | 2018-12-30 03:00 | 0.32133
HydroRiver | 2018-12-30 04:00 | 0.32285
HydroRiver | 2018-12-30 05:00 | 0.32026
HydroRiver | 2018-12-30 06:00 | 0.32427
HydroRiver | 2018-12-30 07:00 | 0.32793
HydroRiver | 2018-12-30 08:00 | 0.34236
HydroRiver | 2018-12-30 09:00 | 0.34548
HydroRiver | 2018-12-30 10:00 | 0.33523
HydroRiver | 2018-12-30 11:00 | 0.33755
HydroRiver | 2018-12-30 12:00 | 0.33764
HydroRiver | 2018-12-30 13:00 | 0.32748
HydroRiver | 2018-12-30 14:00 | 0.30984
HydroRiver | 2018-12-30 15:00 | 0.31447
HydroRiver | 2018-12-30 16:00 | 0.36936
HydroRiver | 2018-12-30 17:00 | 0.43664
HydroRiver | 2018-12-30 18:00 | 0.44778
HydroRiver | 2018-12-30 19:00 | 0.43388
HydroRiver | 2018-12-30 20:00 | 0.39806
HydroRiver | 2018-12-30 21:00 | 0.38915
HydroRiver | 2018-12-30 22:00 | 0.36161
HydroRiver | 2018-12-30 23:00 | 0.33229
HydroRiver | 2018-12-31 | 0.29923
HydroRiver | 2018-12-31 01:00 | 0.27508
HydroRiver | 2018-12-31 02:00 | 0.26368
HydroRiver | 2018-12-31 03:00 | 0.2635
HydroRiver | 2018-12-31 04:00 | 0.26341
HydroRiver | 2018-12-31 05:00 | 0.27437
HydroRiver | 2018-12-31 06:00 | 0.30788
HydroRiver | 2018-12-31 07:00 | 0.33764
HydroRiver | 2018-12-31 08:00 | 0.36526
HydroRiver | 2018-12-31 09:00 | 0.36455
HydroRiver | 2018-12-31 10:00 | 0.35831
HydroRiver | 2018-12-31 11:00 | 0.37667
HydroRiver | 2018-12-31 12:00 | 0.37917
HydroRiver | 2018-12-31 13:00 | 0.36785
HydroRiver | 2018-12-31 14:00 | 0.3625
HydroRiver | 2018-12-31 15:00 | 0.36624
HydroRiver | 2018-12-31 16:00 | 0.40991
HydroRiver | 2018-12-31 17:00 | 0.4296
HydroRiver | 2018-12-31 18:00 | 0.41
HydroRiver | 2018-12-31 19:00 | 0.37275
HydroRiver | 2018-12-31 20:00 | 0.35315
HydroRiver | 2018-12-31 21:00 | 0.34423
HydroRiver | 2018-12-31 22:00 | 0.32427
HydroRiver | 2018-12-31 23:00 | 0.31652
2018-01-01
2018-01-01 01:00
2018-01-01 02:00
2018-01-01 03:00
2018-01-01 04:00
2018-01-01 05:00
2018-01-01 06:00
2018-01-01 07:00
2018-01-01 08:00
2018-01-01 09:00
2018-01-01 10:00
2018-01-01 11:00
2018-01-01 12:00
2018-01-01 13:00
2018-01-01 14:00
2018-01-01 15:00
2018-01-01 16:00
2018-01-01 17:00
2018-01-01 18:00
2018-01-01 19:00
2018-01-01 20:00
2018-01-01 21:00
2018-01-01 22:00
2018-01-01 23:00
2018-01-02
2018-01-02 01:00
2018-01-02 02:00
2018-01-02 03:00
2018-01-02 04:00
2018-01-02 05:00
2018-01-02 06:00
2018-01-02 07:00
2018-01-02 08:00
2018-01-02 09:00
2018-01-02 10:00
2018-01-02 11:00
2018-01-02 12:00
2018-01-02 13:00
2018-01-02 14:00
2018-01-02 15:00
2018-01-02 16:00
2018-01-02 17:00
2018-01-02 18:00
2018-01-02 19:00
2018-01-02 20:00
2018-01-02 21:00
2018-01-02 22:00
2018-01-02 23:00
2018-01-03
2018-01-03 01:00
2018-01-03 02:00
2018-01-03 03:00
2018-01-03 04:00
2018-01-03 05:00
2018-01-03 06:00
2018-01-03 07:00
2018-01-03 08:00
2018-01-03 09:00
2018-01-03 10:00
2018-01-03 11:00
2018-01-03 12:00
2018-01-03 13:00
2018-01-03 14:00
2018-01-03 15:00
2018-01-03 16:00
2018-01-03 17:00
2018-01-03 18:00
2018-01-03 19:00
2018-01-03 20:00
2018-01-03 21:00
2018-01-03 22:00
2018-01-03 23:00
2018-01-04
2018-01-04 01:00
2018-01-04 02:00
2018-01-04 03:00
2018-01-04 04:00
2018-01-04 05:00
2018-01-04 06:00
2018-01-04 07:00
2018-01-04 08:00
2018-01-04 09:00
2018-01-04 10:00
2018-01-04 11:00
2018-01-04 12:00
2018-01-04 13:00
2018-01-04 14:00
2018-01-04 15:00
2018-01-04 16:00
2018-01-04 17:00
2018-01-04 18:00
2018-01-04 19:00
2018-01-04 20:00
2018-01-04 21:00
2018-01-04 22:00
2018-01-04 23:00
2018-01-05
2018-01-05 01:00
2018-01-05 02:00
2018-01-05 03:00
2018-01-05 04:00
2018-01-05 05:00
2018-01-05 06:00
2018-01-05 07:00
2018-01-05 08:00
2018-01-05 09:00
2018-01-05 10:00
2018-01-05 11:00
2018-01-05 12:00
2018-01-05 13:00
2018-01-05 14:00
2018-01-05 15:00
2018-01-05 16:00
2018-01-05 17:00
2018-01-05 18:00
2018-01-05 19:00
2018-01-05 20:00
2018-01-05 21:00
2018-01-05 22:00
2018-01-05 23:00
2018-01-06
2018-01-06 01:00
2018-01-06 02:00
2018-01-06 03:00
2018-01-06 04:00
2018-01-06 05:00
2018-01-06 06:00
2018-01-06 07:00
2018-01-06 08:00
2018-01-06 09:00
2018-01-06 10:00
2018-01-06 11:00
2018-01-06 12:00
2018-01-06 13:00
2018-01-06 14:00
2018-01-06 15:00
2018-01-06 16:00
2018-01-06 17:00
2018-01-06 18:00
2018-01-06 19:00
2018-01-06 20:00
2018-01-06 21:00
2018-01-06 22:00
2018-01-06 23:00
2018-01-07
2018-01-07 01:00
2018-01-07 02:00
2018-01-07 03:00
2018-01-07 04:00
2018-01-07 05:00
2018-01-07 06:00
2018-01-07 07:00
2018-01-07 08:00
2018-01-07 09:00
2018-01-07 10:00
2018-01-07 11:00
2018-01-07 12:00
2018-01-07 13:00
2018-01-07 14:00
2018-01-07 15:00
2018-01-07 16:00
2018-01-07 17:00
2018-01-07 18:00
2018-01-07 19:00
2018-01-07 20:00
2018-01-07 21:00
2018-01-07 22:00
2018-01-07 23:00
2018-01-08
2018-01-08 01:00
2018-01-08 02:00
2018-01-08 03:00
2018-01-08 04:00
2018-01-08 05:00
2018-01-08 06:00
2018-01-08 07:00
2018-01-08 08:00
2018-01-08 09:00
2018-01-08 10:00
2018-01-08 11:00
2018-01-08 12:00
2018-01-08 13:00
2018-01-08 14:00
2018-01-08 15:00
2018-01-08 16:00
2018-01-08 17:00
2018-01-08 18:00
2018-01-08 19:00
2018-01-08 20:00
2018-01-08 21:00
2018-01-08 22:00
2018-01-08 23:00
2018-01-09
2018-01-09 01:00
2018-01-09 02:00
2018-01-09 03:00
2018-01-09 04:00
2018-01-09 05:00
2018-01-09 06:00
2018-01-09 07:00
2018-01-09 08:00
2018-01-09 09:00
2018-01-09 10:00
2018-01-09 11:00
2018-01-09 12:00
2018-01-09 13:00
2018-01-09 14:00
2018-01-09 15:00
2018-01-09 16:00
2018-01-09 17:00
2018-01-09 18:00
2018-01-09 19:00
2018-01-09 20:00
2018-01-09 21:00
2018-01-09 22:00
2018-01-09 23:00
2018-01-10
2018-01-10 01:00
2018-01-10 02:00
2018-01-10 03:00
2018-01-10 04:00
2018-01-10 05:00
2018-01-10 06:00
2018-01-10 07:00
2018-01-10 08:00
2018-01-10 09:00
2018-01-10 10:00
2018-01-10 11:00
2018-01-10 12:00
2018-01-10 13:00
2018-01-10 14:00
2018-01-10 15:00
2018-01-10 16:00
2018-01-10 17:00
2018-01-10 18:00
2018-01-10 19:00
2018-01-10 20:00
2018-01-10 21:00
2018-01-10 22:00
2018-01-10 23:00
2018-01-11
2018-01-11 01:00
2018-01-11 02:00
2018-01-11 03:00
2018-01-11 04:00
2018-01-11 05:00
2018-01-11 06:00
2018-01-11 07:00
2018-01-11 08:00
2018-01-11 09:00
2018-01-11 10:00
2018-01-11 11:00
2018-01-11 12:00
2018-01-11 13:00
2018-01-11 14:00
2018-01-11 15:00
2018-01-11 16:00
2018-01-11 17:00
2018-01-11 18:00
2018-01-11 19:00
2018-01-11 20:00
2018-01-11 21:00
2018-01-11 22:00
2018-01-11 23:00
2018-01-12
2018-01-12 01:00
2018-01-12 02:00
2018-01-12 03:00
2018-01-12 04:00
2018-01-12 05:00
2018-01-12 06:00
2018-01-12 07:00
2018-01-12 08:00
2018-01-12 09:00
2018-01-12 10:00
2018-01-12 11:00
2018-01-12 12:00
2018-01-12 13:00
2018-01-12 14:00
2018-01-12 15:00
2018-01-12 16:00
2018-01-12 17:00
2018-01-12 18:00
2018-01-12 19:00
2018-01-12 20:00
2018-01-12 21:00
2018-01-12 22:00
2018-01-12 23:00
2018-01-13
2018-01-13 01:00
2018-01-13 02:00
2018-01-13 03:00
2018-01-13 04:00
2018-01-13 05:00
2018-01-13 06:00
2018-01-13 07:00
2018-01-13 08:00
2018-01-13 09:00
2018-01-13 10:00
2018-01-13 11:00
2018-01-13 12:00
2018-01-13 13:00
2018-01-13 14:00
2018-01-13 15:00
2018-01-13 16:00
2018-01-13 17:00
2018-01-13 18:00
2018-01-13 19:00
2018-01-13 20:00
2018-01-13 21:00
2018-01-13 22:00
2018-01-13 23:00
2018-01-14
2018-01-14 01:00
2018-01-14 02:00
2018-01-14 03:00
2018-01-14 04:00
2018-01-14 05:00
2018-01-14 06:00
2018-01-14 07:00
2018-01-14 08:00
2018-01-14 09:00
2018-01-14 10:00
2018-01-14 11:00
2018-01-14 12:00
2018-01-14 13:00
2018-01-14 14:00
2018-01-14 15:00
2018-01-14 16:00
2018-01-14 17:00
2018-01-14 18:00
2018-01-14 19:00
2018-01-14 20:00
2018-01-14 21:00
2018-01-14 22:00
2018-01-14 23:00
2018-01-15
2018-01-15 01:00
2018-01-15 02:00
2018-01-15 03:00
2018-01-15 04:00
2018-01-15 05:00
2018-01-15 06:00
2018-01-15 07:00
2018-01-15 08:00
2018-01-15 09:00
2018-01-15 10:00
2018-01-15 11:00
2018-01-15 12:00
2018-01-15 13:00
2018-01-15 14:00
2018-01-15 15:00
2018-01-15 16:00
2018-01-15 17:00
2018-01-15 18:00
2018-01-15 19:00
2018-01-15 20:00
2018-01-15 21:00
2018-01-15 22:00
2018-01-15 23:00
2018-01-16
2018-01-16 01:00
2018-01-16 02:00
2018-01-16 03:00
2018-01-16 04:00
2018-01-16 05:00
2018-01-16 06:00
2018-01-16 07:00
2018-01-16 08:00
2018-01-16 09:00
2018-01-16 10:00
2018-01-16 11:00
2018-01-16 12:00
2018-01-16 13:00
2018-01-16 14:00
2018-01-16 15:00
2018-01-16 16:00
2018-01-16 17:00
2018-01-16 18:00
2018-01-16 19:00
2018-01-16 20:00
2018-01-16 21:00
2018-01-16 22:00
2018-01-16 23:00
2018-01-17
2018-01-17 01:00
2018-01-17 02:00
2018-01-17 03:00
2018-01-17 04:00
2018-01-17 05:00
2018-01-17 06:00
2018-01-17 07:00
2018-01-17 08:00
2018-01-17 09:00
2018-01-17 10:00
2018-01-17 11:00
2018-01-17 12:00
2018-01-17 13:00
2018-01-17 14:00
2018-01-17 15:00
2018-01-17 16:00
2018-01-17 17:00
2018-01-17 18:00
2018-01-17 19:00
2018-01-17 20:00
2018-01-17 21:00
2018-01-17 22:00
2018-01-17 23:00
2018-01-18
2018-01-18 01:00
2018-01-18 02:00
2018-01-18 03:00
2018-01-18 04:00
2018-01-18 05:00
2018-01-18 06:00
2018-01-18 07:00
2018-01-18 08:00
2018-01-18 09:00
2018-01-18 10:00
2018-01-18 11:00
2018-01-18 12:00
2018-01-18 13:00
2018-01-18 14:00
2018-01-18 15:00
2018-01-18 16:00
2018-01-18 17:00
2018-01-18 18:00
2018-01-18 19:00
2018-01-18 20:00
2018-01-18 21:00
2018-01-18 22:00
2018-01-18 23:00
2018-01-19
2018-01-19 01:00
2018-01-19 02:00
2018-01-19 03:00
2018-01-19 04:00
2018-01-19 05:00
2018-01-19 06:00
2018-01-19 07:00
2018-01-19 08:00
2018-01-19 09:00
2018-01-19 10:00
2018-01-19 11:00
2018-01-19 12:00
2018-01-19 13:00
2018-01-19 14:00
2018-01-19 15:00
2018-01-19 16:00
2018-01-19 17:00
2018-01-19 18:00
2018-01-19 19:00
2018-01-19 20:00
2018-01-19 21:00
2018-01-19 22:00
2018-01-19 23:00
2018-01-20
2018-01-20 01:00
2018-01-20 02:00
2018-01-20 03:00
2018-01-20 04:00
2018-01-20 05:00
2018-01-20 06:00
2018-01-20 07:00
2018-01-20 08:00
2018-01-20 09:00
2018-01-20 10:00
2018-01-20 11:00
2018-01-20 12:00
2018-01-20 13:00
2018-01-20 14:00
2018-01-20 15:00
2018-01-20 16:00
2018-01-20 17:00
2018-01-20 18:00
2018-01-20 19:00
2018-01-20 20:00
2018-01-20 21:00
2018-01-20 22:00
2018-01-20 23:00
2018-01-21
2018-01-21 01:00
2018-01-21 02:00
2018-01-21 03:00
2018-01-21 04:00
2018-01-21 05:00
2018-01-21 06:00
2018-01-21 07:00
2018-01-21 08:00
2018-01-21 09:00
2018-01-21 10:00
2018-01-21 11:00
2018-01-21 12:00
2018-01-21 13:00
2018-01-21 14:00
2018-01-21 15:00
2018-01-21 16:00
2018-01-21 17:00
2018-01-21 18:00
2018-01-21 19:00
2018-01-21 20:00
2018-01-21 21:00
2018-01-21 22:00
2018-01-21 23:00
2018-01-22
2018-01-22 01:00
2018-01-22 02:00
2018-01-22 03:00
2018-01-22 04:00
2018-01-22 05:00
2018-01-22 06:00
2018-01-22 07:00
2018-01-22 08:00
2018-01-22 09:00
2018-01-22 10:00
2018-01-22 11:00
2018-01-22 12:00
2018-01-22 13:00
2018-01-22 14:00
2018-01-22 15:00
2018-01-22 16:00
2018-01-22 17:00
2018-01-22 18:00
2018-01-22 19:00
2018-01-22 20:00
2018-01-22 21:00
2018-01-22 22:00
2018-01-22 23:00
2018-01-23
2018-01-23 01:00
2018-01-23 02:00
2018-01-23 03:00
2018-01-23 04:00
2018-01-23 05:00
2018-01-23 06:00
2018-01-23 07:00
2018-01-23 08:00
2018-01-23 09:00
2018-01-23 10:00
2018-01-23 11:00
2018-01-23 12:00
2018-01-23 13:00
2018-01-23 14:00
2018-01-23 15:00
2018-01-23 16:00
2018-01-23 17:00
2018-01-23 18:00
2018-01-23 19:00
2018-01-23 20:00
2018-01-23 21:00
2018-01-23 22:00
2018-01-23 23:00
2018-01-24
2018-01-24 01:00
2018-01-24 02:00
2018-01-24 03:00
2018-01-24 04:00
2018-01-24 05:00
2018-01-24 06:00
2018-01-24 07:00
2018-01-24 08:00
2018-01-24 09:00
2018-01-24 10:00
2018-01-24 11:00
2018-01-24 12:00
2018-01-24 13:00
2018-01-24 14:00
2018-01-24 15:00
2018-01-24 16:00
2018-01-24 17:00
2018-01-24 18:00
2018-01-24 19:00
2018-01-24 20:00
2018-01-24 21:00
2018-01-24 22:00
2018-01-24 23:00
2018-01-25
2018-01-25 01:00
2018-01-25 02:00
2018-01-25 03:00
2018-01-25 04:00
2018-01-25 05:00
2018-01-25 06:00
2018-01-25 07:00
2018-01-25 08:00
2018-01-25 09:00
2018-01-25 10:00
2018-01-25 11:00
2018-01-25 12:00
2018-01-25 13:00
2018-01-25 14:00
2018-01-25 15:00
2018-01-25 16:00
2018-01-25 17:00
2018-01-25 18:00
2018-01-25 19:00
2018-01-25 20:00
2018-01-25 21:00
2018-01-25 22:00
2018-01-25 23:00
2018-01-26
2018-01-26 01:00
2018-01-26 02:00
2018-01-26 03:00
2018-01-26 04:00
2018-01-26 05:00
2018-01-26 06:00
2018-01-26 07:00
2018-01-26 08:00
2018-01-26 09:00
2018-01-26 10:00
2018-01-26 11:00
2018-01-26 12:00
2018-01-26 13:00
2018-01-26 14:00
2018-01-26 15:00
2018-01-26 16:00
2018-01-26 17:00
2018-01-26 18:00
2018-01-26 19:00
2018-01-26 20:00
2018-01-26 21:00
2018-01-26 22:00
2018-01-26 23:00
2018-01-27
2018-01-27 01:00
2018-01-27 02:00
2018-01-27 03:00
2018-01-27 04:00
2018-01-27 05:00
2018-01-27 06:00
2018-01-27 07:00
2018-01-27 08:00
2018-01-27 09:00
2018-01-27 10:00
2018-01-27 11:00
2018-01-27 12:00
2018-01-27 13:00
2018-01-27 14:00
2018-01-27 15:00
2018-01-27 16:00
2018-01-27 17:00
2018-01-27 18:00
2018-01-27 19:00
2018-01-27 20:00
2018-01-27 21:00
2018-01-27 22:00
2018-01-27 23:00
2018-01-28
2018-01-28 01:00
2018-01-28 02:00
2018-01-28 03:00
2018-01-28 04:00
2018-01-28 05:00
2018-01-28 06:00
2018-01-28 07:00
2018-01-28 08:00
2018-01-28 09:00
2018-01-28 10:00
2018-01-28 11:00
2018-01-28 12:00
2018-01-28 13:00
2018-01-28 14:00
2018-01-28 15:00
2018-01-28 16:00
2018-01-28 17:00
2018-01-28 18:00
2018-01-28 19:00
2018-01-28 20:00
2018-01-28 21:00
2018-01-28 22:00
2018-01-28 23:00
2018-01-29
2018-01-29 01:00
2018-01-29 02:00
2018-01-29 03:00
2018-01-29 04:00
2018-01-29 05:00
2018-01-29 06:00
2018-01-29 07:00
2018-01-29 08:00
2018-01-29 09:00
2018-01-29 10:00
2018-01-29 11:00
2018-01-29 12:00
2018-01-29 13:00
2018-01-29 14:00
2018-01-29 15:00
2018-01-29 16:00
2018-01-29 17:00
2018-01-29 18:00
2018-01-29 19:00
2018-01-29 20:00
2018-01-29 21:00
2018-01-29 22:00
2018-01-29 23:00
2018-01-30
2018-01-30 01:00
2018-01-30 02:00
2018-01-30 03:00
2018-01-30 04:00
2018-01-30 05:00
2018-01-30 06:00
2018-01-30 07:00
2018-01-30 08:00
2018-01-30 09:00
2018-01-30 10:00
2018-01-30 11:00
2018-01-30 12:00
2018-01-30 13:00
2018-01-30 14:00
2018-01-30 15:00
2018-01-30 16:00
2018-01-30 17:00
2018-01-30 18:00
2018-01-30 19:00
2018-01-30 20:00
2018-01-30 21:00
2018-01-30 22:00
2018-01-30 23:00
2018-01-31
2018-01-31 01:00
2018-01-31 02:00
2018-01-31 03:00
2018-01-31 04:00
2018-01-31 05:00
2018-01-31 06:00
2018-01-31 07:00
2018-01-31 08:00
2018-01-31 09:00
2018-01-31 10:00
2018-01-31 11:00
2018-01-31 12:00
2018-01-31 13:00
2018-01-31 14:00
2018-01-31 15:00
2018-01-31 16:00
2018-01-31 17:00
2018-01-31 18:00
2018-01-31 19:00
2018-01-31 20:00
2018-01-31 21:00
2018-01-31 22:00
2018-01-31 23:00
2018-02-01
2018-02-01 01:00
2018-02-01 02:00
2018-02-01 03:00
2018-02-01 04:00
2018-02-01 05:00
2018-02-01 06:00
2018-02-01 07:00
2018-02-01 08:00
2018-02-01 09:00
2018-02-01 10:00
2018-02-01 11:00
2018-02-01 12:00
2018-02-01 13:00
2018-02-01 14:00
2018-02-01 15:00
2018-02-01 16:00
2018-02-01 17:00
2018-02-01 18:00
2018-02-01 19:00
2018-02-01 20:00
2018-02-01 21:00
2018-02-01 22:00
2018-02-01 23:00
2018-02-02
2018-02-02 01:00
2018-02-02 02:00
2018-02-02 03:00
2018-02-02 04:00
2018-02-02 05:00
2018-02-02 06:00
2018-02-02 07:00
2018-02-02 08:00
2018-02-02 09:00
2018-02-02 10:00
2018-02-02 11:00
2018-02-02 12:00
2018-02-02 13:00
2018-02-02 14:00
2018-02-02 15:00
2018-02-02 16:00
2018-02-02 17:00
2018-02-02 18:00
2018-02-02 19:00
2018-02-02 20:00
2018-02-02 21:00
2018-02-02 22:00
2018-02-02 23:00
2018-02-03
2018-02-03 01:00
2018-02-03 02:00
2018-02-03 03:00
2018-02-03 04:00
2018-02-03 05:00
2018-02-03 06:00
2018-02-03 07:00
2018-02-03 08:00
2018-02-03 09:00
2018-02-03 10:00
2018-02-03 11:00
2018-02-03 12:00
2018-02-03 13:00
2018-02-03 14:00
2018-02-03 15:00
2018-02-03 16:00
2018-02-03 17:00
2018-02-03 18:00
2018-02-03 19:00
2018-02-03 20:00
2018-02-03 21:00
2018-02-03 22:00
2018-02-03 23:00
2018-02-04
2018-02-04 01:00
2018-02-04 02:00
2018-02-04 03:00
2018-02-04 04:00
2018-02-04 05:00
2018-02-04 06:00
2018-02-04 07:00
2018-02-04 08:00
2018-02-04 09:00
2018-02-04 10:00
2018-02-04 11:00
2018-02-04 12:00
2018-02-04 13:00
2018-02-04 14:00
2018-02-04 15:00
2018-02-04 16:00
2018-02-04 17:00
2018-02-04 18:00
2018-02-04 19:00
2018-02-04 20:00
2018-02-04 21:00
2018-02-04 22:00
2018-02-04 23:00
2018-02-05
2018-02-05 01:00
2018-02-05 02:00
2018-02-05 03:00
2018-02-05 04:00
2018-02-05 05:00
2018-02-05 06:00
2018-02-05 07:00
2018-02-05 08:00
2018-02-05 09:00
2018-02-05 10:00
2018-02-05 11:00
2018-02-05 12:00
2018-02-05 13:00
2018-02-05 14:00
2018-02-05 15:00
2018-02-05 16:00
2018-02-05 17:00
2018-02-05 18:00
2018-02-05 19:00
2018-02-05 20:00
2018-02-05 21:00
2018-02-05 22:00
2018-02-05 23:00
2018-02-06
2018-02-06 01:00
2018-02-06 02:00
2018-02-06 03:00
2018-02-06 04:00
2018-02-06 05:00
2018-02-06 06:00
2018-02-06 07:00
2018-02-06 08:00
2018-02-06 09:00
2018-02-06 10:00
2018-02-06 11:00
2018-02-06 12:00
2018-02-06 13:00
2018-02-06 14:00
2018-02-06 15:00
2018-02-06 16:00
2018-02-06 17:00
2018-02-06 18:00
2018-02-06 19:00
2018-02-06 20:00
2018-02-06 21:00
2018-02-06 22:00
2018-02-06 23:00
2018-02-07
2018-02-07 01:00
2018-02-07 02:00
2018-02-07 03:00
2018-02-07 04:00
2018-02-07 05:00
2018-02-07 06:00
2018-02-07 07:00
2018-02-07 08:00
2018-02-07 09:00
2018-02-07 10:00
2018-02-07 11:00
2018-02-07 12:00
2018-02-07 13:00
2018-02-07 14:00
2018-02-07 15:00
2018-02-07 16:00
2018-02-07 17:00
2018-02-07 18:00
2018-02-07 19:00
2018-02-07 20:00
2018-02-07 21:00
2018-02-07 22:00
2018-02-07 23:00
2018-02-08
2018-02-08 01:00
2018-02-08 02:00
2018-02-08 03:00
2018-02-08 04:00
2018-02-08 05:00
2018-02-08 06:00
2018-02-08 07:00
2018-02-08 08:00
2018-02-08 09:00
2018-02-08 10:00
2018-02-08 11:00
2018-02-08 12:00
2018-02-08 13:00
2018-02-08 14:00
2018-02-08 15:00
2018-02-08 16:00
2018-02-08 17:00
2018-02-08 18:00
2018-02-08 19:00
2018-02-08 20:00
2018-02-08 21:00
2018-02-08 22:00
2018-02-08 23:00
2018-02-09
2018-02-09 01:00
2018-02-09 02:00
2018-02-09 03:00
2018-02-09 04:00
2018-02-09 05:00
2018-02-09 06:00
2018-02-09 07:00
2018-02-09 08:00
2018-02-09 09:00
2018-02-09 10:00
2018-02-09 11:00
2018-02-09 12:00
2018-02-09 13:00
2018-02-09 14:00
2018-02-09 15:00
2018-02-09 16:00
2018-02-09 17:00
2018-02-09 18:00
2018-02-09 19:00
2018-02-09 20:00
2018-02-09 21:00
2018-02-09 22:00
2018-02-09 23:00
2018-02-10
2018-02-10 01:00
2018-02-10 02:00
2018-02-10 03:00
2018-02-10 04:00
2018-02-10 05:00
2018-02-10 06:00
2018-02-10 07:00
2018-02-10 08:00
2018-02-10 09:00
2018-02-10 10:00
2018-02-10 11:00
2018-02-10 12:00
2018-02-10 13:00
2018-02-10 14:00
2018-02-10 15:00
2018-02-10 16:00
2018-02-10 17:00
2018-02-10 18:00
2018-02-10 19:00
2018-02-10 20:00
2018-02-10 21:00
2018-02-10 22:00
2018-02-10 23:00
2018-02-11
2018-02-11 01:00
2018-02-11 02:00
2018-02-11 03:00
2018-02-11 04:00
2018-02-11 05:00
2018-02-11 06:00
2018-02-11 07:00
2018-02-11 08:00
2018-02-11 09:00
2018-02-11 10:00
2018-02-11 11:00
2018-02-11 12:00
2018-02-11 13:00
2018-02-11 14:00
2018-02-11 15:00
2018-02-11 16:00
2018-02-11 17:00
2018-02-11 18:00
2018-02-11 19:00
2018-02-11 20:00
2018-02-11 21:00
2018-02-11 22:00
2018-02-11 23:00
2018-02-12
2018-02-12 01:00
2018-02-12 02:00
2018-02-12 03:00
2018-02-12 04:00
2018-02-12 05:00
2018-02-12 06:00
2018-02-12 07:00
2018-02-12 08:00
2018-02-12 09:00
2018-02-12 10:00
2018-02-12 11:00
2018-02-12 12:00
2018-02-12 13:00
2018-02-12 14:00
2018-02-12 15:00
2018-02-12 16:00
2018-02-12 17:00
2018-02-12 18:00
2018-02-12 19:00
2018-02-12 20:00
2018-02-12 21:00
2018-02-12 22:00
2018-02-12 23:00
2018-02-13
2018-02-13 01:00
2018-02-13 02:00
2018-02-13 03:00
2018-02-13 04:00
2018-02-13 05:00
2018-02-13 06:00
2018-02-13 07:00
2018-02-13 08:00
2018-02-13 09:00
2018-02-13 10:00
2018-02-13 11:00
2018-02-13 12:00
2018-02-13 13:00
2018-02-13 14:00
2018-02-13 15:00
2018-02-13 16:00
2018-02-13 17:00
2018-02-13 18:00
2018-02-13 19:00
2018-02-13 20:00
2018-02-13 21:00
2018-02-13 22:00
2018-02-13 23:00
2018-02-14
2018-02-14 01:00
2018-02-14 02:00
2018-02-14 03:00
2018-02-14 04:00
2018-02-14 05:00
2018-02-14 06:00
2018-02-14 07:00
2018-02-14 08:00
2018-02-14 09:00
2018-02-14 10:00
2018-02-14 11:00
2018-02-14 12:00
2018-02-14 13:00
2018-02-14 14:00
2018-02-14 15:00
2018-02-14 16:00
2018-02-14 17:00
2018-02-14 18:00
2018-02-14 19:00
2018-02-14 20:00
2018-02-14 21:00
2018-02-14 22:00
2018-02-14 23:00
2018-02-15
2018-02-15 01:00
2018-02-15 02:00
2018-02-15 03:00
2018-02-15 04:00
2018-02-15 05:00
2018-02-15 06:00
2018-02-15 07:00
2018-02-15 08:00
2018-02-15 09:00
2018-02-15 10:00
2018-02-15 11:00
2018-02-15 12:00
2018-02-15 13:00
2018-02-15 14:00
2018-02-15 15:00
2018-02-15 16:00
2018-02-15 17:00
2018-02-15 18:00
2018-02-15 19:00
2018-02-15 20:00
2018-02-15 21:00
2018-02-15 22:00
2018-02-15 23:00
2018-02-16
2018-02-16 01:00
2018-02-16 02:00
2018-02-16 03:00
2018-02-16 04:00
2018-02-16 05:00
2018-02-16 06:00
2018-02-16 07:00
2018-02-16 08:00
2018-02-16 09:00
2018-02-16 10:00
2018-02-16 11:00
2018-02-16 12:00
2018-02-16 13:00
2018-02-16 14:00
2018-02-16 15:00
2018-02-16 16:00
2018-02-16 17:00
2018-02-16 18:00
2018-02-16 19:00
2018-02-16 20:00
2018-02-16 21:00
2018-02-16 22:00
2018-02-16 23:00
2018-02-17
2018-02-17 01:00
2018-02-17 02:00
2018-02-17 03:00
2018-02-17 04:00
2018-02-17 05:00
2018-02-17 06:00
2018-02-17 07:00
2018-02-17 08:00
2018-02-17 09:00
2018-02-17 10:00
2018-02-17 11:00
2018-02-17 12:00
2018-02-17 13:00
2018-02-17 14:00
2018-02-17 15:00
2018-02-17 16:00
2018-02-17 17:00
2018-02-17 18:00
2018-02-17 19:00
2018-02-17 20:00
2018-02-17 21:00
2018-02-17 22:00
2018-02-17 23:00
2018-02-18
2018-02-18 01:00
2018-02-18 02:00
2018-02-18 03:00
2018-02-18 04:00
2018-02-18 05:00
2018-02-18 06:00
2018-02-18 07:00
2018-02-18 08:00
2018-02-18 09:00
2018-02-18 10:00
2018-02-18 11:00
2018-02-18 12:00
2018-02-18 13:00
2018-02-18 14:00
2018-02-18 15:00
2018-02-18 16:00
2018-02-18 17:00
2018-02-18 18:00
2018-02-18 19:00
2018-02-18 20:00
2018-02-18 21:00
2018-02-18 22:00
2018-02-18 23:00
2018-02-19
2018-02-19 01:00
2018-02-19 02:00
2018-02-19 03:00
2018-02-19 04:00
2018-02-19 05:00
2018-02-19 06:00
2018-02-19 07:00
2018-02-19 08:00
2018-02-19 09:00
2018-02-19 10:00
2018-02-19 11:00
2018-02-19 12:00
2018-02-19 13:00
2018-02-19 14:00
2018-02-19 15:00
2018-02-19 16:00
2018-02-19 17:00
2018-02-19 18:00
2018-02-19 19:00
2018-02-19 20:00
2018-02-19 21:00
2018-02-19 22:00
2018-02-19 23:00
2018-02-20
2018-02-20 01:00
2018-02-20 02:00
2018-02-20 03:00
2018-02-20 04:00
2018-02-20 05:00
2018-02-20 06:00
2018-02-20 07:00
2018-02-20 08:00
2018-02-20 09:00
2018-02-20 10:00
2018-02-20 11:00
2018-02-20 12:00
2018-02-20 13:00
2018-02-20 14:00
2018-02-20 15:00
2018-02-20 16:00
2018-02-20 17:00
2018-02-20 18:00
2018-02-20 19:00
2018-02-20 20:00
2018-02-20 21:00
2018-02-20 22:00
2018-02-20 23:00
2018-02-21
2018-02-21 01:00
2018-02-21 02:00
2018-02-21 03:00
2018-02-21 04:00
2018-02-21 05:00
2018-02-21 06:00
2018-02-21 07:00
2018-02-21 08:00
2018-02-21 09:00
2018-02-21 10:00
2018-02-21 11:00
2018-02-21 12:00
2018-02-21 13:00
2018-02-21 14:00
2018-02-21 15:00
2018-02-21 16:00
2018-02-21 17:00
2018-02-21 18:00
2018-02-21 19:00
2018-02-21 20:00
2018-02-21 21:00
2018-02-21 22:00
2018-02-21 23:00
2018-02-22
2018-02-22 01:00
2018-02-22 02:00
2018-02-22 03:00
2018-02-22 04:00
2018-02-22 05:00
2018-02-22 06:00
2018-02-22 07:00
2018-02-22 08:00
2018-02-22 09:00
2018-02-22 10:00
2018-02-22 11:00
2018-02-22 12:00
2018-02-22 13:00
2018-02-22 14:00
2018-02-22 15:00
2018-02-22 16:00
2018-02-22 17:00
2018-02-22 18:00
2018-02-22 19:00
2018-02-22 20:00
2018-02-22 21:00
2018-02-22 22:00
2018-02-22 23:00
2018-02-23
2018-02-23 01:00
2018-02-23 02:00
2018-02-23 03:00
2018-02-23 04:00
2018-02-23 05:00
2018-02-23 06:00
2018-02-23 07:00
2018-02-23 08:00
2018-02-23 09:00
2018-02-23 10:00
2018-02-23 11:00
2018-02-23 12:00
2018-02-23 13:00
2018-02-23 14:00
2018-02-23 15:00
2018-02-23 16:00
2018-02-23 17:00
2018-02-23 18:00
2018-02-23 19:00
2018-02-23 20:00
2018-02-23 21:00
2018-02-23 22:00
2018-02-23 23:00
2018-02-24
2018-02-24 01:00
2018-02-24 02:00
2018-02-24 03:00
2018-02-24 04:00
2018-02-24 05:00
2018-02-24 06:00
2018-02-24 07:00
2018-02-24 08:00
2018-02-24 09:00
2018-02-24 10:00
2018-02-24 11:00
2018-02-24 12:00
2018-02-24 13:00
2018-02-24 14:00
2018-02-24 15:00
2018-02-24 16:00
2018-02-24 17:00
2018-02-24 18:00
2018-02-24 19:00
2018-02-24 20:00
2018-02-24 21:00
2018-02-24 22:00
2018-02-24 23:00
2018-02-25
2018-02-25 01:00
2018-02-25 02:00
2018-02-25 03:00
2018-02-25 04:00
2018-02-25 05:00
2018-02-25 06:00
2018-02-25 07:00
2018-02-25 08:00
2018-02-25 09:00
2018-02-25 10:00
2018-02-25 11:00
2018-02-25 12:00
2018-02-25 13:00
2018-02-25 14:00
2018-02-25 15:00
2018-02-25 16:00
2018-02-25 17:00
2018-02-25 18:00
2018-02-25 19:00
2018-02-25 20:00
2018-02-25 21:00
2018-02-25 22:00
2018-02-25 23:00
2018-02-26
2018-02-26 01:00
2018-02-26 02:00
2018-02-26 03:00
2018-02-26 04:00
2018-02-26 05:00
2018-02-26 06:00
2018-02-26 07:00
2018-02-26 08:00
2018-02-26 09:00
2018-02-26 10:00
2018-02-26 11:00
2018-02-26 12:00
2018-02-26 13:00
2018-02-26 14:00
2018-02-26 15:00
2018-02-26 16:00
2018-02-26 17:00
2018-02-26 18:00
2018-02-26 19:00
2018-02-26 20:00
2018-02-26 21:00
2018-02-26 22:00
2018-02-26 23:00
2018-02-27
2018-02-27 01:00
2018-02-27 02:00
2018-02-27 03:00
2018-02-27 04:00
2018-02-27 05:00
2018-02-27 06:00
2018-02-27 07:00
2018-02-27 08:00
2018-02-27 09:00
2018-02-27 10:00
2018-02-27 11:00
2018-02-27 12:00
2018-02-27 13:00
2018-02-27 14:00
2018-02-27 15:00
2018-02-27 16:00
2018-02-27 17:00
2018-02-27 18:00
2018-02-27 19:00
2018-02-27 20:00
2018-02-27 21:00
2018-02-27 22:00
2018-02-27 23:00
2018-02-28
2018-02-28 01:00
2018-02-28 02:00
2018-02-28 03:00
2018-02-28 04:00
2018-02-28 05:00
2018-02-28 06:00
2018-02-28 07:00
2018-02-28 08:00
2018-02-28 09:00
2018-02-28 10:00
2018-02-28 11:00
2018-02-28 12:00
2018-02-28 13:00
2018-02-28 14:00
2018-02-28 15:00
2018-02-28 16:00
2018-02-28 17:00
2018-02-28 18:00
2018-02-28 19:00
2018-02-28 20:00
2018-02-28 21:00
2018-02-28 22:00
2018-02-28 23:00
2018-03-01
2018-03-01 01:00
2018-03-01 02:00
2018-03-01 03:00
2018-03-01 04:00
2018-03-01 05:00
2018-03-01 06:00
2018-03-01 07:00
2018-03-01 08:00
2018-03-01 09:00
2018-03-01 10:00
2018-03-01 11:00
2018-03-01 12:00
2018-03-01 13:00
2018-03-01 14:00
2018-03-01 15:00
2018-03-01 16:00
2018-03-01 17:00
2018-03-01 18:00
2018-03-01 19:00
2018-03-01 20:00
2018-03-01 21:00
2018-03-01 22:00
2018-03-01 23:00
2018-03-02
2018-03-02 01:00
2018-03-02 02:00
2018-03-02 03:00
2018-03-02 04:00
2018-03-02 05:00
2018-03-02 06:00
2018-03-02 07:00
2018-03-02 08:00
2018-03-02 09:00
2018-03-02 10:00
2018-03-02 11:00
2018-03-02 12:00
2018-03-02 13:00
2018-03-02 14:00
2018-03-02 15:00
2018-03-02 16:00
2018-03-02 17:00
2018-03-02 18:00
2018-03-02 19:00
2018-03-02 20:00
2018-03-02 21:00
2018-03-02 22:00
2018-03-02 23:00
2018-03-03
2018-03-03 01:00
2018-03-03 02:00
2018-03-03 03:00
2018-03-03 04:00
2018-03-03 05:00
2018-03-03 06:00
2018-03-03 07:00
2018-03-03 08:00
2018-03-03 09:00
2018-03-03 10:00
2018-03-03 11:00
2018-03-03 12:00
2018-03-03 13:00
2018-03-03 14:00
2018-03-03 15:00
2018-03-03 16:00
2018-03-03 17:00
2018-03-03 18:00
2018-03-03 19:00
2018-03-03 20:00
2018-03-03 21:00
2018-03-03 22:00
2018-03-03 23:00
2018-03-04
2018-03-04 01:00
2018-03-04 02:00
2018-03-04 03:00
2018-03-04 04:00
2018-03-04 05:00
2018-03-04 06:00
2018-03-04 07:00
2018-03-04 08:00
2018-03-04 09:00
2018-03-04 10:00
2018-03-04 11:00
2018-03-04 12:00
2018-03-04 13:00
2018-03-04 14:00
2018-03-04 15:00
2018-03-04 16:00
2018-03-04 17:00
2018-03-04 18:00
2018-03-04 19:00
2018-03-04 20:00
2018-03-04 21:00
2018-03-04 22:00
2018-03-04 23:00
2018-03-05
2018-03-05 01:00
2018-03-05 02:00
2018-03-05 03:00
2018-03-05 04:00
2018-03-05 05:00
2018-03-05 06:00
2018-03-05 07:00
2018-03-05 08:00
2018-03-05 09:00
2018-03-05 10:00
2018-03-05 11:00
2018-03-05 12:00
2018-03-05 13:00
2018-03-05 14:00
2018-03-05 15:00
2018-03-05 16:00
2018-03-05 17:00
2018-03-05 18:00
2018-03-05 19:00
2018-03-05 20:00
2018-03-05 21:00
2018-03-05 22:00
2018-03-05 23:00
2018-03-06
2018-03-06 01:00
2018-03-06 02:00
2018-03-06 03:00
2018-03-06 04:00
2018-03-06 05:00
2018-03-06 06:00
2018-03-06 07:00
2018-03-06 08:00
2018-03-06 09:00
2018-03-06 10:00
2018-03-06 11:00
2018-03-06 12:00
2018-03-06 13:00
2018-03-06 14:00
2018-03-06 15:00
2018-03-06 16:00
2018-03-06 17:00
2018-03-06 18:00
2018-03-06 19:00
2018-03-06 20:00
2018-03-06 21:00
2018-03-06 22:00
2018-03-06 23:00
2018-03-07
2018-03-07 01:00
2018-03-07 02:00
2018-03-07 03:00
2018-03-07 04:00
2018-03-07 05:00
2018-03-07 06:00
2018-03-07 07:00
2018-03-07 08:00
2018-03-07 09:00
2018-03-07 10:00
2018-03-07 11:00
2018-03-07 12:00
2018-03-07 13:00
2018-03-07 14:00
2018-03-07 15:00
2018-03-07 16:00
2018-03-07 17:00
2018-03-07 18:00
2018-03-07 19:00
2018-03-07 20:00
2018-03-07 21:00
2018-03-07 22:00
2018-03-07 23:00
2018-03-08
2018-03-08 01:00
2018-03-08 02:00
2018-03-08 03:00
2018-03-08 04:00
2018-03-08 05:00
2018-03-08 06:00
2018-03-08 07:00
2018-03-08 08:00
2018-03-08 09:00
2018-03-08 10:00
2018-03-08 11:00
2018-03-08 12:00
2018-03-08 13:00
2018-03-08 14:00
2018-03-08 15:00
2018-03-08 16:00
2018-03-08 17:00
2018-03-08 18:00
2018-03-08 19:00
2018-03-08 20:00
2018-03-08 21:00
2018-03-08 22:00
2018-03-08 23:00
2018-03-09
2018-03-09 01:00
2018-03-09 02:00
2018-03-09 03:00
2018-03-09 04:00
2018-03-09 05:00
2018-03-09 06:00
2018-03-09 07:00
2018-03-09 08:00
2018-03-09 09:00
2018-03-09 10:00
2018-03-09 11:00
2018-03-09 12:00
2018-03-09 13:00
2018-03-09 14:00
2018-03-09 15:00
2018-03-09 16:00
2018-03-09 17:00
2018-03-09 18:00
2018-03-09 19:00
2018-03-09 20:00
2018-03-09 21:00
2018-03-09 22:00
2018-03-09 23:00
2018-03-10
2018-03-10 01:00
2018-03-10 02:00
2018-03-10 03:00
2018-03-10 04:00
2018-03-10 05:00
2018-03-10 06:00
2018-03-10 07:00
2018-03-10 08:00
2018-03-10 09:00
2018-03-10 10:00
2018-03-10 11:00
2018-03-10 12:00
2018-03-10 13:00
2018-03-10 14:00
2018-03-10 15:00
2018-03-10 16:00
2018-03-10 17:00
2018-03-10 18:00
2018-03-10 19:00
2018-03-10 20:00
2018-03-10 21:00
2018-03-10 22:00
2018-03-10 23:00
2018-03-11
2018-03-11 01:00
2018-03-11 02:00
2018-03-11 03:00
2018-03-11 04:00
2018-03-11 05:00
2018-03-11 06:00
2018-03-11 07:00
2018-03-11 08:00
2018-03-11 09:00
2018-03-11 10:00
2018-03-11 11:00
2018-03-11 12:00
2018-03-11 13:00
2018-03-11 14:00
2018-03-11 15:00
2018-03-11 16:00
2018-03-11 17:00
2018-03-11 18:00
2018-03-11 19:00
2018-03-11 20:00
2018-03-11 21:00
2018-03-11 22:00
2018-03-11 23:00
2018-03-12
2018-03-12 01:00
2018-03-12 02:00
2018-03-12 03:00
2018-03-12 04:00
2018-03-12 05:00
2018-03-12 06:00
2018-03-12 07:00
2018-03-12 08:00
2018-03-12 09:00
2018-03-12 10:00
2018-03-12 11:00
2018-03-12 12:00
2018-03-12 13:00
2018-03-12 14:00
2018-03-12 15:00
2018-03-12 16:00
2018-03-12 17:00
2018-03-12 18:00
2018-03-12 19:00
2018-03-12 20:00
2018-03-12 21:00
2018-03-12 22:00
2018-03-12 23:00
2018-03-13
2018-03-13 01:00
2018-03-13 02:00
2018-03-13 03:00
2018-03-13 04:00
2018-03-13 05:00
2018-03-13 06:00
2018-03-13 07:00
2018-03-13 08:00
2018-03-13 09:00
2018-03-13 10:00
2018-03-13 11:00
2018-03-13 12:00
2018-03-13 13:00
2018-03-13 14:00
2018-03-13 15:00
2018-03-13 16:00
2018-03-13 17:00
2018-03-13 18:00
2018-03-13 19:00
2018-03-13 20:00
2018-03-13 21:00
2018-03-13 22:00
2018-03-13 23:00
2018-03-14
2018-03-14 01:00
2018-03-14 02:00
2018-03-14 03:00
2018-03-14 04:00
2018-03-14 05:00
2018-03-14 06:00
2018-03-14 07:00
2018-03-14 08:00
2018-03-14 09:00
2018-03-14 10:00
2018-03-14 11:00
2018-03-14 12:00
2018-03-14 13:00
2018-03-14 14:00
2018-03-14 15:00
2018-03-14 16:00
2018-03-14 17:00
2018-03-14 18:00
2018-03-14 19:00
2018-03-14 20:00
2018-03-14 21:00
2018-03-14 22:00
2018-03-14 23:00
2018-03-15
2018-03-15 01:00
2018-03-15 02:00
2018-03-15 03:00
2018-03-15 04:00
2018-03-15 05:00
2018-03-15 06:00
2018-03-15 07:00
2018-03-15 08:00
2018-03-15 09:00
2018-03-15 10:00
2018-03-15 11:00
2018-03-15 12:00
2018-03-15 13:00
2018-03-15 14:00
2018-03-15 15:00
2018-03-15 16:00
2018-03-15 17:00
2018-03-15 18:00
2018-03-15 19:00
2018-03-15 20:00
2018-03-15 21:00
2018-03-15 22:00
2018-03-15 23:00
2018-03-16
2018-03-16 01:00
2018-03-16 02:00
2018-03-16 03:00
2018-03-16 04:00
2018-03-16 05:00
2018-03-16 06:00
2018-03-16 07:00
2018-03-16 08:00
2018-03-16 09:00
2018-03-16 10:00
2018-03-16 11:00
2018-03-16 12:00
2018-03-16 13:00
2018-03-16 14:00
2018-03-16 15:00
2018-03-16 16:00
2018-03-16 17:00
2018-03-16 18:00
2018-03-16 19:00
2018-03-16 20:00
2018-03-16 21:00
2018-03-16 22:00
2018-03-16 23:00
2018-03-17
2018-03-17 01:00
2018-03-17 02:00
2018-03-17 03:00
2018-03-17 04:00
2018-03-17 05:00
2018-03-17 06:00
2018-03-17 07:00
2018-03-17 08:00
2018-03-17 09:00
2018-03-17 10:00
2018-03-17 11:00
2018-03-17 12:00
2018-03-17 13:00
2018-03-17 14:00
2018-03-17 15:00
2018-03-17 16:00
2018-03-17 17:00
2018-03-17 18:00
2018-03-17 19:00
2018-03-17 20:00
2018-03-17 21:00
2018-03-17 22:00
2018-03-17 23:00
2018-03-18
2018-03-18 01:00
2018-03-18 02:00
2018-03-18 03:00
2018-03-18 04:00
2018-03-18 05:00
2018-03-18 06:00
2018-03-18 07:00
2018-03-18 08:00
2018-03-18 09:00
2018-03-18 10:00
2018-03-18 11:00
2018-03-18 12:00
2018-03-18 13:00
2018-03-18 14:00
2018-03-18 15:00
2018-03-18 16:00
2018-03-18 17:00
2018-03-18 18:00
2018-03-18 19:00
2018-03-18 20:00
2018-03-18 21:00
2018-03-18 22:00
2018-03-18 23:00
2018-03-19
2018-03-19 01:00
2018-03-19 02:00
2018-03-19 03:00
2018-03-19 04:00
2018-03-19 05:00
2018-03-19 06:00
2018-03-19 07:00
2018-03-19 08:00
2018-03-19 09:00
2018-03-19 10:00
2018-03-19 11:00
2018-03-19 12:00
2018-03-19 13:00
2018-03-19 14:00
2018-03-19 15:00
2018-03-19 16:00
2018-03-19 17:00
2018-03-19 18:00
2018-03-19 19:00
2018-03-19 20:00
2018-03-19 21:00
2018-03-19 22:00
2018-03-19 23:00
2018-03-20
2018-03-20 01:00
2018-03-20 02:00
2018-03-20 03:00
2018-03-20 04:00
2018-03-20 05:00
2018-03-20 06:00
2018-03-20 07:00
2018-03-20 08:00
2018-03-20 09:00
2018-03-20 10:00
2018-03-20 11:00
2018-03-20 12:00
2018-03-20 13:00
2018-03-20 14:00
2018-03-20 15:00
2018-03-20 16:00
2018-03-20 17:00
2018-03-20 18:00
2018-03-20 19:00
2018-03-20 20:00
2018-03-20 21:00
2018-03-20 22:00
2018-03-20 23:00
2018-03-21
2018-03-21 01:00
2018-03-21 02:00
2018-03-21 03:00
2018-03-21 04:00
2018-03-21 05:00
2018-03-21 06:00
2018-03-21 07:00
2018-03-21 08:00
2018-03-21 09:00
2018-03-21 10:00
2018-03-21 11:00
2018-03-21 12:00
2018-03-21 13:00
2018-03-21 14:00
2018-03-21 15:00
2018-03-21 16:00
2018-03-21 17:00
2018-03-21 18:00
2018-03-21 19:00
2018-03-21 20:00
2018-03-21 21:00
2018-03-21 22:00
2018-03-21 23:00
2018-03-22
2018-03-22 01:00
2018-03-22 02:00
2018-03-22 03:00
2018-03-22 04:00
2018-03-22 05:00
2018-03-22 06:00
2018-03-22 07:00
2018-03-22 08:00
2018-03-22 09:00
2018-03-22 10:00
2018-03-22 11:00
2018-03-22 12:00
2018-03-22 13:00
2018-03-22 14:00
2018-03-22 15:00
2018-03-22 16:00
2018-03-22 17:00
2018-03-22 18:00
2018-03-22 19:00
2018-03-22 20:00
2018-03-22 21:00
2018-03-22 22:00
2018-03-22 23:00
2018-03-23
2018-03-23 01:00
2018-03-23 02:00
2018-03-23 03:00
2018-03-23 04:00
2018-03-23 05:00
2018-03-23 06:00
2018-03-23 07:00
2018-03-23 08:00
2018-03-23 09:00
2018-03-23 10:00
2018-03-23 11:00
2018-03-23 12:00
2018-03-23 13:00
2018-03-23 14:00
2018-03-23 15:00
2018-03-23 16:00
2018-03-23 17:00
2018-03-23 18:00
2018-03-23 19:00
2018-03-23 20:00
2018-03-23 21:00
2018-03-23 22:00
2018-03-23 23:00
2018-03-24
2018-03-24 01:00
2018-03-24 02:00
2018-03-24 03:00
2018-03-24 04:00
2018-03-24 05:00
2018-03-24 06:00
2018-03-24 07:00
2018-03-24 08:00
2018-03-24 09:00
2018-03-24 10:00
2018-03-24 11:00
2018-03-24 12:00
2018-03-24 13:00
2018-03-24 14:00
2018-03-24 15:00
2018-03-24 16:00
2018-03-24 17:00
2018-03-24 18:00
2018-03-24 19:00
2018-03-24 20:00
2018-03-24 21:00
2018-03-24 22:00
2018-03-24 23:00
2018-03-25
2018-03-25 01:00
2018-03-25 02:00
2018-03-25 03:00
2018-03-25 04:00
2018-03-25 05:00
2018-03-25 06:00
2018-03-25 07:00
2018-03-25 08:00
2018-03-25 09:00
2018-03-25 10:00
2018-03-25 11:00
2018-03-25 12:00
2018-03-25 13:00
2018-03-25 14:00
2018-03-25 15:00
2018-03-25 16:00
2018-03-25 17:00
2018-03-25 18:00
2018-03-25 19:00
2018-03-25 20:00
2018-03-25 21:00
2018-03-25 22:00
2018-03-25 23:00
2018-03-26
2018-03-26 01:00
2018-03-26 02:00
2018-03-26 03:00
2018-03-26 04:00
2018-03-26 05:00
2018-03-26 06:00
2018-03-26 07:00
2018-03-26 08:00
2018-03-26 09:00
2018-03-26 10:00
2018-03-26 11:00
2018-03-26 12:00
2018-03-26 13:00
2018-03-26 14:00
2018-03-26 15:00
2018-03-26 16:00
2018-03-26 17:00
2018-03-26 18:00
2018-03-26 19:00
2018-03-26 20:00
2018-03-26 21:00
2018-03-26 22:00
2018-03-26 23:00
2018-03-27
2018-03-27 01:00
2018-03-27 02:00
2018-03-27 03:00
2018-03-27 04:00
2018-03-27 05:00
2018-03-27 06:00
2018-03-27 07:00
2018-03-27 08:00
2018-03-27 09:00
2018-03-27 10:00
2018-03-27 11:00
2018-03-27 12:00
2018-03-27 13:00
2018-03-27 14:00
2018-03-27 15:00
2018-03-27 16:00
2018-03-27 17:00
2018-03-27 18:00
2018-03-27 19:00
2018-03-27 20:00
2018-03-27 21:00
2018-03-27 22:00
2018-03-27 23:00
2018-03-28
2018-03-28 01:00
2018-03-28 02:00
2018-03-28 03:00
2018-03-28 04:00
2018-03-28 05:00
2018-03-28 06:00
2018-03-28 07:00
2018-03-28 08:00
2018-03-28 09:00
2018-03-28 10:00
2018-03-28 11:00
2018-03-28 12:00
2018-03-28 13:00
2018-03-28 14:00
2018-03-28 15:00
2018-03-28 16:00
2018-03-28 17:00
2018-03-28 18:00
2018-03-28 19:00
2018-03-28 20:00
2018-03-28 21:00
2018-03-28 22:00
2018-03-28 23:00
2018-03-29
2018-03-29 01:00
2018-03-29 02:00
2018-03-29 03:00
2018-03-29 04:00
2018-03-29 05:00
2018-03-29 06:00
2018-03-29 07:00
2018-03-29 08:00
2018-03-29 09:00
2018-03-29 10:00
2018-03-29 11:00
2018-03-29 12:00
2018-03-29 13:00
2018-03-29 14:00
2018-03-29 15:00
2018-03-29 16:00
2018-03-29 17:00
2018-03-29 18:00
2018-03-29 19:00
2018-03-29 20:00
2018-03-29 21:00
2018-03-29 22:00
2018-03-29 23:00
2018-03-30
2018-03-30 01:00
2018-03-30 02:00
2018-03-30 03:00
2018-03-30 04:00
2018-03-30 05:00
2018-03-30 06:00
2018-03-30 07:00
2018-03-30 08:00
2018-03-30 09:00
2018-03-30 10:00
2018-03-30 11:00
2018-03-30 12:00
2018-03-30 13:00
2018-03-30 14:00
2018-03-30 15:00
2018-03-30 16:00
2018-03-30 17:00
2018-03-30 18:00
2018-03-30 19:00
2018-03-30 20:00
2018-03-30 21:00
2018-03-30 22:00
2018-03-30 23:00
2018-03-31
2018-03-31 01:00
2018-03-31 02:00
2018-03-31 03:00
2018-03-31 04:00
2018-03-31 05:00
2018-03-31 06:00
2018-03-31 07:00
2018-03-31 08:00
2018-03-31 09:00
2018-03-31 10:00
2018-03-31 11:00
2018-03-31 12:00
2018-03-31 13:00
2018-03-31 14:00
2018-03-31 15:00
2018-03-31 16:00
2018-03-31 17:00
2018-03-31 18:00
2018-03-31 19:00
2018-03-31 20:00
2018-03-31 21:00
2018-03-31 22:00
2018-03-31 23:00
2018-04-01
2018-04-01 01:00
2018-04-01 02:00
2018-04-01 03:00
2018-04-01 04:00
2018-04-01 05:00
2018-04-01 06:00
2018-04-01 07:00
2018-04-01 08:00
2018-04-01 09:00
2018-04-01 10:00
2018-04-01 11:00
2018-04-01 12:00
2018-04-01 13:00
2018-04-01 14:00
2018-04-01 15:00
2018-04-01 16:00
2018-04-01 17:00
2018-04-01 18:00
2018-04-01 19:00
2018-04-01 20:00
2018-04-01 21:00
2018-04-01 22:00
2018-04-01 23:00
2018-04-02
2018-04-02 01:00
2018-04-02 02:00
2018-04-02 03:00
2018-04-02 04:00
2018-04-02 05:00
2018-04-02 06:00
2018-04-02 07:00
2018-04-02 08:00
2018-04-02 09:00
2018-04-02 10:00
2018-04-02 11:00
2018-04-02 12:00
2018-04-02 13:00
2018-04-02 14:00
2018-04-02 15:00
2018-04-02 16:00
2018-04-02 17:00
2018-04-02 18:00
2018-04-02 19:00
2018-04-02 20:00
2018-04-02 21:00
2018-04-02 22:00
2018-04-02 23:00
2018-04-03
2018-04-03 01:00
2018-04-03 02:00
2018-04-03 03:00
2018-04-03 04:00
2018-04-03 05:00
2018-04-03 06:00
2018-04-03 07:00
2018-04-03 08:00
2018-04-03 09:00
2018-04-03 10:00
2018-04-03 11:00
2018-04-03 12:00
2018-04-03 13:00
2018-04-03 14:00
2018-04-03 15:00
2018-04-03 16:00
2018-04-03 17:00
2018-04-03 18:00
2018-04-03 19:00
2018-04-03 20:00
2018-04-03 21:00
2018-04-03 22:00
2018-04-03 23:00
2018-04-04
2018-04-04 01:00
2018-04-04 02:00
2018-04-04 03:00
2018-04-04 04:00
2018-04-04 05:00
2018-04-04 06:00
2018-04-04 07:00
2018-04-04 08:00
2018-04-04 09:00
2018-04-04 10:00
2018-04-04 11:00
2018-04-04 12:00
2018-04-04 13:00
2018-04-04 14:00
2018-04-04 15:00
2018-04-04 16:00
2018-04-04 17:00
2018-04-04 18:00
2018-04-04 19:00
2018-04-04 20:00
2018-04-04 21:00
2018-04-04 22:00
2018-04-04 23:00
2018-04-05
2018-04-05 01:00
2018-04-05 02:00
2018-04-05 03:00
2018-04-05 04:00
2018-04-05 05:00
2018-04-05 06:00
2018-04-05 07:00
2018-04-05 08:00
2018-04-05 09:00
2018-04-05 10:00
2018-04-05 11:00
2018-04-05 12:00
2018-04-05 13:00
2018-04-05 14:00
2018-04-05 15:00
2018-04-05 16:00
2018-04-05 17:00
2018-04-05 18:00
2018-04-05 19:00
2018-04-05 20:00
2018-04-05 21:00
2018-04-05 22:00
2018-04-05 23:00
2018-04-06
2018-04-06 01:00
2018-04-06 02:00
2018-04-06 03:00
2018-04-06 04:00
2018-04-06 05:00
2018-04-06 06:00
2018-04-06 07:00
2018-04-06 08:00
2018-04-06 09:00
2018-04-06 10:00
2018-04-06 11:00
2018-04-06 12:00
2018-04-06 13:00
2018-04-06 14:00
2018-04-06 15:00
2018-04-06 16:00
2018-04-06 17:00
2018-04-06 18:00
2018-04-06 19:00
2018-04-06 20:00
2018-04-06 21:00
2018-04-06 22:00
2018-04-06 23:00
2018-04-07
2018-04-07 01:00
2018-04-07 02:00
2018-04-07 03:00
2018-04-07 04:00
2018-04-07 05:00
2018-04-07 06:00
2018-04-07 07:00
2018-04-07 08:00
2018-04-07 09:00
2018-04-07 10:00
2018-04-07 11:00
2018-04-07 12:00
2018-04-07 13:00
2018-04-07 14:00
2018-04-07 15:00
2018-04-07 16:00
2018-04-07 17:00
2018-04-07 18:00
2018-04-07 19:00
2018-04-07 20:00
2018-04-07 21:00
2018-04-07 22:00
2018-04-07 23:00
2018-04-08
2018-04-08 01:00
2018-04-08 02:00
2018-04-08 03:00
2018-04-08 04:00
2018-04-08 05:00
2018-04-08 06:00
2018-04-08 07:00
2018-04-08 08:00
2018-04-08 09:00
2018-04-08 10:00
2018-04-08 11:00
2018-04-08 12:00
2018-04-08 13:00
2018-04-08 14:00
2018-04-08 15:00
2018-04-08 16:00
2018-04-08 17:00
2018-04-08 18:00
2018-04-08 19:00
2018-04-08 20:00
2018-04-08 21:00
2018-04-08 22:00
2018-04-08 23:00
2018-04-09
2018-04-09 01:00
2018-04-09 02:00
2018-04-09 03:00
2018-04-09 04:00
2018-04-09 05:00
2018-04-09 06:00
2018-04-09 07:00
2018-04-09 08:00
2018-04-09 09:00
2018-04-09 10:00
2018-04-09 11:00
2018-04-09 12:00
2018-04-09 13:00
2018-04-09 14:00
2018-04-09 15:00
2018-04-09 16:00
2018-04-09 17:00
2018-04-09 18:00
2018-04-09 19:00
2018-04-09 20:00
2018-04-09 21:00
2018-04-09 22:00
2018-04-09 23:00
2018-04-10
2018-04-10 01:00
2018-04-10 02:00
2018-04-10 03:00
2018-04-10 04:00
2018-04-10 05:00
2018-04-10 06:00
2018-04-10 07:00
2018-04-10 08:00
2018-04-10 09:00
2018-04-10 10:00
2018-04-10 11:00
2018-04-10 12:00
2018-04-10 13:00
2018-04-10 14:00
2018-04-10 15:00
2018-04-10 16:00
2018-04-10 17:00
2018-04-10 18:00
2018-04-10 19:00
2018-04-10 20:00
2018-04-10 21:00
2018-04-10 22:00
2018-04-10 23:00
2018-04-11
2018-04-11 01:00
2018-04-11 02:00
2018-04-11 03:00
2018-04-11 04:00
2018-04-11 05:00
2018-04-11 06:00
2018-04-11 07:00
2018-04-11 08:00
2018-04-11 09:00
2018-04-11 10:00
2018-04-11 11:00
2018-04-11 12:00
2018-04-11 13:00
2018-04-11 14:00
2018-04-11 15:00
2018-04-11 16:00
2018-04-11 17:00
2018-04-11 18:00
2018-04-11 19:00
2018-04-11 20:00
2018-04-11 21:00
2018-04-11 22:00
2018-04-11 23:00
2018-04-12
2018-04-12 01:00
2018-04-12 02:00
2018-04-12 03:00
2018-04-12 04:00
2018-04-12 05:00
2018-04-12 06:00
2018-04-12 07:00
2018-04-12 08:00
2018-04-12 09:00
2018-04-12 10:00
2018-04-12 11:00
2018-04-12 12:00
2018-04-12 13:00
2018-04-12 14:00
2018-04-12 15:00
2018-04-12 16:00
2018-04-12 17:00
2018-04-12 18:00
2018-04-12 19:00
2018-04-12 20:00
2018-04-12 21:00
2018-04-12 22:00
2018-04-12 23:00
2018-04-13
2018-04-13 01:00
2018-04-13 02:00
2018-04-13 03:00
2018-04-13 04:00
2018-04-13 05:00
2018-04-13 06:00
2018-04-13 07:00
2018-04-13 08:00
2018-04-13 09:00
2018-04-13 10:00
2018-04-13 11:00
2018-04-13 12:00
2018-04-13 13:00
2018-04-13 14:00
2018-04-13 15:00
2018-04-13 16:00
2018-04-13 17:00
2018-04-13 18:00
2018-04-13 19:00
2018-04-13 20:00
2018-04-13 21:00
2018-04-13 22:00
2018-04-13 23:00
2018-04-14
2018-04-14 01:00
2018-04-14 02:00
2018-04-14 03:00
2018-04-14 04:00
2018-04-14 05:00
2018-04-14 06:00
2018-04-14 07:00
2018-04-14 08:00
2018-04-14 09:00
2018-04-14 10:00
2018-04-14 11:00
2018-04-14 12:00
2018-04-14 13:00
2018-04-14 14:00
2018-04-14 15:00
2018-04-14 16:00
2018-04-14 17:00
2018-04-14 18:00
2018-04-14 19:00
2018-04-14 20:00
2018-04-14 21:00
2018-04-14 22:00
2018-04-14 23:00
2018-04-15
2018-04-15 01:00
2018-04-15 02:00
2018-04-15 03:00
2018-04-15 04:00
2018-04-15 05:00
2018-04-15 06:00
2018-04-15 07:00
2018-04-15 08:00
2018-04-15 09:00
2018-04-15 10:00
2018-04-15 11:00
2018-04-15 12:00
2018-04-15 13:00
2018-04-15 14:00
2018-04-15 15:00
2018-04-15 16:00
2018-04-15 17:00
2018-04-15 18:00
2018-04-15 19:00
2018-04-15 20:00
2018-04-15 21:00
2018-04-15 22:00
2018-04-15 23:00
2018-04-16
2018-04-16 01:00
2018-04-16 02:00
2018-04-16 03:00
2018-04-16 04:00
2018-04-16 05:00
2018-04-16 06:00
2018-04-16 07:00
2018-04-16 08:00
2018-04-16 09:00
2018-04-16 10:00
2018-04-16 11:00
2018-04-16 12:00
2018-04-16 13:00
2018-04-16 14:00
2018-04-16 15:00
2018-04-16 16:00
2018-04-16 17:00
2018-04-16 18:00
2018-04-16 19:00
2018-04-16 20:00
2018-04-16 21:00
2018-04-16 22:00
2018-04-16 23:00
2018-04-17
2018-04-17 01:00
2018-04-17 02:00
2018-04-17 03:00
2018-04-17 04:00
2018-04-17 05:00
2018-04-17 06:00
2018-04-17 07:00
2018-04-17 08:00
2018-04-17 09:00
2018-04-17 10:00
2018-04-17 11:00
2018-04-17 12:00
2018-04-17 13:00
2018-04-17 14:00
2018-04-17 15:00
2018-04-17 16:00
2018-04-17 17:00
2018-04-17 18:00
2018-04-17 19:00
2018-04-17 20:00
2018-04-17 21:00
2018-04-17 22:00
2018-04-17 23:00
2018-04-18
2018-04-18 01:00
2018-04-18 02:00
2018-04-18 03:00
2018-04-18 04:00
2018-04-18 05:00
2018-04-18 06:00
2018-04-18 07:00
2018-04-18 08:00
2018-04-18 09:00
2018-04-18 10:00
2018-04-18 11:00
2018-04-18 12:00
2018-04-18 13:00
2018-04-18 14:00
2018-04-18 15:00
2018-04-18 16:00
2018-04-18 17:00
2018-04-18 18:00
2018-04-18 19:00
2018-04-18 20:00
2018-04-18 21:00
2018-04-18 22:00
2018-04-18 23:00
2018-04-19
2018-04-19 01:00
2018-04-19 02:00
2018-04-19 03:00
2018-04-19 04:00
2018-04-19 05:00
2018-04-19 06:00
2018-04-19 07:00
2018-04-19 08:00
2018-04-19 09:00
2018-04-19 10:00
2018-04-19 11:00
2018-04-19 12:00
2018-04-19 13:00
2018-04-19 14:00
2018-04-19 15:00
2018-04-19 16:00
2018-04-19 17:00
2018-04-19 18:00
2018-04-19 19:00
2018-04-19 20:00
2018-04-19 21:00
2018-04-19 22:00
2018-04-19 23:00
2018-04-20
2018-04-20 01:00
2018-04-20 02:00
2018-04-20 03:00
2018-04-20 04:00
2018-04-20 05:00
2018-04-20 06:00
2018-04-20 07:00
2018-04-20 08:00
2018-04-20 09:00
2018-04-20 10:00
2018-04-20 11:00
2018-04-20 12:00
2018-04-20 13:00
2018-04-20 14:00
2018-04-20 15:00
2018-04-20 16:00
2018-04-20 17:00
2018-04-20 18:00
2018-04-20 19:00
2018-04-20 20:00
2018-04-20 21:00
2018-04-20 22:00
2018-04-20 23:00
2018-04-21
2018-04-21 01:00
2018-04-21 02:00
2018-04-21 03:00
2018-04-21 04:00
2018-04-21 05:00
2018-04-21 06:00
2018-04-21 07:00
2018-04-21 08:00
2018-04-21 09:00
2018-04-21 10:00
2018-04-21 11:00
2018-04-21 12:00
2018-04-21 13:00
2018-04-21 14:00
2018-04-21 15:00
2018-04-21 16:00
2018-04-21 17:00
2018-04-21 18:00
2018-04-21 19:00
2018-04-21 20:00
2018-04-21 21:00
2018-04-21 22:00
2018-04-21 23:00
2018-04-22
2018-04-22 01:00
2018-04-22 02:00
2018-04-22 03:00
2018-04-22 04:00
2018-04-22 05:00
2018-04-22 06:00
2018-04-22 07:00
2018-04-22 08:00
2018-04-22 09:00
2018-04-22 10:00
2018-04-22 11:00
2018-04-22 12:00
2018-04-22 13:00
2018-04-22 14:00
2018-04-22 15:00
2018-04-22 16:00
2018-04-22 17:00
2018-04-22 18:00
2018-04-22 19:00
2018-04-22 20:00
2018-04-22 21:00
2018-04-22 22:00
2018-04-22 23:00
2018-04-23
2018-04-23 01:00
2018-04-23 02:00
2018-04-23 03:00
2018-04-23 04:00
2018-04-23 05:00
2018-04-23 06:00
2018-04-23 07:00
2018-04-23 08:00
2018-04-23 09:00
2018-04-23 10:00
2018-04-23 11:00
2018-04-23 12:00
2018-04-23 13:00
2018-04-23 14:00
2018-04-23 15:00
2018-04-23 16:00
2018-04-23 17:00
2018-04-23 18:00
2018-04-23 19:00
2018-04-23 20:00
2018-04-23 21:00
2018-04-23 22:00
2018-04-23 23:00
2018-04-24
2018-04-24 01:00
2018-04-24 02:00
2018-04-24 03:00
2018-04-24 04:00
2018-04-24 05:00
2018-04-24 06:00
2018-04-24 07:00
2018-04-24 08:00
2018-04-24 09:00
2018-04-24 10:00
2018-04-24 11:00
2018-04-24 12:00
2018-04-24 13:00
2018-04-24 14:00
2018-04-24 15:00
2018-04-24 16:00
2018-04-24 17:00
2018-04-24 18:00
2018-04-24 19:00
2018-04-24 20:00
2018-04-24 21:00
2018-04-24 22:00
2018-04-24 23:00
2018-04-25
2018-04-25 01:00
2018-04-25 02:00
2018-04-25 03:00
2018-04-25 04:00
2018-04-25 05:00
2018-04-25 06:00
2018-04-25 07:00
2018-04-25 08:00
2018-04-25 09:00
2018-04-25 10:00
2018-04-25 11:00
2018-04-25 12:00
2018-04-25 13:00
2018-04-25 14:00
2018-04-25 15:00
2018-04-25 16:00
2018-04-25 17:00
2018-04-25 18:00
2018-04-25 19:00
2018-04-25 20:00
2018-04-25 21:00
2018-04-25 22:00
2018-04-25 23:00
2018-04-26
2018-04-26 01:00
2018-04-26 02:00
2018-04-26 03:00
2018-04-26 04:00
2018-04-26 05:00
2018-04-26 06:00
2018-04-26 07:00
2018-04-26 08:00
2018-04-26 09:00
2018-04-26 10:00
2018-04-26 11:00
2018-04-26 12:00
2018-04-26 13:00
2018-04-26 14:00
2018-04-26 15:00
2018-04-26 16:00
2018-04-26 17:00
2018-04-26 18:00
2018-04-26 19:00
2018-04-26 20:00
2018-04-26 21:00
2018-04-26 22:00
2018-04-26 23:00
2018-04-27
2018-04-27 01:00
2018-04-27 02:00
2018-04-27 03:00
2018-04-27 04:00
2018-04-27 05:00
2018-04-27 06:00
2018-04-27 07:00
2018-04-27 08:00
2018-04-27 09:00
2018-04-27 10:00
2018-04-27 11:00
2018-04-27 12:00
2018-04-27 13:00
2018-04-27 14:00
2018-04-27 15:00
2018-04-27 16:00
2018-04-27 17:00
2018-04-27 18:00
2018-04-27 19:00
2018-04-27 20:00
2018-04-27 21:00
2018-04-27 22:00
2018-04-27 23:00
2018-04-28
2018-04-28 01:00
2018-04-28 02:00
2018-04-28 03:00
2018-04-28 04:00
2018-04-28 05:00
2018-04-28 06:00
2018-04-28 07:00
2018-04-28 08:00
2018-04-28 09:00
2018-04-28 10:00
2018-04-28 11:00
2018-04-28 12:00
2018-04-28 13:00
2018-04-28 14:00
2018-04-28 15:00
2018-04-28 16:00
2018-04-28 17:00
2018-04-28 18:00
2018-04-28 19:00
2018-04-28 20:00
2018-04-28 21:00
2018-04-28 22:00
2018-04-28 23:00
2018-04-29
2018-04-29 01:00
2018-04-29 02:00
2018-04-29 03:00
2018-04-29 04:00
2018-04-29 05:00
2018-04-29 06:00
2018-04-29 07:00
2018-04-29 08:00
2018-04-29 09:00
2018-04-29 10:00
2018-04-29 11:00
2018-04-29 12:00
2018-04-29 13:00
2018-04-29 14:00
2018-04-29 15:00
2018-04-29 16:00
2018-04-29 17:00
2018-04-29 18:00
2018-04-29 19:00
2018-04-29 20:00
2018-04-29 21:00
2018-04-29 22:00
2018-04-29 23:00
2018-04-30
2018-04-30 01:00
2018-04-30 02:00
2018-04-30 03:00
2018-04-30 04:00
2018-04-30 05:00
2018-04-30 06:00
2018-04-30 07:00
2018-04-30 08:00
2018-04-30 09:00
2018-04-30 10:00
2018-04-30 11:00
2018-04-30 12:00
2018-04-30 13:00
2018-04-30 14:00
2018-04-30 15:00
2018-04-30 16:00
2018-04-30 17:00
2018-04-30 18:00
2018-04-30 19:00
2018-04-30 20:00
2018-04-30 21:00
2018-04-30 22:00
2018-04-30 23:00
2018-05-01
2018-05-01 01:00
2018-05-01 02:00
2018-05-01 03:00
2018-05-01 04:00
2018-05-01 05:00
2018-05-01 06:00
2018-05-01 07:00
2018-05-01 08:00
2018-05-01 09:00
2018-05-01 10:00
2018-05-01 11:00
2018-05-01 12:00
2018-05-01 13:00
2018-05-01 14:00
2018-05-01 15:00
2018-05-01 16:00
2018-05-01 17:00
2018-05-01 18:00
2018-05-01 19:00
2018-05-01 20:00
2018-05-01 21:00
2018-05-01 22:00
2018-05-01 23:00
2018-05-02
2018-05-02 01:00
2018-05-02 02:00
2018-05-02 03:00
2018-05-02 04:00
2018-05-02 05:00
2018-05-02 06:00
2018-05-02 07:00
2018-05-02 08:00
2018-05-02 09:00
2018-05-02 10:00
2018-05-02 11:00
2018-05-02 12:00
2018-05-02 13:00
2018-05-02 14:00
2018-05-02 15:00
2018-05-02 16:00
2018-05-02 17:00
2018-05-02 18:00
2018-05-02 19:00
2018-05-02 20:00
2018-05-02 21:00
2018-05-02 22:00
2018-05-02 23:00
2018-05-03
2018-05-03 01:00
2018-05-03 02:00
2018-05-03 03:00
2018-05-03 04:00
2018-05-03 05:00
2018-05-03 06:00
2018-05-03 07:00
2018-05-03 08:00
2018-05-03 09:00
2018-05-03 10:00
2018-05-03 11:00
2018-05-03 12:00
2018-05-03 13:00
2018-05-03 14:00
2018-05-03 15:00
2018-05-03 16:00
2018-05-03 17:00
2018-05-03 18:00
2018-05-03 19:00
2018-05-03 20:00
2018-05-03 21:00
2018-05-03 22:00
2018-05-03 23:00
2018-05-04
2018-05-04 01:00
2018-05-04 02:00
2018-05-04 03:00
2018-05-04 04:00
2018-05-04 05:00
2018-05-04 06:00
2018-05-04 07:00
2018-05-04 08:00
2018-05-04 09:00
2018-05-04 10:00
2018-05-04 11:00
2018-05-04 12:00
2018-05-04 13:00
2018-05-04 14:00
2018-05-04 15:00
2018-05-04 16:00
2018-05-04 17:00
2018-05-04 18:00
2018-05-04 19:00
2018-05-04 20:00
2018-05-04 21:00
2018-05-04 22:00
2018-05-04 23:00
2018-05-05
2018-05-05 01:00
2018-05-05 02:00
2018-05-05 03:00
2018-05-05 04:00
2018-05-05 05:00
2018-05-05 06:00
2018-05-05 07:00
2018-05-05 08:00
2018-05-05 09:00
2018-05-05 10:00
2018-05-05 11:00
2018-05-05 12:00
2018-05-05 13:00
2018-05-05 14:00
2018-05-05 15:00
2018-05-05 16:00
2018-05-05 17:00
2018-05-05 18:00
2018-05-05 19:00
2018-05-05 20:00
2018-05-05 21:00
2018-05-05 22:00
2018-05-05 23:00
2018-05-06
2018-05-06 01:00
2018-05-06 02:00
2018-05-06 03:00
2018-05-06 04:00
2018-05-06 05:00
2018-05-06 06:00
2018-05-06 07:00
2018-05-06 08:00
2018-05-06 09:00
2018-05-06 10:00
2018-05-06 11:00
2018-05-06 12:00
2018-05-06 13:00
2018-05-06 14:00
2018-05-06 15:00
2018-05-06 16:00
2018-05-06 17:00
2018-05-06 18:00
2018-05-06 19:00
2018-05-06 20:00
2018-05-06 21:00
2018-05-06 22:00
2018-05-06 23:00
2018-05-07
2018-05-07 01:00
2018-05-07 02:00
2018-05-07 03:00
2018-05-07 04:00
2018-05-07 05:00
2018-05-07 06:00
2018-05-07 07:00
2018-05-07 08:00
2018-05-07 09:00
2018-05-07 10:00
2018-05-07 11:00
2018-05-07 12:00
2018-05-07 13:00
2018-05-07 14:00
2018-05-07 15:00
2018-05-07 16:00
2018-05-07 17:00
2018-05-07 18:00
2018-05-07 19:00
2018-05-07 20:00
2018-05-07 21:00
2018-05-07 22:00
2018-05-07 23:00
2018-05-08
2018-05-08 01:00
2018-05-08 02:00
2018-05-08 03:00
2018-05-08 04:00
2018-05-08 05:00
2018-05-08 06:00
2018-05-08 07:00
2018-05-08 08:00
2018-05-08 09:00
2018-05-08 10:00
2018-05-08 11:00
2018-05-08 12:00
2018-05-08 13:00
2018-05-08 14:00
2018-05-08 15:00
2018-05-08 16:00
2018-05-08 17:00
2018-05-08 18:00
2018-05-08 19:00
2018-05-08 20:00
2018-05-08 21:00
2018-05-08 22:00
2018-05-08 23:00
2018-05-09
2018-05-09 01:00
2018-05-09 02:00
2018-05-09 03:00
2018-05-09 04:00
2018-05-09 05:00
2018-05-09 06:00
2018-05-09 07:00
2018-05-09 08:00
2018-05-09 09:00
2018-05-09 10:00
2018-05-09 11:00
2018-05-09 12:00
2018-05-09 13:00
2018-05-09 14:00
2018-05-09 15:00
2018-05-09 16:00
2018-05-09 17:00
2018-05-09 18:00
2018-05-09 19:00
2018-05-09 20:00
2018-05-09 21:00
2018-05-09 22:00
2018-05-09 23:00
2018-05-10
2018-05-10 01:00
2018-05-10 02:00
2018-05-10 03:00
2018-05-10 04:00
2018-05-10 05:00
2018-05-10 06:00
2018-05-10 07:00
2018-05-10 08:00
2018-05-10 09:00
2018-05-10 10:00
2018-05-10 11:00
2018-05-10 12:00
2018-05-10 13:00
2018-05-10 14:00
2018-05-10 15:00
2018-05-10 16:00
2018-05-10 17:00
2018-05-10 18:00
2018-05-10 19:00
2018-05-10 20:00
2018-05-10 21:00
2018-05-10 22:00
2018-05-10 23:00
2018-05-11
2018-05-11 01:00
2018-05-11 02:00
2018-05-11 03:00
2018-05-11 04:00
2018-05-11 05:00
2018-05-11 06:00
2018-05-11 07:00
2018-05-11 08:00
2018-05-11 09:00
2018-05-11 10:00
2018-05-11 11:00
2018-05-11 12:00
2018-05-11 13:00
2018-05-11 14:00
2018-05-11 15:00
2018-05-11 16:00
2018-05-11 17:00
2018-05-11 18:00
2018-05-11 19:00
2018-05-11 20:00
2018-05-11 21:00
2018-05-11 22:00
2018-05-11 23:00
2018-05-12
2018-05-12 01:00
2018-05-12 02:00
2018-05-12 03:00
2018-05-12 04:00
2018-05-12 05:00
2018-05-12 06:00
2018-05-12 07:00
2018-05-12 08:00
2018-05-12 09:00
2018-05-12 10:00
2018-05-12 11:00
2018-05-12 12:00
2018-05-12 13:00
2018-05-12 14:00
2018-05-12 15:00
2018-05-12 16:00
2018-05-12 17:00
2018-05-12 18:00
2018-05-12 19:00
2018-05-12 20:00
2018-05-12 21:00
2018-05-12 22:00
2018-05-12 23:00
2018-05-13
2018-05-13 01:00
2018-05-13 02:00
2018-05-13 03:00
2018-05-13 04:00
2018-05-13 05:00
2018-05-13 06:00
2018-05-13 07:00
2018-05-13 08:00
2018-05-13 09:00
2018-05-13 10:00
2018-05-13 11:00
2018-05-13 12:00
2018-05-13 13:00
2018-05-13 14:00
2018-05-13 15:00
2018-05-13 16:00
2018-05-13 17:00
2018-05-13 18:00
2018-05-13 19:00
2018-05-13 20:00
2018-05-13 21:00
2018-05-13 22:00
2018-05-13 23:00
2018-05-14
2018-05-14 01:00
2018-05-14 02:00
2018-05-14 03:00
2018-05-14 04:00
2018-05-14 05:00
2018-05-14 06:00
2018-05-14 07:00
2018-05-14 08:00
2018-05-14 09:00
2018-05-14 10:00
2018-05-14 11:00
2018-05-14 12:00
2018-05-14 13:00
2018-05-14 14:00
2018-05-14 15:00
2018-05-14 16:00
2018-05-14 17:00
2018-05-14 18:00
2018-05-14 19:00
2018-05-14 20:00
2018-05-14 21:00
2018-05-14 22:00
2018-05-14 23:00
2018-05-15
2018-05-15 01:00
2018-05-15 02:00
2018-05-15 03:00
2018-05-15 04:00
2018-05-15 05:00
2018-05-15 06:00
2018-05-15 07:00
2018-05-15 08:00
2018-05-15 09:00
2018-05-15 10:00
2018-05-15 11:00
2018-05-15 12:00
2018-05-15 13:00
2018-05-15 14:00
2018-05-15 15:00
2018-05-15 16:00
2018-05-15 17:00
2018-05-15 18:00
2018-05-15 19:00
2018-05-15 20:00
2018-05-15 21:00
2018-05-15 22:00
2018-05-15 23:00
2018-05-16
2018-05-16 01:00
2018-05-16 02:00
2018-05-16 03:00
2018-05-16 04:00
2018-05-16 05:00
2018-05-16 06:00
2018-05-16 07:00
2018-05-16 08:00
2018-05-16 09:00
2018-05-16 10:00
2018-05-16 11:00
2018-05-16 12:00
2018-05-16 13:00
2018-05-16 14:00
2018-05-16 15:00
2018-05-16 16:00
2018-05-16 17:00
2018-05-16 18:00
2018-05-16 19:00
2018-05-16 20:00
2018-05-16 21:00
2018-05-16 22:00
2018-05-16 23:00
2018-05-17
2018-05-17 01:00
2018-05-17 02:00
2018-05-17 03:00
2018-05-17 04:00
2018-05-17 05:00
2018-05-17 06:00
2018-05-17 07:00
2018-05-17 08:00
2018-05-17 09:00
2018-05-17 10:00
2018-05-17 11:00
2018-05-17 12:00
2018-05-17 13:00
2018-05-17 14:00
2018-05-17 15:00
2018-05-17 16:00
2018-05-17 17:00
2018-05-17 18:00
2018-05-17 19:00
2018-05-17 20:00
2018-05-17 21:00
2018-05-17 22:00
2018-05-17 23:00
2018-05-18
2018-05-18 01:00
2018-05-18 02:00
2018-05-18 03:00
2018-05-18 04:00
2018-05-18 05:00
2018-05-18 06:00
2018-05-18 07:00
2018-05-18 08:00
2018-05-18 09:00
2018-05-18 10:00
2018-05-18 11:00
2018-05-18 12:00
2018-05-18 13:00
2018-05-18 14:00
2018-05-18 15:00
2018-05-18 16:00
2018-05-18 17:00
2018-05-18 18:00
2018-05-18 19:00
2018-05-18 20:00
2018-05-18 21:00
2018-05-18 22:00
2018-05-18 23:00
2018-05-19
2018-05-19 01:00
2018-05-19 02:00
2018-05-19 03:00
2018-05-19 04:00
2018-05-19 05:00
2018-05-19 06:00
2018-05-19 07:00
2018-05-19 08:00
2018-05-19 09:00
2018-05-19 10:00
2018-05-19 11:00
2018-05-19 12:00
2018-05-19 13:00
2018-05-19 14:00
2018-05-19 15:00
2018-05-19 16:00
2018-05-19 17:00
2018-05-19 18:00
2018-05-19 19:00
2018-05-19 20:00
2018-05-19 21:00
2018-05-19 22:00
2018-05-19 23:00
2018-05-20
2018-05-20 01:00
2018-05-20 02:00
2018-05-20 03:00
2018-05-20 04:00
2018-05-20 05:00
2018-05-20 06:00
2018-05-20 07:00
2018-05-20 08:00
2018-05-20 09:00
2018-05-20 10:00
2018-05-20 11:00
2018-05-20 12:00
2018-05-20 13:00
2018-05-20 14:00
2018-05-20 15:00
2018-05-20 16:00
2018-05-20 17:00
2018-05-20 18:00
2018-05-20 19:00
2018-05-20 20:00
2018-05-20 21:00
2018-05-20 22:00
2018-05-20 23:00
2018-05-21
2018-05-21 01:00
2018-05-21 02:00
2018-05-21 03:00
2018-05-21 04:00
2018-05-21 05:00
2018-05-21 06:00
2018-05-21 07:00
2018-05-21 08:00
2018-05-21 09:00
2018-05-21 10:00
2018-05-21 11:00
2018-05-21 12:00
2018-05-21 13:00
2018-05-21 14:00
2018-05-21 15:00
2018-05-21 16:00
2018-05-21 17:00
2018-05-21 18:00
2018-05-21 19:00
2018-05-21 20:00
2018-05-21 21:00
2018-05-21 22:00
2018-05-21 23:00
2018-05-22
2018-05-22 01:00
2018-05-22 02:00
2018-05-22 03:00
2018-05-22 04:00
2018-05-22 05:00
2018-05-22 06:00
2018-05-22 07:00
2018-05-22 08:00
2018-05-22 09:00
2018-05-22 10:00
2018-05-22 11:00
2018-05-22 12:00
2018-05-22 13:00
2018-05-22 14:00
2018-05-22 15:00
2018-05-22 16:00
2018-05-22 17:00
2018-05-22 18:00
2018-05-22 19:00
2018-05-22 20:00
2018-05-22 21:00
2018-05-22 22:00
2018-05-22 23:00
2018-05-23
2018-05-23 01:00
2018-05-23 02:00
2018-05-23 03:00
2018-05-23 04:00
2018-05-23 05:00
2018-05-23 06:00
2018-05-23 07:00
2018-05-23 08:00
2018-05-23 09:00
2018-05-23 10:00
2018-05-23 11:00
2018-05-23 12:00
2018-05-23 13:00
2018-05-23 14:00
2018-05-23 15:00
2018-05-23 16:00
2018-05-23 17:00
2018-05-23 18:00
2018-05-23 19:00
2018-05-23 20:00
2018-05-23 21:00
2018-05-23 22:00
2018-05-23 23:00
2018-05-24
2018-05-24 01:00
2018-05-24 02:00
2018-05-24 03:00
2018-05-24 04:00
2018-05-24 05:00
2018-05-24 06:00
2018-05-24 07:00
2018-05-24 08:00
2018-05-24 09:00
2018-05-24 10:00
2018-05-24 11:00
2018-05-24 12:00
2018-05-24 13:00
2018-05-24 14:00
2018-05-24 15:00
2018-05-24 16:00
2018-05-24 17:00
2018-05-24 18:00
2018-05-24 19:00
2018-05-24 20:00
2018-05-24 21:00
2018-05-24 22:00
2018-05-24 23:00
2018-05-25
2018-05-25 01:00
2018-05-25 02:00
2018-05-25 03:00
2018-05-25 04:00
2018-05-25 05:00
2018-05-25 06:00
2018-05-25 07:00
2018-05-25 08:00
2018-05-25 09:00
2018-05-25 10:00
2018-05-25 11:00
2018-05-25 12:00
2018-05-25 13:00
2018-05-25 14:00
2018-05-25 15:00
2018-05-25 16:00
2018-05-25 17:00
2018-05-25 18:00
2018-05-25 19:00
2018-05-25 20:00
2018-05-25 21:00
2018-05-25 22:00
2018-05-25 23:00
2018-05-26
2018-05-26 01:00
2018-05-26 02:00
2018-05-26 03:00
2018-05-26 04:00
2018-05-26 05:00
2018-05-26 06:00
2018-05-26 07:00
2018-05-26 08:00
2018-05-26 09:00
2018-05-26 10:00
2018-05-26 11:00
2018-05-26 12:00
2018-05-26 13:00
2018-05-26 14:00
2018-05-26 15:00
2018-05-26 16:00
2018-05-26 17:00
2018-05-26 18:00
2018-05-26 19:00
2018-05-26 20:00
2018-05-26 21:00
2018-05-26 22:00
2018-05-26 23:00
2018-05-27
2018-05-27 01:00
2018-05-27 02:00
2018-05-27 03:00
2018-05-27 04:00
2018-05-27 05:00
2018-05-27 06:00
2018-05-27 07:00
2018-05-27 08:00
2018-05-27 09:00
2018-05-27 10:00
2018-05-27 11:00
2018-05-27 12:00
2018-05-27 13:00
2018-05-27 14:00
2018-05-27 15:00
2018-05-27 16:00
2018-05-27 17:00
2018-05-27 18:00
2018-05-27 19:00
2018-05-27 20:00
2018-05-27 21:00
2018-05-27 22:00
2018-05-27 23:00
2018-05-28
2018-05-28 01:00
2018-05-28 02:00
2018-05-28 03:00
2018-05-28 04:00
2018-05-28 05:00
2018-05-28 06:00
2018-05-28 07:00
2018-05-28 08:00
2018-05-28 09:00
2018-05-28 10:00
2018-05-28 11:00
2018-05-28 12:00
2018-05-28 13:00
2018-05-28 14:00
2018-05-28 15:00
2018-05-28 16:00
2018-05-28 17:00
2018-05-28 18:00
2018-05-28 19:00
2018-05-28 20:00
2018-05-28 21:00
2018-05-28 22:00
2018-05-28 23:00
2018-05-29
2018-05-29 01:00
2018-05-29 02:00
2018-05-29 03:00
2018-05-29 04:00
2018-05-29 05:00
2018-05-29 06:00
2018-05-29 07:00
2018-05-29 08:00
2018-05-29 09:00
2018-05-29 10:00
2018-05-29 11:00
2018-05-29 12:00
2018-05-29 13:00
2018-05-29 14:00
2018-05-29 15:00
2018-05-29 16:00
2018-05-29 17:00
2018-05-29 18:00
2018-05-29 19:00
2018-05-29 20:00
2018-05-29 21:00
2018-05-29 22:00
2018-05-29 23:00
2018-05-30
2018-05-30 01:00
2018-05-30 02:00
2018-05-30 03:00
2018-05-30 04:00
2018-05-30 05:00
2018-05-30 06:00
2018-05-30 07:00
2018-05-30 08:00
2018-05-30 09:00
2018-05-30 10:00
2018-05-30 11:00
2018-05-30 12:00
2018-05-30 13:00
2018-05-30 14:00
2018-05-30 15:00
2018-05-30 16:00
2018-05-30 17:00
2018-05-30 18:00
2018-05-30 19:00
2018-05-30 20:00
2018-05-30 21:00
2018-05-30 22:00
2018-05-30 23:00
2018-05-31
2018-05-31 01:00
2018-05-31 02:00
2018-05-31 03:00
2018-05-31 04:00
2018-05-31 05:00
2018-05-31 06:00
2018-05-31 07:00
2018-05-31 08:00
2018-05-31 09:00
2018-05-31 10:00
2018-05-31 11:00
2018-05-31 12:00
2018-05-31 13:00
2018-05-31 14:00
2018-05-31 15:00
2018-05-31 16:00
2018-05-31 17:00
2018-05-31 18:00
2018-05-31 19:00
2018-05-31 20:00
2018-05-31 21:00
2018-05-31 22:00
2018-05-31 23:00
2018-06-01
2018-06-01 01:00
2018-06-01 02:00
2018-06-01 03:00
2018-06-01 04:00
2018-06-01 05:00
2018-06-01 06:00
2018-06-01 07:00
2018-06-01 08:00
2018-06-01 09:00
2018-06-01 10:00
2018-06-01 11:00
2018-06-01 12:00
2018-06-01 13:00
2018-06-01 14:00
2018-06-01 15:00
2018-06-01 16:00
2018-06-01 17:00
2018-06-01 18:00
2018-06-01 19:00
2018-06-01 20:00
2018-06-01 21:00
2018-06-01 22:00
2018-06-01 23:00
2018-06-02
2018-06-02 01:00
2018-06-02 02:00
2018-06-02 03:00
2018-06-02 04:00
2018-06-02 05:00
2018-06-02 06:00
2018-06-02 07:00
2018-06-02 08:00
2018-06-02 09:00
2018-06-02 10:00
2018-06-02 11:00
2018-06-02 12:00
2018-06-02 13:00
2018-06-02 14:00
2018-06-02 15:00
2018-06-02 16:00
2018-06-02 17:00
2018-06-02 18:00
2018-06-02 19:00
2018-06-02 20:00
2018-06-02 21:00
2018-06-02 22:00
2018-06-02 23:00
2018-06-03
2018-06-03 01:00
2018-06-03 02:00
2018-06-03 03:00
2018-06-03 04:00
2018-06-03 05:00
2018-06-03 06:00
2018-06-03 07:00
2018-06-03 08:00
2018-06-03 09:00
2018-06-03 10:00
2018-06-03 11:00
2018-06-03 12:00
2018-06-03 13:00
2018-06-03 14:00
2018-06-03 15:00
2018-06-03 16:00
2018-06-03 17:00
2018-06-03 18:00
2018-06-03 19:00
2018-06-03 20:00
2018-06-03 21:00
2018-06-03 22:00
2018-06-03 23:00
2018-06-04
2018-06-04 01:00
2018-06-04 02:00
2018-06-04 03:00
2018-06-04 04:00
2018-06-04 05:00
2018-06-04 06:00
2018-06-04 07:00
2018-06-04 08:00
2018-06-04 09:00
2018-06-04 10:00
2018-06-04 11:00
2018-06-04 12:00
2018-06-04 13:00
2018-06-04 14:00
2018-06-04 15:00
2018-06-04 16:00
2018-06-04 17:00
2018-06-04 18:00
2018-06-04 19:00
2018-06-04 20:00
2018-06-04 21:00
2018-06-04 22:00
2018-06-04 23:00
2018-06-05
2018-06-05 01:00
2018-06-05 02:00
2018-06-05 03:00
2018-06-05 04:00
2018-06-05 05:00
2018-06-05 06:00
2018-06-05 07:00
2018-06-05 08:00
2018-06-05 09:00
2018-06-05 10:00
2018-06-05 11:00
2018-06-05 12:00
2018-06-05 13:00
2018-06-05 14:00
2018-06-05 15:00
2018-06-05 16:00
2018-06-05 17:00
2018-06-05 18:00
2018-06-05 19:00
2018-06-05 20:00
2018-06-05 21:00
2018-06-05 22:00
2018-06-05 23:00
2018-06-06
2018-06-06 01:00
2018-06-06 02:00
2018-06-06 03:00
2018-06-06 04:00
2018-06-06 05:00
2018-06-06 06:00
2018-06-06 07:00
2018-06-06 08:00
2018-06-06 09:00
2018-06-06 10:00
2018-06-06 11:00
2018-06-06 12:00
2018-06-06 13:00
2018-06-06 14:00
2018-06-06 15:00
2018-06-06 16:00
2018-06-06 17:00
2018-06-06 18:00
2018-06-06 19:00
2018-06-06 20:00
2018-06-06 21:00
2018-06-06 22:00
2018-06-06 23:00
2018-06-07
2018-06-07 01:00
2018-06-07 02:00
2018-06-07 03:00
2018-06-07 04:00
2018-06-07 05:00
2018-06-07 06:00
2018-06-07 07:00
2018-06-07 08:00
2018-06-07 09:00
2018-06-07 10:00
2018-06-07 11:00
2018-06-07 12:00
2018-06-07 13:00
2018-06-07 14:00
2018-06-07 15:00
2018-06-07 16:00
2018-06-07 17:00
2018-06-07 18:00
2018-06-07 19:00
2018-06-07 20:00
2018-06-07 21:00
2018-06-07 22:00
2018-06-07 23:00
2018-06-08
2018-06-08 01:00
2018-06-08 02:00
2018-06-08 03:00
2018-06-08 04:00
2018-06-08 05:00
2018-06-08 06:00
2018-06-08 07:00
2018-06-08 08:00
2018-06-08 09:00
2018-06-08 10:00
2018-06-08 11:00
2018-06-08 12:00
2018-06-08 13:00
2018-06-08 14:00
2018-06-08 15:00
2018-06-08 16:00
2018-06-08 17:00
2018-06-08 18:00
2018-06-08 19:00
2018-06-08 20:00
2018-06-08 21:00
2018-06-08 22:00
2018-06-08 23:00
2018-06-09
2018-06-09 01:00
2018-06-09 02:00
2018-06-09 03:00
2018-06-09 04:00
2018-06-09 05:00
2018-06-09 06:00
2018-06-09 07:00
2018-06-09 08:00
2018-06-09 09:00
2018-06-09 10:00
2018-06-09 11:00
2018-06-09 12:00
2018-06-09 13:00
2018-06-09 14:00
2018-06-09 15:00
2018-06-09 16:00
2018-06-09 17:00
2018-06-09 18:00
2018-06-09 19:00
2018-06-09 20:00
2018-06-09 21:00
2018-06-09 22:00
2018-06-09 23:00
2018-06-10
2018-06-10 01:00
2018-06-10 02:00
2018-06-10 03:00
2018-06-10 04:00
2018-06-10 05:00
2018-06-10 06:00
2018-06-10 07:00
2018-06-10 08:00
2018-06-10 09:00
2018-06-10 10:00
2018-06-10 11:00
2018-06-10 12:00
2018-06-10 13:00
2018-06-10 14:00
2018-06-10 15:00
2018-06-10 16:00
2018-06-10 17:00
2018-06-10 18:00
2018-06-10 19:00
2018-06-10 20:00
2018-06-10 21:00
2018-06-10 22:00
2018-06-10 23:00
2018-06-11
2018-06-11 01:00
2018-06-11 02:00
2018-06-11 03:00
2018-06-11 04:00
2018-06-11 05:00
2018-06-11 06:00
2018-06-11 07:00
2018-06-11 08:00
2018-06-11 09:00
2018-06-11 10:00
2018-06-11 11:00
2018-06-11 12:00
2018-06-11 13:00
2018-06-11 14:00
2018-06-11 15:00
2018-06-11 16:00
2018-06-11 17:00
2018-06-11 18:00
2018-06-11 19:00
2018-06-11 20:00
2018-06-11 21:00
2018-06-11 22:00
2018-06-11 23:00
2018-06-12
2018-06-12 01:00
2018-06-12 02:00
2018-06-12 03:00
2018-06-12 04:00
2018-06-12 05:00
2018-06-12 06:00
2018-06-12 07:00
2018-06-12 08:00
2018-06-12 09:00
2018-06-12 10:00
2018-06-12 11:00
2018-06-12 12:00
2018-06-12 13:00
2018-06-12 14:00
2018-06-12 15:00
2018-06-12 16:00
2018-06-12 17:00
2018-06-12 18:00
2018-06-12 19:00
2018-06-12 20:00
2018-06-12 21:00
2018-06-12 22:00
2018-06-12 23:00
2018-06-13
2018-06-13 01:00
2018-06-13 02:00
2018-06-13 03:00
2018-06-13 04:00
2018-06-13 05:00
2018-06-13 06:00
2018-06-13 07:00
2018-06-13 08:00
2018-06-13 09:00
2018-06-13 10:00
2018-06-13 11:00
2018-06-13 12:00
2018-06-13 13:00
2018-06-13 14:00
2018-06-13 15:00
2018-06-13 16:00
2018-06-13 17:00
2018-06-13 18:00
2018-06-13 19:00
2018-06-13 20:00
2018-06-13 21:00
2018-06-13 22:00
2018-06-13 23:00
2018-06-14
2018-06-14 01:00
2018-06-14 02:00
2018-06-14 03:00
2018-06-14 04:00
2018-06-14 05:00
2018-06-14 06:00
2018-06-14 07:00
2018-06-14 08:00
2018-06-14 09:00
2018-06-14 10:00
2018-06-14 11:00
2018-06-14 12:00
2018-06-14 13:00
2018-06-14 14:00
2018-06-14 15:00
2018-06-14 16:00
2018-06-14 17:00
2018-06-14 18:00
2018-06-14 19:00
2018-06-14 20:00
2018-06-14 21:00
2018-06-14 22:00
2018-06-14 23:00
2018-06-15
2018-06-15 01:00
2018-06-15 02:00
2018-06-15 03:00
2018-06-15 04:00
2018-06-15 05:00
2018-06-15 06:00
2018-06-15 07:00
2018-06-15 08:00
2018-06-15 09:00
2018-06-15 10:00
2018-06-15 11:00
2018-06-15 12:00
2018-06-15 13:00
2018-06-15 14:00
2018-06-15 15:00
2018-06-15 16:00
2018-06-15 17:00
2018-06-15 18:00
2018-06-15 19:00
2018-06-15 20:00
2018-06-15 21:00
2018-06-15 22:00
2018-06-15 23:00
2018-06-16
2018-06-16 01:00
2018-06-16 02:00
2018-06-16 03:00
2018-06-16 04:00
2018-06-16 05:00
2018-06-16 06:00
2018-06-16 07:00
2018-06-16 08:00
2018-06-16 09:00
2018-06-16 10:00
2018-06-16 11:00
2018-06-16 12:00
2018-06-16 13:00
2018-06-16 14:00
2018-06-16 15:00
2018-06-16 16:00
2018-06-16 17:00
2018-06-16 18:00
2018-06-16 19:00
2018-06-16 20:00
2018-06-16 21:00
2018-06-16 22:00
2018-06-16 23:00
2018-06-17
2018-06-17 01:00
2018-06-17 02:00
2018-06-17 03:00
2018-06-17 04:00
2018-06-17 05:00
2018-06-17 06:00
2018-06-17 07:00
2018-06-17 08:00
2018-06-17 09:00
2018-06-17 10:00
2018-06-17 11:00
2018-06-17 12:00
2018-06-17 13:00
2018-06-17 14:00
2018-06-17 15:00
2018-06-17 16:00
2018-06-17 17:00
2018-06-17 18:00
2018-06-17 19:00
2018-06-17 20:00
2018-06-17 21:00
2018-06-17 22:00
2018-06-17 23:00
2018-06-18
2018-06-18 01:00
2018-06-18 02:00
2018-06-18 03:00
2018-06-18 04:00
2018-06-18 05:00
2018-06-18 06:00
2018-06-18 07:00
2018-06-18 08:00
2018-06-18 09:00
2018-06-18 10:00
2018-06-18 11:00
2018-06-18 12:00
2018-06-18 13:00
2018-06-18 14:00
2018-06-18 15:00
2018-06-18 16:00
2018-06-18 17:00
2018-06-18 18:00
2018-06-18 19:00
2018-06-18 20:00
2018-06-18 21:00
2018-06-18 22:00
2018-06-18 23:00
2018-06-19
2018-06-19 01:00
2018-06-19 02:00
2018-06-19 03:00
2018-06-19 04:00
2018-06-19 05:00
2018-06-19 06:00
2018-06-19 07:00
2018-06-19 08:00
2018-06-19 09:00
2018-06-19 10:00
2018-06-19 11:00
2018-06-19 12:00
2018-06-19 13:00
2018-06-19 14:00
2018-06-19 15:00
2018-06-19 16:00
2018-06-19 17:00
2018-06-19 18:00
2018-06-19 19:00
2018-06-19 20:00
2018-06-19 21:00
2018-06-19 22:00
2018-06-19 23:00
2018-06-20
2018-06-20 01:00
2018-06-20 02:00
2018-06-20 03:00
2018-06-20 04:00
2018-06-20 05:00
2018-06-20 06:00
2018-06-20 07:00
2018-06-20 08:00
2018-06-20 09:00
2018-06-20 10:00
2018-06-20 11:00
2018-06-20 12:00
2018-06-20 13:00
2018-06-20 14:00
2018-06-20 15:00
2018-06-20 16:00
2018-06-20 17:00
2018-06-20 18:00
2018-06-20 19:00
2018-06-20 20:00
2018-06-20 21:00
2018-06-20 22:00
2018-06-20 23:00
2018-06-21
2018-06-21 01:00
2018-06-21 02:00
2018-06-21 03:00
2018-06-21 04:00
2018-06-21 05:00
2018-06-21 06:00
2018-06-21 07:00
2018-06-21 08:00
2018-06-21 09:00
2018-06-21 10:00
2018-06-21 11:00
2018-06-21 12:00
2018-06-21 13:00
2018-06-21 14:00
2018-06-21 15:00
2018-06-21 16:00
2018-06-21 17:00
2018-06-21 18:00
2018-06-21 19:00
2018-06-21 20:00
2018-06-21 21:00
2018-06-21 22:00
2018-06-21 23:00
2018-06-22
2018-06-22 01:00
2018-06-22 02:00
2018-06-22 03:00
2018-06-22 04:00
2018-06-22 05:00
2018-06-22 06:00
2018-06-22 07:00
2018-06-22 08:00
2018-06-22 09:00
2018-06-22 10:00
2018-06-22 11:00
2018-06-22 12:00
2018-06-22 13:00
2018-06-22 14:00
2018-06-22 15:00
2018-06-22 16:00
2018-06-22 17:00
2018-06-22 18:00
2018-06-22 19:00
2018-06-22 20:00
2018-06-22 21:00
2018-06-22 22:00
2018-06-22 23:00
2018-06-23
2018-06-23 01:00
2018-06-23 02:00
2018-06-23 03:00
2018-06-23 04:00
2018-06-23 05:00
2018-06-23 06:00
2018-06-23 07:00
2018-06-23 08:00
2018-06-23 09:00
2018-06-23 10:00
2018-06-23 11:00
2018-06-23 12:00
2018-06-23 13:00
2018-06-23 14:00
2018-06-23 15:00
2018-06-23 16:00
2018-06-23 17:00
2018-06-23 18:00
2018-06-23 19:00
2018-06-23 20:00
2018-06-23 21:00
2018-06-23 22:00
2018-06-23 23:00
2018-06-24
2018-06-24 01:00
2018-06-24 02:00
2018-06-24 03:00
2018-06-24 04:00
2018-06-24 05:00
2018-06-24 06:00
2018-06-24 07:00
2018-06-24 08:00
2018-06-24 09:00
2018-06-24 10:00
2018-06-24 11:00
2018-06-24 12:00
2018-06-24 13:00
2018-06-24 14:00
2018-06-24 15:00
2018-06-24 16:00
2018-06-24 17:00
2018-06-24 18:00
2018-06-24 19:00
2018-06-24 20:00
2018-06-24 21:00
2018-06-24 22:00
2018-06-24 23:00
2018-06-25
2018-06-25 01:00
2018-06-25 02:00
2018-06-25 03:00
2018-06-25 04:00
2018-06-25 05:00
2018-06-25 06:00
2018-06-25 07:00
2018-06-25 08:00
2018-06-25 09:00
2018-06-25 10:00
2018-06-25 11:00
2018-06-25 12:00
2018-06-25 13:00
2018-06-25 14:00
2018-06-25 15:00
2018-06-25 16:00
2018-06-25 17:00
2018-06-25 18:00
2018-06-25 19:00
2018-06-25 20:00
2018-06-25 21:00
2018-06-25 22:00
2018-06-25 23:00
2018-06-26
2018-06-26 01:00
2018-06-26 02:00
2018-06-26 03:00
2018-06-26 04:00
2018-06-26 05:00
2018-06-26 06:00
2018-06-26 07:00
2018-06-26 08:00
2018-06-26 09:00
2018-06-26 10:00
2018-06-26 11:00
2018-06-26 12:00
2018-06-26 13:00
2018-06-26 14:00
2018-06-26 15:00
2018-06-26 16:00
2018-06-26 17:00
2018-06-26 18:00
2018-06-26 19:00
2018-06-26 20:00
2018-06-26 21:00
2018-06-26 22:00
2018-06-26 23:00
2018-06-27
2018-06-27 01:00
2018-06-27 02:00
2018-06-27 03:00
2018-06-27 04:00
2018-06-27 05:00
2018-06-27 06:00
2018-06-27 07:00
2018-06-27 08:00
2018-06-27 09:00
2018-06-27 10:00
2018-06-27 11:00
2018-06-27 12:00
2018-06-27 13:00
2018-06-27 14:00
2018-06-27 15:00
2018-06-27 16:00
2018-06-27 17:00
2018-06-27 18:00
2018-06-27 19:00
2018-06-27 20:00
2018-06-27 21:00
2018-06-27 22:00
2018-06-27 23:00
2018-06-28
2018-06-28 01:00
2018-06-28 02:00
2018-06-28 03:00
2018-06-28 04:00
2018-06-28 05:00
2018-06-28 06:00
2018-06-28 07:00
2018-06-28 08:00
2018-06-28 09:00
2018-06-28 10:00
2018-06-28 11:00
2018-06-28 12:00
2018-06-28 13:00
2018-06-28 14:00
2018-06-28 15:00
2018-06-28 16:00
2018-06-28 17:00
2018-06-28 18:00
2018-06-28 19:00
2018-06-28 20:00
2018-06-28 21:00
2018-06-28 22:00
2018-06-28 23:00
2018-06-29
2018-06-29 01:00
2018-06-29 02:00
2018-06-29 03:00
2018-06-29 04:00
2018-06-29 05:00
2018-06-29 06:00
2018-06-29 07:00
2018-06-29 08:00
2018-06-29 09:00
2018-06-29 10:00
2018-06-29 11:00
2018-06-29 12:00
2018-06-29 13:00
2018-06-29 14:00
2018-06-29 15:00
2018-06-29 16:00
2018-06-29 17:00
2018-06-29 18:00
2018-06-29 19:00
2018-06-29 20:00
2018-06-29 21:00
2018-06-29 22:00
2018-06-29 23:00
2018-06-30
2018-06-30 01:00
2018-06-30 02:00
2018-06-30 03:00
2018-06-30 04:00
2018-06-30 05:00
2018-06-30 06:00
2018-06-30 07:00
2018-06-30 08:00
2018-06-30 09:00
2018-06-30 10:00
2018-06-30 11:00
2018-06-30 12:00
2018-06-30 13:00
2018-06-30 14:00
2018-06-30 15:00
2018-06-30 16:00
2018-06-30 17:00
2018-06-30 18:00
2018-06-30 19:00
2018-06-30 20:00
2018-06-30 21:00
2018-06-30 22:00
2018-06-30 23:00
2018-07-01
2018-07-01 01:00
2018-07-01 02:00
2018-07-01 03:00
2018-07-01 04:00
2018-07-01 05:00
2018-07-01 06:00
2018-07-01 07:00
2018-07-01 08:00
2018-07-01 09:00
2018-07-01 10:00
2018-07-01 11:00
2018-07-01 12:00
2018-07-01 13:00
2018-07-01 14:00
2018-07-01 15:00
2018-07-01 16:00
2018-07-01 17:00
2018-07-01 18:00
2018-07-01 19:00
2018-07-01 20:00
2018-07-01 21:00
2018-07-01 22:00
2018-07-01 23:00
2018-07-02
2018-07-02 01:00
2018-07-02 02:00
2018-07-02 03:00
2018-07-02 04:00
2018-07-02 05:00
2018-07-02 06:00
2018-07-02 07:00
2018-07-02 08:00
2018-07-02 09:00
2018-07-02 10:00
2018-07-02 11:00
2018-07-02 12:00
2018-07-02 13:00
2018-07-02 14:00
2018-07-02 15:00
2018-07-02 16:00
2018-07-02 17:00
2018-07-02 18:00
2018-07-02 19:00
2018-07-02 20:00
2018-07-02 21:00
2018-07-02 22:00
2018-07-02 23:00
2018-07-03
2018-07-03 01:00
2018-07-03 02:00
2018-07-03 03:00
2018-07-03 04:00
2018-07-03 05:00
2018-07-03 06:00
2018-07-03 07:00
2018-07-03 08:00
2018-07-03 09:00
2018-07-03 10:00
2018-07-03 11:00
2018-07-03 12:00
2018-07-03 13:00
2018-07-03 14:00
2018-07-03 15:00
2018-07-03 16:00
2018-07-03 17:00
2018-07-03 18:00
2018-07-03 19:00
2018-07-03 20:00
2018-07-03 21:00
2018-07-03 22:00
2018-07-03 23:00
2018-07-04
2018-07-04 01:00
2018-07-04 02:00
2018-07-04 03:00
2018-07-04 04:00
2018-07-04 05:00
2018-07-04 06:00
2018-07-04 07:00
2018-07-04 08:00
2018-07-04 09:00
2018-07-04 10:00
2018-07-04 11:00
2018-07-04 12:00
2018-07-04 13:00
2018-07-04 14:00
2018-07-04 15:00
2018-07-04 16:00
2018-07-04 17:00
2018-07-04 18:00
2018-07-04 19:00
2018-07-04 20:00
2018-07-04 21:00
2018-07-04 22:00
2018-07-04 23:00
2018-07-05
2018-07-05 01:00
2018-07-05 02:00
2018-07-05 03:00
2018-07-05 04:00
2018-07-05 05:00
2018-07-05 06:00
2018-07-05 07:00
2018-07-05 08:00
2018-07-05 09:00
2018-07-05 10:00
2018-07-05 11:00
2018-07-05 12:00
2018-07-05 13:00
2018-07-05 14:00
2018-07-05 15:00
2018-07-05 16:00
2018-07-05 17:00
2018-07-05 18:00
2018-07-05 19:00
2018-07-05 20:00
2018-07-05 21:00
2018-07-05 22:00
2018-07-05 23:00
2018-07-06
2018-07-06 01:00
2018-07-06 02:00
2018-07-06 03:00
2018-07-06 04:00
2018-07-06 05:00
2018-07-06 06:00
2018-07-06 07:00
2018-07-06 08:00
2018-07-06 09:00
2018-07-06 10:00
2018-07-06 11:00
2018-07-06 12:00
2018-07-06 13:00
2018-07-06 14:00
2018-07-06 15:00
2018-07-06 16:00
2018-07-06 17:00
2018-07-06 18:00
2018-07-06 19:00
2018-07-06 20:00
2018-07-06 21:00
2018-07-06 22:00
2018-07-06 23:00
2018-07-07
2018-07-07 01:00
2018-07-07 02:00
2018-07-07 03:00
2018-07-07 04:00
2018-07-07 05:00
2018-07-07 06:00
2018-07-07 07:00
2018-07-07 08:00
2018-07-07 09:00
2018-07-07 10:00
2018-07-07 11:00
2018-07-07 12:00
2018-07-07 13:00
2018-07-07 14:00
2018-07-07 15:00
2018-07-07 16:00
2018-07-07 17:00
2018-07-07 18:00
2018-07-07 19:00
2018-07-07 20:00
2018-07-07 21:00
2018-07-07 22:00
2018-07-07 23:00
2018-07-08
2018-07-08 01:00
2018-07-08 02:00
2018-07-08 03:00
2018-07-08 04:00
2018-07-08 05:00
2018-07-08 06:00
2018-07-08 07:00
2018-07-08 08:00
2018-07-08 09:00
2018-07-08 10:00
2018-07-08 11:00
2018-07-08 12:00
2018-07-08 13:00
2018-07-08 14:00
2018-07-08 15:00
2018-07-08 16:00
2018-07-08 17:00
2018-07-08 18:00
2018-07-08 19:00
2018-07-08 20:00
2018-07-08 21:00
2018-07-08 22:00
2018-07-08 23:00
2018-07-09
2018-07-09 01:00
2018-07-09 02:00
2018-07-09 03:00
2018-07-09 04:00
2018-07-09 05:00
2018-07-09 06:00
2018-07-09 07:00
2018-07-09 08:00
2018-07-09 09:00
2018-07-09 10:00
2018-07-09 11:00
2018-07-09 12:00
2018-07-09 13:00
2018-07-09 14:00
2018-07-09 15:00
2018-07-09 16:00
2018-07-09 17:00
2018-07-09 18:00
2018-07-09 19:00
2018-07-09 20:00
2018-07-09 21:00
2018-07-09 22:00
2018-07-09 23:00
2018-07-10
2018-07-10 01:00
2018-07-10 02:00
2018-07-10 03:00
2018-07-10 04:00
2018-07-10 05:00
2018-07-10 06:00
2018-07-10 07:00
2018-07-10 08:00
2018-07-10 09:00
2018-07-10 10:00
2018-07-10 11:00
2018-07-10 12:00
2018-07-10 13:00
2018-07-10 14:00
2018-07-10 15:00
2018-07-10 16:00
2018-07-10 17:00
2018-07-10 18:00
2018-07-10 19:00
2018-07-10 20:00
2018-07-10 21:00
2018-07-10 22:00
2018-07-10 23:00
2018-07-11
2018-07-11 01:00
2018-07-11 02:00
2018-07-11 03:00
2018-07-11 04:00
2018-07-11 05:00
2018-07-11 06:00
2018-07-11 07:00
2018-07-11 08:00
2018-07-11 09:00
2018-07-11 10:00
2018-07-11 11:00
2018-07-11 12:00
2018-07-11 13:00
2018-07-11 14:00
2018-07-11 15:00
2018-07-11 16:00
2018-07-11 17:00
2018-07-11 18:00
2018-07-11 19:00
2018-07-11 20:00
2018-07-11 21:00
2018-07-11 22:00
2018-07-11 23:00
2018-07-12
2018-07-12 01:00
2018-07-12 02:00
2018-07-12 03:00
2018-07-12 04:00
2018-07-12 05:00
2018-07-12 06:00
2018-07-12 07:00
2018-07-12 08:00
2018-07-12 09:00
2018-07-12 10:00
2018-07-12 11:00
2018-07-12 12:00
2018-07-12 13:00
2018-07-12 14:00
2018-07-12 15:00
2018-07-12 16:00
2018-07-12 17:00
2018-07-12 18:00
2018-07-12 19:00
2018-07-12 20:00
2018-07-12 21:00
2018-07-12 22:00
2018-07-12 23:00
2018-07-13
2018-07-13 01:00
2018-07-13 02:00
2018-07-13 03:00
2018-07-13 04:00
2018-07-13 05:00
2018-07-13 06:00
2018-07-13 07:00
2018-07-13 08:00
2018-07-13 09:00
2018-07-13 10:00
2018-07-13 11:00
2018-07-13 12:00
2018-07-13 13:00
2018-07-13 14:00
2018-07-13 15:00
2018-07-13 16:00
2018-07-13 17:00
2018-07-13 18:00
2018-07-13 19:00
2018-07-13 20:00
2018-07-13 21:00
2018-07-13 22:00
2018-07-13 23:00
2018-07-14
2018-07-14 01:00
2018-07-14 02:00
2018-07-14 03:00
2018-07-14 04:00
2018-07-14 05:00
2018-07-14 06:00
2018-07-14 07:00
2018-07-14 08:00
2018-07-14 09:00
2018-07-14 10:00
2018-07-14 11:00
2018-07-14 12:00
2018-07-14 13:00
2018-07-14 14:00
2018-07-14 15:00
2018-07-14 16:00
2018-07-14 17:00
2018-07-14 18:00
2018-07-14 19:00
2018-07-14 20:00
2018-07-14 21:00
2018-07-14 22:00
2018-07-14 23:00
2018-07-15
2018-07-15 01:00
2018-07-15 02:00
2018-07-15 03:00
2018-07-15 04:00
2018-07-15 05:00
2018-07-15 06:00
2018-07-15 07:00
2018-07-15 08:00
2018-07-15 09:00
2018-07-15 10:00
2018-07-15 11:00
2018-07-15 12:00
2018-07-15 13:00
2018-07-15 14:00
2018-07-15 15:00
2018-07-15 16:00
2018-07-15 17:00
2018-07-15 18:00
2018-07-15 19:00
2018-07-15 20:00
2018-07-15 21:00
2018-07-15 22:00
2018-07-15 23:00
2018-07-16
2018-07-16 01:00
2018-07-16 02:00
2018-07-16 03:00
2018-07-16 04:00
2018-07-16 05:00
2018-07-16 06:00
2018-07-16 07:00
2018-07-16 08:00
2018-07-16 09:00
2018-07-16 10:00
2018-07-16 11:00
2018-07-16 12:00
2018-07-16 13:00
2018-07-16 14:00
2018-07-16 15:00
2018-07-16 16:00
2018-07-16 17:00
2018-07-16 18:00
2018-07-16 19:00
2018-07-16 20:00
2018-07-16 21:00
2018-07-16 22:00
2018-07-16 23:00
2018-07-17
2018-07-17 01:00
2018-07-17 02:00
2018-07-17 03:00
2018-07-17 04:00
2018-07-17 05:00
2018-07-17 06:00
2018-07-17 07:00
2018-07-17 08:00
2018-07-17 09:00
2018-07-17 10:00
2018-07-17 11:00
2018-07-17 12:00
2018-07-17 13:00
2018-07-17 14:00
2018-07-17 15:00
2018-07-17 16:00
2018-07-17 17:00
2018-07-17 18:00
2018-07-17 19:00
2018-07-17 20:00
2018-07-17 21:00
2018-07-17 22:00
2018-07-17 23:00
2018-07-18
2018-07-18 01:00
2018-07-18 02:00
2018-07-18 03:00
2018-07-18 04:00
2018-07-18 05:00
2018-07-18 06:00
2018-07-18 07:00
2018-07-18 08:00
2018-07-18 09:00
2018-07-18 10:00
2018-07-18 11:00
2018-07-18 12:00
2018-07-18 13:00
2018-07-18 14:00
2018-07-18 15:00
2018-07-18 16:00
2018-07-18 17:00
2018-07-18 18:00
2018-07-18 19:00
2018-07-18 20:00
2018-07-18 21:00
2018-07-18 22:00
2018-07-18 23:00
2018-07-19
2018-07-19 01:00
2018-07-19 02:00
2018-07-19 03:00
2018-07-19 04:00
2018-07-19 05:00
2018-07-19 06:00
2018-07-19 07:00
2018-07-19 08:00
2018-07-19 09:00
2018-07-19 10:00
2018-07-19 11:00
2018-07-19 12:00
2018-07-19 13:00
2018-07-19 14:00
2018-07-19 15:00
2018-07-19 16:00
2018-07-19 17:00
2018-07-19 18:00
2018-07-19 19:00
2018-07-19 20:00
2018-07-19 21:00
2018-07-19 22:00
2018-07-19 23:00
2018-07-20
2018-07-20 01:00
2018-07-20 02:00
2018-07-20 03:00
2018-07-20 04:00
2018-07-20 05:00
2018-07-20 06:00
2018-07-20 07:00
2018-07-20 08:00
2018-07-20 09:00
2018-07-20 10:00
2018-07-20 11:00
2018-07-20 12:00
2018-07-20 13:00
2018-07-20 14:00
2018-07-20 15:00
2018-07-20 16:00
2018-07-20 17:00
2018-07-20 18:00
2018-07-20 19:00
2018-07-20 20:00
2018-07-20 21:00
2018-07-20 22:00
2018-07-20 23:00
2018-07-21
2018-07-21 01:00
2018-07-21 02:00
2018-07-21 03:00
2018-07-21 04:00
2018-07-21 05:00
2018-07-21 06:00
2018-07-21 07:00
2018-07-21 08:00
2018-07-21 09:00
2018-07-21 10:00
2018-07-21 11:00
2018-07-21 12:00
2018-07-21 13:00
2018-07-21 14:00
2018-07-21 15:00
2018-07-21 16:00
2018-07-21 17:00
2018-07-21 18:00
2018-07-21 19:00
2018-07-21 20:00
2018-07-21 21:00
2018-07-21 22:00
2018-07-21 23:00
2018-07-22
2018-07-22 01:00
2018-07-22 02:00
2018-07-22 03:00
2018-07-22 04:00
2018-07-22 05:00
2018-07-22 06:00
2018-07-22 07:00
2018-07-22 08:00
2018-07-22 09:00
2018-07-22 10:00
2018-07-22 11:00
2018-07-22 12:00
2018-07-22 13:00
2018-07-22 14:00
2018-07-22 15:00
2018-07-22 16:00
2018-07-22 17:00
2018-07-22 18:00
2018-07-22 19:00
2018-07-22 20:00
2018-07-22 21:00
2018-07-22 22:00
2018-07-22 23:00
2018-07-23
2018-07-23 01:00
2018-07-23 02:00
2018-07-23 03:00
2018-07-23 04:00
2018-07-23 05:00
2018-07-23 06:00
2018-07-23 07:00
2018-07-23 08:00
2018-07-23 09:00
2018-07-23 10:00
2018-07-23 11:00
2018-07-23 12:00
2018-07-23 13:00
2018-07-23 14:00
2018-07-23 15:00
2018-07-23 16:00
2018-07-23 17:00
2018-07-23 18:00
2018-07-23 19:00
2018-07-23 20:00
2018-07-23 21:00
2018-07-23 22:00
2018-07-23 23:00
2018-07-24
2018-07-24 01:00
2018-07-24 02:00
2018-07-24 03:00
2018-07-24 04:00
2018-07-24 05:00
2018-07-24 06:00
2018-07-24 07:00
2018-07-24 08:00
2018-07-24 09:00
2018-07-24 10:00
2018-07-24 11:00
2018-07-24 12:00
2018-07-24 13:00
2018-07-24 14:00
2018-07-24 15:00
2018-07-24 16:00
2018-07-24 17:00
2018-07-24 18:00
2018-07-24 19:00
2018-07-24 20:00
2018-07-24 21:00
2018-07-24 22:00
2018-07-24 23:00
2018-07-25
2018-07-25 01:00
2018-07-25 02:00
2018-07-25 03:00
2018-07-25 04:00
2018-07-25 05:00
2018-07-25 06:00
2018-07-25 07:00
2018-07-25 08:00
2018-07-25 09:00
2018-07-25 10:00
2018-07-25 11:00
2018-07-25 12:00
2018-07-25 13:00
2018-07-25 14:00
2018-07-25 15:00
2018-07-25 16:00
2018-07-25 17:00
2018-07-25 18:00
2018-07-25 19:00
2018-07-25 20:00
2018-07-25 21:00
2018-07-25 22:00
2018-07-25 23:00
2018-07-26
2018-07-26 01:00
2018-07-26 02:00
2018-07-26 03:00
2018-07-26 04:00
2018-07-26 05:00
2018-07-26 06:00
2018-07-26 07:00
2018-07-26 08:00
2018-07-26 09:00
2018-07-26 10:00
2018-07-26 11:00
2018-07-26 12:00
2018-07-26 13:00
2018-07-26 14:00
2018-07-26 15:00
2018-07-26 16:00
2018-07-26 17:00
2018-07-26 18:00
2018-07-26 19:00
2018-07-26 20:00
2018-07-26 21:00
2018-07-26 22:00
2018-07-26 23:00
2018-07-27
2018-07-27 01:00
2018-07-27 02:00
2018-07-27 03:00
2018-07-27 04:00
2018-07-27 05:00
2018-07-27 06:00
2018-07-27 07:00
2018-07-27 08:00
2018-07-27 09:00
2018-07-27 10:00
2018-07-27 11:00
2018-07-27 12:00
2018-07-27 13:00
2018-07-27 14:00
2018-07-27 15:00
2018-07-27 16:00
2018-07-27 17:00
2018-07-27 18:00
2018-07-27 19:00
2018-07-27 20:00
2018-07-27 21:00
2018-07-27 22:00
2018-07-27 23:00
2018-07-28
2018-07-28 01:00
2018-07-28 02:00
2018-07-28 03:00
2018-07-28 04:00
2018-07-28 05:00
2018-07-28 06:00
2018-07-28 07:00
2018-07-28 08:00
2018-07-28 09:00
2018-07-28 10:00
2018-07-28 11:00
2018-07-28 12:00
2018-07-28 13:00
2018-07-28 14:00
2018-07-28 15:00
2018-07-28 16:00
2018-07-28 17:00
2018-07-28 18:00
2018-07-28 19:00
2018-07-28 20:00
2018-07-28 21:00
2018-07-28 22:00
2018-07-28 23:00
2018-07-29
2018-07-29 01:00
2018-07-29 02:00
2018-07-29 03:00
2018-07-29 04:00
2018-07-29 05:00
2018-07-29 06:00
2018-07-29 07:00
2018-07-29 08:00
2018-07-29 09:00
2018-07-29 10:00
2018-07-29 11:00
2018-07-29 12:00
2018-07-29 13:00
2018-07-29 14:00
2018-07-29 15:00
2018-07-29 16:00
2018-07-29 17:00
2018-07-29 18:00
2018-07-29 19:00
2018-07-29 20:00
2018-07-29 21:00
2018-07-29 22:00
2018-07-29 23:00
2018-07-30
2018-07-30 01:00
2018-07-30 02:00
2018-07-30 03:00
2018-07-30 04:00
2018-07-30 05:00
2018-07-30 06:00
2018-07-30 07:00
2018-07-30 08:00
2018-07-30 09:00
2018-07-30 10:00
2018-07-30 11:00
2018-07-30 12:00
2018-07-30 13:00
2018-07-30 14:00
2018-07-30 15:00
2018-07-30 16:00
2018-07-30 17:00
2018-07-30 18:00
2018-07-30 19:00
2018-07-30 20:00
2018-07-30 21:00
2018-07-30 22:00
2018-07-30 23:00
2018-07-31
2018-07-31 01:00
2018-07-31 02:00
2018-07-31 03:00
2018-07-31 04:00
2018-07-31 05:00
2018-07-31 06:00
2018-07-31 07:00
2018-07-31 08:00
2018-07-31 09:00
2018-07-31 10:00
2018-07-31 11:00
2018-07-31 12:00
2018-07-31 13:00
2018-07-31 14:00
2018-07-31 15:00
2018-07-31 16:00
2018-07-31 17:00
2018-07-31 18:00
2018-07-31 19:00
2018-07-31 20:00
2018-07-31 21:00
2018-07-31 22:00
2018-07-31 23:00
2018-08-01
2018-08-01 01:00
2018-08-01 02:00
2018-08-01 03:00
2018-08-01 04:00
2018-08-01 05:00
2018-08-01 06:00
2018-08-01 07:00
2018-08-01 08:00
2018-08-01 09:00
2018-08-01 10:00
2018-08-01 11:00
2018-08-01 12:00
2018-08-01 13:00
2018-08-01 14:00
2018-08-01 15:00
2018-08-01 16:00
2018-08-01 17:00
2018-08-01 18:00
2018-08-01 19:00
2018-08-01 20:00
2018-08-01 21:00
2018-08-01 22:00
2018-08-01 23:00
2018-08-02
2018-08-02 01:00
2018-08-02 02:00
2018-08-02 03:00
2018-08-02 04:00
2018-08-02 05:00
2018-08-02 06:00
2018-08-02 07:00
2018-08-02 08:00
2018-08-02 09:00
2018-08-02 10:00
2018-08-02 11:00
2018-08-02 12:00
2018-08-02 13:00
2018-08-02 14:00
2018-08-02 15:00
2018-08-02 16:00
2018-08-02 17:00
2018-08-02 18:00
2018-08-02 19:00
2018-08-02 20:00
2018-08-02 21:00
2018-08-02 22:00
2018-08-02 23:00
2018-08-03
2018-08-03 01:00
2018-08-03 02:00
2018-08-03 03:00
2018-08-03 04:00
2018-08-03 05:00
2018-08-03 06:00
2018-08-03 07:00
2018-08-03 08:00
2018-08-03 09:00
2018-08-03 10:00
2018-08-03 11:00
2018-08-03 12:00
2018-08-03 13:00
2018-08-03 14:00
2018-08-03 15:00
2018-08-03 16:00
2018-08-03 17:00
2018-08-03 18:00
2018-08-03 19:00
2018-08-03 20:00
2018-08-03 21:00
2018-08-03 22:00
2018-08-03 23:00
2018-08-04
2018-08-04 01:00
2018-08-04 02:00
2018-08-04 03:00
2018-08-04 04:00
2018-08-04 05:00
2018-08-04 06:00
2018-08-04 07:00
2018-08-04 08:00
2018-08-04 09:00
2018-08-04 10:00
2018-08-04 11:00
2018-08-04 12:00
2018-08-04 13:00
2018-08-04 14:00
2018-08-04 15:00
2018-08-04 16:00
2018-08-04 17:00
2018-08-04 18:00
2018-08-04 19:00
2018-08-04 20:00
2018-08-04 21:00
2018-08-04 22:00
2018-08-04 23:00
2018-08-05
2018-08-05 01:00
2018-08-05 02:00
2018-08-05 03:00
2018-08-05 04:00
2018-08-05 05:00
2018-08-05 06:00
2018-08-05 07:00
2018-08-05 08:00
2018-08-05 09:00
2018-08-05 10:00
2018-08-05 11:00
2018-08-05 12:00
2018-08-05 13:00
2018-08-05 14:00
2018-08-05 15:00
2018-08-05 16:00
2018-08-05 17:00
2018-08-05 18:00
2018-08-05 19:00
2018-08-05 20:00
2018-08-05 21:00
2018-08-05 22:00
2018-08-05 23:00
2018-08-06
2018-08-06 01:00
2018-08-06 02:00
2018-08-06 03:00
2018-08-06 04:00
2018-08-06 05:00
2018-08-06 06:00
2018-08-06 07:00
2018-08-06 08:00
2018-08-06 09:00
2018-08-06 10:00
2018-08-06 11:00
2018-08-06 12:00
2018-08-06 13:00
2018-08-06 14:00
2018-08-06 15:00
2018-08-06 16:00
2018-08-06 17:00
2018-08-06 18:00
2018-08-06 19:00
2018-08-06 20:00
2018-08-06 21:00
2018-08-06 22:00
2018-08-06 23:00
2018-08-07
2018-08-07 01:00
2018-08-07 02:00
2018-08-07 03:00
2018-08-07 04:00
2018-08-07 05:00
2018-08-07 06:00
2018-08-07 07:00
2018-08-07 08:00
2018-08-07 09:00
2018-08-07 10:00
2018-08-07 11:00
2018-08-07 12:00
2018-08-07 13:00
2018-08-07 14:00
2018-08-07 15:00
2018-08-07 16:00
2018-08-07 17:00
2018-08-07 18:00
2018-08-07 19:00
2018-08-07 20:00
2018-08-07 21:00
2018-08-07 22:00
2018-08-07 23:00
2018-08-08
2018-08-08 01:00
2018-08-08 02:00
2018-08-08 03:00
2018-08-08 04:00
2018-08-08 05:00
2018-08-08 06:00
2018-08-08 07:00
2018-08-08 08:00
2018-08-08 09:00
2018-08-08 10:00
2018-08-08 11:00
2018-08-08 12:00
2018-08-08 13:00
2018-08-08 14:00
2018-08-08 15:00
2018-08-08 16:00
2018-08-08 17:00
2018-08-08 18:00
2018-08-08 19:00
2018-08-08 20:00
2018-08-08 21:00
2018-08-08 22:00
2018-08-08 23:00
2018-08-09
2018-08-09 01:00
2018-08-09 02:00
2018-08-09 03:00
2018-08-09 04:00
2018-08-09 05:00
2018-08-09 06:00
2018-08-09 07:00
2018-08-09 08:00
2018-08-09 09:00
2018-08-09 10:00
2018-08-09 11:00
2018-08-09 12:00
2018-08-09 13:00
2018-08-09 14:00
2018-08-09 15:00
2018-08-09 16:00
2018-08-09 17:00
2018-08-09 18:00
2018-08-09 19:00
2018-08-09 20:00
2018-08-09 21:00
2018-08-09 22:00
2018-08-09 23:00
2018-08-10
2018-08-10 01:00
2018-08-10 02:00
2018-08-10 03:00
2018-08-10 04:00
2018-08-10 05:00
2018-08-10 06:00
2018-08-10 07:00
2018-08-10 08:00
2018-08-10 09:00
2018-08-10 10:00
2018-08-10 11:00
2018-08-10 12:00
2018-08-10 13:00
2018-08-10 14:00
2018-08-10 15:00
2018-08-10 16:00
2018-08-10 17:00
2018-08-10 18:00
2018-08-10 19:00
2018-08-10 20:00
2018-08-10 21:00
2018-08-10 22:00
2018-08-10 23:00
2018-08-11
2018-08-11 01:00
2018-08-11 02:00
2018-08-11 03:00
2018-08-11 04:00
2018-08-11 05:00
2018-08-11 06:00
2018-08-11 07:00
2018-08-11 08:00
2018-08-11 09:00
2018-08-11 10:00
2018-08-11 11:00
2018-08-11 12:00
2018-08-11 13:00
2018-08-11 14:00
2018-08-11 15:00
2018-08-11 16:00
2018-08-11 17:00
2018-08-11 18:00
2018-08-11 19:00
2018-08-11 20:00
2018-08-11 21:00
2018-08-11 22:00
2018-08-11 23:00
2018-08-12
2018-08-12 01:00
2018-08-12 02:00
2018-08-12 03:00
2018-08-12 04:00
2018-08-12 05:00
2018-08-12 06:00
2018-08-12 07:00
2018-08-12 08:00
2018-08-12 09:00
2018-08-12 10:00
2018-08-12 11:00
2018-08-12 12:00
2018-08-12 13:00
2018-08-12 14:00
2018-08-12 15:00
2018-08-12 16:00
2018-08-12 17:00
2018-08-12 18:00
2018-08-12 19:00
2018-08-12 20:00
2018-08-12 21:00
2018-08-12 22:00
2018-08-12 23:00
2018-08-13
2018-08-13 01:00
2018-08-13 02:00
2018-08-13 03:00
2018-08-13 04:00
2018-08-13 05:00
2018-08-13 06:00
2018-08-13 07:00
2018-08-13 08:00
2018-08-13 09:00
2018-08-13 10:00
2018-08-13 11:00
2018-08-13 12:00
2018-08-13 13:00
2018-08-13 14:00
2018-08-13 15:00
2018-08-13 16:00
2018-08-13 17:00
2018-08-13 18:00
2018-08-13 19:00
2018-08-13 20:00
2018-08-13 21:00
2018-08-13 22:00
2018-08-13 23:00
2018-08-14
2018-08-14 01:00
2018-08-14 02:00
2018-08-14 03:00
2018-08-14 04:00
2018-08-14 05:00
2018-08-14 06:00
2018-08-14 07:00
2018-08-14 08:00
2018-08-14 09:00
2018-08-14 10:00
2018-08-14 11:00
2018-08-14 12:00
2018-08-14 13:00
2018-08-14 14:00
2018-08-14 15:00
2018-08-14 16:00
2018-08-14 17:00
2018-08-14 18:00
2018-08-14 19:00
2018-08-14 20:00
2018-08-14 21:00
2018-08-14 22:00
2018-08-14 23:00
2018-08-15
2018-08-15 01:00
2018-08-15 02:00
2018-08-15 03:00
2018-08-15 04:00
2018-08-15 05:00
2018-08-15 06:00
2018-08-15 07:00
2018-08-15 08:00
2018-08-15 09:00
2018-08-15 10:00
2018-08-15 11:00
2018-08-15 12:00
2018-08-15 13:00
2018-08-15 14:00
2018-08-15 15:00
2018-08-15 16:00
2018-08-15 17:00
2018-08-15 18:00
2018-08-15 19:00
2018-08-15 20:00
2018-08-15 21:00
2018-08-15 22:00
2018-08-15 23:00
2018-08-16
2018-08-16 01:00
2018-08-16 02:00
2018-08-16 03:00
2018-08-16 04:00
2018-08-16 05:00
2018-08-16 06:00
2018-08-16 07:00
2018-08-16 08:00
2018-08-16 09:00
2018-08-16 10:00
2018-08-16 11:00
2018-08-16 12:00
2018-08-16 13:00
2018-08-16 14:00
2018-08-16 15:00
2018-08-16 16:00
2018-08-16 17:00
2018-08-16 18:00
2018-08-16 19:00
2018-08-16 20:00
2018-08-16 21:00
2018-08-16 22:00
2018-08-16 23:00
2018-08-17
2018-08-17 01:00
2018-08-17 02:00
2018-08-17 03:00
2018-08-17 04:00
2018-08-17 05:00
2018-08-17 06:00
2018-08-17 07:00
2018-08-17 08:00
2018-08-17 09:00
2018-08-17 10:00
2018-08-17 11:00
2018-08-17 12:00
2018-08-17 13:00
2018-08-17 14:00
2018-08-17 15:00
2018-08-17 16:00
2018-08-17 17:00
2018-08-17 18:00
2018-08-17 19:00
2018-08-17 20:00
2018-08-17 21:00
2018-08-17 22:00
2018-08-17 23:00
2018-08-18
2018-08-18 01:00
2018-08-18 02:00
2018-08-18 03:00
2018-08-18 04:00
2018-08-18 05:00
2018-08-18 06:00
2018-08-18 07:00
2018-08-18 08:00
2018-08-18 09:00
2018-08-18 10:00
2018-08-18 11:00
2018-08-18 12:00
2018-08-18 13:00
2018-08-18 14:00
2018-08-18 15:00
2018-08-18 16:00
2018-08-18 17:00
2018-08-18 18:00
2018-08-18 19:00
2018-08-18 20:00
2018-08-18 21:00
2018-08-18 22:00
2018-08-18 23:00
2018-08-19
2018-08-19 01:00
2018-08-19 02:00
2018-08-19 03:00
2018-08-19 04:00
2018-08-19 05:00
2018-08-19 06:00
2018-08-19 07:00
2018-08-19 08:00
2018-08-19 09:00
2018-08-19 10:00
2018-08-19 11:00
2018-08-19 12:00
2018-08-19 13:00
2018-08-19 14:00
2018-08-19 15:00
2018-08-19 16:00
2018-08-19 17:00
2018-08-19 18:00
2018-08-19 19:00
2018-08-19 20:00
2018-08-19 21:00
2018-08-19 22:00
2018-08-19 23:00
2018-08-20
2018-08-20 01:00
2018-08-20 02:00
2018-08-20 03:00
2018-08-20 04:00
2018-08-20 05:00
2018-08-20 06:00
2018-08-20 07:00
2018-08-20 08:00
2018-08-20 09:00
2018-08-20 10:00
2018-08-20 11:00
2018-08-20 12:00
2018-08-20 13:00
2018-08-20 14:00
2018-08-20 15:00
2018-08-20 16:00
2018-08-20 17:00
2018-08-20 18:00
2018-08-20 19:00
2018-08-20 20:00
2018-08-20 21:00
2018-08-20 22:00
2018-08-20 23:00
2018-08-21
2018-08-21 01:00
2018-08-21 02:00
2018-08-21 03:00
2018-08-21 04:00
2018-08-21 05:00
2018-08-21 06:00
2018-08-21 07:00
2018-08-21 08:00
2018-08-21 09:00
2018-08-21 10:00
2018-08-21 11:00
2018-08-21 12:00
2018-08-21 13:00
2018-08-21 14:00
2018-08-21 15:00
2018-08-21 16:00
2018-08-21 17:00
2018-08-21 18:00
2018-08-21 19:00
2018-08-21 20:00
2018-08-21 21:00
2018-08-21 22:00
2018-08-21 23:00
2018-08-22
2018-08-22 01:00
2018-08-22 02:00
2018-08-22 03:00
2018-08-22 04:00
2018-08-22 05:00
2018-08-22 06:00
2018-08-22 07:00
2018-08-22 08:00
2018-08-22 09:00
2018-08-22 10:00
2018-08-22 11:00
2018-08-22 12:00
2018-08-22 13:00
2018-08-22 14:00
2018-08-22 15:00
2018-08-22 16:00
2018-08-22 17:00
2018-08-22 18:00
2018-08-22 19:00
2018-08-22 20:00
2018-08-22 21:00
2018-08-22 22:00
2018-08-22 23:00
2018-08-23
2018-08-23 01:00
2018-08-23 02:00
2018-08-23 03:00
2018-08-23 04:00
2018-08-23 05:00
2018-08-23 06:00
2018-08-23 07:00
2018-08-23 08:00
2018-08-23 09:00
2018-08-23 10:00
2018-08-23 11:00
2018-08-23 12:00
2018-08-23 13:00
2018-08-23 14:00
2018-08-23 15:00
2018-08-23 16:00
2018-08-23 17:00
2018-08-23 18:00
2018-08-23 19:00
2018-08-23 20:00
2018-08-23 21:00
2018-08-23 22:00
2018-08-23 23:00
2018-08-24
2018-08-24 01:00
2018-08-24 02:00
2018-08-24 03:00
2018-08-24 04:00
2018-08-24 05:00
2018-08-24 06:00
2018-08-24 07:00
2018-08-24 08:00
2018-08-24 09:00
2018-08-24 10:00
2018-08-24 11:00
2018-08-24 12:00
2018-08-24 13:00
2018-08-24 14:00
2018-08-24 15:00
2018-08-24 16:00
2018-08-24 17:00
2018-08-24 18:00
2018-08-24 19:00
2018-08-24 20:00
2018-08-24 21:00
2018-08-24 22:00
2018-08-24 23:00
2018-08-25
2018-08-25 01:00
2018-08-25 02:00
2018-08-25 03:00
2018-08-25 04:00
2018-08-25 05:00
2018-08-25 06:00
2018-08-25 07:00
2018-08-25 08:00
2018-08-25 09:00
2018-08-25 10:00
2018-08-25 11:00
2018-08-25 12:00
2018-08-25 13:00
2018-08-25 14:00
2018-08-25 15:00
2018-08-25 16:00
2018-08-25 17:00
2018-08-25 18:00
2018-08-25 19:00
2018-08-25 20:00
2018-08-25 21:00
2018-08-25 22:00
2018-08-25 23:00
2018-08-26
2018-08-26 01:00
2018-08-26 02:00
2018-08-26 03:00
2018-08-26 04:00
2018-08-26 05:00
2018-08-26 06:00
2018-08-26 07:00
2018-08-26 08:00
2018-08-26 09:00
2018-08-26 10:00
2018-08-26 11:00
2018-08-26 12:00
2018-08-26 13:00
2018-08-26 14:00
2018-08-26 15:00
2018-08-26 16:00
2018-08-26 17:00
2018-08-26 18:00
2018-08-26 19:00
2018-08-26 20:00
2018-08-26 21:00
2018-08-26 22:00
2018-08-26 23:00
2018-08-27
2018-08-27 01:00
2018-08-27 02:00
2018-08-27 03:00
2018-08-27 04:00
2018-08-27 05:00
2018-08-27 06:00
2018-08-27 07:00
2018-08-27 08:00
2018-08-27 09:00
2018-08-27 10:00
2018-08-27 11:00
2018-08-27 12:00
2018-08-27 13:00
2018-08-27 14:00
2018-08-27 15:00
2018-08-27 16:00
2018-08-27 17:00
2018-08-27 18:00
2018-08-27 19:00
2018-08-27 20:00
2018-08-27 21:00
2018-08-27 22:00
2018-08-27 23:00
2018-08-28
2018-08-28 01:00
2018-08-28 02:00
2018-08-28 03:00
2018-08-28 04:00
2018-08-28 05:00
2018-08-28 06:00
2018-08-28 07:00
2018-08-28 08:00
2018-08-28 09:00
2018-08-28 10:00
2018-08-28 11:00
2018-08-28 12:00
2018-08-28 13:00
2018-08-28 14:00
2018-08-28 15:00
2018-08-28 16:00
2018-08-28 17:00
2018-08-28 18:00
2018-08-28 19:00
2018-08-28 20:00
2018-08-28 21:00
2018-08-28 22:00
2018-08-28 23:00
2018-08-29
2018-08-29 01:00
2018-08-29 02:00
2018-08-29 03:00
2018-08-29 04:00
2018-08-29 05:00
2018-08-29 06:00
2018-08-29 07:00
2018-08-29 08:00
2018-08-29 09:00
2018-08-29 10:00
2018-08-29 11:00
2018-08-29 12:00
2018-08-29 13:00
2018-08-29 14:00
2018-08-29 15:00
2018-08-29 16:00
2018-08-29 17:00
2018-08-29 18:00
2018-08-29 19:00
2018-08-29 20:00
2018-08-29 21:00
2018-08-29 22:00
2018-08-29 23:00
2018-08-30
2018-08-30 01:00
2018-08-30 02:00
2018-08-30 03:00
2018-08-30 04:00
2018-08-30 05:00
2018-08-30 06:00
2018-08-30 07:00
2018-08-30 08:00
2018-08-30 09:00
2018-08-30 10:00
2018-08-30 11:00
2018-08-30 12:00
2018-08-30 13:00
2018-08-30 14:00
2018-08-30 15:00
2018-08-30 16:00
2018-08-30 17:00
2018-08-30 18:00
2018-08-30 19:00
2018-08-30 20:00
2018-08-30 21:00
2018-08-30 22:00
2018-08-30 23:00
2018-08-31
2018-08-31 01:00
2018-08-31 02:00
2018-08-31 03:00
2018-08-31 04:00
2018-08-31 05:00
2018-08-31 06:00
2018-08-31 07:00
2018-08-31 08:00
2018-08-31 09:00
2018-08-31 10:00
2018-08-31 11:00
2018-08-31 12:00
2018-08-31 13:00
2018-08-31 14:00
2018-08-31 15:00
2018-08-31 16:00
2018-08-31 17:00
2018-08-31 18:00
2018-08-31 19:00
2018-08-31 20:00
2018-08-31 21:00
2018-08-31 22:00
2018-08-31 23:00
2018-09-01
2018-09-01 01:00
2018-09-01 02:00
2018-09-01 03:00
2018-09-01 04:00
2018-09-01 05:00
2018-09-01 06:00
2018-09-01 07:00
2018-09-01 08:00
2018-09-01 09:00
2018-09-01 10:00
2018-09-01 11:00
2018-09-01 12:00
2018-09-01 13:00
2018-09-01 14:00
2018-09-01 15:00
2018-09-01 16:00
2018-09-01 17:00
2018-09-01 18:00
2018-09-01 19:00
2018-09-01 20:00
2018-09-01 21:00
2018-09-01 22:00
2018-09-01 23:00
2018-09-02
2018-09-02 01:00
2018-09-02 02:00
2018-09-02 03:00
2018-09-02 04:00
2018-09-02 05:00
2018-09-02 06:00
2018-09-02 07:00
2018-09-02 08:00
2018-09-02 09:00
2018-09-02 10:00
2018-09-02 11:00
2018-09-02 12:00
2018-09-02 13:00
2018-09-02 14:00
2018-09-02 15:00
2018-09-02 16:00
2018-09-02 17:00
2018-09-02 18:00
2018-09-02 19:00
2018-09-02 20:00
2018-09-02 21:00
2018-09-02 22:00
2018-09-02 23:00
2018-09-03
2018-09-03 01:00
2018-09-03 02:00
2018-09-03 03:00
2018-09-03 04:00
2018-09-03 05:00
2018-09-03 06:00
2018-09-03 07:00
2018-09-03 08:00
2018-09-03 09:00
2018-09-03 10:00
2018-09-03 11:00
2018-09-03 12:00
2018-09-03 13:00
2018-09-03 14:00
2018-09-03 15:00
2018-09-03 16:00
2018-09-03 17:00
2018-09-03 18:00
2018-09-03 19:00
2018-09-03 20:00
2018-09-03 21:00
2018-09-03 22:00
2018-09-03 23:00
2018-09-04
2018-09-04 01:00
2018-09-04 02:00
2018-09-04 03:00
2018-09-04 04:00
2018-09-04 05:00
2018-09-04 06:00
2018-09-04 07:00
2018-09-04 08:00
2018-09-04 09:00
2018-09-04 10:00
2018-09-04 11:00
2018-09-04 12:00
2018-09-04 13:00
2018-09-04 14:00
2018-09-04 15:00
2018-09-04 16:00
2018-09-04 17:00
2018-09-04 18:00
2018-09-04 19:00
2018-09-04 20:00
2018-09-04 21:00
2018-09-04 22:00
2018-09-04 23:00
2018-09-05
2018-09-05 01:00
2018-09-05 02:00
2018-09-05 03:00
2018-09-05 04:00
2018-09-05 05:00
2018-09-05 06:00
2018-09-05 07:00
2018-09-05 08:00
2018-09-05 09:00
2018-09-05 10:00
2018-09-05 11:00
2018-09-05 12:00
2018-09-05 13:00
2018-09-05 14:00
2018-09-05 15:00
2018-09-05 16:00
2018-09-05 17:00
2018-09-05 18:00
2018-09-05 19:00
2018-09-05 20:00
2018-09-05 21:00
2018-09-05 22:00
2018-09-05 23:00
2018-09-06
2018-09-06 01:00
2018-09-06 02:00
2018-09-06 03:00
2018-09-06 04:00
2018-09-06 05:00
2018-09-06 06:00
2018-09-06 07:00
2018-09-06 08:00
2018-09-06 09:00
2018-09-06 10:00
2018-09-06 11:00
2018-09-06 12:00
2018-09-06 13:00
2018-09-06 14:00
2018-09-06 15:00
2018-09-06 16:00
2018-09-06 17:00
2018-09-06 18:00
2018-09-06 19:00
2018-09-06 20:00
2018-09-06 21:00
2018-09-06 22:00
2018-09-06 23:00
2018-09-07
2018-09-07 01:00
2018-09-07 02:00
2018-09-07 03:00
2018-09-07 04:00
2018-09-07 05:00
2018-09-07 06:00
2018-09-07 07:00
2018-09-07 08:00
2018-09-07 09:00
2018-09-07 10:00
2018-09-07 11:00
2018-09-07 12:00
2018-09-07 13:00
2018-09-07 14:00
2018-09-07 15:00
2018-09-07 16:00
2018-09-07 17:00
2018-09-07 18:00
2018-09-07 19:00
2018-09-07 20:00
2018-09-07 21:00
2018-09-07 22:00
2018-09-07 23:00
2018-09-08
2018-09-08 01:00
2018-09-08 02:00
2018-09-08 03:00
2018-09-08 04:00
2018-09-08 05:00
2018-09-08 06:00
2018-09-08 07:00
2018-09-08 08:00
2018-09-08 09:00
2018-09-08 10:00
2018-09-08 11:00
2018-09-08 12:00
2018-09-08 13:00
2018-09-08 14:00
2018-09-08 15:00
2018-09-08 16:00
2018-09-08 17:00
2018-09-08 18:00
2018-09-08 19:00
2018-09-08 20:00
2018-09-08 21:00
2018-09-08 22:00
2018-09-08 23:00
2018-09-09
2018-09-09 01:00
2018-09-09 02:00
2018-09-09 03:00
2018-09-09 04:00
2018-09-09 05:00
2018-09-09 06:00
2018-09-09 07:00
2018-09-09 08:00
2018-09-09 09:00
2018-09-09 10:00
2018-09-09 11:00
2018-09-09 12:00
2018-09-09 13:00
2018-09-09 14:00
2018-09-09 15:00
2018-09-09 16:00
2018-09-09 17:00
2018-09-09 18:00
2018-09-09 19:00
2018-09-09 20:00
2018-09-09 21:00
2018-09-09 22:00
2018-09-09 23:00
2018-09-10
2018-09-10 01:00
2018-09-10 02:00
2018-09-10 03:00
2018-09-10 04:00
2018-09-10 05:00
2018-09-10 06:00
2018-09-10 07:00
2018-09-10 08:00
2018-09-10 09:00
2018-09-10 10:00
2018-09-10 11:00
2018-09-10 12:00
2018-09-10 13:00
2018-09-10 14:00
2018-09-10 15:00
2018-09-10 16:00
2018-09-10 17:00
2018-09-10 18:00
2018-09-10 19:00
2018-09-10 20:00
2018-09-10 21:00
2018-09-10 22:00
2018-09-10 23:00
2018-09-11
2018-09-11 01:00
2018-09-11 02:00
2018-09-11 03:00
2018-09-11 04:00
2018-09-11 05:00
2018-09-11 06:00
2018-09-11 07:00
2018-09-11 08:00
2018-09-11 09:00
2018-09-11 10:00
2018-09-11 11:00
2018-09-11 12:00
2018-09-11 13:00
2018-09-11 14:00
2018-09-11 15:00
2018-09-11 16:00
2018-09-11 17:00
2018-09-11 18:00
2018-09-11 19:00
2018-09-11 20:00
2018-09-11 21:00
2018-09-11 22:00
2018-09-11 23:00
2018-09-12
2018-09-12 01:00
2018-09-12 02:00
2018-09-12 03:00
2018-09-12 04:00
2018-09-12 05:00
2018-09-12 06:00
2018-09-12 07:00
2018-09-12 08:00
2018-09-12 09:00
2018-09-12 10:00
2018-09-12 11:00
2018-09-12 12:00
2018-09-12 13:00
2018-09-12 14:00
2018-09-12 15:00
2018-09-12 16:00
2018-09-12 17:00
2018-09-12 18:00
2018-09-12 19:00
2018-09-12 20:00
2018-09-12 21:00
2018-09-12 22:00
2018-09-12 23:00
2018-09-13
2018-09-13 01:00
2018-09-13 02:00
2018-09-13 03:00
2018-09-13 04:00
2018-09-13 05:00
2018-09-13 06:00
2018-09-13 07:00
2018-09-13 08:00
2018-09-13 09:00
2018-09-13 10:00
2018-09-13 11:00
2018-09-13 12:00
2018-09-13 13:00
2018-09-13 14:00
2018-09-13 15:00
2018-09-13 16:00
2018-09-13 17:00
2018-09-13 18:00
2018-09-13 19:00
2018-09-13 20:00
2018-09-13 21:00
2018-09-13 22:00
2018-09-13 23:00
2018-09-14
2018-09-14 01:00
2018-09-14 02:00
2018-09-14 03:00
2018-09-14 04:00
2018-09-14 05:00
2018-09-14 06:00
2018-09-14 07:00
2018-09-14 08:00
2018-09-14 09:00
2018-09-14 10:00
2018-09-14 11:00
2018-09-14 12:00
2018-09-14 13:00
2018-09-14 14:00
2018-09-14 15:00
2018-09-14 16:00
2018-09-14 17:00
2018-09-14 18:00
2018-09-14 19:00
2018-09-14 20:00
2018-09-14 21:00
2018-09-14 22:00
2018-09-14 23:00
2018-09-15
2018-09-15 01:00
2018-09-15 02:00
2018-09-15 03:00
2018-09-15 04:00
2018-09-15 05:00
2018-09-15 06:00
2018-09-15 07:00
2018-09-15 08:00
2018-09-15 09:00
2018-09-15 10:00
2018-09-15 11:00
2018-09-15 12:00
2018-09-15 13:00
2018-09-15 14:00
2018-09-15 15:00
2018-09-15 16:00
2018-09-15 17:00
2018-09-15 18:00
2018-09-15 19:00
2018-09-15 20:00
2018-09-15 21:00
2018-09-15 22:00
2018-09-15 23:00
2018-09-16
2018-09-16 01:00
2018-09-16 02:00
2018-09-16 03:00
2018-09-16 04:00
2018-09-16 05:00
2018-09-16 06:00
2018-09-16 07:00
2018-09-16 08:00
2018-09-16 09:00
2018-09-16 10:00
2018-09-16 11:00
2018-09-16 12:00
2018-09-16 13:00
2018-09-16 14:00
2018-09-16 15:00
2018-09-16 16:00
2018-09-16 17:00
2018-09-16 18:00
2018-09-16 19:00
2018-09-16 20:00
2018-09-16 21:00
2018-09-16 22:00
2018-09-16 23:00
2018-09-17
2018-09-17 01:00
2018-09-17 02:00
2018-09-17 03:00
2018-09-17 04:00
2018-09-17 05:00
2018-09-17 06:00
2018-09-17 07:00
2018-09-17 08:00
2018-09-17 09:00
2018-09-17 10:00
2018-09-17 11:00
2018-09-17 12:00
2018-09-17 13:00
2018-09-17 14:00
2018-09-17 15:00
2018-09-17 16:00
2018-09-17 17:00
2018-09-17 18:00
2018-09-17 19:00
2018-09-17 20:00
2018-09-17 21:00
2018-09-17 22:00
2018-09-17 23:00
2018-09-18
2018-09-18 01:00
2018-09-18 02:00
2018-09-18 03:00
2018-09-18 04:00
2018-09-18 05:00
2018-09-18 06:00
2018-09-18 07:00
2018-09-18 08:00
2018-09-18 09:00
2018-09-18 10:00
2018-09-18 11:00
2018-09-18 12:00
2018-09-18 13:00
2018-09-18 14:00
2018-09-18 15:00
2018-09-18 16:00
2018-09-18 17:00
2018-09-18 18:00
2018-09-18 19:00
2018-09-18 20:00
2018-09-18 21:00
2018-09-18 22:00
2018-09-18 23:00
2018-09-19
2018-09-19 01:00
2018-09-19 02:00
2018-09-19 03:00
2018-09-19 04:00
2018-09-19 05:00
2018-09-19 06:00
2018-09-19 07:00
2018-09-19 08:00
2018-09-19 09:00
2018-09-19 10:00
2018-09-19 11:00
2018-09-19 12:00
2018-09-19 13:00
2018-09-19 14:00
2018-09-19 15:00
2018-09-19 16:00
2018-09-19 17:00
2018-09-19 18:00
2018-09-19 19:00
2018-09-19 20:00
2018-09-19 21:00
2018-09-19 22:00
2018-09-19 23:00
2018-09-20
2018-09-20 01:00
2018-09-20 02:00
2018-09-20 03:00
2018-09-20 04:00
2018-09-20 05:00
2018-09-20 06:00
2018-09-20 07:00
2018-09-20 08:00
2018-09-20 09:00
2018-09-20 10:00
2018-09-20 11:00
2018-09-20 12:00
2018-09-20 13:00
2018-09-20 14:00
2018-09-20 15:00
2018-09-20 16:00
2018-09-20 17:00
2018-09-20 18:00
2018-09-20 19:00
2018-09-20 20:00
2018-09-20 21:00
2018-09-20 22:00
2018-09-20 23:00
2018-09-21
2018-09-21 01:00
2018-09-21 02:00
2018-09-21 03:00
2018-09-21 04:00
2018-09-21 05:00
2018-09-21 06:00
2018-09-21 07:00
2018-09-21 08:00
2018-09-21 09:00
2018-09-21 10:00
2018-09-21 11:00
2018-09-21 12:00
2018-09-21 13:00
2018-09-21 14:00
2018-09-21 15:00
2018-09-21 16:00
2018-09-21 17:00
2018-09-21 18:00
2018-09-21 19:00
2018-09-21 20:00
2018-09-21 21:00
2018-09-21 22:00
2018-09-21 23:00
2018-09-22
2018-09-22 01:00
2018-09-22 02:00
2018-09-22 03:00
2018-09-22 04:00
2018-09-22 05:00
2018-09-22 06:00
2018-09-22 07:00
2018-09-22 08:00
2018-09-22 09:00
2018-09-22 10:00
2018-09-22 11:00
2018-09-22 12:00
2018-09-22 13:00
2018-09-22 14:00
2018-09-22 15:00
2018-09-22 16:00
2018-09-22 17:00
2018-09-22 18:00
2018-09-22 19:00
2018-09-22 20:00
2018-09-22 21:00
2018-09-22 22:00
2018-09-22 23:00
2018-09-23
2018-09-23 01:00
2018-09-23 02:00
2018-09-23 03:00
2018-09-23 04:00
2018-09-23 05:00
2018-09-23 06:00
2018-09-23 07:00
2018-09-23 08:00
2018-09-23 09:00
2018-09-23 10:00
2018-09-23 11:00
2018-09-23 12:00
2018-09-23 13:00
2018-09-23 14:00
2018-09-23 15:00
2018-09-23 16:00
2018-09-23 17:00
2018-09-23 18:00
2018-09-23 19:00
2018-09-23 20:00
2018-09-23 21:00
2018-09-23 22:00
2018-09-23 23:00
2018-09-24
2018-09-24 01:00
2018-09-24 02:00
2018-09-24 03:00
2018-09-24 04:00
2018-09-24 05:00
2018-09-24 06:00
2018-09-24 07:00
2018-09-24 08:00
2018-09-24 09:00
2018-09-24 10:00
2018-09-24 11:00
2018-09-24 12:00
2018-09-24 13:00
2018-09-24 14:00
2018-09-24 15:00
2018-09-24 16:00
2018-09-24 17:00
2018-09-24 18:00
2018-09-24 19:00
2018-09-24 20:00
2018-09-24 21:00
2018-09-24 22:00
2018-09-24 23:00
2018-09-25
2018-09-25 01:00
2018-09-25 02:00
2018-09-25 03:00
2018-09-25 04:00
2018-09-25 05:00
2018-09-25 06:00
2018-09-25 07:00
2018-09-25 08:00
2018-09-25 09:00
2018-09-25 10:00
2018-09-25 11:00
2018-09-25 12:00
2018-09-25 13:00
2018-09-25 14:00
2018-09-25 15:00
2018-09-25 16:00
2018-09-25 17:00
2018-09-25 18:00
2018-09-25 19:00
2018-09-25 20:00
2018-09-25 21:00
2018-09-25 22:00
2018-09-25 23:00
2018-09-26
2018-09-26 01:00
2018-09-26 02:00
2018-09-26 03:00
2018-09-26 04:00
2018-09-26 05:00
2018-09-26 06:00
2018-09-26 07:00
2018-09-26 08:00
2018-09-26 09:00
2018-09-26 10:00
2018-09-26 11:00
2018-09-26 12:00
2018-09-26 13:00
2018-09-26 14:00
2018-09-26 15:00
2018-09-26 16:00
2018-09-26 17:00
2018-09-26 18:00
2018-09-26 19:00
2018-09-26 20:00
2018-09-26 21:00
2018-09-26 22:00
2018-09-26 23:00
2018-09-27
2018-09-27 01:00
2018-09-27 02:00
2018-09-27 03:00
2018-09-27 04:00
2018-09-27 05:00
2018-09-27 06:00
2018-09-27 07:00
2018-09-27 08:00
2018-09-27 09:00
2018-09-27 10:00
2018-09-27 11:00
2018-09-27 12:00
2018-09-27 13:00
2018-09-27 14:00
2018-09-27 15:00
2018-09-27 16:00
2018-09-27 17:00
2018-09-27 18:00
2018-09-27 19:00
2018-09-27 20:00
2018-09-27 21:00
2018-09-27 22:00
2018-09-27 23:00
2018-09-28
2018-09-28 01:00
2018-09-28 02:00
2018-09-28 03:00
2018-09-28 04:00
2018-09-28 05:00
2018-09-28 06:00
2018-09-28 07:00
2018-09-28 08:00
2018-09-28 09:00
2018-09-28 10:00
2018-09-28 11:00
2018-09-28 12:00
2018-09-28 13:00
2018-09-28 14:00
2018-09-28 15:00
2018-09-28 16:00
2018-09-28 17:00
2018-09-28 18:00
2018-09-28 19:00
2018-09-28 20:00
2018-09-28 21:00
2018-09-28 22:00
2018-09-28 23:00
2018-09-29
2018-09-29 01:00
2018-09-29 02:00
2018-09-29 03:00
2018-09-29 04:00
2018-09-29 05:00
2018-09-29 06:00
2018-09-29 07:00
2018-09-29 08:00
2018-09-29 09:00
2018-09-29 10:00
2018-09-29 11:00
2018-09-29 12:00
2018-09-29 13:00
2018-09-29 14:00
2018-09-29 15:00
2018-09-29 16:00
2018-09-29 17:00
2018-09-29 18:00
2018-09-29 19:00
2018-09-29 20:00
2018-09-29 21:00
2018-09-29 22:00
2018-09-29 23:00
2018-09-30
2018-09-30 01:00
2018-09-30 02:00
2018-09-30 03:00
2018-09-30 04:00
2018-09-30 05:00
2018-09-30 06:00
2018-09-30 07:00
2018-09-30 08:00
2018-09-30 09:00
2018-09-30 10:00
2018-09-30 11:00
2018-09-30 12:00
2018-09-30 13:00
2018-09-30 14:00
2018-09-30 15:00
2018-09-30 16:00
2018-09-30 17:00
2018-09-30 18:00
2018-09-30 19:00
2018-09-30 20:00
2018-09-30 21:00
2018-09-30 22:00
2018-09-30 23:00
2018-10-01
2018-10-01 01:00
2018-10-01 02:00
2018-10-01 03:00
2018-10-01 04:00
2018-10-01 05:00
2018-10-01 06:00
2018-10-01 07:00
2018-10-01 08:00
2018-10-01 09:00
2018-10-01 10:00
2018-10-01 11:00
2018-10-01 12:00
2018-10-01 13:00
2018-10-01 14:00
2018-10-01 15:00
2018-10-01 16:00
2018-10-01 17:00
2018-10-01 18:00
2018-10-01 19:00
2018-10-01 20:00
2018-10-01 21:00
2018-10-01 22:00
2018-10-01 23:00
2018-10-02
2018-10-02 01:00
2018-10-02 02:00
2018-10-02 03:00
2018-10-02 04:00
2018-10-02 05:00
2018-10-02 06:00
2018-10-02 07:00
2018-10-02 08:00
2018-10-02 09:00
2018-10-02 10:00
2018-10-02 11:00
2018-10-02 12:00
2018-10-02 13:00
2018-10-02 14:00
2018-10-02 15:00
2018-10-02 16:00
2018-10-02 17:00
2018-10-02 18:00
2018-10-02 19:00
2018-10-02 20:00
2018-10-02 21:00
2018-10-02 22:00
2018-10-02 23:00
2018-10-03
2018-10-03 01:00
2018-10-03 02:00
2018-10-03 03:00
2018-10-03 04:00
2018-10-03 05:00
2018-10-03 06:00
2018-10-03 07:00
2018-10-03 08:00
2018-10-03 09:00
2018-10-03 10:00
2018-10-03 11:00
2018-10-03 12:00
2018-10-03 13:00
2018-10-03 14:00
2018-10-03 15:00
2018-10-03 16:00
2018-10-03 17:00
2018-10-03 18:00
2018-10-03 19:00
2018-10-03 20:00
2018-10-03 21:00
2018-10-03 22:00
2018-10-03 23:00
2018-10-04
2018-10-04 01:00
2018-10-04 02:00
2018-10-04 03:00
2018-10-04 04:00
2018-10-04 05:00
2018-10-04 06:00
2018-10-04 07:00
2018-10-04 08:00
2018-10-04 09:00
2018-10-04 10:00
2018-10-04 11:00
2018-10-04 12:00
2018-10-04 13:00
2018-10-04 14:00
2018-10-04 15:00
2018-10-04 16:00
2018-10-04 17:00
2018-10-04 18:00
2018-10-04 19:00
2018-10-04 20:00
2018-10-04 21:00
2018-10-04 22:00
2018-10-04 23:00
2018-10-05
2018-10-05 01:00
2018-10-05 02:00
2018-10-05 03:00
2018-10-05 04:00
2018-10-05 05:00
2018-10-05 06:00
2018-10-05 07:00
2018-10-05 08:00
2018-10-05 09:00
2018-10-05 10:00
2018-10-05 11:00
2018-10-05 12:00
2018-10-05 13:00
2018-10-05 14:00
2018-10-05 15:00
2018-10-05 16:00
2018-10-05 17:00
2018-10-05 18:00
2018-10-05 19:00
2018-10-05 20:00
2018-10-05 21:00
2018-10-05 22:00
2018-10-05 23:00
2018-10-06
2018-10-06 01:00
2018-10-06 02:00
2018-10-06 03:00
2018-10-06 04:00
2018-10-06 05:00
2018-10-06 06:00
2018-10-06 07:00
2018-10-06 08:00
2018-10-06 09:00
2018-10-06 10:00
2018-10-06 11:00
2018-10-06 12:00
2018-10-06 13:00
2018-10-06 14:00
2018-10-06 15:00
2018-10-06 16:00
2018-10-06 17:00
2018-10-06 18:00
2018-10-06 19:00
2018-10-06 20:00
2018-10-06 21:00
2018-10-06 22:00
2018-10-06 23:00
2018-10-07
2018-10-07 01:00
2018-10-07 02:00
2018-10-07 03:00
2018-10-07 04:00
2018-10-07 05:00
2018-10-07 06:00
2018-10-07 07:00
2018-10-07 08:00
2018-10-07 09:00
2018-10-07 10:00
2018-10-07 11:00
2018-10-07 12:00
2018-10-07 13:00
2018-10-07 14:00
2018-10-07 15:00
2018-10-07 16:00
2018-10-07 17:00
2018-10-07 18:00
2018-10-07 19:00
2018-10-07 20:00
2018-10-07 21:00
2018-10-07 22:00
2018-10-07 23:00
2018-10-08
2018-10-08 01:00
2018-10-08 02:00
2018-10-08 03:00
2018-10-08 04:00
2018-10-08 05:00
2018-10-08 06:00
2018-10-08 07:00
2018-10-08 08:00
2018-10-08 09:00
2018-10-08 10:00
2018-10-08 11:00
2018-10-08 12:00
2018-10-08 13:00
2018-10-08 14:00
2018-10-08 15:00
2018-10-08 16:00
2018-10-08 17:00
2018-10-08 18:00
2018-10-08 19:00
2018-10-08 20:00
2018-10-08 21:00
2018-10-08 22:00
2018-10-08 23:00
2018-10-09
2018-10-09 01:00
2018-10-09 02:00
2018-10-09 03:00
2018-10-09 04:00
2018-10-09 05:00
2018-10-09 06:00
2018-10-09 07:00
2018-10-09 08:00
2018-10-09 09:00
2018-10-09 10:00
2018-10-09 11:00
2018-10-09 12:00
2018-10-09 13:00
2018-10-09 14:00
2018-10-09 15:00
2018-10-09 16:00
2018-10-09 17:00
2018-10-09 18:00
2018-10-09 19:00
2018-10-09 20:00
2018-10-09 21:00
2018-10-09 22:00
2018-10-09 23:00
2018-10-10
2018-10-10 01:00
2018-10-10 02:00
2018-10-10 03:00
2018-10-10 04:00
2018-10-10 05:00
2018-10-10 06:00
2018-10-10 07:00
2018-10-10 08:00
2018-10-10 09:00
2018-10-10 10:00
2018-10-10 11:00
2018-10-10 12:00
2018-10-10 13:00
2018-10-10 14:00
2018-10-10 15:00
2018-10-10 16:00
2018-10-10 17:00
2018-10-10 18:00
2018-10-10 19:00
2018-10-10 20:00
2018-10-10 21:00
2018-10-10 22:00
2018-10-10 23:00
2018-10-11
2018-10-11 01:00
2018-10-11 02:00
2018-10-11 03:00
2018-10-11 04:00
2018-10-11 05:00
2018-10-11 06:00
2018-10-11 07:00
2018-10-11 08:00
2018-10-11 09:00
2018-10-11 10:00
2018-10-11 11:00
2018-10-11 12:00
2018-10-11 13:00
2018-10-11 14:00
2018-10-11 15:00
2018-10-11 16:00
2018-10-11 17:00
2018-10-11 18:00
2018-10-11 19:00
2018-10-11 20:00
2018-10-11 21:00
2018-10-11 22:00
2018-10-11 23:00
2018-10-12
2018-10-12 01:00
2018-10-12 02:00
2018-10-12 03:00
2018-10-12 04:00
2018-10-12 05:00
2018-10-12 06:00
2018-10-12 07:00
2018-10-12 08:00
2018-10-12 09:00
2018-10-12 10:00
2018-10-12 11:00
2018-10-12 12:00
2018-10-12 13:00
2018-10-12 14:00
2018-10-12 15:00
2018-10-12 16:00
2018-10-12 17:00
2018-10-12 18:00
2018-10-12 19:00
2018-10-12 20:00
2018-10-12 21:00
2018-10-12 22:00
2018-10-12 23:00
2018-10-13
2018-10-13 01:00
2018-10-13 02:00
2018-10-13 03:00
2018-10-13 04:00
2018-10-13 05:00
2018-10-13 06:00
2018-10-13 07:00
2018-10-13 08:00
2018-10-13 09:00
2018-10-13 10:00
2018-10-13 11:00
2018-10-13 12:00
2018-10-13 13:00
2018-10-13 14:00
2018-10-13 15:00
2018-10-13 16:00
2018-10-13 17:00
2018-10-13 18:00
2018-10-13 19:00
2018-10-13 20:00
2018-10-13 21:00
2018-10-13 22:00
2018-10-13 23:00
2018-10-14
2018-10-14 01:00
2018-10-14 02:00
2018-10-14 03:00
2018-10-14 04:00
2018-10-14 05:00
2018-10-14 06:00
2018-10-14 07:00
2018-10-14 08:00
2018-10-14 09:00
2018-10-14 10:00
2018-10-14 11:00
2018-10-14 12:00
2018-10-14 13:00
2018-10-14 14:00
2018-10-14 15:00
2018-10-14 16:00
2018-10-14 17:00
2018-10-14 18:00
2018-10-14 19:00
2018-10-14 20:00
2018-10-14 21:00
2018-10-14 22:00
2018-10-14 23:00
2018-10-15
2018-10-15 01:00
2018-10-15 02:00
2018-10-15 03:00
2018-10-15 04:00
2018-10-15 05:00
2018-10-15 06:00
2018-10-15 07:00
2018-10-15 08:00
2018-10-15 09:00
2018-10-15 10:00
2018-10-15 11:00
2018-10-15 12:00
2018-10-15 13:00
2018-10-15 14:00
2018-10-15 15:00
2018-10-15 16:00
2018-10-15 17:00
2018-10-15 18:00
2018-10-15 19:00
2018-10-15 20:00
2018-10-15 21:00
2018-10-15 22:00
2018-10-15 23:00
2018-10-16
2018-10-16 01:00
2018-10-16 02:00
2018-10-16 03:00
2018-10-16 04:00
2018-10-16 05:00
2018-10-16 06:00
2018-10-16 07:00
2018-10-16 08:00
2018-10-16 09:00
2018-10-16 10:00
2018-10-16 11:00
2018-10-16 12:00
2018-10-16 13:00
2018-10-16 14:00
2018-10-16 15:00
2018-10-16 16:00
2018-10-16 17:00
2018-10-16 18:00
2018-10-16 19:00
2018-10-16 20:00
2018-10-16 21:00
2018-10-16 22:00
2018-10-16 23:00
2018-10-17
2018-10-17 01:00
2018-10-17 02:00
2018-10-17 03:00
2018-10-17 04:00
2018-10-17 05:00
2018-10-17 06:00
2018-10-17 07:00
2018-10-17 08:00
2018-10-17 09:00
2018-10-17 10:00
2018-10-17 11:00
2018-10-17 12:00
2018-10-17 13:00
2018-10-17 14:00
2018-10-17 15:00
2018-10-17 16:00
2018-10-17 17:00
2018-10-17 18:00
2018-10-17 19:00
2018-10-17 20:00
2018-10-17 21:00
2018-10-17 22:00
2018-10-17 23:00
2018-10-18
2018-10-18 01:00
2018-10-18 02:00
2018-10-18 03:00
2018-10-18 04:00
2018-10-18 05:00
2018-10-18 06:00
2018-10-18 07:00
2018-10-18 08:00
2018-10-18 09:00
2018-10-18 10:00
2018-10-18 11:00
2018-10-18 12:00
2018-10-18 13:00
2018-10-18 14:00
2018-10-18 15:00
2018-10-18 16:00
2018-10-18 17:00
2018-10-18 18:00
2018-10-18 19:00
2018-10-18 20:00
2018-10-18 21:00
2018-10-18 22:00
2018-10-18 23:00
2018-10-19
2018-10-19 01:00
2018-10-19 02:00
2018-10-19 03:00
2018-10-19 04:00
2018-10-19 05:00
2018-10-19 06:00
2018-10-19 07:00
2018-10-19 08:00
2018-10-19 09:00
2018-10-19 10:00
2018-10-19 11:00
2018-10-19 12:00
2018-10-19 13:00
2018-10-19 14:00
2018-10-19 15:00
2018-10-19 16:00
2018-10-19 17:00
2018-10-19 18:00
2018-10-19 19:00
2018-10-19 20:00
2018-10-19 21:00
2018-10-19 22:00
2018-10-19 23:00
2018-10-20
2018-10-20 01:00
2018-10-20 02:00
2018-10-20 03:00
2018-10-20 04:00
2018-10-20 05:00
2018-10-20 06:00
2018-10-20 07:00
2018-10-20 08:00
2018-10-20 09:00
2018-10-20 10:00
2018-10-20 11:00
2018-10-20 12:00
2018-10-20 13:00
2018-10-20 14:00
2018-10-20 15:00
2018-10-20 16:00
2018-10-20 17:00
2018-10-20 18:00
2018-10-20 19:00
2018-10-20 20:00
2018-10-20 21:00
2018-10-20 22:00
2018-10-20 23:00
2018-10-21
2018-10-21 01:00
2018-10-21 02:00
2018-10-21 03:00
2018-10-21 04:00
2018-10-21 05:00
2018-10-21 06:00
2018-10-21 07:00
2018-10-21 08:00
2018-10-21 09:00
2018-10-21 10:00
2018-10-21 11:00
2018-10-21 12:00
2018-10-21 13:00
2018-10-21 14:00
2018-10-21 15:00
2018-10-21 16:00
2018-10-21 17:00
2018-10-21 18:00
2018-10-21 19:00
2018-10-21 20:00
2018-10-21 21:00
2018-10-21 22:00
2018-10-21 23:00
2018-10-22
2018-10-22 01:00
2018-10-22 02:00
2018-10-22 03:00
2018-10-22 04:00
2018-10-22 05:00
2018-10-22 06:00
2018-10-22 07:00
2018-10-22 08:00
2018-10-22 09:00
2018-10-22 10:00
2018-10-22 11:00
2018-10-22 12:00
2018-10-22 13:00
2018-10-22 14:00
2018-10-22 15:00
2018-10-22 16:00
2018-10-22 17:00
2018-10-22 18:00
2018-10-22 19:00
2018-10-22 20:00
2018-10-22 21:00
2018-10-22 22:00
2018-10-22 23:00
2018-10-23
2018-10-23 01:00
2018-10-23 02:00
2018-10-23 03:00
2018-10-23 04:00
2018-10-23 05:00
2018-10-23 06:00
2018-10-23 07:00
2018-10-23 08:00
2018-10-23 09:00
2018-10-23 10:00
2018-10-23 11:00
2018-10-23 12:00
2018-10-23 13:00
2018-10-23 14:00
2018-10-23 15:00
2018-10-23 16:00
2018-10-23 17:00
2018-10-23 18:00
2018-10-23 19:00
2018-10-23 20:00
2018-10-23 21:00
2018-10-23 22:00
2018-10-23 23:00
2018-10-24
2018-10-24 01:00
2018-10-24 02:00
2018-10-24 03:00
2018-10-24 04:00
2018-10-24 05:00
2018-10-24 06:00
2018-10-24 07:00
2018-10-24 08:00
2018-10-24 09:00
2018-10-24 10:00
2018-10-24 11:00
2018-10-24 12:00
2018-10-24 13:00
2018-10-24 14:00
2018-10-24 15:00
2018-10-24 16:00
2018-10-24 17:00
2018-10-24 18:00
2018-10-24 19:00
2018-10-24 20:00
2018-10-24 21:00
2018-10-24 22:00
2018-10-24 23:00
2018-10-25
2018-10-25 01:00
2018-10-25 02:00
2018-10-25 03:00
2018-10-25 04:00
2018-10-25 05:00
2018-10-25 06:00
2018-10-25 07:00
2018-10-25 08:00
2018-10-25 09:00
2018-10-25 10:00
2018-10-25 11:00
2018-10-25 12:00
2018-10-25 13:00
2018-10-25 14:00
2018-10-25 15:00
2018-10-25 16:00
2018-10-25 17:00
2018-10-25 18:00
2018-10-25 19:00
2018-10-25 20:00
2018-10-25 21:00
2018-10-25 22:00
2018-10-25 23:00
2018-10-26
2018-10-26 01:00
2018-10-26 02:00
2018-10-26 03:00
2018-10-26 04:00
2018-10-26 05:00
2018-10-26 06:00
2018-10-26 07:00
2018-10-26 08:00
2018-10-26 09:00
2018-10-26 10:00
2018-10-26 11:00
2018-10-26 12:00
2018-10-26 13:00
2018-10-26 14:00
2018-10-26 15:00
2018-10-26 16:00
2018-10-26 17:00
2018-10-26 18:00
2018-10-26 19:00
2018-10-26 20:00
2018-10-26 21:00
2018-10-26 22:00
2018-10-26 23:00
2018-10-27
2018-10-27 01:00
2018-10-27 02:00
2018-10-27 03:00
2018-10-27 04:00
2018-10-27 05:00
2018-10-27 06:00
2018-10-27 07:00
2018-10-27 08:00
2018-10-27 09:00
2018-10-27 10:00
2018-10-27 11:00
2018-10-27 12:00
2018-10-27 13:00
2018-10-27 14:00
2018-10-27 15:00
2018-10-27 16:00
2018-10-27 17:00
2018-10-27 18:00
2018-10-27 19:00
2018-10-27 20:00
2018-10-27 21:00
2018-10-27 22:00
2018-10-27 23:00
2018-10-28
2018-10-28 01:00
2018-10-28 02:00
2018-10-28 03:00
2018-10-28 04:00
2018-10-28 05:00
2018-10-28 06:00
2018-10-28 07:00
2018-10-28 08:00
2018-10-28 09:00
2018-10-28 10:00
2018-10-28 11:00
2018-10-28 12:00
2018-10-28 13:00
2018-10-28 14:00
2018-10-28 15:00
2018-10-28 16:00
2018-10-28 17:00
2018-10-28 18:00
2018-10-28 19:00
2018-10-28 20:00
2018-10-28 21:00
2018-10-28 22:00
2018-10-28 23:00
2018-10-29
2018-10-29 01:00
2018-10-29 02:00
2018-10-29 03:00
2018-10-29 04:00
2018-10-29 05:00
2018-10-29 06:00
2018-10-29 07:00
2018-10-29 08:00
2018-10-29 09:00
2018-10-29 10:00
2018-10-29 11:00
2018-10-29 12:00
2018-10-29 13:00
2018-10-29 14:00
2018-10-29 15:00
2018-10-29 16:00
2018-10-29 17:00
2018-10-29 18:00
2018-10-29 19:00
2018-10-29 20:00
2018-10-29 21:00
2018-10-29 22:00
2018-10-29 23:00
2018-10-30
2018-10-30 01:00
2018-10-30 02:00
2018-10-30 03:00
2018-10-30 04:00
2018-10-30 05:00
2018-10-30 06:00
2018-10-30 07:00
2018-10-30 08:00
2018-10-30 09:00
2018-10-30 10:00
2018-10-30 11:00
2018-10-30 12:00
2018-10-30 13:00
2018-10-30 14:00
2018-10-30 15:00
2018-10-30 16:00
2018-10-30 17:00
2018-10-30 18:00
2018-10-30 19:00
2018-10-30 20:00
2018-10-30 21:00
2018-10-30 22:00
2018-10-30 23:00
2018-10-31
2018-10-31 01:00
2018-10-31 02:00
2018-10-31 03:00
2018-10-31 04:00
2018-10-31 05:00
2018-10-31 06:00
2018-10-31 07:00
2018-10-31 08:00
2018-10-31 09:00
2018-10-31 10:00
2018-10-31 11:00
2018-10-31 12:00
2018-10-31 13:00
2018-10-31 14:00
2018-10-31 15:00
2018-10-31 16:00
2018-10-31 17:00
2018-10-31 18:00
2018-10-31 19:00
2018-10-31 20:00
2018-10-31 21:00
2018-10-31 22:00
2018-10-31 23:00
2018-11-01
2018-11-01 01:00
2018-11-01 02:00
2018-11-01 03:00
2018-11-01 04:00
2018-11-01 05:00
2018-11-01 06:00
2018-11-01 07:00
2018-11-01 08:00
2018-11-01 09:00
2018-11-01 10:00
2018-11-01 11:00
2018-11-01 12:00
2018-11-01 13:00
2018-11-01 14:00
2018-11-01 15:00
2018-11-01 16:00
2018-11-01 17:00
2018-11-01 18:00
2018-11-01 19:00
2018-11-01 20:00
2018-11-01 21:00
2018-11-01 22:00
2018-11-01 23:00
2018-11-02
2018-11-02 01:00
2018-11-02 02:00
2018-11-02 03:00
2018-11-02 04:00
2018-11-02 05:00
2018-11-02 06:00
2018-11-02 07:00
2018-11-02 08:00
2018-11-02 09:00
2018-11-02 10:00
2018-11-02 11:00
2018-11-02 12:00
2018-11-02 13:00
2018-11-02 14:00
2018-11-02 15:00
2018-11-02 16:00
2018-11-02 17:00
2018-11-02 18:00
2018-11-02 19:00
2018-11-02 20:00
2018-11-02 21:00
2018-11-02 22:00
2018-11-02 23:00
2018-11-03
2018-11-03 01:00
2018-11-03 02:00
2018-11-03 03:00
2018-11-03 04:00
2018-11-03 05:00
2018-11-03 06:00
2018-11-03 07:00
2018-11-03 08:00
2018-11-03 09:00
2018-11-03 10:00
2018-11-03 11:00
2018-11-03 12:00
2018-11-03 13:00
2018-11-03 14:00
2018-11-03 15:00
2018-11-03 16:00
2018-11-03 17:00
2018-11-03 18:00
2018-11-03 19:00
2018-11-03 20:00
2018-11-03 21:00
2018-11-03 22:00
2018-11-03 23:00
2018-11-04
2018-11-04 01:00
2018-11-04 02:00
2018-11-04 03:00
2018-11-04 04:00
2018-11-04 05:00
2018-11-04 06:00
2018-11-04 07:00
2018-11-04 08:00
2018-11-04 09:00
2018-11-04 10:00
2018-11-04 11:00
2018-11-04 12:00
2018-11-04 13:00
2018-11-04 14:00
2018-11-04 15:00
2018-11-04 16:00
2018-11-04 17:00
2018-11-04 18:00
2018-11-04 19:00
2018-11-04 20:00
2018-11-04 21:00
2018-11-04 22:00
2018-11-04 23:00
2018-11-05
2018-11-05 01:00
2018-11-05 02:00
2018-11-05 03:00
2018-11-05 04:00
2018-11-05 05:00
2018-11-05 06:00
2018-11-05 07:00
2018-11-05 08:00
2018-11-05 09:00
2018-11-05 10:00
2018-11-05 11:00
2018-11-05 12:00
2018-11-05 13:00
2018-11-05 14:00
2018-11-05 15:00
2018-11-05 16:00
2018-11-05 17:00
2018-11-05 18:00
2018-11-05 19:00
2018-11-05 20:00
2018-11-05 21:00
2018-11-05 22:00
2018-11-05 23:00
2018-11-06
2018-11-06 01:00
2018-11-06 02:00
2018-11-06 03:00
2018-11-06 04:00
2018-11-06 05:00
2018-11-06 06:00
2018-11-06 07:00
2018-11-06 08:00
2018-11-06 09:00
2018-11-06 10:00
2018-11-06 11:00
2018-11-06 12:00
2018-11-06 13:00
2018-11-06 14:00
2018-11-06 15:00
2018-11-06 16:00
2018-11-06 17:00
2018-11-06 18:00
2018-11-06 19:00
2018-11-06 20:00
2018-11-06 21:00
2018-11-06 22:00
2018-11-06 23:00
2018-11-07
2018-11-07 01:00
2018-11-07 02:00
2018-11-07 03:00
2018-11-07 04:00
2018-11-07 05:00
2018-11-07 06:00
2018-11-07 07:00
2018-11-07 08:00
2018-11-07 09:00
2018-11-07 10:00
2018-11-07 11:00
2018-11-07 12:00
2018-11-07 13:00
2018-11-07 14:00
2018-11-07 15:00
2018-11-07 16:00
2018-11-07 17:00
2018-11-07 18:00
2018-11-07 19:00
2018-11-07 20:00
2018-11-07 21:00
2018-11-07 22:00
2018-11-07 23:00
2018-11-08
2018-11-08 01:00
2018-11-08 02:00
2018-11-08 03:00
2018-11-08 04:00
2018-11-08 05:00
2018-11-08 06:00
2018-11-08 07:00
2018-11-08 08:00
2018-11-08 09:00
2018-11-08 10:00
2018-11-08 11:00
2018-11-08 12:00
2018-11-08 13:00
2018-11-08 14:00
2018-11-08 15:00
2018-11-08 16:00
2018-11-08 17:00
2018-11-08 18:00
2018-11-08 19:00
2018-11-08 20:00
2018-11-08 21:00
2018-11-08 22:00
2018-11-08 23:00
2018-11-09
2018-11-09 01:00
2018-11-09 02:00
2018-11-09 03:00
2018-11-09 04:00
2018-11-09 05:00
2018-11-09 06:00
2018-11-09 07:00
2018-11-09 08:00
2018-11-09 09:00
2018-11-09 10:00
2018-11-09 11:00
2018-11-09 12:00
2018-11-09 13:00
2018-11-09 14:00
2018-11-09 15:00
2018-11-09 16:00
2018-11-09 17:00
2018-11-09 18:00
2018-11-09 19:00
2018-11-09 20:00
2018-11-09 21:00
2018-11-09 22:00
2018-11-09 23:00
2018-11-10
2018-11-10 01:00
2018-11-10 02:00
2018-11-10 03:00
2018-11-10 04:00
2018-11-10 05:00
2018-11-10 06:00
2018-11-10 07:00
2018-11-10 08:00
2018-11-10 09:00
2018-11-10 10:00
2018-11-10 11:00
2018-11-10 12:00
2018-11-10 13:00
2018-11-10 14:00
2018-11-10 15:00
2018-11-10 16:00
2018-11-10 17:00
2018-11-10 18:00
2018-11-10 19:00
2018-11-10 20:00
2018-11-10 21:00
2018-11-10 22:00
2018-11-10 23:00
2018-11-11
2018-11-11 01:00
2018-11-11 02:00
2018-11-11 03:00
2018-11-11 04:00
2018-11-11 05:00
2018-11-11 06:00
2018-11-11 07:00
2018-11-11 08:00
2018-11-11 09:00
2018-11-11 10:00
2018-11-11 11:00
2018-11-11 12:00
2018-11-11 13:00
2018-11-11 14:00
2018-11-11 15:00
2018-11-11 16:00
2018-11-11 17:00
2018-11-11 18:00
2018-11-11 19:00
2018-11-11 20:00
2018-11-11 21:00
2018-11-11 22:00
2018-11-11 23:00
2018-11-12
2018-11-12 01:00
2018-11-12 02:00
2018-11-12 03:00
2018-11-12 04:00
2018-11-12 05:00
2018-11-12 06:00
2018-11-12 07:00
2018-11-12 08:00
2018-11-12 09:00
2018-11-12 10:00
2018-11-12 11:00
2018-11-12 12:00
2018-11-12 13:00
2018-11-12 14:00
2018-11-12 15:00
2018-11-12 16:00
2018-11-12 17:00
2018-11-12 18:00
2018-11-12 19:00
2018-11-12 20:00
2018-11-12 21:00
2018-11-12 22:00
2018-11-12 23:00
2018-11-13
2018-11-13 01:00
2018-11-13 02:00
2018-11-13 03:00
2018-11-13 04:00
2018-11-13 05:00
2018-11-13 06:00
2018-11-13 07:00
2018-11-13 08:00
2018-11-13 09:00
2018-11-13 10:00
2018-11-13 11:00
2018-11-13 12:00
2018-11-13 13:00
2018-11-13 14:00
2018-11-13 15:00
2018-11-13 16:00
2018-11-13 17:00
2018-11-13 18:00
2018-11-13 19:00
2018-11-13 20:00
2018-11-13 21:00
2018-11-13 22:00
2018-11-13 23:00
2018-11-14
2018-11-14 01:00
2018-11-14 02:00
2018-11-14 03:00
2018-11-14 04:00
2018-11-14 05:00
2018-11-14 06:00
2018-11-14 07:00
2018-11-14 08:00
2018-11-14 09:00
2018-11-14 10:00
2018-11-14 11:00
2018-11-14 12:00
2018-11-14 13:00
2018-11-14 14:00
2018-11-14 15:00
2018-11-14 16:00
2018-11-14 17:00
2018-11-14 18:00
2018-11-14 19:00
2018-11-14 20:00
2018-11-14 21:00
2018-11-14 22:00
2018-11-14 23:00
2018-11-15
2018-11-15 01:00
2018-11-15 02:00
2018-11-15 03:00
2018-11-15 04:00
2018-11-15 05:00
2018-11-15 06:00
2018-11-15 07:00
2018-11-15 08:00
2018-11-15 09:00
2018-11-15 10:00
2018-11-15 11:00
2018-11-15 12:00
2018-11-15 13:00
2018-11-15 14:00
2018-11-15 15:00
2018-11-15 16:00
2018-11-15 17:00
2018-11-15 18:00
2018-11-15 19:00
2018-11-15 20:00
2018-11-15 21:00
2018-11-15 22:00
2018-11-15 23:00
2018-11-16
2018-11-16 01:00
2018-11-16 02:00
2018-11-16 03:00
2018-11-16 04:00
2018-11-16 05:00
2018-11-16 06:00
2018-11-16 07:00
2018-11-16 08:00
2018-11-16 09:00
2018-11-16 10:00
2018-11-16 11:00
2018-11-16 12:00
2018-11-16 13:00
2018-11-16 14:00
2018-11-16 15:00
2018-11-16 16:00
2018-11-16 17:00
2018-11-16 18:00
2018-11-16 19:00
2018-11-16 20:00
2018-11-16 21:00
2018-11-16 22:00
2018-11-16 23:00
2018-11-17
2018-11-17 01:00
2018-11-17 02:00
2018-11-17 03:00
2018-11-17 04:00
2018-11-17 05:00
2018-11-17 06:00
2018-11-17 07:00
2018-11-17 08:00
2018-11-17 09:00
2018-11-17 10:00
2018-11-17 11:00
2018-11-17 12:00
2018-11-17 13:00
2018-11-17 14:00
2018-11-17 15:00
2018-11-17 16:00
2018-11-17 17:00
2018-11-17 18:00
2018-11-17 19:00
2018-11-17 20:00
2018-11-17 21:00
2018-11-17 22:00
2018-11-17 23:00
2018-11-18
2018-11-18 01:00
2018-11-18 02:00
2018-11-18 03:00
2018-11-18 04:00
2018-11-18 05:00
2018-11-18 06:00
2018-11-18 07:00
2018-11-18 08:00
2018-11-18 09:00
2018-11-18 10:00
2018-11-18 11:00
2018-11-18 12:00
2018-11-18 13:00
2018-11-18 14:00
2018-11-18 15:00
2018-11-18 16:00
2018-11-18 17:00
2018-11-18 18:00
2018-11-18 19:00
2018-11-18 20:00
2018-11-18 21:00
2018-11-18 22:00
2018-11-18 23:00
2018-11-19
2018-11-19 01:00
2018-11-19 02:00
2018-11-19 03:00
2018-11-19 04:00
2018-11-19 05:00
2018-11-19 06:00
2018-11-19 07:00
2018-11-19 08:00
2018-11-19 09:00
2018-11-19 10:00
2018-11-19 11:00
2018-11-19 12:00
2018-11-19 13:00
2018-11-19 14:00
2018-11-19 15:00
2018-11-19 16:00
2018-11-19 17:00
2018-11-19 18:00
2018-11-19 19:00
2018-11-19 20:00
2018-11-19 21:00
2018-11-19 22:00
2018-11-19 23:00
2018-11-20
2018-11-20 01:00
2018-11-20 02:00
2018-11-20 03:00
2018-11-20 04:00
2018-11-20 05:00
2018-11-20 06:00
2018-11-20 07:00
2018-11-20 08:00
2018-11-20 09:00
2018-11-20 10:00
2018-11-20 11:00
2018-11-20 12:00
2018-11-20 13:00
2018-11-20 14:00
2018-11-20 15:00
2018-11-20 16:00
2018-11-20 17:00
2018-11-20 18:00
2018-11-20 19:00
2018-11-20 20:00
2018-11-20 21:00
2018-11-20 22:00
2018-11-20 23:00
2018-11-21
2018-11-21 01:00
2018-11-21 02:00
2018-11-21 03:00
2018-11-21 04:00
2018-11-21 05:00
2018-11-21 06:00
2018-11-21 07:00
2018-11-21 08:00
2018-11-21 09:00
2018-11-21 10:00
2018-11-21 11:00
2018-11-21 12:00
2018-11-21 13:00
2018-11-21 14:00
2018-11-21 15:00
2018-11-21 16:00
2018-11-21 17:00
2018-11-21 18:00
2018-11-21 19:00
2018-11-21 20:00
2018-11-21 21:00
2018-11-21 22:00
2018-11-21 23:00
2018-11-22
2018-11-22 01:00
2018-11-22 02:00
2018-11-22 03:00
2018-11-22 04:00
2018-11-22 05:00
2018-11-22 06:00
2018-11-22 07:00
2018-11-22 08:00
2018-11-22 09:00
2018-11-22 10:00
2018-11-22 11:00
2018-11-22 12:00
2018-11-22 13:00
2018-11-22 14:00
2018-11-22 15:00
2018-11-22 16:00
2018-11-22 17:00
2018-11-22 18:00
2018-11-22 19:00
2018-11-22 20:00
2018-11-22 21:00
2018-11-22 22:00
2018-11-22 23:00
2018-11-23
2018-11-23 01:00
2018-11-23 02:00
2018-11-23 03:00
2018-11-23 04:00
2018-11-23 05:00
2018-11-23 06:00
2018-11-23 07:00
2018-11-23 08:00
2018-11-23 09:00
2018-11-23 10:00
2018-11-23 11:00
2018-11-23 12:00
2018-11-23 13:00
2018-11-23 14:00
2018-11-23 15:00
2018-11-23 16:00
2018-11-23 17:00
2018-11-23 18:00
2018-11-23 19:00
2018-11-23 20:00
2018-11-23 21:00
2018-11-23 22:00
2018-11-23 23:00
2018-11-24
2018-11-24 01:00
2018-11-24 02:00
2018-11-24 03:00
2018-11-24 04:00
2018-11-24 05:00
2018-11-24 06:00
2018-11-24 07:00
2018-11-24 08:00
2018-11-24 09:00
2018-11-24 10:00
2018-11-24 11:00
2018-11-24 12:00
2018-11-24 13:00
2018-11-24 14:00
2018-11-24 15:00
2018-11-24 16:00
2018-11-24 17:00
2018-11-24 18:00
2018-11-24 19:00
2018-11-24 20:00
2018-11-24 21:00
2018-11-24 22:00
2018-11-24 23:00
2018-11-25
2018-11-25 01:00
2018-11-25 02:00
2018-11-25 03:00
2018-11-25 04:00
2018-11-25 05:00
2018-11-25 06:00
2018-11-25 07:00
2018-11-25 08:00
2018-11-25 09:00
2018-11-25 10:00
2018-11-25 11:00
2018-11-25 12:00
2018-11-25 13:00
2018-11-25 14:00
2018-11-25 15:00
2018-11-25 16:00
2018-11-25 17:00
2018-11-25 18:00
2018-11-25 19:00
2018-11-25 20:00
2018-11-25 21:00
2018-11-25 22:00
2018-11-25 23:00
2018-11-26
2018-11-26 01:00
2018-11-26 02:00
2018-11-26 03:00
2018-11-26 04:00
2018-11-26 05:00
2018-11-26 06:00
2018-11-26 07:00
2018-11-26 08:00
2018-11-26 09:00
2018-11-26 10:00
2018-11-26 11:00
2018-11-26 12:00
2018-11-26 13:00
2018-11-26 14:00
2018-11-26 15:00
2018-11-26 16:00
2018-11-26 17:00
2018-11-26 18:00
2018-11-26 19:00
2018-11-26 20:00
2018-11-26 21:00
2018-11-26 22:00
2018-11-26 23:00
2018-11-27
2018-11-27 01:00
2018-11-27 02:00
2018-11-27 03:00
2018-11-27 04:00
2018-11-27 05:00
2018-11-27 06:00
2018-11-27 07:00
2018-11-27 08:00
2018-11-27 09:00
2018-11-27 10:00
2018-11-27 11:00
2018-11-27 12:00
2018-11-27 13:00
2018-11-27 14:00
2018-11-27 15:00
2018-11-27 16:00
2018-11-27 17:00
2018-11-27 18:00
2018-11-27 19:00
2018-11-27 20:00
2018-11-27 21:00
2018-11-27 22:00
2018-11-27 23:00
2018-11-28
2018-11-28 01:00
2018-11-28 02:00
2018-11-28 03:00
2018-11-28 04:00
2018-11-28 05:00
2018-11-28 06:00
2018-11-28 07:00
2018-11-28 08:00
2018-11-28 09:00
2018-11-28 10:00
2018-11-28 11:00
2018-11-28 12:00
2018-11-28 13:00
2018-11-28 14:00
2018-11-28 15:00
2018-11-28 16:00
2018-11-28 17:00
2018-11-28 18:00
2018-11-28 19:00
2018-11-28 20:00
2018-11-28 21:00
2018-11-28 22:00
2018-11-28 23:00
2018-11-29
2018-11-29 01:00
2018-11-29 02:00
2018-11-29 03:00
2018-11-29 04:00
2018-11-29 05:00
2018-11-29 06:00
2018-11-29 07:00
2018-11-29 08:00
2018-11-29 09:00
2018-11-29 10:00
2018-11-29 11:00
2018-11-29 12:00
2018-11-29 13:00
2018-11-29 14:00
2018-11-29 15:00
2018-11-29 16:00
2018-11-29 17:00
2018-11-29 18:00
2018-11-29 19:00
2018-11-29 20:00
2018-11-29 21:00
2018-11-29 22:00
2018-11-29 23:00
2018-11-30
2018-11-30 01:00
2018-11-30 02:00
2018-11-30 03:00
2018-11-30 04:00
2018-11-30 05:00
2018-11-30 06:00
2018-11-30 07:00
2018-11-30 08:00
2018-11-30 09:00
2018-11-30 10:00
2018-11-30 11:00
2018-11-30 12:00
2018-11-30 13:00
2018-11-30 14:00
2018-11-30 15:00
2018-11-30 16:00
2018-11-30 17:00
2018-11-30 18:00
2018-11-30 19:00
2018-11-30 20:00
2018-11-30 21:00
2018-11-30 22:00
2018-11-30 23:00
2018-12-01
2018-12-01 01:00
2018-12-01 02:00
2018-12-01 03:00
2018-12-01 04:00
2018-12-01 05:00
2018-12-01 06:00
2018-12-01 07:00
2018-12-01 08:00
2018-12-01 09:00
2018-12-01 10:00
2018-12-01 11:00
2018-12-01 12:00
2018-12-01 13:00
2018-12-01 14:00
2018-12-01 15:00
2018-12-01 16:00
2018-12-01 17:00
2018-12-01 18:00
2018-12-01 19:00
2018-12-01 20:00
2018-12-01 21:00
2018-12-01 22:00
2018-12-01 23:00
2018-12-02
2018-12-02 01:00
2018-12-02 02:00
2018-12-02 03:00
2018-12-02 04:00
2018-12-02 05:00
2018-12-02 06:00
2018-12-02 07:00
2018-12-02 08:00
2018-12-02 09:00
2018-12-02 10:00
2018-12-02 11:00
2018-12-02 12:00
2018-12-02 13:00
2018-12-02 14:00
2018-12-02 15:00
2018-12-02 16:00
2018-12-02 17:00
2018-12-02 18:00
2018-12-02 19:00
2018-12-02 20:00
2018-12-02 21:00
2018-12-02 22:00
2018-12-02 23:00
2018-12-03
2018-12-03 01:00
2018-12-03 02:00
2018-12-03 03:00
2018-12-03 04:00
2018-12-03 05:00
2018-12-03 06:00
2018-12-03 07:00
2018-12-03 08:00
2018-12-03 09:00
2018-12-03 10:00
2018-12-03 11:00
2018-12-03 12:00
2018-12-03 13:00
2018-12-03 14:00
2018-12-03 15:00
2018-12-03 16:00
2018-12-03 17:00
2018-12-03 18:00
2018-12-03 19:00
2018-12-03 20:00
2018-12-03 21:00
2018-12-03 22:00
2018-12-03 23:00
2018-12-04
2018-12-04 01:00
2018-12-04 02:00
2018-12-04 03:00
2018-12-04 04:00
2018-12-04 05:00
2018-12-04 06:00
2018-12-04 07:00
2018-12-04 08:00
2018-12-04 09:00
2018-12-04 10:00
2018-12-04 11:00
2018-12-04 12:00
2018-12-04 13:00
2018-12-04 14:00
2018-12-04 15:00
2018-12-04 16:00
2018-12-04 17:00
2018-12-04 18:00
2018-12-04 19:00
2018-12-04 20:00
2018-12-04 21:00
2018-12-04 22:00
2018-12-04 23:00
2018-12-05
2018-12-05 01:00
2018-12-05 02:00
2018-12-05 03:00
2018-12-05 04:00
2018-12-05 05:00
2018-12-05 06:00
2018-12-05 07:00
2018-12-05 08:00
2018-12-05 09:00
2018-12-05 10:00
2018-12-05 11:00
2018-12-05 12:00
2018-12-05 13:00
2018-12-05 14:00
2018-12-05 15:00
2018-12-05 16:00
2018-12-05 17:00
2018-12-05 18:00
2018-12-05 19:00
2018-12-05 20:00
2018-12-05 21:00
2018-12-05 22:00
2018-12-05 23:00
2018-12-06
2018-12-06 01:00
2018-12-06 02:00
2018-12-06 03:00
2018-12-06 04:00
2018-12-06 05:00
2018-12-06 06:00
2018-12-06 07:00
2018-12-06 08:00
2018-12-06 09:00
2018-12-06 10:00
2018-12-06 11:00
2018-12-06 12:00
2018-12-06 13:00
2018-12-06 14:00
2018-12-06 15:00
2018-12-06 16:00
2018-12-06 17:00
2018-12-06 18:00
2018-12-06 19:00
2018-12-06 20:00
2018-12-06 21:00
2018-12-06 22:00
2018-12-06 23:00
2018-12-07
2018-12-07 01:00
2018-12-07 02:00
2018-12-07 03:00
2018-12-07 04:00
2018-12-07 05:00
2018-12-07 06:00
2018-12-07 07:00
2018-12-07 08:00
2018-12-07 09:00
2018-12-07 10:00
2018-12-07 11:00
2018-12-07 12:00
2018-12-07 13:00
2018-12-07 14:00
2018-12-07 15:00
2018-12-07 16:00
2018-12-07 17:00
2018-12-07 18:00
2018-12-07 19:00
2018-12-07 20:00
2018-12-07 21:00
2018-12-07 22:00
2018-12-07 23:00
2018-12-08
2018-12-08 01:00
2018-12-08 02:00
2018-12-08 03:00
2018-12-08 04:00
2018-12-08 05:00
2018-12-08 06:00
2018-12-08 07:00
2018-12-08 08:00
2018-12-08 09:00
2018-12-08 10:00
2018-12-08 11:00
2018-12-08 12:00
2018-12-08 13:00
2018-12-08 14:00
2018-12-08 15:00
2018-12-08 16:00
2018-12-08 17:00
2018-12-08 18:00
2018-12-08 19:00
2018-12-08 20:00
2018-12-08 21:00
2018-12-08 22:00
2018-12-08 23:00
2018-12-09
2018-12-09 01:00
2018-12-09 02:00
2018-12-09 03:00
2018-12-09 04:00
2018-12-09 05:00
2018-12-09 06:00
2018-12-09 07:00
2018-12-09 08:00
2018-12-09 09:00
2018-12-09 10:00
2018-12-09 11:00
2018-12-09 12:00
2018-12-09 13:00
2018-12-09 14:00
2018-12-09 15:00
2018-12-09 16:00
2018-12-09 17:00
2018-12-09 18:00
2018-12-09 19:00
2018-12-09 20:00
2018-12-09 21:00
2018-12-09 22:00
2018-12-09 23:00
2018-12-10
2018-12-10 01:00
2018-12-10 02:00
2018-12-10 03:00
2018-12-10 04:00
2018-12-10 05:00
2018-12-10 06:00
2018-12-10 07:00
2018-12-10 08:00
2018-12-10 09:00
2018-12-10 10:00
2018-12-10 11:00
2018-12-10 12:00
2018-12-10 13:00
2018-12-10 14:00
2018-12-10 15:00
2018-12-10 16:00
2018-12-10 17:00
2018-12-10 18:00
2018-12-10 19:00
2018-12-10 20:00
2018-12-10 21:00
2018-12-10 22:00
2018-12-10 23:00
2018-12-11
2018-12-11 01:00
2018-12-11 02:00
2018-12-11 03:00
2018-12-11 04:00
2018-12-11 05:00
2018-12-11 06:00
2018-12-11 07:00
2018-12-11 08:00
2018-12-11 09:00
2018-12-11 10:00
2018-12-11 11:00
2018-12-11 12:00
2018-12-11 13:00
2018-12-11 14:00
2018-12-11 15:00
2018-12-11 16:00
2018-12-11 17:00
2018-12-11 18:00
2018-12-11 19:00
2018-12-11 20:00
2018-12-11 21:00
2018-12-11 22:00
2018-12-11 23:00
2018-12-12
2018-12-12 01:00
2018-12-12 02:00
2018-12-12 03:00
2018-12-12 04:00
2018-12-12 05:00
2018-12-12 06:00
2018-12-12 07:00
2018-12-12 08:00
2018-12-12 09:00
2018-12-12 10:00
2018-12-12 11:00
2018-12-12 12:00
2018-12-12 13:00
2018-12-12 14:00
2018-12-12 15:00
2018-12-12 16:00
2018-12-12 17:00
2018-12-12 18:00
2018-12-12 19:00
2018-12-12 20:00
2018-12-12 21:00
2018-12-12 22:00
2018-12-12 23:00
2018-12-13
2018-12-13 01:00
2018-12-13 02:00
2018-12-13 03:00
2018-12-13 04:00
2018-12-13 05:00
2018-12-13 06:00
2018-12-13 07:00
2018-12-13 08:00
2018-12-13 09:00
2018-12-13 10:00
2018-12-13 11:00
2018-12-13 12:00
2018-12-13 13:00
2018-12-13 14:00
2018-12-13 15:00
2018-12-13 16:00
2018-12-13 17:00
2018-12-13 18:00
2018-12-13 19:00
2018-12-13 20:00
2018-12-13 21:00
2018-12-13 22:00
2018-12-13 23:00
2018-12-14
2018-12-14 01:00
2018-12-14 02:00
2018-12-14 03:00
2018-12-14 04:00
2018-12-14 05:00
2018-12-14 06:00
2018-12-14 07:00
2018-12-14 08:00
2018-12-14 09:00
2018-12-14 10:00
2018-12-14 11:00
2018-12-14 12:00
2018-12-14 13:00
2018-12-14 14:00
2018-12-14 15:00
2018-12-14 16:00
2018-12-14 17:00
2018-12-14 18:00
2018-12-14 19:00
2018-12-14 20:00
2018-12-14 21:00
2018-12-14 22:00
2018-12-14 23:00
2018-12-15
2018-12-15 01:00
2018-12-15 02:00
2018-12-15 03:00
2018-12-15 04:00
2018-12-15 05:00
2018-12-15 06:00
2018-12-15 07:00
2018-12-15 08:00
2018-12-15 09:00
2018-12-15 10:00
2018-12-15 11:00
2018-12-15 12:00
2018-12-15 13:00
2018-12-15 14:00
2018-12-15 15:00
2018-12-15 16:00
2018-12-15 17:00
2018-12-15 18:00
2018-12-15 19:00
2018-12-15 20:00
2018-12-15 21:00
2018-12-15 22:00
2018-12-15 23:00
2018-12-16
2018-12-16 01:00
2018-12-16 02:00
2018-12-16 03:00
2018-12-16 04:00
2018-12-16 05:00
2018-12-16 06:00
2018-12-16 07:00
2018-12-16 08:00
2018-12-16 09:00
2018-12-16 10:00
2018-12-16 11:00
2018-12-16 12:00
2018-12-16 13:00
2018-12-16 14:00
2018-12-16 15:00
2018-12-16 16:00
2018-12-16 17:00
2018-12-16 18:00
2018-12-16 19:00
2018-12-16 20:00
2018-12-16 21:00
2018-12-16 22:00
2018-12-16 23:00
2018-12-17
2018-12-17 01:00
2018-12-17 02:00
2018-12-17 03:00
2018-12-17 04:00
2018-12-17 05:00
2018-12-17 06:00
2018-12-17 07:00
2018-12-17 08:00
2018-12-17 09:00
2018-12-17 10:00
2018-12-17 11:00
2018-12-17 12:00
2018-12-17 13:00
2018-12-17 14:00
2018-12-17 15:00
2018-12-17 16:00
2018-12-17 17:00
2018-12-17 18:00
2018-12-17 19:00
2018-12-17 20:00
2018-12-17 21:00
2018-12-17 22:00
2018-12-17 23:00
2018-12-18
2018-12-18 01:00
2018-12-18 02:00
2018-12-18 03:00
2018-12-18 04:00
2018-12-18 05:00
2018-12-18 06:00
2018-12-18 07:00
2018-12-18 08:00
2018-12-18 09:00
2018-12-18 10:00
2018-12-18 11:00
2018-12-18 12:00
2018-12-18 13:00
2018-12-18 14:00
2018-12-18 15:00
2018-12-18 16:00
2018-12-18 17:00
2018-12-18 18:00
2018-12-18 19:00
2018-12-18 20:00
2018-12-18 21:00
2018-12-18 22:00
2018-12-18 23:00
2018-12-19
2018-12-19 01:00
2018-12-19 02:00
2018-12-19 03:00
2018-12-19 04:00
2018-12-19 05:00
2018-12-19 06:00
2018-12-19 07:00
2018-12-19 08:00
2018-12-19 09:00
2018-12-19 10:00
2018-12-19 11:00
2018-12-19 12:00
2018-12-19 13:00
2018-12-19 14:00
2018-12-19 15:00
2018-12-19 16:00
2018-12-19 17:00
2018-12-19 18:00
2018-12-19 19:00
2018-12-19 20:00
2018-12-19 21:00
2018-12-19 22:00
2018-12-19 23:00
2018-12-20
2018-12-20 01:00
2018-12-20 02:00
2018-12-20 03:00
2018-12-20 04:00
2018-12-20 05:00
2018-12-20 06:00
2018-12-20 07:00
2018-12-20 08:00
2018-12-20 09:00
2018-12-20 10:00
2018-12-20 11:00
2018-12-20 12:00
2018-12-20 13:00
2018-12-20 14:00
2018-12-20 15:00
2018-12-20 16:00
2018-12-20 17:00
2018-12-20 18:00
2018-12-20 19:00
2018-12-20 20:00
2018-12-20 21:00
2018-12-20 22:00
2018-12-20 23:00
2018-12-21
2018-12-21 01:00
2018-12-21 02:00
2018-12-21 03:00
2018-12-21 04:00
2018-12-21 05:00
2018-12-21 06:00
2018-12-21 07:00
2018-12-21 08:00
2018-12-21 09:00
2018-12-21 10:00
2018-12-21 11:00
2018-12-21 12:00
2018-12-21 13:00
2018-12-21 14:00
2018-12-21 15:00
2018-12-21 16:00
2018-12-21 17:00
2018-12-21 18:00
2018-12-21 19:00
2018-12-21 20:00
2018-12-21 21:00
2018-12-21 22:00
2018-12-21 23:00
2018-12-22
2018-12-22 01:00
2018-12-22 02:00
2018-12-22 03:00
2018-12-22 04:00
2018-12-22 05:00
2018-12-22 06:00
2018-12-22 07:00
2018-12-22 08:00
2018-12-22 09:00
2018-12-22 10:00
2018-12-22 11:00
2018-12-22 12:00
2018-12-22 13:00
2018-12-22 14:00
2018-12-22 15:00
2018-12-22 16:00
2018-12-22 17:00
2018-12-22 18:00
2018-12-22 19:00
2018-12-22 20:00
2018-12-22 21:00
2018-12-22 22:00
2018-12-22 23:00
2018-12-23
2018-12-23 01:00
2018-12-23 02:00
2018-12-23 03:00
2018-12-23 04:00
2018-12-23 05:00
2018-12-23 06:00
2018-12-23 07:00
2018-12-23 08:00
2018-12-23 09:00
2018-12-23 10:00
2018-12-23 11:00
2018-12-23 12:00
2018-12-23 13:00
2018-12-23 14:00
2018-12-23 15:00
2018-12-23 16:00
2018-12-23 17:00
2018-12-23 18:00
2018-12-23 19:00
2018-12-23 20:00
2018-12-23 21:00
2018-12-23 22:00
2018-12-23 23:00
2018-12-24
2018-12-24 01:00
2018-12-24 02:00
2018-12-24 03:00
2018-12-24 04:00
2018-12-24 05:00
2018-12-24 06:00
2018-12-24 07:00
2018-12-24 08:00
2018-12-24 09:00
2018-12-24 10:00
2018-12-24 11:00
2018-12-24 12:00
2018-12-24 13:00
2018-12-24 14:00
2018-12-24 15:00
2018-12-24 16:00
2018-12-24 17:00
2018-12-24 18:00
2018-12-24 19:00
2018-12-24 20:00
2018-12-24 21:00
2018-12-24 22:00
2018-12-24 23:00
2018-12-25
2018-12-25 01:00
2018-12-25 02:00
2018-12-25 03:00
2018-12-25 04:00
2018-12-25 05:00
2018-12-25 06:00
2018-12-25 07:00
2018-12-25 08:00
2018-12-25 09:00
2018-12-25 10:00
2018-12-25 11:00
2018-12-25 12:00
2018-12-25 13:00
2018-12-25 14:00
2018-12-25 15:00
2018-12-25 16:00
2018-12-25 17:00
2018-12-25 18:00
2018-12-25 19:00
2018-12-25 20:00
2018-12-25 21:00
2018-12-25 22:00
2018-12-25 23:00
2018-12-26
2018-12-26 01:00
2018-12-26 02:00
2018-12-26 03:00
2018-12-26 04:00
2018-12-26 05:00
2018-12-26 06:00
2018-12-26 07:00
2018-12-26 08:00
2018-12-26 09:00
2018-12-26 10:00
2018-12-26 11:00
2018-12-26 12:00
2018-12-26 13:00
2018-12-26 14:00
2018-12-26 15:00
2018-12-26 16:00
2018-12-26 17:00
2018-12-26 18:00
2018-12-26 19:00
2018-12-26 20:00
2018-12-26 21:00
2018-12-26 22:00
2018-12-26 23:00
2018-12-27
2018-12-27 01:00
2018-12-27 02:00
2018-12-27 03:00
2018-12-27 04:00
2018-12-27 05:00
2018-12-27 06:00
2018-12-27 07:00
2018-12-27 08:00
2018-12-27 09:00
2018-12-27 10:00
2018-12-27 11:00
2018-12-27 12:00
2018-12-27 13:00
2018-12-27 14:00
2018-12-27 15:00
2018-12-27 16:00
2018-12-27 17:00
2018-12-27 18:00
2018-12-27 19:00
2018-12-27 20:00
2018-12-27 21:00
2018-12-27 22:00
2018-12-27 23:00
2018-12-28
2018-12-28 01:00
2018-12-28 02:00
2018-12-28 03:00
2018-12-28 04:00
2018-12-28 05:00
2018-12-28 06:00
2018-12-28 07:00
2018-12-28 08:00
2018-12-28 09:00
2018-12-28 10:00
2018-12-28 11:00
2018-12-28 12:00
2018-12-28 13:00
2018-12-28 14:00
2018-12-28 15:00
2018-12-28 16:00
2018-12-28 17:00
2018-12-28 18:00
2018-12-28 19:00
2018-12-28 20:00
2018-12-28 21:00
2018-12-28 22:00
2018-12-28 23:00
2018-12-29
2018-12-29 01:00
2018-12-29 02:00
2018-12-29 03:00
2018-12-29 04:00
2018-12-29 05:00
2018-12-29 06:00
2018-12-29 07:00
2018-12-29 08:00
2018-12-29 09:00
2018-12-29 10:00
2018-12-29 11:00
2018-12-29 12:00
2018-12-29 13:00
2018-12-29 14:00
2018-12-29 15:00
2018-12-29 16:00
2018-12-29 17:00
2018-12-29 18:00
2018-12-29 19:00
2018-12-29 20:00
2018-12-29 21:00
2018-12-29 22:00
2018-12-29 23:00
2018-12-30
2018-12-30 01:00
2018-12-30 02:00
2018-12-30 03:00
2018-12-30 04:00
2018-12-30 05:00
2018-12-30 06:00
2018-12-30 07:00
2018-12-30 08:00
2018-12-30 09:00
2018-12-30 10:00
2018-12-30 11:00
2018-12-30 12:00
2018-12-30 13:00
2018-12-30 14:00
2018-12-30 15:00
2018-12-30 16:00
2018-12-30 17:00
2018-12-30 18:00
2018-12-30 19:00
2018-12-30 20:00
2018-12-30 21:00
2018-12-30 22:00
2018-12-30 23:00
2018-12-31
2018-12-31 01:00
2018-12-31 02:00
2018-12-31 03:00
2018-12-31 04:00
2018-12-31 05:00
2018-12-31 06:00
2018-12-31 07:00
2018-12-31 08:00
2018-12-31 09:00
2018-12-31 10:00
2018-12-31 11:00
2018-12-31 12:00
2018-12-31 13:00
2018-12-31 14:00
2018-12-31 15:00
2018-12-31 16:00
2018-12-31 17:00
2018-12-31 18:00
2018-12-31 19:00
2018-12-31 20:00
2018-12-31 21:00
2018-12-31 22:00
2018-12-31 23:00
2018-01-01
2018-01-01 01:00
2018-01-01 02:00
2018-01-01 03:00
2018-01-01 04:00
2018-01-01 05:00
2018-01-01 06:00
2018-01-01 07:00
2018-01-01 08:00
2018-01-01 09:00
2018-01-01 10:00
2018-01-01 11:00
2018-01-01 12:00
2018-01-01 13:00
2018-01-01 14:00
2018-01-01 15:00
2018-01-01 16:00
2018-01-01 17:00
2018-01-01 18:00
2018-01-01 19:00
2018-01-01 20:00
2018-01-01 21:00
2018-01-01 22:00
2018-01-01 23:00
2018-01-02
2018-01-02 01:00
2018-01-02 02:00
2018-01-02 03:00
2018-01-02 04:00
2018-01-02 05:00
2018-01-02 06:00
2018-01-02 07:00
2018-01-02 08:00
2018-01-02 09:00
2018-01-02 10:00
2018-01-02 11:00
2018-01-02 12:00
2018-01-02 13:00
2018-01-02 14:00
2018-01-02 15:00
2018-01-02 16:00
2018-01-02 17:00
2018-01-02 18:00
2018-01-02 19:00
2018-01-02 20:00
2018-01-02 21:00
2018-01-02 22:00
2018-01-02 23:00
2018-01-03
2018-01-03 01:00
2018-01-03 02:00
2018-01-03 03:00
2018-01-03 04:00
2018-01-03 05:00
2018-01-03 06:00
2018-01-03 07:00
2018-01-03 08:00
2018-01-03 09:00
2018-01-03 10:00
2018-01-03 11:00
2018-01-03 12:00
2018-01-03 13:00
2018-01-03 14:00
2018-01-03 15:00
2018-01-03 16:00
2018-01-03 17:00
2018-01-03 18:00
2018-01-03 19:00
2018-01-03 20:00
2018-01-03 21:00
2018-01-03 22:00
2018-01-03 23:00
2018-01-04
2018-01-04 01:00
2018-01-04 02:00
2018-01-04 03:00
2018-01-04 04:00
2018-01-04 05:00
2018-01-04 06:00
2018-01-04 07:00
2018-01-04 08:00
2018-01-04 09:00
2018-01-04 10:00
2018-01-04 11:00
2018-01-04 12:00
2018-01-04 13:00
2018-01-04 14:00
2018-01-04 15:00
2018-01-04 16:00
2018-01-04 17:00
2018-01-04 18:00
2018-01-04 19:00
2018-01-04 20:00
2018-01-04 21:00
2018-01-04 22:00
2018-01-04 23:00
2018-01-05
2018-01-05 01:00
2018-01-05 02:00
2018-01-05 03:00
2018-01-05 04:00
2018-01-05 05:00
2018-01-05 06:00
2018-01-05 07:00
2018-01-05 08:00
2018-01-05 09:00
2018-01-05 10:00
2018-01-05 11:00
2018-01-05 12:00
2018-01-05 13:00
2018-01-05 14:00
2018-01-05 15:00
2018-01-05 16:00
2018-01-05 17:00
2018-01-05 18:00
2018-01-05 19:00
2018-01-05 20:00
2018-01-05 21:00
2018-01-05 22:00
2018-01-05 23:00
2018-01-06
2018-01-06 01:00
2018-01-06 02:00
2018-01-06 03:00
2018-01-06 04:00
2018-01-06 05:00
2018-01-06 06:00
2018-01-06 07:00
2018-01-06 08:00
2018-01-06 09:00
2018-01-06 10:00
2018-01-06 11:00
2018-01-06 12:00
2018-01-06 13:00
2018-01-06 14:00
2018-01-06 15:00
2018-01-06 16:00
2018-01-06 17:00
2018-01-06 18:00
2018-01-06 19:00
2018-01-06 20:00
2018-01-06 21:00
2018-01-06 22:00
2018-01-06 23:00
2018-01-07
2018-01-07 01:00
2018-01-07 02:00
2018-01-07 03:00
2018-01-07 04:00
2018-01-07 05:00
2018-01-07 06:00
2018-01-07 07:00
2018-01-07 08:00
2018-01-07 09:00
2018-01-07 10:00
2018-01-07 11:00
2018-01-07 12:00
2018-01-07 13:00
2018-01-07 14:00
2018-01-07 15:00
2018-01-07 16:00
2018-01-07 17:00
2018-01-07 18:00
2018-01-07 19:00
2018-01-07 20:00
2018-01-07 21:00
2018-01-07 22:00
2018-01-07 23:00
2018-01-08
2018-01-08 01:00
2018-01-08 02:00
2018-01-08 03:00
2018-01-08 04:00
2018-01-08 05:00
2018-01-08 06:00
2018-01-08 07:00
2018-01-08 08:00
2018-01-08 09:00
2018-01-08 10:00
2018-01-08 11:00
2018-01-08 12:00
2018-01-08 13:00
2018-01-08 14:00
2018-01-08 15:00
2018-01-08 16:00
2018-01-08 17:00
2018-01-08 18:00
2018-01-08 19:00
2018-01-08 20:00
2018-01-08 21:00
2018-01-08 22:00
2018-01-08 23:00
2018-01-09
2018-01-09 01:00
2018-01-09 02:00
2018-01-09 03:00
2018-01-09 04:00
2018-01-09 05:00
2018-01-09 06:00
2018-01-09 07:00
2018-01-09 08:00
2018-01-09 09:00
2018-01-09 10:00
2018-01-09 11:00
2018-01-09 12:00
2018-01-09 13:00
2018-01-09 14:00
2018-01-09 15:00
2018-01-09 16:00
2018-01-09 17:00
2018-01-09 18:00
2018-01-09 19:00
2018-01-09 20:00
2018-01-09 21:00
2018-01-09 22:00
2018-01-09 23:00
2018-01-10
2018-01-10 01:00
2018-01-10 02:00
2018-01-10 03:00
2018-01-10 04:00
2018-01-10 05:00
2018-01-10 06:00
2018-01-10 07:00
2018-01-10 08:00
2018-01-10 09:00
2018-01-10 10:00
2018-01-10 11:00
2018-01-10 12:00
2018-01-10 13:00
2018-01-10 14:00
2018-01-10 15:00
2018-01-10 16:00
2018-01-10 17:00
2018-01-10 18:00
2018-01-10 19:00
2018-01-10 20:00
2018-01-10 21:00
2018-01-10 22:00
2018-01-10 23:00
2018-01-11
2018-01-11 01:00
2018-01-11 02:00
2018-01-11 03:00
2018-01-11 04:00
2018-01-11 05:00
2018-01-11 06:00
2018-01-11 07:00
2018-01-11 08:00
2018-01-11 09:00
2018-01-11 10:00
2018-01-11 11:00
2018-01-11 12:00
2018-01-11 13:00
2018-01-11 14:00
2018-01-11 15:00
2018-01-11 16:00
2018-01-11 17:00
2018-01-11 18:00
2018-01-11 19:00
2018-01-11 20:00
2018-01-11 21:00
2018-01-11 22:00
2018-01-11 23:00
2018-01-12
2018-01-12 01:00
2018-01-12 02:00
2018-01-12 03:00
2018-01-12 04:00
2018-01-12 05:00
2018-01-12 06:00
2018-01-12 07:00
2018-01-12 08:00
2018-01-12 09:00
2018-01-12 10:00
2018-01-12 11:00
2018-01-12 12:00
2018-01-12 13:00
2018-01-12 14:00
2018-01-12 15:00
2018-01-12 16:00
2018-01-12 17:00
2018-01-12 18:00
2018-01-12 19:00
2018-01-12 20:00
2018-01-12 21:00
2018-01-12 22:00
2018-01-12 23:00
2018-01-13
2018-01-13 01:00
2018-01-13 02:00
2018-01-13 03:00
2018-01-13 04:00
2018-01-13 05:00
2018-01-13 06:00
2018-01-13 07:00
2018-01-13 08:00
2018-01-13 09:00
2018-01-13 10:00
2018-01-13 11:00
2018-01-13 12:00
2018-01-13 13:00
2018-01-13 14:00
2018-01-13 15:00
2018-01-13 16:00
2018-01-13 17:00
2018-01-13 18:00
2018-01-13 19:00
2018-01-13 20:00
2018-01-13 21:00
2018-01-13 22:00
2018-01-13 23:00
2018-01-14
2018-01-14 01:00
2018-01-14 02:00
2018-01-14 03:00
2018-01-14 04:00
2018-01-14 05:00
2018-01-14 06:00
2018-01-14 07:00
2018-01-14 08:00
2018-01-14 09:00
2018-01-14 10:00
2018-01-14 11:00
2018-01-14 12:00
2018-01-14 13:00
2018-01-14 14:00
2018-01-14 15:00
2018-01-14 16:00
2018-01-14 17:00
2018-01-14 18:00
2018-01-14 19:00
2018-01-14 20:00
2018-01-14 21:00
2018-01-14 22:00
2018-01-14 23:00
2018-01-15
2018-01-15 01:00
2018-01-15 02:00
2018-01-15 03:00
2018-01-15 04:00
2018-01-15 05:00
2018-01-15 06:00
2018-01-15 07:00
2018-01-15 08:00
2018-01-15 09:00
2018-01-15 10:00
2018-01-15 11:00
2018-01-15 12:00
2018-01-15 13:00
2018-01-15 14:00
2018-01-15 15:00
2018-01-15 16:00
2018-01-15 17:00
2018-01-15 18:00
2018-01-15 19:00
2018-01-15 20:00
2018-01-15 21:00
2018-01-15 22:00
2018-01-15 23:00
2018-01-16
2018-01-16 01:00
2018-01-16 02:00
2018-01-16 03:00
2018-01-16 04:00
2018-01-16 05:00
2018-01-16 06:00
2018-01-16 07:00
2018-01-16 08:00
2018-01-16 09:00
2018-01-16 10:00
2018-01-16 11:00
2018-01-16 12:00
2018-01-16 13:00
2018-01-16 14:00
2018-01-16 15:00
2018-01-16 16:00
2018-01-16 17:00
2018-01-16 18:00
2018-01-16 19:00
2018-01-16 20:00
2018-01-16 21:00
2018-01-16 22:00
2018-01-16 23:00
2018-01-17
2018-01-17 01:00
2018-01-17 02:00
2018-01-17 03:00
2018-01-17 04:00
2018-01-17 05:00
2018-01-17 06:00
2018-01-17 07:00
2018-01-17 08:00
2018-01-17 09:00
2018-01-17 10:00
2018-01-17 11:00
2018-01-17 12:00
2018-01-17 13:00
2018-01-17 14:00
2018-01-17 15:00
2018-01-17 16:00
2018-01-17 17:00
2018-01-17 18:00
2018-01-17 19:00
2018-01-17 20:00
2018-01-17 21:00
2018-01-17 22:00
2018-01-17 23:00
2018-01-18
2018-01-18 01:00
2018-01-18 02:00
2018-01-18 03:00
2018-01-18 04:00
2018-01-18 05:00
2018-01-18 06:00
2018-01-18 07:00
2018-01-18 08:00
2018-01-18 09:00
2018-01-18 10:00
2018-01-18 11:00
2018-01-18 12:00
2018-01-18 13:00
2018-01-18 14:00
2018-01-18 15:00
2018-01-18 16:00
2018-01-18 17:00
2018-01-18 18:00
2018-01-18 19:00
2018-01-18 20:00
2018-01-18 21:00
2018-01-18 22:00
2018-01-18 23:00
2018-01-19
2018-01-19 01:00
2018-01-19 02:00
2018-01-19 03:00
2018-01-19 04:00
2018-01-19 05:00
2018-01-19 06:00
2018-01-19 07:00
2018-01-19 08:00
2018-01-19 09:00
2018-01-19 10:00
2018-01-19 11:00
2018-01-19 12:00
2018-01-19 13:00
2018-01-19 14:00
2018-01-19 15:00
2018-01-19 16:00
2018-01-19 17:00
2018-01-19 18:00
2018-01-19 19:00
2018-01-19 20:00
2018-01-19 21:00
2018-01-19 22:00
2018-01-19 23:00
2018-01-20
2018-01-20 01:00
2018-01-20 02:00
2018-01-20 03:00
2018-01-20 04:00
2018-01-20 05:00
2018-01-20 06:00
2018-01-20 07:00
2018-01-20 08:00
2018-01-20 09:00
2018-01-20 10:00
2018-01-20 11:00
2018-01-20 12:00
2018-01-20 13:00
2018-01-20 14:00
2018-01-20 15:00
2018-01-20 16:00
2018-01-20 17:00
2018-01-20 18:00
2018-01-20 19:00
2018-01-20 20:00
2018-01-20 21:00
2018-01-20 22:00
2018-01-20 23:00
2018-01-21
2018-01-21 01:00
2018-01-21 02:00
2018-01-21 03:00
2018-01-21 04:00
2018-01-21 05:00
2018-01-21 06:00
2018-01-21 07:00
2018-01-21 08:00
2018-01-21 09:00
2018-01-21 10:00
2018-01-21 11:00
2018-01-21 12:00
2018-01-21 13:00
2018-01-21 14:00
2018-01-21 15:00
2018-01-21 16:00
2018-01-21 17:00
2018-01-21 18:00
2018-01-21 19:00
2018-01-21 20:00
2018-01-21 21:00
2018-01-21 22:00
2018-01-21 23:00
2018-01-22
2018-01-22 01:00
2018-01-22 02:00
2018-01-22 03:00
2018-01-22 04:00
2018-01-22 05:00
2018-01-22 06:00
2018-01-22 07:00
2018-01-22 08:00
2018-01-22 09:00
2018-01-22 10:00
2018-01-22 11:00
2018-01-22 12:00
2018-01-22 13:00
2018-01-22 14:00
2018-01-22 15:00
2018-01-22 16:00
2018-01-22 17:00
2018-01-22 18:00
2018-01-22 19:00
2018-01-22 20:00
2018-01-22 21:00
2018-01-22 22:00
2018-01-22 23:00
2018-01-23
2018-01-23 01:00
2018-01-23 02:00
2018-01-23 03:00
2018-01-23 04:00
2018-01-23 05:00
2018-01-23 06:00
2018-01-23 07:00
2018-01-23 08:00
2018-01-23 09:00
2018-01-23 10:00
2018-01-23 11:00
2018-01-23 12:00
2018-01-23 13:00
2018-01-23 14:00
2018-01-23 15:00
2018-01-23 16:00
2018-01-23 17:00
2018-01-23 18:00
2018-01-23 19:00
2018-01-23 20:00
2018-01-23 21:00
2018-01-23 22:00
2018-01-23 23:00
2018-01-24
2018-01-24 01:00
2018-01-24 02:00
2018-01-24 03:00
2018-01-24 04:00
2018-01-24 05:00
2018-01-24 06:00
2018-01-24 07:00
2018-01-24 08:00
2018-01-24 09:00
2018-01-24 10:00
2018-01-24 11:00
2018-01-24 12:00
2018-01-24 13:00
2018-01-24 14:00
2018-01-24 15:00
2018-01-24 16:00
2018-01-24 17:00
2018-01-24 18:00
2018-01-24 19:00
2018-01-24 20:00
2018-01-24 21:00
2018-01-24 22:00
2018-01-24 23:00
2018-01-25
2018-01-25 01:00
2018-01-25 02:00
2018-01-25 03:00
2018-01-25 04:00
2018-01-25 05:00
2018-01-25 06:00
2018-01-25 07:00
2018-01-25 08:00
2018-01-25 09:00
2018-01-25 10:00
2018-01-25 11:00
2018-01-25 12:00
2018-01-25 13:00
2018-01-25 14:00
2018-01-25 15:00
2018-01-25 16:00
2018-01-25 17:00
2018-01-25 18:00
2018-01-25 19:00
2018-01-25 20:00
2018-01-25 21:00
2018-01-25 22:00
2018-01-25 23:00
2018-01-26
2018-01-26 01:00
2018-01-26 02:00
2018-01-26 03:00
2018-01-26 04:00
2018-01-26 05:00
2018-01-26 06:00
2018-01-26 07:00
2018-01-26 08:00
2018-01-26 09:00
2018-01-26 10:00
2018-01-26 11:00
2018-01-26 12:00
2018-01-26 13:00
2018-01-26 14:00
2018-01-26 15:00
2018-01-26 16:00
2018-01-26 17:00
2018-01-26 18:00
2018-01-26 19:00
2018-01-26 20:00
2018-01-26 21:00
2018-01-26 22:00
2018-01-26 23:00
2018-01-27
2018-01-27 01:00
2018-01-27 02:00
2018-01-27 03:00
2018-01-27 04:00
2018-01-27 05:00
2018-01-27 06:00
2018-01-27 07:00
2018-01-27 08:00
2018-01-27 09:00
2018-01-27 10:00
2018-01-27 11:00
2018-01-27 12:00
2018-01-27 13:00
2018-01-27 14:00
2018-01-27 15:00
2018-01-27 16:00
2018-01-27 17:00
2018-01-27 18:00
2018-01-27 19:00
2018-01-27 20:00
2018-01-27 21:00
2018-01-27 22:00
2018-01-27 23:00
2018-01-28
2018-01-28 01:00
2018-01-28 02:00
2018-01-28 03:00
2018-01-28 04:00
2018-01-28 05:00
2018-01-28 06:00
2018-01-28 07:00
2018-01-28 08:00
2018-01-28 09:00
2018-01-28 10:00
2018-01-28 11:00
2018-01-28 12:00
2018-01-28 13:00
2018-01-28 14:00
2018-01-28 15:00
2018-01-28 16:00
2018-01-28 17:00
2018-01-28 18:00
2018-01-28 19:00
2018-01-28 20:00
2018-01-28 21:00
2018-01-28 22:00
2018-01-28 23:00
2018-01-29
2018-01-29 01:00
2018-01-29 02:00
2018-01-29 03:00
2018-01-29 04:00
2018-01-29 05:00
2018-01-29 06:00
2018-01-29 07:00
2018-01-29 08:00
2018-01-29 09:00
2018-01-29 10:00
2018-01-29 11:00
2018-01-29 12:00
2018-01-29 13:00
2018-01-29 14:00
2018-01-29 15:00
2018-01-29 16:00
2018-01-29 17:00
2018-01-29 18:00
2018-01-29 19:00
2018-01-29 20:00
2018-01-29 21:00
2018-01-29 22:00
2018-01-29 23:00
2018-01-30
2018-01-30 01:00
2018-01-30 02:00
2018-01-30 03:00
2018-01-30 04:00
2018-01-30 05:00
2018-01-30 06:00
2018-01-30 07:00
2018-01-30 08:00
2018-01-30 09:00
2018-01-30 10:00
2018-01-30 11:00
2018-01-30 12:00
2018-01-30 13:00
2018-01-30 14:00
2018-01-30 15:00
2018-01-30 16:00
2018-01-30 17:00
2018-01-30 18:00
2018-01-30 19:00
2018-01-30 20:00
2018-01-30 21:00
2018-01-30 22:00
2018-01-30 23:00
2018-01-31
2018-01-31 01:00
2018-01-31 02:00
2018-01-31 03:00
2018-01-31 04:00
2018-01-31 05:00
2018-01-31 06:00
2018-01-31 07:00
2018-01-31 08:00
2018-01-31 09:00
2018-01-31 10:00
2018-01-31 11:00
2018-01-31 12:00
2018-01-31 13:00
2018-01-31 14:00
2018-01-31 15:00
2018-01-31 16:00
2018-01-31 17:00
2018-01-31 18:00
2018-01-31 19:00
2018-01-31 20:00
2018-01-31 21:00
2018-01-31 22:00
2018-01-31 23:00
2018-02-01
2018-02-01 01:00
2018-02-01 02:00
2018-02-01 03:00
2018-02-01 04:00
2018-02-01 05:00
2018-02-01 06:00
2018-02-01 07:00
2018-02-01 08:00
2018-02-01 09:00
2018-02-01 10:00
2018-02-01 11:00
2018-02-01 12:00
2018-02-01 13:00
2018-02-01 14:00
2018-02-01 15:00
2018-02-01 16:00
2018-02-01 17:00
2018-02-01 18:00
2018-02-01 19:00
2018-02-01 20:00
2018-02-01 21:00
2018-02-01 22:00
2018-02-01 23:00
2018-02-02
2018-02-02 01:00
2018-02-02 02:00
2018-02-02 03:00
2018-02-02 04:00
2018-02-02 05:00
2018-02-02 06:00
2018-02-02 07:00
2018-02-02 08:00
2018-02-02 09:00
2018-02-02 10:00
2018-02-02 11:00
2018-02-02 12:00
2018-02-02 13:00
2018-02-02 14:00
2018-02-02 15:00
2018-02-02 16:00
2018-02-02 17:00
2018-02-02 18:00
2018-02-02 19:00
2018-02-02 20:00
2018-02-02 21:00
2018-02-02 22:00
2018-02-02 23:00
2018-02-03
2018-02-03 01:00
2018-02-03 02:00
2018-02-03 03:00
2018-02-03 04:00
2018-02-03 05:00
2018-02-03 06:00
2018-02-03 07:00
2018-02-03 08:00
2018-02-03 09:00
2018-02-03 10:00
2018-02-03 11:00
2018-02-03 12:00
2018-02-03 13:00
2018-02-03 14:00
2018-02-03 15:00
2018-02-03 16:00
2018-02-03 17:00
2018-02-03 18:00
2018-02-03 19:00
2018-02-03 20:00
2018-02-03 21:00
2018-02-03 22:00
2018-02-03 23:00
2018-02-04
2018-02-04 01:00
2018-02-04 02:00
2018-02-04 03:00
2018-02-04 04:00
2018-02-04 05:00
2018-02-04 06:00
2018-02-04 07:00
2018-02-04 08:00
2018-02-04 09:00
2018-02-04 10:00
2018-02-04 11:00
2018-02-04 12:00
2018-02-04 13:00
2018-02-04 14:00
2018-02-04 15:00
2018-02-04 16:00
2018-02-04 17:00
2018-02-04 18:00
2018-02-04 19:00
2018-02-04 20:00
2018-02-04 21:00
2018-02-04 22:00
2018-02-04 23:00
2018-02-05
2018-02-05 01:00
2018-02-05 02:00
2018-02-05 03:00
2018-02-05 04:00
2018-02-05 05:00
2018-02-05 06:00
2018-02-05 07:00
2018-02-05 08:00
2018-02-05 09:00
2018-02-05 10:00
2018-02-05 11:00
2018-02-05 12:00
2018-02-05 13:00
2018-02-05 14:00
2018-02-05 15:00
2018-02-05 16:00
2018-02-05 17:00
2018-02-05 18:00
2018-02-05 19:00
2018-02-05 20:00
2018-02-05 21:00
2018-02-05 22:00
2018-02-05 23:00
2018-02-06
2018-02-06 01:00
2018-02-06 02:00
2018-02-06 03:00
2018-02-06 04:00
2018-02-06 05:00
2018-02-06 06:00
2018-02-06 07:00
2018-02-06 08:00
2018-02-06 09:00
2018-02-06 10:00
2018-02-06 11:00
2018-02-06 12:00
2018-02-06 13:00
2018-02-06 14:00
2018-02-06 15:00
2018-02-06 16:00
2018-02-06 17:00
2018-02-06 18:00
2018-02-06 19:00
2018-02-06 20:00
2018-02-06 21:00
2018-02-06 22:00
2018-02-06 23:00
2018-02-07
2018-02-07 01:00
2018-02-07 02:00
2018-02-07 03:00
2018-02-07 04:00
2018-02-07 05:00
2018-02-07 06:00
2018-02-07 07:00
2018-02-07 08:00
2018-02-07 09:00
2018-02-07 10:00
2018-02-07 11:00
2018-02-07 12:00
2018-02-07 13:00
2018-02-07 14:00
2018-02-07 15:00
2018-02-07 16:00
2018-02-07 17:00
2018-02-07 18:00
2018-02-07 19:00
2018-02-07 20:00
2018-02-07 21:00
2018-02-07 22:00
2018-02-07 23:00
2018-02-08
2018-02-08 01:00
2018-02-08 02:00
2018-02-08 03:00
2018-02-08 04:00
2018-02-08 05:00
2018-02-08 06:00
2018-02-08 07:00
2018-02-08 08:00
2018-02-08 09:00
2018-02-08 10:00
2018-02-08 11:00
2018-02-08 12:00
2018-02-08 13:00
2018-02-08 14:00
2018-02-08 15:00
2018-02-08 16:00
2018-02-08 17:00
2018-02-08 18:00
2018-02-08 19:00
2018-02-08 20:00
2018-02-08 21:00
2018-02-08 22:00
2018-02-08 23:00
2018-02-09
2018-02-09 01:00
2018-02-09 02:00
2018-02-09 03:00
2018-02-09 04:00
2018-02-09 05:00
2018-02-09 06:00
2018-02-09 07:00
2018-02-09 08:00
2018-02-09 09:00
2018-02-09 10:00
2018-02-09 11:00
2018-02-09 12:00
2018-02-09 13:00
2018-02-09 14:00
2018-02-09 15:00
2018-02-09 16:00
2018-02-09 17:00
2018-02-09 18:00
2018-02-09 19:00
2018-02-09 20:00
2018-02-09 21:00
2018-02-09 22:00
2018-02-09 23:00
2018-02-10
2018-02-10 01:00
2018-02-10 02:00
2018-02-10 03:00
2018-02-10 04:00
2018-02-10 05:00
2018-02-10 06:00
2018-02-10 07:00
2018-02-10 08:00
2018-02-10 09:00
2018-02-10 10:00
2018-02-10 11:00
2018-02-10 12:00
2018-02-10 13:00
2018-02-10 14:00
2018-02-10 15:00
2018-02-10 16:00
2018-02-10 17:00
2018-02-10 18:00
2018-02-10 19:00
2018-02-10 20:00
2018-02-10 21:00
2018-02-10 22:00
2018-02-10 23:00
2018-02-11
2018-02-11 01:00
2018-02-11 02:00
2018-02-11 03:00
2018-02-11 04:00
2018-02-11 05:00
2018-02-11 06:00
2018-02-11 07:00
2018-02-11 08:00
2018-02-11 09:00
2018-02-11 10:00
2018-02-11 11:00
2018-02-11 12:00
2018-02-11 13:00
2018-02-11 14:00
2018-02-11 15:00
2018-02-11 16:00
2018-02-11 17:00
2018-02-11 18:00
2018-02-11 19:00
2018-02-11 20:00
2018-02-11 21:00
2018-02-11 22:00
2018-02-11 23:00
2018-02-12
2018-02-12 01:00
2018-02-12 02:00
2018-02-12 03:00
2018-02-12 04:00
2018-02-12 05:00
2018-02-12 06:00
2018-02-12 07:00
2018-02-12 08:00
2018-02-12 09:00
2018-02-12 10:00
2018-02-12 11:00
2018-02-12 12:00
2018-02-12 13:00
2018-02-12 14:00
2018-02-12 15:00
2018-02-12 16:00
2018-02-12 17:00
2018-02-12 18:00
2018-02-12 19:00
2018-02-12 20:00
2018-02-12 21:00
2018-02-12 22:00
2018-02-12 23:00
2018-02-13
2018-02-13 01:00
2018-02-13 02:00
2018-02-13 03:00
2018-02-13 04:00
2018-02-13 05:00
2018-02-13 06:00
2018-02-13 07:00
2018-02-13 08:00
2018-02-13 09:00
2018-02-13 10:00
2018-02-13 11:00
2018-02-13 12:00
2018-02-13 13:00
2018-02-13 14:00
2018-02-13 15:00
2018-02-13 16:00
2018-02-13 17:00
2018-02-13 18:00
2018-02-13 19:00
2018-02-13 20:00
2018-02-13 21:00
2018-02-13 22:00
2018-02-13 23:00
2018-02-14
2018-02-14 01:00
2018-02-14 02:00
2018-02-14 03:00
2018-02-14 04:00
2018-02-14 05:00
2018-02-14 06:00
2018-02-14 07:00
2018-02-14 08:00
2018-02-14 09:00
2018-02-14 10:00
2018-02-14 11:00
2018-02-14 12:00
2018-02-14 13:00
2018-02-14 14:00
2018-02-14 15:00
2018-02-14 16:00
2018-02-14 17:00
2018-02-14 18:00
2018-02-14 19:00
2018-02-14 20:00
2018-02-14 21:00
2018-02-14 22:00
2018-02-14 23:00
2018-02-15
2018-02-15 01:00
2018-02-15 02:00
2018-02-15 03:00
2018-02-15 04:00
2018-02-15 05:00
2018-02-15 06:00
2018-02-15 07:00
2018-02-15 08:00
2018-02-15 09:00
2018-02-15 10:00
2018-02-15 11:00
2018-02-15 12:00
2018-02-15 13:00
2018-02-15 14:00
2018-02-15 15:00
2018-02-15 16:00
2018-02-15 17:00
2018-02-15 18:00
2018-02-15 19:00
2018-02-15 20:00
2018-02-15 21:00
2018-02-15 22:00
2018-02-15 23:00
2018-02-16
2018-02-16 01:00
2018-02-16 02:00
2018-02-16 03:00
2018-02-16 04:00
2018-02-16 05:00
2018-02-16 06:00
2018-02-16 07:00
2018-02-16 08:00
2018-02-16 09:00
2018-02-16 10:00
2018-02-16 11:00
2018-02-16 12:00
2018-02-16 13:00
2018-02-16 14:00
2018-02-16 15:00
2018-02-16 16:00
2018-02-16 17:00
2018-02-16 18:00
2018-02-16 19:00
2018-02-16 20:00
2018-02-16 21:00
2018-02-16 22:00
2018-02-16 23:00
2018-02-17
2018-02-17 01:00
2018-02-17 02:00
2018-02-17 03:00
2018-02-17 04:00
2018-02-17 05:00
2018-02-17 06:00
2018-02-17 07:00
2018-02-17 08:00
2018-02-17 09:00
2018-02-17 10:00
2018-02-17 11:00
2018-02-17 12:00
2018-02-17 13:00
2018-02-17 14:00
2018-02-17 15:00
2018-02-17 16:00
2018-02-17 17:00
2018-02-17 18:00
2018-02-17 19:00
2018-02-17 20:00
2018-02-17 21:00
2018-02-17 22:00
2018-02-17 23:00
2018-02-18
2018-02-18 01:00
2018-02-18 02:00
2018-02-18 03:00
2018-02-18 04:00
2018-02-18 05:00
2018-02-18 06:00
2018-02-18 07:00
2018-02-18 08:00
2018-02-18 09:00
2018-02-18 10:00
2018-02-18 11:00
2018-02-18 12:00
2018-02-18 13:00
2018-02-18 14:00
2018-02-18 15:00
2018-02-18 16:00
2018-02-18 17:00
2018-02-18 18:00
2018-02-18 19:00
2018-02-18 20:00
2018-02-18 21:00
2018-02-18 22:00
2018-02-18 23:00
2018-02-19
2018-02-19 01:00
2018-02-19 02:00
2018-02-19 03:00
2018-02-19 04:00
2018-02-19 05:00
2018-02-19 06:00
2018-02-19 07:00
2018-02-19 08:00
2018-02-19 09:00
2018-02-19 10:00
2018-02-19 11:00
2018-02-19 12:00
2018-02-19 13:00
2018-02-19 14:00
2018-02-19 15:00
2018-02-19 16:00
2018-02-19 17:00
2018-02-19 18:00
2018-02-19 19:00
2018-02-19 20:00
2018-02-19 21:00
2018-02-19 22:00
2018-02-19 23:00
2018-02-20
2018-02-20 01:00
2018-02-20 02:00
2018-02-20 03:00
2018-02-20 04:00
2018-02-20 05:00
2018-02-20 06:00
2018-02-20 07:00
2018-02-20 08:00
2018-02-20 09:00
2018-02-20 10:00
2018-02-20 11:00
2018-02-20 12:00
2018-02-20 13:00
2018-02-20 14:00
2018-02-20 15:00
2018-02-20 16:00
2018-02-20 17:00
2018-02-20 18:00
2018-02-20 19:00
2018-02-20 20:00
2018-02-20 21:00
2018-02-20 22:00
2018-02-20 23:00
2018-02-21
2018-02-21 01:00
2018-02-21 02:00
2018-02-21 03:00
2018-02-21 04:00
2018-02-21 05:00
2018-02-21 06:00
2018-02-21 07:00
2018-02-21 08:00
2018-02-21 09:00
2018-02-21 10:00
2018-02-21 11:00
2018-02-21 12:00
2018-02-21 13:00
2018-02-21 14:00
2018-02-21 15:00
2018-02-21 16:00
2018-02-21 17:00
2018-02-21 18:00
2018-02-21 19:00
2018-02-21 20:00
2018-02-21 21:00
2018-02-21 22:00
2018-02-21 23:00
2018-02-22
2018-02-22 01:00
2018-02-22 02:00
2018-02-22 03:00
2018-02-22 04:00
2018-02-22 05:00
2018-02-22 06:00
2018-02-22 07:00
2018-02-22 08:00
2018-02-22 09:00
2018-02-22 10:00
2018-02-22 11:00
2018-02-22 12:00
2018-02-22 13:00
2018-02-22 14:00
2018-02-22 15:00
2018-02-22 16:00
2018-02-22 17:00
2018-02-22 18:00
2018-02-22 19:00
2018-02-22 20:00
2018-02-22 21:00
2018-02-22 22:00
2018-02-22 23:00
2018-02-23
2018-02-23 01:00
2018-02-23 02:00
2018-02-23 03:00
2018-02-23 04:00
2018-02-23 05:00
2018-02-23 06:00
2018-02-23 07:00
2018-02-23 08:00
2018-02-23 09:00
2018-02-23 10:00
2018-02-23 11:00
2018-02-23 12:00
2018-02-23 13:00
2018-02-23 14:00
2018-02-23 15:00
2018-02-23 16:00
2018-02-23 17:00
2018-02-23 18:00
2018-02-23 19:00
2018-02-23 20:00
2018-02-23 21:00
2018-02-23 22:00
2018-02-23 23:00
2018-02-24
2018-02-24 01:00
2018-02-24 02:00
2018-02-24 03:00
2018-02-24 04:00
2018-02-24 05:00
2018-02-24 06:00
2018-02-24 07:00
2018-02-24 08:00
2018-02-24 09:00
2018-02-24 10:00
2018-02-24 11:00
2018-02-24 12:00
2018-02-24 13:00
2018-02-24 14:00
2018-02-24 15:00
2018-02-24 16:00
2018-02-24 17:00
2018-02-24 18:00
2018-02-24 19:00
2018-02-24 20:00
2018-02-24 21:00
2018-02-24 22:00
2018-02-24 23:00
2018-02-25
2018-02-25 01:00
2018-02-25 02:00
2018-02-25 03:00
2018-02-25 04:00
2018-02-25 05:00
2018-02-25 06:00
2018-02-25 07:00
2018-02-25 08:00
2018-02-25 09:00
2018-02-25 10:00
2018-02-25 11:00
2018-02-25 12:00
2018-02-25 13:00
2018-02-25 14:00
2018-02-25 15:00
2018-02-25 16:00
2018-02-25 17:00
2018-02-25 18:00
2018-02-25 19:00
2018-02-25 20:00
2018-02-25 21:00
2018-02-25 22:00
2018-02-25 23:00
2018-02-26
2018-02-26 01:00
2018-02-26 02:00
2018-02-26 03:00
2018-02-26 04:00
2018-02-26 05:00
2018-02-26 06:00
2018-02-26 07:00
2018-02-26 08:00
2018-02-26 09:00
2018-02-26 10:00
2018-02-26 11:00
2018-02-26 12:00
2018-02-26 13:00
2018-02-26 14:00
2018-02-26 15:00
2018-02-26 16:00
2018-02-26 17:00
2018-02-26 18:00
2018-02-26 19:00
2018-02-26 20:00
2018-02-26 21:00
2018-02-26 22:00
2018-02-26 23:00
2018-02-27
2018-02-27 01:00
2018-02-27 02:00
2018-02-27 03:00
2018-02-27 04:00
2018-02-27 05:00
2018-02-27 06:00
2018-02-27 07:00
2018-02-27 08:00
2018-02-27 09:00
2018-02-27 10:00
2018-02-27 11:00
2018-02-27 12:00
2018-02-27 13:00
2018-02-27 14:00
2018-02-27 15:00
2018-02-27 16:00
2018-02-27 17:00
2018-02-27 18:00
2018-02-27 19:00
2018-02-27 20:00
2018-02-27 21:00
2018-02-27 22:00
2018-02-27 23:00
2018-02-28
2018-02-28 01:00
2018-02-28 02:00
2018-02-28 03:00
2018-02-28 04:00
2018-02-28 05:00
2018-02-28 06:00
2018-02-28 07:00
2018-02-28 08:00
2018-02-28 09:00
2018-02-28 10:00
2018-02-28 11:00
2018-02-28 12:00
2018-02-28 13:00
2018-02-28 14:00
2018-02-28 15:00
2018-02-28 16:00
2018-02-28 17:00
2018-02-28 18:00
2018-02-28 19:00
2018-02-28 20:00
2018-02-28 21:00
2018-02-28 22:00
2018-02-28 23:00
2018-03-01
2018-03-01 01:00
2018-03-01 02:00
2018-03-01 03:00
2018-03-01 04:00
2018-03-01 05:00
2018-03-01 06:00
2018-03-01 07:00
2018-03-01 08:00
2018-03-01 09:00
2018-03-01 10:00
2018-03-01 11:00
2018-03-01 12:00
2018-03-01 13:00
2018-03-01 14:00
2018-03-01 15:00
2018-03-01 16:00
2018-03-01 17:00
2018-03-01 18:00
2018-03-01 19:00
2018-03-01 20:00
2018-03-01 21:00
2018-03-01 22:00
2018-03-01 23:00
2018-03-02
2018-03-02 01:00
2018-03-02 02:00
2018-03-02 03:00
2018-03-02 04:00
2018-03-02 05:00
2018-03-02 06:00
2018-03-02 07:00
2018-03-02 08:00
2018-03-02 09:00
2018-03-02 10:00
2018-03-02 11:00
2018-03-02 12:00
2018-03-02 13:00
2018-03-02 14:00
2018-03-02 15:00
2018-03-02 16:00
2018-03-02 17:00
2018-03-02 18:00
2018-03-02 19:00
2018-03-02 20:00
2018-03-02 21:00
2018-03-02 22:00
2018-03-02 23:00
2018-03-03
2018-03-03 01:00
2018-03-03 02:00
2018-03-03 03:00
2018-03-03 04:00
2018-03-03 05:00
2018-03-03 06:00
2018-03-03 07:00
2018-03-03 08:00
2018-03-03 09:00
2018-03-03 10:00
2018-03-03 11:00
2018-03-03 12:00
2018-03-03 13:00
2018-03-03 14:00
2018-03-03 15:00
2018-03-03 16:00
2018-03-03 17:00
2018-03-03 18:00
2018-03-03 19:00
2018-03-03 20:00
2018-03-03 21:00
2018-03-03 22:00
2018-03-03 23:00
2018-03-04
2018-03-04 01:00
2018-03-04 02:00
2018-03-04 03:00
2018-03-04 04:00
2018-03-04 05:00
2018-03-04 06:00
2018-03-04 07:00
2018-03-04 08:00
2018-03-04 09:00
2018-03-04 10:00
2018-03-04 11:00
2018-03-04 12:00
2018-03-04 13:00
2018-03-04 14:00
2018-03-04 15:00
2018-03-04 16:00
2018-03-04 17:00
2018-03-04 18:00
2018-03-04 19:00
2018-03-04 20:00
2018-03-04 21:00
2018-03-04 22:00
2018-03-04 23:00
2018-03-05
2018-03-05 01:00
2018-03-05 02:00
2018-03-05 03:00
2018-03-05 04:00
2018-03-05 05:00
2018-03-05 06:00
2018-03-05 07:00
2018-03-05 08:00
2018-03-05 09:00
2018-03-05 10:00
2018-03-05 11:00
2018-03-05 12:00
2018-03-05 13:00
2018-03-05 14:00
2018-03-05 15:00
2018-03-05 16:00
2018-03-05 17:00
2018-03-05 18:00
2018-03-05 19:00
2018-03-05 20:00
2018-03-05 21:00
2018-03-05 22:00
2018-03-05 23:00
2018-03-06
2018-03-06 01:00
2018-03-06 02:00
2018-03-06 03:00
2018-03-06 04:00
2018-03-06 05:00
2018-03-06 06:00
2018-03-06 07:00
2018-03-06 08:00
2018-03-06 09:00
2018-03-06 10:00
2018-03-06 11:00
2018-03-06 12:00
2018-03-06 13:00
2018-03-06 14:00
2018-03-06 15:00
2018-03-06 16:00
2018-03-06 17:00
2018-03-06 18:00
2018-03-06 19:00
2018-03-06 20:00
2018-03-06 21:00
2018-03-06 22:00
2018-03-06 23:00
2018-03-07
2018-03-07 01:00
2018-03-07 02:00
2018-03-07 03:00
2018-03-07 04:00
2018-03-07 05:00
2018-03-07 06:00
2018-03-07 07:00
2018-03-07 08:00
2018-03-07 09:00
2018-03-07 10:00
2018-03-07 11:00
2018-03-07 12:00
2018-03-07 13:00
2018-03-07 14:00
2018-03-07 15:00
2018-03-07 16:00
2018-03-07 17:00
2018-03-07 18:00
2018-03-07 19:00
2018-03-07 20:00
2018-03-07 21:00
2018-03-07 22:00
2018-03-07 23:00
2018-03-08
2018-03-08 01:00
2018-03-08 02:00
2018-03-08 03:00
2018-03-08 04:00
2018-03-08 05:00
2018-03-08 06:00
2018-03-08 07:00
2018-03-08 08:00
2018-03-08 09:00
2018-03-08 10:00
2018-03-08 11:00
2018-03-08 12:00
2018-03-08 13:00
2018-03-08 14:00
2018-03-08 15:00
2018-03-08 16:00
2018-03-08 17:00
2018-03-08 18:00
2018-03-08 19:00
2018-03-08 20:00
2018-03-08 21:00
2018-03-08 22:00
2018-03-08 23:00
2018-03-09
2018-03-09 01:00
2018-03-09 02:00
2018-03-09 03:00
2018-03-09 04:00
2018-03-09 05:00
2018-03-09 06:00
2018-03-09 07:00
2018-03-09 08:00
2018-03-09 09:00
2018-03-09 10:00
2018-03-09 11:00
2018-03-09 12:00
2018-03-09 13:00
2018-03-09 14:00
2018-03-09 15:00
2018-03-09 16:00
2018-03-09 17:00
2018-03-09 18:00
2018-03-09 19:00
2018-03-09 20:00
2018-03-09 21:00
2018-03-09 22:00
2018-03-09 23:00
2018-03-10
2018-03-10 01:00
2018-03-10 02:00
2018-03-10 03:00
2018-03-10 04:00
2018-03-10 05:00
2018-03-10 06:00
2018-03-10 07:00
2018-03-10 08:00
2018-03-10 09:00
2018-03-10 10:00
2018-03-10 11:00
2018-03-10 12:00
2018-03-10 13:00
2018-03-10 14:00
2018-03-10 15:00
2018-03-10 16:00
2018-03-10 17:00
2018-03-10 18:00
2018-03-10 19:00
2018-03-10 20:00
2018-03-10 21:00
2018-03-10 22:00
2018-03-10 23:00
2018-03-11
2018-03-11 01:00
2018-03-11 02:00
2018-03-11 03:00
2018-03-11 04:00
2018-03-11 05:00
2018-03-11 06:00
2018-03-11 07:00
2018-03-11 08:00
2018-03-11 09:00
2018-03-11 10:00
2018-03-11 11:00
2018-03-11 12:00
2018-03-11 13:00
2018-03-11 14:00
2018-03-11 15:00
2018-03-11 16:00
2018-03-11 17:00
2018-03-11 18:00
2018-03-11 19:00
2018-03-11 20:00
2018-03-11 21:00
2018-03-11 22:00
2018-03-11 23:00
2018-03-12
2018-03-12 01:00
2018-03-12 02:00
2018-03-12 03:00
2018-03-12 04:00
2018-03-12 05:00
2018-03-12 06:00
2018-03-12 07:00
2018-03-12 08:00
2018-03-12 09:00
2018-03-12 10:00
2018-03-12 11:00
2018-03-12 12:00
2018-03-12 13:00
2018-03-12 14:00
2018-03-12 15:00
2018-03-12 16:00
2018-03-12 17:00
2018-03-12 18:00
2018-03-12 19:00
2018-03-12 20:00
2018-03-12 21:00
2018-03-12 22:00
2018-03-12 23:00
2018-03-13
2018-03-13 01:00
2018-03-13 02:00
2018-03-13 03:00
2018-03-13 04:00
2018-03-13 05:00
2018-03-13 06:00
2018-03-13 07:00
2018-03-13 08:00
2018-03-13 09:00
2018-03-13 10:00
2018-03-13 11:00
2018-03-13 12:00
2018-03-13 13:00
2018-03-13 14:00
2018-03-13 15:00
2018-03-13 16:00
2018-03-13 17:00
2018-03-13 18:00
2018-03-13 19:00
2018-03-13 20:00
2018-03-13 21:00
2018-03-13 22:00
2018-03-13 23:00
2018-03-14
2018-03-14 01:00
2018-03-14 02:00
2018-03-14 03:00
2018-03-14 04:00
2018-03-14 05:00
2018-03-14 06:00
2018-03-14 07:00
2018-03-14 08:00
2018-03-14 09:00
2018-03-14 10:00
2018-03-14 11:00
2018-03-14 12:00
2018-03-14 13:00
2018-03-14 14:00
2018-03-14 15:00
2018-03-14 16:00
2018-03-14 17:00
2018-03-14 18:00
2018-03-14 19:00
2018-03-14 20:00
2018-03-14 21:00
2018-03-14 22:00
2018-03-14 23:00
2018-03-15
2018-03-15 01:00
2018-03-15 02:00
2018-03-15 03:00
2018-03-15 04:00
2018-03-15 05:00
2018-03-15 06:00
2018-03-15 07:00
2018-03-15 08:00
2018-03-15 09:00
2018-03-15 10:00
2018-03-15 11:00
2018-03-15 12:00
2018-03-15 13:00
2018-03-15 14:00
2018-03-15 15:00
2018-03-15 16:00
2018-03-15 17:00
2018-03-15 18:00
2018-03-15 19:00
2018-03-15 20:00
2018-03-15 21:00
2018-03-15 22:00
2018-03-15 23:00
2018-03-16
2018-03-16 01:00
2018-03-16 02:00
2018-03-16 03:00
2018-03-16 04:00
2018-03-16 05:00
2018-03-16 06:00
2018-03-16 07:00
2018-03-16 08:00
2018-03-16 09:00
2018-03-16 10:00
2018-03-16 11:00
2018-03-16 12:00
2018-03-16 13:00
2018-03-16 14:00
2018-03-16 15:00
2018-03-16 16:00
2018-03-16 17:00
2018-03-16 18:00
2018-03-16 19:00
2018-03-16 20:00
2018-03-16 21:00
2018-03-16 22:00
2018-03-16 23:00
2018-03-17
2018-03-17 01:00
2018-03-17 02:00
2018-03-17 03:00
2018-03-17 04:00
2018-03-17 05:00
2018-03-17 06:00
2018-03-17 07:00
2018-03-17 08:00
2018-03-17 09:00
2018-03-17 10:00
2018-03-17 11:00
2018-03-17 12:00
2018-03-17 13:00
2018-03-17 14:00
2018-03-17 15:00
2018-03-17 16:00
2018-03-17 17:00
2018-03-17 18:00
2018-03-17 19:00
2018-03-17 20:00
2018-03-17 21:00
2018-03-17 22:00
2018-03-17 23:00
2018-03-18
2018-03-18 01:00
2018-03-18 02:00
2018-03-18 03:00
2018-03-18 04:00
2018-03-18 05:00
2018-03-18 06:00
2018-03-18 07:00
2018-03-18 08:00
2018-03-18 09:00
2018-03-18 10:00
2018-03-18 11:00
2018-03-18 12:00
2018-03-18 13:00
2018-03-18 14:00
2018-03-18 15:00
2018-03-18 16:00
2018-03-18 17:00
2018-03-18 18:00
2018-03-18 19:00
2018-03-18 20:00
2018-03-18 21:00
2018-03-18 22:00
2018-03-18 23:00
2018-03-19
2018-03-19 01:00
2018-03-19 02:00
2018-03-19 03:00
2018-03-19 04:00
2018-03-19 05:00
2018-03-19 06:00
2018-03-19 07:00
2018-03-19 08:00
2018-03-19 09:00
2018-03-19 10:00
2018-03-19 11:00
2018-03-19 12:00
2018-03-19 13:00
2018-03-19 14:00
2018-03-19 15:00
2018-03-19 16:00
2018-03-19 17:00
2018-03-19 18:00
2018-03-19 19:00
2018-03-19 20:00
2018-03-19 21:00
2018-03-19 22:00
2018-03-19 23:00
2018-03-20
2018-03-20 01:00
2018-03-20 02:00
2018-03-20 03:00
2018-03-20 04:00
2018-03-20 05:00
2018-03-20 06:00
2018-03-20 07:00
2018-03-20 08:00
2018-03-20 09:00
2018-03-20 10:00
2018-03-20 11:00
2018-03-20 12:00
2018-03-20 13:00
2018-03-20 14:00
2018-03-20 15:00
2018-03-20 16:00
2018-03-20 17:00
2018-03-20 18:00
2018-03-20 19:00
2018-03-20 20:00
2018-03-20 21:00
2018-03-20 22:00
2018-03-20 23:00
2018-03-21
2018-03-21 01:00
2018-03-21 02:00
2018-03-21 03:00
2018-03-21 04:00
2018-03-21 05:00
2018-03-21 06:00
2018-03-21 07:00
2018-03-21 08:00
2018-03-21 09:00
2018-03-21 10:00
2018-03-21 11:00
2018-03-21 12:00
2018-03-21 13:00
2018-03-21 14:00
2018-03-21 15:00
2018-03-21 16:00
2018-03-21 17:00
2018-03-21 18:00
2018-03-21 19:00
2018-03-21 20:00
2018-03-21 21:00
2018-03-21 22:00
2018-03-21 23:00
2018-03-22
2018-03-22 01:00
2018-03-22 02:00
2018-03-22 03:00
2018-03-22 04:00
2018-03-22 05:00
2018-03-22 06:00
2018-03-22 07:00
2018-03-22 08:00
2018-03-22 09:00
2018-03-22 10:00
2018-03-22 11:00
2018-03-22 12:00
2018-03-22 13:00
2018-03-22 14:00
2018-03-22 15:00
2018-03-22 16:00
2018-03-22 17:00
2018-03-22 18:00
2018-03-22 19:00
2018-03-22 20:00
2018-03-22 21:00
2018-03-22 22:00
2018-03-22 23:00
2018-03-23
2018-03-23 01:00
2018-03-23 02:00
2018-03-23 03:00
2018-03-23 04:00
2018-03-23 05:00
2018-03-23 06:00
2018-03-23 07:00
2018-03-23 08:00
2018-03-23 09:00
2018-03-23 10:00
2018-03-23 11:00
2018-03-23 12:00
2018-03-23 13:00
2018-03-23 14:00
2018-03-23 15:00
2018-03-23 16:00
2018-03-23 17:00
2018-03-23 18:00
2018-03-23 19:00
2018-03-23 20:00
2018-03-23 21:00
2018-03-23 22:00
2018-03-23 23:00
2018-03-24
2018-03-24 01:00
2018-03-24 02:00
2018-03-24 03:00
2018-03-24 04:00
2018-03-24 05:00
2018-03-24 06:00
2018-03-24 07:00
2018-03-24 08:00
2018-03-24 09:00
2018-03-24 10:00
2018-03-24 11:00
2018-03-24 12:00
2018-03-24 13:00
2018-03-24 14:00
2018-03-24 15:00
2018-03-24 16:00
2018-03-24 17:00
2018-03-24 18:00
2018-03-24 19:00
2018-03-24 20:00
2018-03-24 21:00
2018-03-24 22:00
2018-03-24 23:00
2018-03-25
2018-03-25 01:00
2018-03-25 02:00
2018-03-25 03:00
2018-03-25 04:00
2018-03-25 05:00
2018-03-25 06:00
2018-03-25 07:00
2018-03-25 08:00
2018-03-25 09:00
2018-03-25 10:00
2018-03-25 11:00
2018-03-25 12:00
2018-03-25 13:00
2018-03-25 14:00
2018-03-25 15:00
2018-03-25 16:00
2018-03-25 17:00
2018-03-25 18:00
2018-03-25 19:00
2018-03-25 20:00
2018-03-25 21:00
2018-03-25 22:00
2018-03-25 23:00
2018-03-26
2018-03-26 01:00
2018-03-26 02:00
2018-03-26 03:00
2018-03-26 04:00
2018-03-26 05:00
2018-03-26 06:00
2018-03-26 07:00
2018-03-26 08:00
2018-03-26 09:00
2018-03-26 10:00
2018-03-26 11:00
2018-03-26 12:00
2018-03-26 13:00
2018-03-26 14:00
2018-03-26 15:00
2018-03-26 16:00
2018-03-26 17:00
2018-03-26 18:00
2018-03-26 19:00
2018-03-26 20:00
2018-03-26 21:00
2018-03-26 22:00
2018-03-26 23:00
2018-03-27
2018-03-27 01:00
2018-03-27 02:00
2018-03-27 03:00
2018-03-27 04:00
2018-03-27 05:00
2018-03-27 06:00